## Sheet1
House/ Building Number | Street | Zip | Status | Device Serial Number | Manufacturer | Model | Type | Size | Hazard ID | Location
3452 | 1ST AVE | 43123-1312 | Not Required by DOW |  |  |  | RP | 1.000 | 3422002
3464 | 1ST AVE | 43123 | Active | 4967831 | WILKINS | 975XL | RP | 1.50 | 3624617 | HOT BOX
3464 | 1ST AVE | 43123 | Active | RI-2280 | WATTS | 957 | RPDA | 4.000 | 3624614 | HOT BOX
3464 | 1ST AVE | 43123 | Active | 89998 | WATTS | 919QT | RP | 0.750 | 3624615 | HOT BOX
3492 | 1ST AVE | 43123-1312 | Active | 3635186 | WILKINS | 975XL | RP | 1.000 | 102159
3500 | 1ST AVE | 43123-1390 | Active | 1255248 | WILKINS | 975 | RP | 1.000 | 60898 | BY BOILER IN MECH ROOM AFTER 2IN MTR
3500 | 1ST AVE | 43123-1390 | Active | 1143861 | WILKINS | 950 | DC | 1.500 | 60897 | IN BOILER ROOM SE CORNER
3500 | 1ST AVE | 43123-1390 | Due Install |  |  |  | RP | 2.000 | 3636863
3555 | 1ST AVE | 43123- | Due Install |  |  |  | RP | 0.750 | 3570906 | AT WATER METER IN CLOSET
3555 | 1ST AVE | 43123- | Not Required by DOW |  |  |  | RP | 0.625 | 3640790
11 | 2ND ST | 43054-9784 | Active | W104640 | WILKINS | 975 | RP | 0.750 | 53853 | NE METER CABINET OF HOUSE
14 | 2ND ST | 43054-9756 | Active | 276107 | Apollo | RP4A | RP | 0.750 | 99396 | MECHANICAL ROOM
45 | 2ND ST | 43054-9784 | Active | 88950 | WATTS | 009QT | RP | 1.000 | 64192 | SOUTHEND OF BUILDING
7221 | 2ND ST | 43217 | Active | N08807 | WILKINS | 350DA | DCDA | 8.000 | 3613661 | NE CORNER OF BUILDING
7221 | 2ND ST | 43217 | Active | 1549451 | WILKINS | 950XL | DC | 0.750 | 3613662 | NE CORNER OF BUILDING
7221 | 2ND ST | 43217 | Not Required by DOW | 4154658 | WILKINS | 975XL2 | RP | 1.500 | 3607768 | EAST WALL OF VEHICLE MAINT
7221 | 2ND ST | 43217 | LPS - Active | [5 empty] | 3635894 | FIRE PUMP
7221 | 2ND ST | 43217 | Not Required by DOW | 516308 | WATTS | 909QT | RP | 1.000 | 3636182 | BOILER ROOM
7221 | 2ND ST | 43217 | Active | 118353 | WATTS | 909 | RP | 2.500 | 3602192 | EAST WALL IN ADMIN BUILDING
7221 | 2ND ST | 43217 | Active | 118352 | WATTS | 909 | RP | 2.500 | 3607763 | EAST WALL IN ADMIN BUILDING
7221 | 2ND ST | 43217 | Not Required by DOW | 544522 | WATTS | 909 | RP | 1.000 | 3607766 | BOILER ROOM ADMIN BUILDING
7221 | 2ND ST | 43217 | Not Required by DOW | 399334 | WATTS | 909M1QT | RP | 1.500 | 3607764 | EAST WALL OF HANGAR
7221 | 2ND ST | 43217 | Not Required by DOW | 399369 | WATTS | 909M1QT | RP | 1.500 | 3607765 | EAST WALL OF HANGAR
7221 | 2ND ST | 43217 | Not Required by DOW | 306553 | WATTS | 909M1QT | RP | 1.500 | 3607767 | EAST WALL OF VEHICLE MAINT
7161 | 2ND ST BLDG 440 | 43217 | Active | 15581 | WATTS | 919AQT | RP | 1.500 | 103505 | E WALL MECH RM
20 | 3RD ST | 43054-9502 | Active | 19961B | WILKINS | 350 | DCDA | 4.000 | 3633519 | NORTH CENTER MECH RM OF NEW BLDG
20 | 3RD ST | 43054-9502 | Not Required by DOW | ACF1763 | WATTS | 919 | RP | 1.500 | 3632929 | NORTH SIDE OF BLDG MECH RM WEST OF FRONT DOOR
20 | 3RD ST | 43054-9502 | Active | 25619 | WATTS | LF919-QT | RP | 1.500 | 3650723 | NORTH CENTER MECH RM OF NEW BLDG
20 | 3RD ST | 43054-9502 | Active | HC38996 | WILKINS | 950 | DC | 0.750 | 3633520 | NORTH CENTER MECH RM OF NEW BLDG
5950 | ABBEY CHURCH RD | 43017- | Not Required by DOW | 046353 | WATTS | 800M4 | PVB | 1.000 | 3632726 | MAINTENANCE BUILDING 2879 FRIARS HAVEN DR
5950 | ABBEY CHURCH RD | 43017- | Active | QL-0913 | WATTS | 957 | RP | 6.000 | 3351290 | IN HOT BOX AT PIT
5950 | ABBEY CHURCH RD | 43017- | Not Required by DOW | 037650 | WATTS | 800M4FR | PVB | 1.000 | 3624609 | INSIDE MAINTENANCE BUILDING
6074 | ABBEY CHURCH RD | 43017- | Due Install |  |  |  | RP | 3.000 | 3636393 | MAINT ROOM/OFFICE W END OF W GARAGES THRU MAN DR AT WATER METER
6074 | ABBEY CHURCH RD | 43017- | Active | 1394210 | WILKINS | 950XL | DC | 0.750 | 68918 | MAINT OFFICE W END OF (2852) W GARAGES SAWMILL PARK DR (PVT)
6074 | ABBEY CHURCH RD | 43017- | Active | N05784 | WILKINS | 350DA | DCDA | 6.000 | 68919 | W END OF W GARAGES SAWMILL PARK DR (PVT)
6445 | ABBEY LN | 43017 | Not Required by DOW | EAA0665 | WILKINS | 720A | PVB | 1.000 | 3654160 | RISER ROOM / BACK OF BUILDING
6445 | ABBEY LN | 43017 | Active | 209909 | WATTS | LF009M2 | RP | 2.000 | 3653477 | RISER ROOM / BACK OF BUILDING
6445 | ABBEY LN | 43017 | Active | 1101018072 | AMES | 3000SS | DCDA | 4.000 | 3653478 | mech room
6445 | ABBEY LN | 43017 | Active | 85324 | AMES | 2000B | DC | 0.750 | 3653479
6976 | ABBEYFIELD DR | 43054-9118 | Active | H025566 | FEBCO | 765 | PVB | 1.000 | 94825 | LEFT SIDE OF HOUSE
7040 | ABBEYFIELD DR | 43054-8774 | Active | G215409 | WILKINS | 720A | PVB | 0.750 | 97667 | LEFT SIDE
6515 | ABBIE TRAILS DR | 43125 | Active | 20662 | WATTS | 007M1PCQT | DC | 0.750 | 103646 | 6511. BACK MECH ROOM OF CLUBHOUSE
6515 | ABBIE TRAILS DR | 43125 | Active | NB-0638 | WATTS | 957 | RP | 3.000 | 103609 | 6511. BACK OF CLUBHOUSE - MECH ROOM AT WATER METER
6515 | ABBIE TRAILS DR | 43125 | Active | 1152280213 | WATTS | 774 | DC | 6.000 | 103645 | 6511 ABBIE TRAILS MECH ROOM BACK OF CLUBHOUSE
6637 | ABBIE TRAILS DR | 43110- | Active | T340435 | WILKINS | 720A | PVB | 0.750 | 70408 | OUTSIDE ENTRANCE
6637 | ABBIE TRAILS DR | 43110- | Due Install |  |  |  | RP |  | 3649032 | OUTSIDE ENTRANCE
6637 | ABBIE TRAILS DR | 43110- | Due Install |  |  |  | DCDA |  | 3649033 | OUTSIDE ENTRANCE
6722 | ABBIE TRAILS DR | 43110- | Active | 1121890201 | AMES | 3000SS | DCDA | 6.000 | 103076 | PIT IN FRONT OF COMPLEX
6722 | ABBIE TRAILS DR | 43110- | Due Install |  |  |  | RP | 4.000 | 3651968 | PIT IN FRONT OF COMPLEX
6722 | ABBIE TRAILS DR | 43110- | Active | 48667 | WATTS | 007M1QT | DC | 0.750 | 103077 | PIT IN FRONT OF COMPLEX
119 | ABBOT AVE | 43085-2601 | Active | 792941 | WILKINS | 720A | PVB | 0.750 | 54208 | RIGHT SIDE OF HOUSE
5124 | ABBOTSBURY CT | 43054-9357 | Active | T230551 | WILKINS | 720A | PVB | 0.750 | 3351436 | Right side of house
5125 | ABBOTSBURY CT | 43054-9356 | Active | H004648 | FEBCO | 765 | PVB | 0.750 | 66090 | SIDE OF HOUSE
5130 | ABBOTSBURY CT | 43054-9357 | Active | H208780 | FEBCO | 765 | PVB | 1.000 | 3351437 | RIGHT SIDE
5131 | ABBOTSBURY CT | 43054-9356 | Active | T345931 | WILKINS | 720A | PVB | 0.750 | 66101 | LEFT SIDE FRONT
5136 | ABBOTSBURY CT | 43054-9357 | Active | CAA46420 | WILKINS | 720A | PVB | 0.750 | 66107 | RIGHT SIDE OF HOUSE
5137 | ABBOTSBURY CT | 43054-9356 | Active | HB14684 | FEBCO | 765 | PVB | 1.000 | 66108 | RIGHT HAND SIDE
5148 | ABBOTSBURY CT | 43054-9357 | Active | H245123 | FEBCO | 765 | PVB | 0.750 | 66123 | LEFT SIDE OF HOUSE
5154 | ABBOTSBURY CT | 43054-9357 | Active | 108760 | WATTS | 800M4QT | PVB | 0.750 | 66172 | LT SIDE
5160 | ABBOTSBURY CT | 43054-9357 | Active | CB002920 | FEBCO | 765 | PVB | 1.000 | 66201 | REAR CENTER OF HOUSE
5161 | ABBOTSBURY CT | 43054-9351 | Active | 822741 | WILKINS | 720A | PVB | 0.750 | 66213 | RIGHT SIDE
6113 | ABBOTSFORD DR | 43017-9486 | Active | 115848 | WILKINS | 975 | RP | 0.750 | 69041 | BASEMENT AT METER
6135 | ABBOTSFORD DR | 43017-9486 | Active | T232786 | Wilkins | 720A | PVB | 0.750 | 89573 | FRONT OF HOUSE--NO TAG
6143 | ABBOTSFORD DR | 43017-9486 | Active | T396159 | Wilkins | 720 | PVB | 0.750 | 3351444 | JUST LEFT FRONT OF DOOR
6155 | ABBOTSFORD DR | 43017-9486 | Active | cb403051 | WILKINS | 720A | PVB | 1.000 | 69172 | LEFT SIDE OF HOUSE
6167 | ABBOTSFORD DR | 43017-9486 | Active | T154904 | WILKINS | 720 | PVB | 1.000 | 69210 | RH SIDE
6177 | ABBOTSFORD DR | 43017 | Active | H850595 | FEBCO | 765 | PVB | 1.000 | 89574 | FRONT LEFT
6178 | ABBOTSFORD DR | 43017-8674 | Active | CB323863 | WILKINS | 720A | PVB | 0.750 | 3351448 | FRONT OF HOUSE LEFT OF FRONT DOOR
6189 | ABBOTSFORD DR | 43017-9486 | Active | 371711 | WILKINS | 720A | PVB | 1.000 | 69293 | RIGHT SIDE OF HOUSE
6197 | ABBOTSFORD DR | 43017-9486 | Active | 811695 | WILKINS | 720A | PVB | 0.750 | 69325 | RH SIDE
6198 | ABBOTSFORD DR | 43017-8674 | Active | t434889 | WILKINS | 720A | PVB | 0.750 | 69328 | RIGHT HAND SIDE ***DUPLICATE # - PREFIX WITH Z ****
1489 | ABERDEEN AVE | 43211-1452 | Active | 4239243 | WILKINS | 975 | RP | 0.750 | 3351568 | IN BASEMENT BY WATER METER
1940 | ABERDEEN DR | 43220-2926 | Active | 352080 | WILKINS | 720A | PVB | 2.000 | 56694 | RT SIDE OF 1940 ABERDEEN
1940 | ABERDEEN DR | 43220-2926 | Active | 181288 | WILKINS | 420 | PVB | 1.000 | 98634 | 1981 ABERDEEN, NORTH SIDE OF BUILDING
2221 | ABINGTON RD | 43221-3113 | Active | 194947 | FEBCO | 765 | PVB | 1.000 | 57650 | WEST SIDE OF HOUSE
2230 | ABINGTON RD | 43221-3114 | Active | CB262887 | WILKINS | 720A | PVB | 0.750 | 89576 | right side
2231 | ABINGTON RD | 43221-3113 | Active | CB180446 | WATTS | 800QT | PVB | 1.000 | 89577 | FRONT RIGHT CORNER
2236 | ABINGTON RD | 43221-3114 | Active | T366252 | WILKINS | 720 | PVB | 0.750 | 3351722 | LEFT SIDE OF THE HOUSE
2241 | ABINGTON RD | 43221-3113 | Active | 026068 | WILKINS | 975 | RP | 0.750 | 57715 | AT WATER METER
2241 | ABINGTON RD | 43221-3113 | Not Required by DOW | 263199 | WATTS | 800M4FR | PVB | 0.750 | 3630092 | FRONT OF HOUSE WEST OF DOOR
2244 | ABINGTON RD | 43221-3114 | Active | H087133 | FEBCO | 765 | PVB | 0.750 | 57722 | LEFT SIDE OF HOUSE
2252 | ABINGTON RD | 43221-3114 | Active | H205846 | FEBCO | 765 | PVB | 0.750 | 89204 | SE CORNER OF HOUSE
2260 | ABINGTON RD | 43221-3114 | Active | HC01923 | FEBCO | 765 | PVB | 1.000 | 86993 | 12' Left of front door
2265 | ABINGTON RD | 43221-3113 | Active | T436313 | WILKINS | 720A | PVB | 1.000 | 57813 | LEFT SIDE OF HOUSE
2276 | ABINGTON RD | 43221-3114 | Active | H083833 | FEBCO | 765 | PVB | 1.000 | 57826 | LEFT SIDE OF HOUSE
2286 | ABINGTON RD | 43221-3114 | Active | H184882 | FEBCO | 765 | PVB | 1.000 | 57848 | Left front
2287 | ABINGTON RD | 43221-3113 | Active | 1183 | FEBCO | 765 | PVB | 1.000 | 57850 | FRONT OF HOUSE LEFT OF DOOR
2299 | ABINGTON RD | 43221-3113 | Active | AE7278 | FEBCO | 765 | PVB | 1.000 | 89578 | FRONT OF HOUSE
2308 | ABINGTON RD | 43221-3114 | Active | AJ1044 | FEBCO | 765 | PVB | 0.750 | 57916 | FRONT OF HOUSE, LEFT OF ENTRY
2324 | ABINGTON RD | 43221-3116 | Active | 01546 | WATTS | 800M4QT | PVB | 1.000 | 89580 | LEFT SIDE
2335 | ABINGTON RD | 43221-3115 | Active | H088316 | FEBCO | 765 | PVB | 0.750 | 58001 | FRONT OF HOUSE
2338 | ABINGTON RD | 43221-3116 | Active | CA817078 | WILKINS | 720A | PVB | 0.750 | 3351730 | LEFT SIDE BEHIND FENCE
2362 | ABINGTON RD | 43221-3116 | Active | 297 | FEBCO | 765 | PVB | 1.000 | 58081 | RIGHT SIDE OF HOUSE
2365 | ABINGTON RD | 43221-3115 | Active | A072798 | WILKINS | 720A | PVB | 0.750 | 92373 | LEFT SIDE MIDDLE
2376 | ABINGTON RD | 43221-3116 | Active | AI9315 | FEBCO | 765 | PVB | 1.000 | 58112 | FRONT
2395 | ABINGTON RD | 43221-3115 | Active | G045426 | WILKINS | 720A | PVB | 0.750 | 88635 | OUTSIDE
2403 | ABINGTON RD | 43221-3115 | Active | T272283 | WILKINS | 720A | PVB | 0.750 | 95183 | RIGHT SIDE OF HOUSE
2411 | ABINGTON RD | 43221-3115 | Active | 28852 | FEBCO | 765 | PVB | 1.000 | 93215 | FRONT OF HOUSE
2510 | ABINGTON RD | 43221-3004 | Active | AG5704 | FEBCO | 765 | PVB | 1.000 | 58515 | FRONT OF HOUSE - RIGHT OF ENTRY OUTSIDE
2531 | ABINGTON RD | 43221-3003 | Active | H881481 | FEBCO | 765 | PVB | 1.000 | 100591 | FRONT OF HOUSE
2540 | ABINGTON RD | 43221-3004 | Active | G125324 | WILKINS | 720A | PVB | 0.750 | 89581 | BACK OF HOUSE
2540 | ABINGTON RD | 43221-3004 | Active | G169739 | WILKINS | 720A | PVB | 0.750 | 89582 | FRONT OF HOUSE
2545 | ABINGTON RD | 43221-3003 | Active | H489474 | FEBCO | 765 | PVB | 0.750 | 93013 | FRONT OF HOUSE
2560 | ABINGTON RD | 43221-3004 | Active | 101767 | FEBCO | 825Y | RP | 0.750 | 3351751 | BASEMENT
2565 | ABINGTON RD | 43221-3003 | Active | 4940053 | WILKINS | 720A | PVB | 0.750 | 3654559 | LEFT SIDE
2565 | ABINGTON RD | 43221-3003 | Active | 4940052 | WILKINS | 975XL | RP | 1.000 | 3654561 | SOUTHEAST CORNER OF LOT
2565 | ABINGTON RD | 43221-3003 | Active | T304935 | WILKINS | 720A | PVB | 0.750 | 3351752 | LEFT SIDE
2631 | ABINGTON RD | 43221-3018 | Active | 5681 | FEBCO | 765 | PVB | 1.000 | 58824 | LEFT SIDE OF HOUSE
2650 | ABINGTON RD | 43221-3021 | Active | 311126 | WILKINS | 720A | PVB | 0.750 | 89583 | LEFT SIDE
2651 | ABINGTON RD | 43221-3086 | Active | 19148 | FEBCO | 765 | PVB | 1.000 | 58899 | FRONT RIGHT SIDE OF HOUSE
2705 | ABINGTON RD | 43221-3020 | Active | CD3138 | FEBCO | 765 | PVB | 0.750 | 59041 | FRONT OF HOUSE
2725 | ABINGTON RD | 43221-3066 | Active | CB075398 | WILKINS | 720 | PVB | 1.000 | 59095 | FRONT OF HOUSE NEXT OT MAIN ENTRANCE
2730 | ABINGTON RD | 43221 | Active | 190118 | WATTS | 800M4QT | PVB | 1.000 | 101228 | FRONT OF HOUSE - RIGHT SIDE OF DOOR
2760 | ABINGTON RD | 43221-3000 | Active | T126348 | WILKINS | 720A | PVB | 1.000 | 59223 | SW FRONT WALL BY WINDOW WELL
6142 | ACACIA DR | 43026-6159 | Active | T021780 | WILKINS | 720A | PVB | 0.750 | 69126 | LEFT CENTER BY GAS MTR
6159 | ACACIA DR | 43026-6158 | Active | T761297 | WILKINS | 720A | PVB | 0.750 | 91565 | LEFT FRONT
6173 | ACACIA DR | 43026-6158 | Active | G215491 | WILKINS | 720A | PVB | 0.750 | 97299 | LEFT SIDE
6197 | ACACIA DR | 43026-6158 | Active | 865216 | APOLLO/CONBRACO | PVB4A | PVB | 0.750 | 95348 | RIGHT SIDE
6209 | ACACIA DR | 43026-6197 | Active | H339837 | FEBCO | 765 | PVB | 0.750 | 88835 | LEFT FRONT
6234 | ACACIA DR | 43026-6200 | Active | T346127 | WILKINS | 720A | PVB | 0.750 | 100978 | RIGHT side
6247 | ACACIA DR | 43026-6197 | Active | H379828 | FEBCO | 765 | PVB | 0.750 | 88938 | RIGHT SIDE OF HOUSE
6257 | ACACIA DR | 43026 | Active | 014315 | Watts | LF800M4 | PVB | 0.750 | 95726 | LEFT CENTER
6269 | ACACIA DR | 43026-6197 | Active | G227244 | WILKINS | 720A | PVB | 0.750 | 96938 | LEFT SIDE OF HOUSE
6270 | ACACIA DR | 43026-6200 | Active | G242356 | WILKINS | 720A | PVB | 0.750 | 99737 | LEFT FRONT
100 | ACCESS RD BLDG HUB | 43217 | Active | 16101 | WILKINS | 375AST | RP | 4.000 | 3602137 | FED EX 7066 CARGO RD MAIN BUILDING IN COMPRESSOR ROOM
5334 | ACEVEDO CT | 43235-7300 | Active | T345540 | WILKINS | 720A | PVB | 0.750 | 102919 | RIGHT FRONT
7172 | ACHILL DR | 43017-2633 | Active | 562906 | APOLLO/CONBRACO | PVB | PVB | 0.750 | 3351836 | LEFT FRONT
7175 | ACHILL DR | 43017-2634 | Active | H431998 | FEBCO | 765 | PVB | 0.750 | 97431 | RIGHT SIDE OF HOUSE
7191 | ACHILL DR | 43017-2634 | Active | 128502 | WILKINS | 420 | PVB | 1.000 | 71589 | RIGHT FRONT
7204 | ACHILL DR | 43017-2616 | Active | F022829 | WILKINS | 720A | PVB | 0.750 | 98655 | LEFT SIDE
7239 | ACHILL DR | 43017-2618 | Active | G169725 | WILKINS | 720A | PVB | 0.750 | 95061 | Left side of the house
4412 | ACKERLY FARM RD | 43054-9665 | Active | 542725 | WILKINS | 720A | PVB | 0.750 | 89585 | RIGHT SIDE
4426 | ACKERLY FARM RD | 43054-9665 | Active | 542763 | WILKINS | 720A | PVB | 0.750 | 63982 | RIGHT SIDE OF HOUSE
4440 | ACKERLY FARM RD | 43054-9665 | Active | 375257 | WILKINS | 720A | PVB | 0.750 | 64009 | FRONT OF HOUSE
4460 | ACKERLY FARM RD | 43054-9665 | Active | 817390 | WILKINS | 720A | PVB | 0.750 | 64080
4469 | ACKERLY FARM RD | 43054-9666 | Active | cb414175 | WILKINS | 720A | PVB | 1.000 | 64113 | SOUTHSIDE
4470 | ACKERLY FARM RD | 43054-9665 | Active | 228522 | WILKINS | 720A | PVB | 0.750 | 64119 | RIGHT SIDE OF HOUSE
4473 | ACKERLY FARM RD | 43054-9666 | Active | T082597 | WILKINS | 720 | PVB | 1.000 | 3611565 | BEHIND HOUSE
4477 | ACKERLY FARM RD | 43054 | Active | CB323059 | WILKINS | 720A | PVB | 0.750 | 3603271 | LEFT SIDE OF HOUSE
4480 | ACKERLY FARM RD | 43054-9665 | Active | CAA46419 | WILKINS | 720A | PVB | 0.750 | 64142 | LEFT FRONT
4490 | ACKERLY FARM RD | 43054-9665 | Active | UD564 | CONBRACO | 4050502 | PVB | 1.000 | 87450 | LEFT SIDE OF HOUSE
4519 | ACKERLY FARM RD | 43054-9617 | Active | T176315 | WILKINS | 720 | PVB | 0.750 | 3606114 | LEFT FRONT
4520 | ACKERLY FARM RD | 43054-9608 | Active | CAA36827 | WILKINS | 720 | PVB | 0.750 | 3650477 | LEFT CENTER BY GENERATOR
4525 | ACKERLY FARM RD | 43054 | Active | T198604 | WILKINS | 720A | PVB | 0.750 | 3607680 | LEFT SIDE
4530 | ACKERLY FARM RD | 43054 | Active | T196758 | WILKINS | 720A | PVB | 0.750 | 3613193
4531 | ACKERLY FARM RD | 43054 | Active | T146569 | WILKINS | 720A | PVB | 0.750 | 3605837 | LEFT SIDE OF HOUSE
4537 | ACKERLY FARM RD | 43054 | Active | 374137 | WATTS | 800M4FR | PVB | 0.750 | 3603023 | FRONT OF HOUSE
4543 | ACKERLY FARM RD | 43054 | Active | CB440238 | WILKINS | 720A | PVB | 0.750 | 3633160 | RIGHT OF FRONT DOOR
4549 | ACKERLY FARM RD | 43054 | Active | T146696 | WILKINS | 720A | PVB | 0.750 | 103775 | LEFT SIDE
4550 | ACKERLY FARM RD | 43054 | Active | T417707 | WILKINS | 720A | PVB | 0.750 | 3653129 | RIGHT SIDE
4567 | ACKERLY FARM RD | 43054 | Active | H245569 | WILKINS | 720A | PVB | 0.750 | 103540 | BACK RIGHT
4573 | ACKERLY FARM RD | 43054 | Active | 592667 | FEBCO | 765 | PVB | 0.750 | 99240 | REAR OF HOUSE
4579 | ACKERLY FARM RD | 43054 | Active | CB154530 | WILKINS | 720 | PVB | 0.750 | 3607689 | LEFT SIDE
4585 | ACKERLY FARM RD | 43054 | Active | T439809 | WILKINS | 720A | PVB | 0.750 | 98714 | LEFT SIDE OF HOUSE
4560 | ACKERLY FARMS RD | 43054 | Active | G262986 | WILKINS | 720A | PVB | 1.000 | 98709 | FRONT RIGHT CORNER TOWARDS REAR
7800 | ACKERLY LOOP | 43054 | Active | T154950 | WILKINS | 720A | PVB | 1.000 | 102841 | LEFT FRONT
7810 | ACKERLY LOOP | 43054 | Active | F022228 | WILKINS | 720A | PVB | 0.750 | 98573 | FRONT OF HOUSE FROM STREET (NORTH)
7815 | ACKERLY LOOP | 43054 | Active | F022858 | WILKINS | 720A | PVB | 0.750 | 98572 | RIGHT SIDE OF HOUSE FROM STREET (SOUTH)
7820 | ACKERLY LOOP | 43054 | Active | G241117 | WILKINS | 720A | PVB | 0.750 | 98711 | LEFT SIDE
7825 | ACKERLY LOOP | 43054 | Active | 3768598 | WILKINS | 975 | RP | 0.750 | 3603030 | WEST OF FRONT DOOR IN COVE
7830 | ACKERLY LOOP | 43054 | Active | G245767 | WILKINS | 720A | PVB | 0.750 | 3606029 | LEFT SIDE OF HOUSE
7830 | ACKERLY LOOP | 43054 | Active | G246098 | WILKINS | 720A | PVB | 0.750 | 99007 | RIGHT SIDE OF HOUSE
7840 | ACKERLY LOOP | 43054 | Active | T197292 | WILKINS | 720 | PVB | 0.750 | 3611890 | FRONT
7850 | ACKERLY LOOP | 43054 | Active | T236821 | WILKINS | 720A | PVB | 1.000 | 3607548 | REAR OF HOUSE
7860 | ACKERLY LOOP | 43054 | Active | CB028954 | WILKINS | 720A | PVB | 0.750 | 103208 | LEFT SIDE
7870 | ACKERLY LOOP | 43054 | Active | T072655 | WILKINS | 720A | PVB | 0.750 | 101046 | RIGHT SIDE OF HOUSE
441 | ACKERMAN RD | 43202-1569 | Active | 025574 | WATTS | 800M4QT | PVB | 1.500 | 3610026 | MECH ROOM WEST SIDE OF BLDG
520 | ACKERMAN RD | 43202 | Not Required by DOW | ACA9813 | WILKINS | 975XL2 | RP | 2.000 | 3648662 | WEST SIDE OF BUILDING WATER RISER ROOM
520 | ACKERMAN RD | 43202 | Active | 4882870 | WILKINS | 975XLD | RP | 0.750 | 3646957 | MECH ROOM WEST SIDE OF BLDG SOUTH END OF BLDG
520 | ACKERMAN RD | 43202 | Active | 5697D | WILKINS | 375 | RPDA | 8.000 | 3646956 | MECH ROOM WEST SIDE OF BLDG SOUTH END OF BLDG
520 | ACKERMAN RD | 43202 | Active | 49057 | WILKINS | 375A | RP | 6.000 | 3646955 | MECH ROOM WEST SIDE OF BLDG SOUTH END OF BLDG
520 | ACKERMAN RD | 43202 | Not Required by DOW | 4873248XLTCU | WILKINS | 975XL2 | RP | 1.500 | 3648663 | 4TH FLOOR POOL EQUIPMENT ROOM OF 2877 OLENTANGY RIVER RD
650 | ACKERMAN RD | 43202-4500 | Due Install |  |  |  | DCDA | 6.000 | 3626672 | NEED TO SWITCH OUT FIRE METER IN PIT WITH DCDA
650 | ACKERMAN RD | 43202-4500 | Active | 141300 | WATTS | 909 | RP | 3.000 | 70078 | BUILDING #1, 1ST FLOOR MECH RM
700 | ACKERMAN RD | 43202-1559 | Not Required by DOW | 3864176 | WILKINS | 975 | RP | 2.000 | 71125 | MECH ROOM BACK OF BLDG BY METER
700 | ACKERMAN RD | 43202-1559 | Not Required by DOW | 3900488 | WILKINS | 975XL | RP | 1.000 | 3607521 | MECHANIC ROOM CEILING
700 | ACKERMAN RD | 43202-1559 | Not Required by DOW | 1946491118 | AMES | 3000SS | DCDA | 6.000 | 3630179
700 | ACKERMAN RD | 43202-1559 | Not Required by DOW | 27788 | WATTS | 007M1QT | DC | 0.750 | 3630180
700 | ACKERMAN RD | 43202-1559 | Active | 17666 | WATTS | LF909 | RP | 6.000 | 3632917 | PARKING LOT NEXT TO ACKERMAN RD AND EXIT TO 315 (SR) NORTH
650 | ACKERMAN RD UNIT B | 43202-4500 | Due Install |  |  |  | RP | 3.000 | 3626671 | NEED TO INSTALL RP IN HOTBOX AT PIT
650 | ACKERMAN RD UNIT B | 43202-4500 | Not Required by DOW | F31777 | WATTS | 957RPDA-GV | RP | 3.000 | 96492 | 640 ACKERMAN RD, BLDG #2 SPRINKLER MECH ROOM
650 | ACKERMAN RD UNIT B | 43202-4500 | Not Required by DOW | 10498 | WATTS | 007M2QT | DC | 1.250 | 70081 | 670 ACKERMAN RD, BLDG 3 MECH RM B356M
650 | ACKERMAN RD UNIT B | 43202-4500 | Not Required by DOW | 614558 | WATTS | 909QT | RP | 1.000 | 96494 | 680 ACKERMAN RD, MECH ROOM D465B BLDG 4
650 | ACKERMAN RD UNIT B | 43202-4500 | Not Required by DOW | 39785 | WATTS | 909HWQT | RP | 1.250 | 70079 | 660 ACKERMAN RD, BLDG #8 BASEMENT CHILLER RM
650 | ACKERMAN RD UNIT B | 43202-4500 | Not Required by DOW | 01806 | WATTS | 919 | RP | 0.500 | 100585 | MECHANIC ROOM 125M
650 | ACKERMAN RD UNIT B | 43202-4500 | Not Required by DOW | 241062 | WATTS | 009M2QT | RP | 1.000 | 70075 | 670 ACKERMAN RD, BLD #3 PENTHOUSE BEHIND BOILER
650 | ACKERMAN RD UNIT B | 43202-4500 | Not Required by DOW | 003424 | WATTS | 909 | RP | 3.000 | 70077 | 670 ACKERMAN RD, BLDG 3, 1ST FL JANITOR CLOSET & SPIRAL STAIR TO PENTHOUSE
650 | ACKERMAN RD UNIT B | 43202-4500 | Not Required by DOW | 02809 | WATTS | 007QT | DC | 0.500 | 96497 | 680 ACKERMAN RD, MECH ROOM D465B
650 | ACKERMAN RD UNIT B | 43202-4500 | Not Required by DOW | 446210 | WATTS | 909HWM1QT | RP | 1.500 | 100580 | MECHANIC ROOM PENTHOUSE
650 | ACKERMAN RD UNIT B | 43202-4500 | Not Required by DOW | 141234 | WATTS | 909 | RP | 3.000 | 70076 | 660 ACKERMAN RD, BLDG #8 BASEMENT IN HALLWAY 5 FT
636 | ACONITE CT | 43004 | Active | CB076725 | WILKINS | 720A | PVB | 0.750 | 3603371 | LEFT SIDE
8614 | ACONITE DR | 43004 | Active | T182420 | WILKINS | 720A | PVB | 0.750 | 3603370 | LEFT SIDE OF HOUSE
270 | ACTON RD UNIT A | 43214-3304 | Active | T041371 | WILKINS | 720A | PVB | 0.750 | 100394 | RIGHT SIDE OF HOUSE
6833 | ADDENBROOK BLVD | 43054-9353 | Active | C06722 | FEBCO | 765 | PVB | 0.750 | 70788 | LT SIDE
6865 | ADDENBROOK BLVD | 43054-9353 | Active | H517306 | FEBCO | 765 | PVB | 0.750 | 95444 | RIGHT SIDE OF HOUSE
6886 | ADDENBROOK BLVD | 43054-9358 | Active | 019859 | WATTS | LF800M4 | PVB | 1.000 | 3611402 | FRONT OF HOUSE
6894 | ADDENBROOK BLVD | 43054-9358 | Active | G036149 | WILKINS | 720A | PVB | 1.000 | 70893 | RIGHT SIDE OF HOUSE
6902 | ADDENBROOK BLVD | 43054-9358 | Active | T414591 | WILKINS | 720A | PVB | 0.750 | 70913 | FRONT LEFT CORNER BEHIND SOME LARGE BUSHES
6905 | ADDENBROOK BLVD | 43054-9353 | Active | 005137 | WATTS | 800CMQT | PVB | 0.750 | 70915 | RIGHT SIDE OF HOUSE
6910 | ADDENBROOK BLVD | 43054-9358 | Active | 190892 | WILKINS | 720A | PVB | 0.750 | 70925 | LEFT SIDE
3093 | ADDERBURY DR | 43123-8206 | Active | A135323 | WILKINS | 720A | PVB | 0.750 | 92739 | LEFT SIDE OF HOUSE
3096 | ADDERBURY DR | 43123 | Active | T176344 | WILKINS | 720A | PVB | 0.750 | 3599317 | EASTSIDE OF HOUSE
3108 | ADDERBURY DR | 43123-8212 | Active | CB597900 | WILKINS | 720A | PVB | 1.000 | 59984 | OUTSIDE EAST SIDE
3117 | ADDERBURY DR | 43123-8212 | Active | HK14537 | FEBCO | 765 | PVB | 1.000 | 60001 | WEST SIDE
7106 | ADDINGTON RD | 43054-9477 | Active | CB58946 | WILKINS | 720A | PVB | 0.750 | 71421 | RIGHT SIDE OF HOUSE
7111 | ADDINGTON RD | 43054-9476 | Active | 792641 | WILKINS | 720A | PVB | 0.750 | 71442 | LEFT HAND SIDE
7127 | ADDINGTON RD | 43054-9476 | Active | G183832 | WILKINS | 720A | PVB | 0.750 | 91927 | LEFT SIDE
8210 | ADDINSTON CT | 43017-8711 | Active | CB179916 | WILKINS | 720A | PVB | 1.000 | 73526 | 12' RIGHT OF FRONT DOOR
6480 | ADELAIDE CT | 43125 | Active | RJ0247 | AMES | COLT 500-GV | RPDA | 8.000 | 3629792 | SW Corner Entrance - Hot Box by Meter Pit
6480 | ADELAIDE CT | 43125 | Active | 71234 | WATTS | 919 | RP | 0.750 | 3629791 | SW Corner Entrance - Hot Box by Meter Pit
6480 | ADELAIDE CT | 43125 | Active | 117863 | WATTS | LF009M2 | RP | 2.000 | 3629790 | SW Corner Entrance - Hot Box by Meter Pit
6480 | ADELAIDE CT | 43125 | LPS - Active |  |  |  | LST | 8.000 | 3654590
6500 | ADELAIDE CT | 43125-9652 | Not Required by DOW | 1289725 | WILKINS | 975 | RP | 1.500 | 70104 | NW END OF BUILD IN FIRE SPRINKLER RM (OUTSIDE DOOR)
6500 | ADELAIDE CT | 43125-9652 | Active | 22963 | AMES | 2000B | DC | 0.750 | 70105 | N PUMP ROOM
6500 | ADELAIDE CT | 43125-9652 | LPS - Active | [5 empty] | 3638153 | NW END OF BUILD IN FIRE SPRINKLER RM (OUTSIDE DOOR) FIRE PUMP
6500 | ADELAIDE CT | 43125-9652 | Active | 1150051101 | AMES | 3000SS | DCDA | 8.000 | 70102 | N PUMP ROOM
6500 | ADELAIDE CT | 43125-9652 | Active | 1285989 | WILKINS | 975 | RP | 2.000 | 70103 | NW END OF BUILD IN FIRE SPRINKLER RM (OUTSIDE DOOR)
380 | ADENA BROOK LN | 43214-1182 | Active | W096979 | WILKINS | 975 | RP | 0.750 | 61800 | REAR OF HOUSE
757 | ADENA DR | 43215-1114 | Active | 277435 | WATTS | LF009M3QT | RP | 0.750 | 3352344 | SW CORNER OFFICE AT METER
3121 | ADENA POINT CT | 43221-4710 | Active | 551470 | FEBCO | 765 | PVB | 0.750 | 3352352
5727 | ADERHOLT RD | 43016-6326 | Active | F006258 | WILKINS | 720A | PVB | 0.750 | 98210 | LEFT SIDE
5739 | ADERHOLT RD | 43016-6326 | Active | CB867214 | WILKINS | 720A | PVB | 0.750 | 3600711 | RIGHT FRONT
1001 | ADIN TR | 43235-1787 | Active | T146912 | WILKINS | 720A | PVB | 0.750 | 3591821 | RIGHT SIDE OF HOUSE
2250 | ADNER CT | 43220-5426 | Active | H916020 | FEBCO | 765 | PVB | 1.000 | 3606222 | RIGHT OF FRONT DOOR
2255 | ADNER CT | 43220-5427 | Active | T462847 | WILKINS | 720A | PVB | 0.750 | 89586 | FRONT OF HOUSE
2262 | ADNER CT | 43220-5426 | Active | 358080 | WATTS | 800 | PVB | 0.750 | 101954 | 8 FT RIGHT OF FRONT DOOR
2080 | ADVANCE AVE | 43207-1758 | Active | 94986 | WATTS | 007QT | DC | 0.750 | 57162 | IN METER PIT IN FRONT OF BUILDING
2080 | ADVANCE AVE | 43207-1758 | Active | 21295 | WATTS | 009QT | RP | 1.500 | 57159 | AT WATER METER - 2 YARD HYDRANTS
2080 | ADVANCE AVE | 43207-1758 | Active | 22467 | WATTS | 009M2QT | RP | 1.500 | 57160 | AT WATER METER. N SIDE OF WAREHOUSE
2080 | ADVANCE AVE | 43207-1758 | Active | 3BM1313 | AMES | 3000SS | DCDA | 6.000 | 57161 | IN METER PIT IN FRONT OF BUILDING
2100 | ADVANCE AVE | 43207-1722 | Due Install |  |  |  | RP | 6.000 | 3639682
2120 | ADVANCE AVE | 43207-1722 | Due Install |  |  |  | RP |  | 3352436 | AT MTR IN BATHROOM
2130 | ADVANCE AVE | 43207-1722 | Active | ABA09538 | WILKINS | 975-XL2 | RP | 0.750 | 3654265
2201 | ADVANCE AVE UNIT B | 43207-1723 | Active | 208799 | WATTS | 909M1QT | RP | 2.000 | 57615 | IN THE NE CONRER OF THE BLDG, AT THE WATER METER
2201 | ADVANCE AVE UNIT B | 43207-1723 | Active | 1469700605 | AMES | 2000SS | DC | 8.000 | 87718 | OLD PUMP HOUSE
5308 | ADVENTURE DR | 43017-1002 | Active | F022823 | WILKINS | 720A | PVB | 0.750 | 99039 | LEFT SIDE
5309 | ADVENTURE DR | 43017 | Active | T147050 | WILKINS | 720A | PVB | 0.750 | 3604443 | LEFT SIDE
5317 | ADVENTURE DR | 43016 | Active | CB016510 | WILKINS | 720A | PVB | 0.750 | 3603075 | LEFT SIDE
5420 | ADVENTURE DR | 43017-1004 | Active | G142801 | WILKINS | 720A | PVB | 0.750 | 97045 | RIGHT SIDE
5500 | ADVENTURE DR | 43017-1074 | Active | 190368 | WILKINS | 720A | PVB | 1.000 | 89587 | BACK OF HOUSE
5544 | ADVENTURE DR | 43017-1075 | Active | F005848 | WILKINS | 720A | PVB | 0.750 | 97499 | front of house on the right
5704 | ADVENTURE DR | 43017-3052 | Active | hf35743 | FEBCO | 766 | PVB | 1.000 | 67674 | LEFT CENTER
4624 | ADWELL LOOP | 43123-8296 | Active | 4376631 | WILKINS | 975XL | RP | 0.750 | 3596671
4674 | ADWELL LOOP | 43123 | Active | T376290 | WILKINS | 720A | PVB | 0.750 | 92429 | FRONT RIGHT
4798 | ADWELL LOOP | 43123-8218 | Active | F098335 | WILKINS | 720A | PVB | 1.000 | 65075 | LEFT SIDE OF HOUSE
4857 | ADWELL LOOP | 43123-8214 | Active | A174554 | WILKINS | 720A | PVB | 1.000 | 89589 | SOUTH EAST CORNER OF HOUSE
4907 | ADWELL LOOP | 43123-8215 | Active | CB622827 | WILKINS | 720A | PVB | 1.000 | 89590 | RIGHT SIDE OF HOUSE
1880 | AGLER RD | 43224-4402 | Active | CB325163 | WILKINS | 720A | PVB | 0.750 | 3352589 | BACK LEFT OF THE HOUSE
2116 | AGLER RD | 43224-4586 | Active | 026765 | WATTS | 009 | RP | 0.750 | 3629654 | NORTHWEST UTILITY CLOSET
2116 | AGLER RD | 43224-4586 | Due Install |  |  |  | RP | 1.500 | 3630338
2116 | AGLER RD | 43224-4586 | Active | 110383 | WATTS | 009M3QT | RP | 0.750 | 89291 | water closet for baptismal pool
2150 | AGLER RD | 43224-4523 | Due Install |  |  |  | DCDA |  | 3605678
2176 | AGLER RD | 43224-4572 | Due Install |  |  |  | RP |  | 3352627
2241 | AGLER RD | 43224-4580 | Due Install |  |  |  | RP |  | 3352635
2452 | AGLER RD | 43224 | Active | 86322 | AMES | 2000B | DC | 0.750 | 3654056 | S/W CORNER OF BUILDING
2452 | AGLER RD | 43224 | Active | 11030330822 | AMES | 3000CIV | DCDA | 4.000 | 3352665 | MTR ROOM S/W CORNER OF BUILDING
2452 | AGLER RD | 43224 | Active | 33866C | WILKENS/ZURN | 375AST | RP | 4.000 | 3654064 | S/W CORNER OF BUILDING
2458 | AGLER RD | 43224-4608 | Active | 4970608 | WILKINS | 975XL2 | RP | 2.000 | 3654557 | MEZZANINE
2624 | AGLER RD | 43224 | Active | WC-1669 | AMES | COLT 300GV | DCDA | 8.000 | 3653827
2624 | AGLER RD | 43224 | Active | WD-0891 | AMES | COLT 400 | RP | 6.000 | 3653826 | HOTBOX
2624 | AGLER RD | 43224 | Active | 68559 | AMES | 2000BM3 | DC | 0.750 | 3653828 | PIT
2747 | AGLER RD | 43224-4615 | Active | 137765 | WATTS | 009M2QT | RP | 0.500 | 59167 | UNDER BAPIST HALLWAY ACCESS PANEL
2747 | AGLER RD | 43224-4615 | Due Install |  |  |  | RP | 1.000 | 3638205 | FRONT OF CHURCH. WEST OF FRONT DOOR. DOOR LEADING TO A STAIRWAY EAST OF DOOR
2750 | AGLER RD | 43224-4616 | Not Required by DOW | 20712 | WATTS | LF919QT | RP | 1.500 | 3618696 | 2980 INSPIRE DR, RM #U123
2750 | AGLER RD | 43224-4616 | Not Required by DOW | QG-0322 | WATTS | 957 | RP | 3.000 | 3618695 | 2980 INSPIRE DR, RM #U123
2750 | AGLER RD | 43224-4616 | Not Required by DOW | 24874 | WATTS | LF919QT | RP | 2.000 | 3611304 | ROOM U-126
2750 | AGLER RD | 43224-4616 | Not Required by DOW | OC0962 | WATTS | 957 | RP | 3.000 | 3604528 | RISER ROOM SOUTH SIDE OF BUILDING
2750 | AGLER RD | 43224-4616 | Active | OF-1522 | WATTS | 957 | RP | 4.000 | 59157 | IN HOT BOX AT PIT ON TOP OF HILL. E OF ENTRANCE
2750 | AGLER RD | 43224-4616 | Not Required by DOW | PK-1842 | WATTS | 975 | RP | 3.000 | 3623040 | ROOM 4M16 WATER ROOM
2750 | AGLER RD | 43224-4616 | Active | 21062 | WATTS | 007M2QT | DC | 0.750 | 3626928 | IN PIT UP ON HILL E OF ENTRANCE
2750 | AGLER RD | 43224-4616 | Active | 1156590314 | WATTS | 774DCDA | DCDA | 8.000 | 3626926 | IN PIT UP ON HILL E OF ENTRANCE
2750 | AGLER RD | 43224-4616 | Not Required by DOW | 20195 | WATTS | 919QT | RP | 1.500 | 3623041 | ROOM 4M12 WATER ROOM
2785 | AGLER RD | 43224 | Active | 08290 | WATTS | LF009 | RP | 3.000 | 3641498 | MOST NW BLDG OF STADIUM AT WATER METER LOCKER/BATHROOMS
3101 | AGLER RD | 43218- | LPS - Active |  |  |  | LST |  | 3650458 | FIRE PUMP
3101 | AGLER RD | 43218- | Active | 1009590721 | AMES | 30000SS | DCDA | 8.000 | 3650456 | Fire pump room
3101 | AGLER RD | 43218- | Active | 092131 | WATTS | 009 | RP | 1.500 | 3650455 | Fire pump room
3101 | AGLER RD | 43218- | Active | 85111 | AMES | 2000B | DC | 0.750 | 3650457 | Fire pump room- METERED BYPASS ON DCDA
3164 | AGLER RD | 43219-3262 | Active | 02166 | AMES | 4000B | RP | 1.500 | 60128 | 2444 GATEWOOD, WTR MTR RM, COMM CTR MAINT GAR MECH RM
3164 | AGLER RD | 43219-3262 | Active | W059642 | WILKINS | 975XL | RP | 1.500 | 60129 | 2444 GATEWOOD, WATER METER ROOM
3164 | AGLER RD | 43219-3262 | Active | 3355670XL | WILKINS | 975XL | RP | 1.500 | 100526 | 2444 GATEWOOD RD, MECHANIC ROOM IN GARAGE (METER ROOM)
3400 | AGLER RD | 43219- | Due Install |  |  |  | DCDA | 6.000 | 3636730
3400 | AGLER RD | 43219- | Due Install |  |  |  | RP | 3.000 | 3636729
3400 | AGLER RD | 43219- | Active | 21N1127 | AMES | 2000SS | DC | 4.000 | 60605 | REAR OF BUILDING IN MECH ROOM.- THOUGH DOUBLE DOORS
3433 | AGLER RD | 43219-3387 | Active | J027937 | FEBCO | 825Y | RP | 2.000 | 60725 | ABOVE GROUND BY PIT IN FRONT OF BUILDING
3433 | AGLER RD | 43219-3387 | Active | 45521 | WATTS | 007M1QT | DC | 0.750 | 60726 | FIRE PROTECTION SYSTEM OUTSIDE IN METER PIT
3433 | AGLER RD | 43219-3387 | Due Install |  |  |  | RP | 3.000 | 3648435
3433 | AGLER RD | 43219-3387 | Active | 106720 | AMES | 3000SS | DCDA | 6.000 | 60722 | OUTSIDE IN METER PIT
3433 | AGLER RD | 43219-3387 | Active | 1073759 | WILKINS | 975XLBMS | RP | 2.000 | 60723 | WATER ROOM #1005
3433 | AGLER RD | 43219-3387 | Active | 1073772 | WILKINS | 975XLBMS | RP | 2.000 | 60724 | WATER ROOM #1005
3440 | AGLER RD | 43219- | Due Install |  |  |  | DCDA | 6.000 | 3650987 | CORBAN COMMONS W OF DRIVE BY SIGN BOTH MTRS IN PIT
3440 | AGLER RD | 43219- | Due Install |  |  |  | RP | 3.000 | 3352682 | CORBAN COMMONS W OF DRIVE BY SIGN BOTH MTRS IN PIT. MULTIPLE TURN UPS ON DOM
3443 | AGLER RD | 43219-3385 | Active | 35531 | WATTS | 007QT | DC | 0.750 | 60749 | MECHANICAL ROOM
3443 | AGLER RD | 43219-3385 | Active | 323951 | WATTS | 909M1QT | RP | 2.000 | 60748 | MECHANICAL ROOM 1ST FLOOR
3443 | AGLER RD | 43219-3385 | Active | 0000065 | WATTS | 774 | DCDA | 6.000 | 60750 | N.E. MECHANICAL ROOM -- 1ST FLOOOR
3728 | AGLER RD | 43219- | Due Install |  |  |  | RP |  | 3600101
3790 | AGLER RD | 43219-3605 | Due Install |  |  |  | RP | 2.000 | 3626901
3882 | AGLER RD | 43219-3607 | Active | 4054046 | WILKINS | 975XL | RP | 1.000 | 3599998 | MECH ROOM (Furnace Room)
2842 | AIGIN CT | 43026-7910 | Active | HC1973 | FEBCO | 765 | PVB | 1.000 | 89592 | RIGHT SIDE
1450 | AIRPOINTE DR | 43219-1501 | Active | 1254790303 | AMES | 3000SS | DCDA | 6.000 | 88169 | ENTRANCE OFF OF CASSADY ON RT SIDE OF PIT
1450 | AIRPOINTE DR | 43219-1501 | Active | 56880 | WATTS | 007M1 | DC | 0.750 | 88170 | ENTRANCE OFF OF CASSADY ON RT SIDE OF PIT
1450 | AIRPOINTE DR | 43219-1501 | Active | FK2747 | WATTS | 957 | RP | 4.000 | 87892 | MECH RM
1450 | AIRPOINTE DR | 43219-1501 | Not Required by DOW | 235406 | WATTS | 009M3 | RP | 0.750 | 87893 | 3RD FL ICE / VENDING MACH
1450 | AIRPOINTE DR | 43219-1501 | Not Required by DOW | 27115 | WATTS | CF009 | RP | 0.500 | 87894 | 1ST FL ICE / VENDING MACH
2400 | AIRPORT DR | 43219- | Active | 01308 | WILKINS | 375PI | RP | 4.000 | 58167 | lower level mech room
2400 | AIRPORT DR | 43219- | Active | 1295982 | WILKINS | 975 | RP | 2.000 | 58166 | 1ST FLOOR MECH ROOM BESIDE UNIT
2400 | AIRPORT DR | 43219- | Active | 1149846 | WILKINS | 975 | RP | 1.250 | 58165 | 2ND FLOOR CLOSET IN LAUNDRY ROOM CLOSE TO ELEVATOR
2400 | AIRPORT DR | 43219- | LPS - Active | [5 empty] | 3636571 | FIRE BOOSTER PUMP
2400 | AIRPORT DR | 43219- | Active | N41234 | WILKINS | 350 | DC | 6.000 | 103421 | 2320 AIRPORT DR, BOILER ROOM
2400 | AIRPORT DR | 43219- | Active | 548794 | WATTS | 909QT | RP | 1.500 | 58171 | ABOVE HEAT EXCHANGER
2400 | AIRPORT DR | 43219- | Active | 83622 | WILKINS | 375 | RP | 4.000 | 58172 | BO4 PUMP ROOM
2400 | AIRPORT DR | 43219- | Active | 320858 | WATTS | 909M1QT | RP | 1.500 | 58173 | BOILER ROOM ON FEED LINE
2400 | AIRPORT DR | 43219- | Active | 1168561001 | AMES | 3000SS | DCDA | 8.000 | 90656 | garage fire pump room
2400 | AIRPORT DR | 43219- | Active | 22539 | AMES | 2000B | DC | 0.750 | 90657 | garage fire pump room
2400 | AIRPORT DR | 43219- | Active | 548574 | WATTS | 909HWQT | RP | 0.750 | 99528 | POOL ROOM
2400 | AIRPORT DR | 43219- | Active | 586475 | WATTS | 909HWQT | RP | 1.000 | 99529 | ABOVE HEAT EXCHANGER
2400 | AIRPORT DR | 43219- | Active | 1144168 | WILKINS | 975XL | RP | 0.750 | 99530 | MACH ROOM
2400 | AIRPORT DR | 43219- | Active | 1144171 | WILKINS | 975XL | RP | 0.750 | 99531 | MACH ROOM
2400 | AIRPORT DR | 43219- | Active | 3812048 | WILKINS | 350XL | DC | 0.750 | 103420 | 2320 AIRPORT DR, BOILER ROOM
2600 | AIRPORT DR | 43219-2242 | Active | 11031510822 | AMES | 3000SS | DCDA | 6.000 | 3636773 | WATER METER ROOM SE CORNER OF BLDG -- 1ST FLOOR
2600 | AIRPORT DR | 43219-2242 | Not Required by DOW | 266712 | WILKINS | 975 | RP | 0.750 | 58712 | MECHANICAL ROOM 1ST FLOOR FRONT ENTRANCE OF BLDG IN CEILING
2600 | AIRPORT DR | 43219-2242 | Active | 32301 | WATTS | 007M1 | DC | 0.750 | 3653883 | WATER METER ROOM SE CORNER OF BLDG -- 1ST FLOOR
2600 | AIRPORT DR | 43219-2242 | Not Required by DOW | W255154 | WILKINS | 975XLBMS | RP | 1.000 | 58710 | SE CORNER MECH RM 1ST FL
2600 | AIRPORT DR | 43219-2242 | Not Required by DOW | 266715 | WILKINS | 975 | RP | 0.750 | 58713 | 2ND FL FURNANCE ROOM NW CORNER OF BLDG
2600 | AIRPORT DR | 43219-2242 | Active | 248190 | WILKINS | 975XL | RP | 2.000 | 58711 | WATER METER ROOM SE CORNER OF BLDG -- 1ST FLOOR
2600 | AIRPORT DR | 43219-2242 | Not Required by DOW | 266749 | WILKINS | 975 | RP | 0.750 | 58714 | 1ST FL JANITOR ROOM N END OF MAIN HALLWAY
2600 | AIRPORT DR | 43219-2242 | Not Required by DOW | 266750 | WILKINS | 975 | RP | 0.750 | 58715 | 3RD FL MEZZANINE ON WALL NE CORNER
2600 | AIRPORT DR | 43219-2242 | Not Required by DOW | 278164 | WILKINS | 975 | RP | 1.000 | 58716 | 3rd FLOOR MEZZANINE
2700 | AIRPORT DR | 43219-2268 | Active | 43764 | AMES | 2000BM3 | DC | 0.750 | 3622483
2700 | AIRPORT DR | 43219-2268 | Active | 10160 | WATTS | 800M4QT | PVB | 1.250 | 58987 | S SIDE OF BLDG - OUTSIDE
2700 | AIRPORT DR | 43219-2268 | Active | QE-0966 | AMES | COLT 300GV | DCDA | 4.000 | 3622482
2720 | AIRPORT DR | 43219-2219 | Active | 143889 | WATTS | 709 | DC | 4.000 | 3616747 | SPRINKLER ROOM
2720 | AIRPORT DR | 43219-2219 | Active | 37583 | WATTS | 009QT | RP | 1.000 | 59085 | INSIDE WATER METER ROOM
2720 | AIRPORT DR | 43219-2219 | Active | 94763 | WATTS | 007QT | DC | 0.750 | 3616748 | SPRINKLER ROOM
2720 | AIRPORT DR | 43219-2219 | Due Install |  |  |  | RP | 1.500 | 3636398 | VA CLINIC IN JANOTOR ROOM NEXT TO MAINT. OFFICE
2740 | AIRPORT DR | 43219-2286 | Active | ER900 | CONBRACO | 40208A2 | RP | 2.000 | 59141 | MECHANICAL ROOM MIDDLE OF BLDG 1ST FL
2740 | AIRPORT DR | 43219-2286 | Active | A003029 | FEBCO | 805YB | DC | 0.750 | 59140 | WATER METER PIT FRONT OF BUILDING
2740 | AIRPORT DR | 43219-2286 | Not Required by DOW | A131133 | FEBCO | 825Y | RP | 1.000 | 59139 | MECHANICAL ROOM
2740 | AIRPORT DR | 43219-2286 | Active | 9705271342 | FEBCO | 856 | DCDA | 6.000 | 59142 | WATER METER PIT FRONT OF BUILDING
2760 | AIRPORT DR | 43219-2284 | Not Required by DOW | A150098 | FEBCO | 825Y | RP | 1.000 | 59224 | MECHANICAL ROOM AT WATER METER
2760 | AIRPORT DR | 43219-2284 | Active | 307724 | WATTS | 909M1QT | RP | 1.500 | 59225 | MECHANICAL ROOM N.S. OF BLDG
2780 | AIRPORT DR | 43219-2289 | Active | B33446 | WILKINS | 975 | RP | 3.000 | 59278 | WATER & FIRE MECHANICAL ROOM IN BASEMENT
2780 | AIRPORT DR | 43219-2289 | Active | 11542 | FEBCO | 805 | DC | 0.750 | 59277 | METER PIT SOUTH OF DRIVEWAY
2780 | AIRPORT DR | 43219-2289 | Not Required by DOW | 1043266 | WILKINS | 975XLBMS | RP | 1.000 | 59276 | FIRE SPRINKLER MECH ROOM
2780 | AIRPORT DR | 43219-2289 | LPS - Active |  |  |  | LST |  | 3635961 | FIRE PUMP
2780 | AIRPORT DR | 43219-2289 | Active | 9909141253 | FEBCO | 856 | DCDA | 6.000 | 59279 | METER PIT SOUTH OF DRIVEWAY
2845 | AIRPORT DR | 43219 | Active | 57297 | AMES | 2000B | DC | 0.750 | 3646003 | IN PIT SOUTHWEST SECTION OF PROPERTY
2845 | AIRPORT DR | 43219 | Not Required by DOW | ACA0130 | WILKINS | 975 | RP | 1.500 | 3647178 | MECHANICAL ROOM
2845 | AIRPORT DR | 43219 | Active | TH2086 | AMES | COLT 400 | RP | 3.000 | 3646001 | IN HOT BOX SOUTHWEST SECTION OF PROPERTY
2845 | AIRPORT DR | 43219 | Active | TH0835 | AMES | COLT 300 | DCDA | 6.000 | 3646002 | IN PIT SOUTHWEST SECTION OF PROPERTY
2880 | AIRPORT DR | 43219-2240 | Active | 160034 | WATTS | 909 | RP | 3.000 | 59491 | IN SOUTH CENTER OF BLDG IN METER ROOM
2880 | AIRPORT DR | 43219-2240 | Active | 108572 | AMES | 3000SS | DCDA | 4.000 | 59492 | SE CORNER 1ST FL. METER ROOM
2880 | AIRPORT DR | 43219-2240 | Not Required by DOW | 16400A | FEBCO | 765 | PVB | 1.000 | 101270 | ADJACENT TO FIRE DEPT CONNECTION
2880 | AIRPORT DR | 43219-2240 | Not Required by DOW | 4D0A85 | FEBCO | 765 | PVB | 1.000 | 3625139 | OUTSIDE WALL
2880 | AIRPORT DR | 43219-2240 | Active | CB79435 | WILKINS | 720A | PVB | 1.000 | 3648924 | OUT FRONT BY FDC
2880 | AIRPORT DR | 43219-2240 | Active | 11190 | AMES | 2000B | DC | 0.750 | 59489 | SE CORNER 1ST FL. METER ROOM
2880 | AIRPORT DR | 43219-2240 | Not Required by DOW | W410099 | WILKINS | 975XL2 | RP | 0.500 | 59490 | 1ST FL. KITCHEN CENTER OF BLDG
2886 | AIRPORT DR | 43219-2240 | Not Required by DOW | W364040 | WILKINS | 975XLST | RP | 0.500 | 99301 | 1ST FLOOR BANQUET KITCHEN
2886 | AIRPORT DR | 43219-2240 | Not Required by DOW | W364045 | WILKINS | 975XLST | RP | 0.500 | 99300 | 3RD FLOOR VENDING ROOM BY MAIN ELEVATOR
2886 | AIRPORT DR | 43219-2240 | Not Required by DOW | 3078180 | WILKINS | 975XLBMS | RP | 1.500 | 99299 | CENTER BASEMENT BOILER ROOM UP AT 8 FT ELEVATION
2886 | AIRPORT DR | 43219-2240 | Not Required by DOW | W364043 | WILKINS | 975XL2 | RP | 0.500 | 99099 | 2ND FLOOR
2886 | AIRPORT DR | 43219-2240 | Not Required by DOW | W361392 | WILKINS | 975XLST | RP | 0.500 | 99302 | 1ST FLOOR MAIN KITCHEN
2886 | AIRPORT DR | 43219-2240 | Not Required by DOW | 1047652 | WILKINS | 975XLBMS | RP | 2.000 | 99303 | 1ST FLOOR CENTER WEST POOL EQUIPMENT ROOM
2886 | AIRPORT DR | 43219-2240 | Not Required by DOW | W364039 | WILKINS | 975XL2 | RP | 0.500 | 99098 | 4TH FLOOR
2886 | AIRPORT DR | 43219-2240 | Not Required by DOW | W364284 | WILKINS | 975XLST | RP | 0.500 | 99304 | 5TH FLOOR VENDING ROOM BY MAIN ELEVATORS
2886 | AIRPORT DR | 43219-2240 | Active | 59141 | AMES | 2000B | DC | 0.750 | 97331 | METER PIT
2886 | AIRPORT DR | 43219-2240 | Not Required by DOW | 3078045 | WILKINS | 975XL | RP | 1.500 | 3616681 | STORAGE RM 1ST FL
2886 | AIRPORT DR | 43219-2240 | LPS - Active |  |  |  | LPC |  | 3628326 | FIRE BOOSTER PUMP
2886 | AIRPORT DR | 43219-2240 | Not Required by DOW | W364041 | WILKINS | 975XL2 | RP | 0.500 | 99097 | 6TH FLOOR
2886 | AIRPORT DR | 43219-2240 | Active | 214041 | AMES | 4000SS | RP | 6.000 | 97329 | IN THE hOT BOX MIDDLE OF PARKING LOT
2886 | AIRPORT DR | 43219-2240 | Active | 1630730308 | AMES | 3000SS | DCDA | 8.000 | 97330 | METER PIT
2886 | AIRPORT DR | 43219-2240 | Not Required by DOW | W364044 | WILKINS | 975XL2 | RP | 0.500 | 99096 | 7TH FLOOR
2890 | AIRPORT DR | 43219-2240 | Active | 714 | AMES | 4000B | RP | 0.750 | 59527 | sprinkler rm
2890 | AIRPORT DR | 43219-2240 | Active | 100431 | AMES | 5000 | RPDA | 4.000 | 59524 | SPRINKLER ROOM
2890 | AIRPORT DR | 43219-2240 | Active | 33448 | WILKINS | 975 | RP | 3.000 | 59525 | MECH ROOM 130
2890 | AIRPORT DR | 43219-2240 | Active | 57433 | WATTS | 009QT | RP | 1.500 | 59526 | MECH ROOM
2900 | AIRPORT DR | 43219-2239 | Active | 5261301 | FEBCO | 856 | DCDA | 6.000 | 59547 | EAST MECH ROOM
2900 | AIRPORT DR | 43219-2239 | Not Required by DOW | 362056 | WATTS | 909M1QT | RP | 2.000 | 59546 | MECH RM SW CORNER
2900 | AIRPORT DR | 43219-2239 | Active | 160019 | WATTS | 909 | RP | 3.000 | 59545 | MECH ROOM SW CORNER
2900 | AIRPORT DR | 43219-2239 | Active | A014793 | FEBCO | 805YB | DC | 0.750 | 59544 | EAST MECH ROOM
2900 | AIRPORT DR | 43219-2239 | Not Required by DOW | 17730 | WATTS | 909QT | RP | 0.750 | 59543 | BEHIND ICE MACHINE IN 1ST FLOOR
2901 | AIRPORT DR | 43219-2299 | Not Required by DOW | T567229 | WILKINS | 720A | PVB | 1.000 | 3611835 | OUTSIDE BOILER ROOM
2901 | AIRPORT DR | 43219-2299 | Not Required by DOW | 3301551 | WILKINS | 975 | RP | 2.000 | 59561 | 1ST DECK BOILER ROOM
2901 | AIRPORT DR | 43219-2299 | Active | 115291 | WATTS | 709 | DCDA | 6.000 | 59562 | IN PIT
2901 | AIRPORT DR | 43219-2299 | Active | HW-0016 | WATTS | 957 | RP | 4.000 | 59564 | 1ST DECK BOILER ROOM
2901 | AIRPORT DR | 43219-2299 | Active | 30690 | WATTS | 007M1 | DC | 0.750 | 59565 | IN PIT
2901 | AIRPORT DR | 43219-2299 | LPS - Active |  |  |  | LPC | 1.000 | 3653485 | OUTSIDE OF PIT
2901 | AIRPORT DR | 43219-2299 | Not Required by DOW | 4855970 | WILKINS | 975XL2 | RP | 1.50 | 3650879 | OUTSIDE OF PIT
1990 | ALADDIN WOODS CT | 43212-3272 | Active | 298858 | WILKINS | 420 | PVB | 1.000 | 89182 | NORTH EAST CORNER OF HOUSE
2000 | ALADDIN WOODS CT | 43212-3272 | Active | T339466 | WILKINS | 720A | PVB | 1.000 | 56976 | WEST SIDE OF HSE
2010 | ALADDIN WOODS CT | 43212-3272 | Active | 209203 | WILKINS | 720A | PVB | 0.750 | 57019 | LEFT FRONT SIDE
2030 | ALADDIN WOODS CT | 43212-3272 | Active | T295070 | WILKINS | 720A | PVB | 0.750 | 57066 | LEFT FRONT CORNER BEHIND WALL
5610 | ALAN MOSS CT | 43017-3063 | Active | 571846 | WATTS | 800M4QT | PVB | 1.000 | 67417 | LEFT SIDE OF HOUSE
5623 | ALAN MOSS CT | 43017-3063 | Active | 01710 | WATTS | 800M4QT | PVB | 1.000 | 99976 | LEFT SIDE OF HOUSE ON OUTSIDE
6951 | ALAN SCHWARZWALDER ST | 43217-1118 | Active | A65209 | WATTS | 007M3QT | DC | 0.750 | 94848 | METER PIT SE CORNER OF PROPERTY
6951 | ALAN SCHWARZWALDER ST | 43217-1118 | Active | 143608 | WILKINS | 975 | RP | 1.500 | 91109 | JANITORS CLOSET
6951 | ALAN SCHWARZWALDER ST | 43217-1118 | Active | 3K11448 | AMES | 3000SS | DCDA | 6.000 | 94849 | METER PIT SE CORNER OF PROPERTY
1 | ALBAN MEWS | 43054-8575 | Active | t303362 | WILKINS | 720A | PVB | 0.750 | 89595 | right side, southeast corner of house
2 | ALBAN MEWS | 43054-8575 | Active | 424909 | WILKINS | 720A | PVB | 0.750 | 56902 | SW CORNER OF BUILDING
3 | ALBAN MEWS | 43054-8575 | Active | 375314 | WILKINS | 720A | PVB | 0.750 | 59673 | LEFT SIDE OF HOUSE
4 | ALBAN MEWS | 43054-8575 | Active | 375402 | WILKINS | 720A | PVB | 0.750 | 62489 | LEFT FRONT
5 | ALBAN MEWS | 43054-8575 | Active | 375290 | WILKINS | 720A | PVB | 0.750 | 65571 | OUTSIDE
6 | ALBAN MEWS | 43054-8575 | Active | 375287 | WILKINS | 720A | PVB | 0.750 | 68502 | BACK OF HSE
7 | ALBAN MEWS | 43054-8575 | Active | 444352 | WILKINS | 720A | PVB | 0.750 | 89596 | NE corner by garage door 3989 FARBER CT
8 | ALBAN MEWS | 43054-8575 | Active | 444322 | WILKINS | 720A | PVB | 0.750 | 73112 | RIGHT SIDE OF HOUSE
9 | ALBAN MEWS | 43054-8575 | Active | 343097 | WATTS | 800M4FR | PVB | 0.750 | 89597 | right front
10 | ALBAN MEWS | 43054-8575 | Active | 444329 | WILKINS | 720A | PVB | 0.750 | 53513 | right side of house
11 | ALBAN MEWS | 43054-8575 | Active | 444298 | WILKINS | 720A | PVB | 0.750 | 53854 | OUTSIDE
12 | ALBAN MEWS | 43054- | Active | 2717124 | WILKINS | 375 | RP | 1.000 | 54227 | BACK OF WALL SOUTH DRIVE NORTH SIDE
6353 | ALBANESE CIR | 43016 | Active | T411004 | WILKINS | 720A | PVB | 0.750 | 3649328 | RIGHT SIDE OF HOUSE
6362 | ALBANESE CIR | 43016 | Active | CB915352 | WILKINS | 720A | PVB | 0.750 | 3648681 | LEFT FRONT
6365 | ALBANESE CIR | 43016 | Active | T385336 | WILKINS | 720 | PVB | 0.750 | 3649174 | RIGHT FRONT
6377 | ALBANESE CIR | 43016 | Active | T411349 | WILKINS | 720 | PVB | 0.750 | 3652541 | RIGHT SIDE OF HOUSE
6389 | ALBANESE CIR | 43016 | Active | CAB12579 | WILKINS | 720A | PVB | 0.750 | 3650604 | RIGHT SIDE OF HOUSE
6391 | ALBANESE CIR | 43016 | Active | EAD8275 | WILKINS | 720-A | PVB | 0.750 | 3654892 | LEFT FRONT
6393 | ALBANESE CIR | 43016 | Active | T272943 | WILKINS | 720A | PVB | 0.750 | 3623256 | LEFT SIDE
6398 | ALBANESE CIR | 43016 | Active | T329180 | WILKINS | 720A | PVB | 0.750 | 3638004 | RIGHT FRONT BEHIND DRIVEWAY
6405 | ALBANESE CIR | 43016 | Active | 76087 | WATTS | LF919QT | RP | 0.750 | 3633331 | BSMNT AT WATER METER
6405 | ALBANESE CIR | 43016 | Not Required by DOW | T188471 | WILKINS | 720A | PVB | 0.750 | 3629486
6405 | ALBANESE CIR | 43016 | Not Required by DOW | 72047 | WATTS | 919QT | RP | 0.750 | 3624668 | BSMNT AFTER CONTAINMENT BKFL FOR WP SUMP & IRRIG
6410 | ALBANESE CIR | 43017 | Active | CB915325 | WILKINS | 720A | PVB | 0.750 | 3649632 | LEFT FRONT
6413 | ALBANESE CIR | 43016 | Active | CB5889625 | WILKINS | 720A | PVB | 0.750 | 3646564 | LEFT FRONT
6417 | ALBANESE CIR | 43016 | Active | CB560646 | WILKINS | 720A | PVB | 0.750 | 3638002 | RIGHT FRONT
6422 | ALBANESE CIR | 43016 | Active | CB636402 | WILKINS | 720A | PVB | 0.750 | 3646652 | RIGHT FRONT
6425 | ALBANESE CIR | 43016 | Active | T315315 | WILKINS | 720A | PVB | 0.750 | 3636062 | RIGHT SIDE
6437 | ALBANESE CIR | 43016 | Active | T295474 | WILKINS | 720A | PVB | 0.750 | 3630152 | RIGHT FRONT
6438 | ALBANESE CIR | 43016 | Active | T432532 | WILKINS | 720A | PVB | 0.750 | 3654204
6441 | ALBANESE CIR | 43016 | Active | T390511 | WILKINS | 720A | PVB | 0.750 | 3626195 | RIGHT FRONT
6450 | ALBANESE CIR | 43017 | Active | T441027 | WILKINS | 720A | PVB | 0.750 | 3651907 | LEFT SIDE OF HOUSE
6453 | ALBANESE CIR | 43016 | Active | T385356 | WILKINS | 720A | PVB | 0.750 | 3644767 | RIGHT FRONT
6462 | ALBANESE CIR | 43016 | Active | CAB12597 | Wilkins | 720A | PVB | 0.750 | 3650746 | LEFT FRONT
8363 | ALBANESE CIR | 43016 | Active | T329008 | WILKINS | 720A | PVB | 0.750 | 3638105 | LEFT FRONT
8375 | ALBANESE CIR | 43016 | Active | T376535 | WILKINS | 720A | PVB | 0.750 | 3648532 | LEFT FRONT
8387 | ALBANESE CIR | 43016 | Active | T304217 | WILKINS | 720A | PVB | 0.750 | 3631363 | RIGHT SIDE
8390 | ALBANESE CIR | 43016 | Active | CB653745 | WILKINS | 720A | PVB | 0.750 | 3640957 | RIGHT SIDE
8399 | ALBANESE CIR | 43016 | Active | CB478524 | WILKINS | 720A | PVB | 0.750 | 3624853 | BEHIND DRIVEWAY BEHIND AC
8411 | ALBANESE CIR | 43016 | Active | CB548603 | WILKINS | 720A | PVB | 0.750 | 3636061 | RIGHT SIDE
8414 | ALBANESE CIR | 43016 | Active | T295454 | WILKINS | 720A | PVB | 0.750 | 3628173 | LEFT FRONT
8421 | ALBANESE CIR | 43016 | Active | T307603 | WILKINS | 720A | PVB | 0.750 | 3633832 | LEFT SIDE
8423 | ALBANESE CIR | 43016 | Active | T272919 | WILKINS | 720A | PVB | 0.750 | 3629704 | Left Side
8426 | ALBANESE CIR | 43016 | Active | T410776 | WILKINS | 720A | PVB | 0.750 | 3634948 | RIGHT FRONT
8433 | ALBANESE CIR | 43016 | Active | T340570 | WILKINS | 720A | PVB | 0.750 | 3644655 | LEFT SIDE
8435 | ALBANESE CIR | 43016 | Active | T295497 | WILKINS | 720A | PVB | 0.750 | 3628072 | RIGHT FRONT
8445 | ALBANESE CIR | 43016 | Active | 4681032 | WILKINS | 975XL2 | RP | 0.750 | 3638819 | Inside Basement
8447 | ALBANESE CIR | 43016 | Active | CB828420 | WILKINS | 720A | PVB | 0.750 | 3647154 | LEFT FRONT
6131 | ALBANY CREST AV | 43054-8788 | Active | 817117 | WILKINS | 720A | PVB | 0.750 | 69100 | LEFT SIDE
6227 | ALBANY CREST AV | 43054-8791 | Active | 874896 | WILKINS | 720A | PVB | 0.750 | 69423 | LEFT FRONT
6395 | ALBANY GARDENS DR | 43054-8622 | Active | G242058 | WILKINS | 720A | PVB | 0.750 | 98902 | RIGHT FRONT CORNER
6369 | ALBANY LAKE WAY | 43054 | Not Required by DOW | 58388 | WATTS | 919QT | RP | 1.000 | 3626268 | Main Sprinkler Mech-Boiler 1S Room
6369 | ALBANY LAKE WAY | 43054 | Not Required by DOW | 20851 | WATTS | 919QT | RP | 1.500 | 3626269 | Main Sprinkler Mech-Boiler 1S Room
6369 | ALBANY LAKE WAY | 43054 | Active | PL2277 | AMES | COLT 400 | RP | 10.000 | 3618522 | Hot Box - Dead End of Albany Lake Way (6375 Residence) NE of Property
6369 | ALBANY LAKE WAY | 43054 | Not Required by DOW | 12678A | WILKINS | 350 | DC | 4.000 | 3622824 | Main Sprinkler Mech-Boiler 1S Room
6678 | ALBANY STATION RD | 43054 | Active | 64369 | WATTS | 007QT | DC | 0.750 | 88777 | METER PIT (ALBANY STATION CONDOS)
6678 | ALBANY STATION RD | 43054 | Active | 113933 | AMES | 4000SS | RP | 3.000 | 88768 | HOT BOX (ALBANY STATION CONDOS)
6678 | ALBANY STATION RD | 43054 | Active | 140978 | AMES | 3000SS | DCDA | 6.000 | 88776 | METER PIT (ALBANY STATION CONDOS)
6261 | ALBANY WAY DR | 43081 | Active | 85265 | WATTS | 919 | RP | 0.750 | 3648810 | IN HOTBOX SOUTHEAST CORNER OF PROPERTY
6261 | ALBANY WAY DR | 43081 | Active | 207826 | WATTS | 009 | RP | 1.000 | 3648808 | IN HOT BOX SOUTHEAST CORNER OF PROPERTY
6261 | ALBANY WAY DR | 43081 | Active | UD-0213 | WATTS | 957 | RPDA | 6.000 | 3648809 | IN HOTBOX SOUTHEAST CORNER OF PROPERTY
2231 | ALBERT AVE | 43224-3887 | Due Install |  |  |  | RP |  | 3352851
2246 | ALBERT AVE | 43224-5804 | Due Install |  |  |  | RP |  | 3352852
2 | ALBERY LOOP | 43054-9648 | Active | 230154 | WATTS | 800M2QT | PVB | 1.000 | 56903 | FRONT OF HOUSE
670 | ALDENGATE DR | 43119-8638 | Active | CB079928 | WILKINS | 720A | PVB | 0.750 | 70510 | SIDE OF HOUSE
698 | ALDENGATE DR | 43119-8638 | Active | 903085 | WILKINS | 720A | PVB | 0.750 | 71091 | LEFT SIDE OF HOUSE
779 | ALDENGATE DR | 43119-8633 | Active | EM4864 | FEBCO | 765 | PVB | 1.000 | 72805 | OUTSIDE LEFT SIDE OF HOUSE
815 | ALDENGATE DR | 43119-8634 | Active | T387149 | WILKINS | 720A | PVB | 0.750 | 3353056 | LEFT SIDE OF THE HOUSE
9550 | ALDER GLEN CT | 43017 | Active | CB084140 | WILKINS | 720 | PVB | 0.750 | 3605570 | RIGHT SIDE OF HOUSE
9553 | ALDER GLEN CT | 43017 | Active | T041270 | WILKINS | 720A | PVB | 0.750 | 102012 | BACK LEFT
9558 | ALDER GLEN CT | 43017 | Active | CB01563 | WILKINS | 720A | PVB | 0.750 | 103308 | LEFT SIDE BY AC
9561 | ALDER GLEN CT | 43017 | Active | CB113734 | WILKINS | 720 | PVB | 1.000 | 3607640 | RIGHT SIDE
9566 | ALDER GLEN CT | 43017 | Active | CB098053 | WILKINS | 720A | PVB | 0.750 | 3607871 | FRONT OF HOUSE
9569 | ALDER GLEN CT | 43017 | Active | T066381 | WILKINS | 720A | PVB | 0.750 | 102040 | LEFT SIDE
9574 | ALDER GLEN CT | 43017-5199 | Active | CB588122 | WILKINS | 720A | PVB | 0.750 | 96429 | RIGHT FRONT
9577 | ALDER GLEN CT | 43017-5199 | Active | F005838 | WILKINS | 720A | PVB | 0.750 | 97436 | LEFT SIDE OF HOUSE
9582 | ALDER GLEN CT | 43017 | Active | G251911 | WILKINS | 720A | PVB | 0.750 | 98991 | LEFT SIDE OF HOUSE
2850 | ALDER VISTA DR | 43231-4872 | Active | CB082976 | WILKINS | 720A | PVB | 0.750 | 88844 | JUST LEFT OF FRONT DOOR
5586 | ALDERBROOK DR | 43016 | Active | CB170062 | WILKINS | 720A | PVB | 0.750 | 3613259 | Left Side of House (EXT.)
5594 | ALDERBROOK DR | 43017 | Active | T199205 | WILKINS | 720A | PVB | 0.750 | 3608170 | RIGHT SIDE
5610 | ALDERBROOK DR | 43016 | Active | CB323775 | WILKINS | 720A | PVB | 0.750 | 3619817 | RIGHT SIDE
5634 | ALDERBROOK DR | 43016 | Active | CB653370 | WILKINS | 720 | PVB | 0.750 | 3608165 | LEFT SIDE
5642 | ALDERBROOK DR | 43016 | Active | CB027120 | WILKINS | 720A | PVB | 0.750 | 3619954
5645 | ALDERBROOK DR | 43016 | Active | CB986809 | WILKINS | 720A | PVB | 0.750 | 3616985 | RIGHT FRONT
5653 | ALDERBROOK DR | 43016 | Active | T366537 | WILKINS | 720A | PVB | 0.750 | 3611795 | RIGHT SIDE OF HOUSE
5666 | ALDERBROOK DR | 43016 | Active | CB867439 | WILKINS | 720A | PVB | 0.750 | 3611508 | LEFT FRONT
5674 | ALDERBROOK DR | 43016 | Active | CB544493 | WILKINS | 720A | PVB | 0.750 | 3620089 | LEFT SIDE OF HOUSE
5682 | ALDERBROOK DR | 43016 | Active | CB555922 | WILKINS | 720A | PVB | 0.750 | 3616984 | LEFT SIDE OF HOUSE
5702 | ALDERBROOK DR | 43016 | Active | T231733 | WILKINS | 720A | PVB | 0.750 | 3613562 | RIGHT SIDE OF HOUSE
5719 | ALDERBROOK DR | 43016 | Active | CB653373 | WILKINS | 720 | PVB | 0.750 | 3619899 | RIGHT SIDE
5726 | ALDERBROOK DR | 43016 | Active | T240315 | WILKINS | 720A | PVB | 0.750 | 3618158 | Left Side
5727 | ALDERBROOK DR | 43016 | Active | T240655 | WILKINS | 720A | PVB | 0.750 | 3619787 | RIGHT SIDE OF THE HOUSE
5335 | ALDIE MILL DR | 43054 | Active | T088735 | WILKINS | 720A | PVB | 0.750 | 102574 | LEFT CORNER
5345 | ALDIE MILL DR | 43054 | Active | CB02932 | WILKINS | 720A | PVB | 0.750 | 103787 | RIGHT FRONT
5350 | ALDIE MILL DR | 43054 | Active | CB289669 | WILKINS | 720A | PVB | 0.750 | 3603013 | FRONT OF HOUSE
5360 | ALDIE MILL DR | 43054-7121 | Active | 190466 | WILKINS | 720A | PVB | 0.750 | 103816 | RIGHT SIDE OF HOUSE
5365 | ALDIE MILL DR | 43054 | Active | T081567 | WILKINS | 720A | PVB | 0.750 | 101584 | LEFT SIDE OF HOUSE
5370 | ALDIE MILL DR | 43054 | Active | CB093015 | WILKINS | 720A | PVB | 0.750 | 3604445 | RIGHT SIDE OF HOUSE
5375 | ALDIE MILL DR | 43054-7125 | Active | T520091 | WILKINS | 720A | PVB | 0.750 | 3599715 | LEFT SIDE OF HOUSE
5380 | ALDIE MILL DR | 43054 | Active | CB084280 | WILKINS | 720A | PVB | 0.750 | 3604448 | RIGHT SIDE OF HOUSE
5385 | ALDIE MILL DR | 43054-7125 | Active | T396186 | WILKINS | 720A | PVB | 0.750 | 91833 | REAR OF HOME, PATIO AREA
5390 | ALDIE MILL DR | 43054 | Active | CB072623 | WILKINS | 720A | PVB | 0.750 | 3603238 | RIGHT SIDE OF HOUSE
5435 | ALDIE MILL DR | 43054 | Active | CB432567 | WILKINS | 720A | PVB | 0.750 | 3607841 | LEFT FRONT
5440 | ALDIE MILL DR | 43054 | Active | 37832 | WATTS | 919ZQT | RP | 0.750 | 101631 | BASEMENT NEAR SUMP PUMP - PROTECTING SUMP PUMP
5445 | ALDIE MILL DR | 43054 | Active | 013913 | WATTS | LF800M4FR | PVB | 0.750 | 3605844 | RIGHTSIDE OF HOUSE
5430 | ALDIE MILL LN | 43054 | Active | 363292 | WATTS | 800CMQT | PVB | 0.750 | 101996 | FRONT OF HOME
62 | ALDRICH RD | 43214-2624 | Active | T081611 | WILKINS | 720A | PVB | 0.750 | 101916 | RIGHT OF FRONT DOOR
145 | ALDRICH RD | 43214-2625 | Active | 04073 | WATTS | 800M2 | PVB | 1.000 | 55047 | WEST SIDE OF HOUSE
7642 | ALDRIDGE PL | 43017-9261 | Active | 16135 | FEBCO | 765 | PVB | 1.000 | 72398 | LEFT FRONT
7658 | ALDRIDGE PL | 43017-9261 | Active | T072718 | WILKINS | 720A | PVB | 0.750 | 101431 | LEFT SIDE OF HOUSE
7682 | ALDRIDGE PL | 43017-9261 | Active | G186776 | WILKINS | 720A | PVB | 0.750 | 91824 | LEFT SIDE
7733 | ALDRIDGE PL | 43017-8530 | Active | 303389 | WATTS | 800MQT | PVB | 0.750 | 89598 | RIGHT SIDE
59 | ALEXANDER LN | 43213-1147 | Active | 19054 | WILKINS | 375AST | RP | 3.000 | 3377518 | HOT BOX LOCATED IN NW PARKING LOT
5723 | ALFIE PL | 43213-3505 | Active | HB77799 | FEBCO | 765 | PVB | 0.750 | 89600 | RIGHT SIDE
5767 | ALFIE PL | 43213-3505 | Active | 010406 | WATTS | 800 | PVB | 1.000 | 3609625 | LEFT SIDE
4494 | ALICIAS WAY | 43026 | Active | CB630453 | WILKINS | 720A | PVB | 0.750 | 3606003 | RIGHT SIDE OF HOUSE
4497 | ALICIAS WAY | 43026 | Active | T411368 | WILKINS | 720A | PVB | 0.750 | 3606009 | LEFT FRONT
4502 | ALICIAS WAY | 43026 | Active | CB260839 | WILKINS | 720A | PVB | 0.750 | 3606183 | LEFT SIDE OF HOUSE
4505 | ALICIAS WAY | 43026 | Active | T410965 | WILKINS | 720A | PVB | 0.750 | 3606180 | RIGHT FRONT
4506 | ALICIAS WAY | 43026 | Active | T411289 | WILKINS | 720A | PVB | 0.750 | 3606010
8055 | ALIMOORE GRN | 43016-6065 | Active | G045461 | WILKINS | 720A | PVB | 0.750 | 73262 | NORTH SIDE
8071 | ALIMOORE GRN | 43016-6065 | Active | H501315 | FEBCO | 765 | PVB | 0.750 | 73277 | RIGHT SIDE
8079 | ALIMOORE GRN | 43016-6065 | Active | G183658 | WILKINS | 720A | PVB | 0.750 | 92312 | LEFT SIDE
8087 | ALIMOORE GRN | 43016-6065 | Active | G208446 | WILKINS | 720A | PVB | 0.750 | 92309 | RIGHT FRONT
8104 | ALIMOORE GRN | 43016-7050 | Active | G151922 | WILKINS | 720A | PVB | 0.750 | 92132 | LEFT SIDE
8112 | ALIMOORE GRN | 43016-7050 | Active | G208528 | WILKINS | 720A | PVB | 0.750 | 92313 | RIGHT SIDE
8119 | ALIMOORE GRN | 43016-6066 | Active | G187023 | WILKINS | 720A | PVB | 0.750 | 92135 | LEFT SIDE
8120 | ALIMOORE GRN | 43016-7050 | Active | H112323 | FEBCO | 765 | PVB | 0.750 | 73339 | LEFT SIDE
6288 | ALISSA LN | 43213-3455 | Active | A133818 | WILKINS | 720A | PVB | 0.750 | 91254 | FRONT LEFT OF HOUSE
6309 | ALISSA LN | 43213-3456 | Active | hd31410 | FEBCO | 765 | PVB | 0.750 | 98333 | LEFT CORNER OF HOUSE
6340 | ALISSA LN | 43213-3455 | Active | 62895 | RAINBIRD | AC4000 | DC | 0.750 | 87423 | BASEMENT
2864 | ALJOR CT | 43219-3317 | Active | CB451694 | WILKINS | 720A | PVB | 1.000 | 59461 | FRONT OF HOUSE
3679 | alkire lakes dr |  | Active | ABA19577 | WILKINS | 975XL | RP | 0.750 | 3654876 | IN HOT BOX BEHIND LEFT ENTRY COLUMN
2761 | ALKIRE RD | 43123- | Active | 102203 | WATTS | LF009M2QT | RP | 1.500 | 59229 | NE MECH/WATER RM AT WATER METER W/MOP SINK HWT
3625 | ALKIRE RD | 43228- | Active | 3576626 | WILKINS | 975XL | RP | 0.750 | 61310 | ENTRY WAY
4041 | ALKIRE RD | 43123- | Active | B294645 | WILKINS | 375 | RP | 0.750 | 62731 | USE 6/3/15 CAG. BEHIND NE STONE WAL (ENTRY)
4384 | ALKIRE RD | 43228 | Due Install |  |  |  | RP | 3.000 | 3652043
4384 | ALKIRE RD | 43228 | Active | 1157931101 | AMES | 3000SS | DCDA | 6.000 | 63853 | METER PIT
4384 | ALKIRE RD | 43228 | Active | 51734 | WATTS | 007QT | DC | 0.750 | 63854 | METER PIT
4580 | ALKIRE RD | 43228-3415 | Active | 4376972 | WILKINS | 975xl | RP | 0.750 | 64389 | STORAGE ROOM. CERTIFIED GAS STATION
4700 | ALKIRE RD | 43228-3495 | Active | 105218 | WATTS | LF009M2QT | RP | 1.500 | 3651693 | S/E WALL WAREHOUSE
4700 | ALKIRE RD | 43228-3495 | Active | 1100938072 | AMES | 3000SS | DCDA | 6.000 | 3650419 | MTR PIT
4700 | ALKIRE RD | 43228-3495 | Active | 31531 | WATTS | 007M1PCQT | DC | 0.750 | 3653622 | Pit at street with fire backflow
5305 | ALKIRE RD | 43228-3603 | Due Install |  |  |  | RP | 2.000 | 3353627 | FIRE STATION # 31, utility room off kitchen
5325 | ALKIRE RD | 43228- | Not Required by DOW | 80822 | WATTS | 800QT | PVB | 1.500 | 66665 | SOUTH WALL GARAGE BAY, SERVICE BLDG
5325 | ALKIRE RD | 43228- | Not Required by DOW | 409381 | WATTS | 909QT | RP | 1.000 | 66664 | WASH BAY IN NEW SERVICE BLDG
5325 | ALKIRE RD | 43228- | Due Install |  |  |  | DCDA | 4.000 | 3629520 | FIRE
5325 | ALKIRE RD | 43228- | Active | 105178 | WATTS | LF009M2QT | RP | 1.500 | 3629517 | AT METER
5355 | ALKIRE RD | 43228-3603 | Due Install |  |  |  | RP | 4.000 | 3635207
5355 | ALKIRE RD | 43228-3603 | Active | 3530421 | WILKINS | 975 | RP | 0.750 | 66728 | BOILER ROOM CSCC
5454 | ALKIRE RD | 43228-3606 | Due Install |  |  |  | DCDA | 6.000 | 3652435 | EAST WALL OF WAREHOUSE
5454 | ALKIRE RD | 43228-3606 | Due Install |  |  |  | RP | 2.000 | 3353628 | EAST WALL OF WAREHOUSE
5600 | ALKIRE RD | 43119 | Active | 220637 | WATTS | 009PCQT | RP | 2.000 | 67367 | NEXT TO WATER METER IN ROOM BY NW END OF CARWASH
5600 | ALKIRE RD | 43119 | Not Required by DOW | 103777 | WATTS | 009PCQT | RP | 1.500 | 67366 | NEXT TO MAIN WATER METER
6005 | ALKIRE RD | 43119-9088 | Active | 357741 | WATTS | 909M1QT | RP | 2.000 | 68683 | MECH ROOM WEST WALL
3014 | ALLEGHENY AVE | 43209-1262 | Due Install |  |  |  | RP | 1.000 | 3654916
3014 | ALLEGHENY AVE | 43209-1262 | Due Install |  |  |  | RP | 3.000 | 3353629
3201 | ALLEGHENY AVE | 43209 | Active | PA1400 | WATTS | 957 | RP | 4.000 | 3613537 | MECH ROOM NE CORNER - Africentric Fieldhouse
3201 | ALLEGHENY AVE | 43209 | Active | 1843220914 | AMES | 3000CIV | DCDA | 6.000 | 3614945 | METER PIT IN FRONT OF BUILDING - Africentric Fieldhouse
3201 | ALLEGHENY AVE | 43209 | Active | 23174 | WATTS | 007M1PCQT | DC | 0.750 | 3614946 | METER PIT IN FRONT OF BUILDING - Africentric Fieldhouse
3201 | ALLEGHENY AVE | 43209 | Not required by DOW | 4052445 | WILKINS | 975 | RP | 2.000 | 3614947 | in building on visitors side Cols. Africentric - Not required by DOW
3223 | ALLEGHENY AVE | 43209 | Active | QC-3114 | WATTS | 957 | RP | 4.000 | 3618520 | WATER MECHANICAL ROOM
3223 | ALLEGHENY AVE | 43209 | Not required by DOW | 082327 | WATTS | LF009M2QT | RP | 1.000 | 3618521 | WATER MECHANICAL ROOM
3223 | ALLEGHENY AVE | 43209 | Active | 23209 | WATTS | 007M1QT | DC | 0.750 | 3618640 | PIT NORTH SIDE BUILDING
3223 | ALLEGHENY AVE | 43209 | Active | 184457 | AMES | 3000SS | DCDA | 6.000 | 3618641 | PIT NORTH SIDE BUILDING - Cols Africentric
3223 | ALLEGHENY AVE | 43209 | Not required by DOW | 29502 | WATTS | 919QT | RP | 2.000 | 3619853 | CONCESSION STAND MECHANICAL ROOM
3223 | ALLEGHENY AVE | 43209 | Not required by DOW | 4052445 | WILKINS | 975XL | RP | 2.000 | 3619854 | CONCESSION STAND MECHANICAL ROOM
3350 | ALLEGHENY AVE | 43209-1388 | Active | A068757 | WILKINS | 350 | DC | 0.750 | 99967 | MECHANICAL ROOM NEAR BAPTISMAL FONT
3350 | ALLEGHENY AVE | 43209-1388 | Due Install |  |  |  | RP |  | 3638640
6202 | ALLISONS WAY | 43026 | Active | T231622 | WILKINS | 720A | PVB | 0.750 | 3607504 | RIGHT SIDE OF THE HOUSE
6212 | ALLISONS WAY | 43026 | Active | T230347 | WILKINS | 720A | PVB | 0.750 | 3607792 | RIGHT SIDE
6222 | ALLISONS WAY | 43026 | Active | T299991 | WILKINS | 720 | PVB | 0.750 | 3633658 | RIGHT SIDE OF HOUSE
6242 | ALLISONS WAY | 43026 | Active | T239650 | WILKINS | 720A | PVB | 0.750 | 3607791 | LEFT SIDE OF THE HOUSE
6262 | ALLISONS WAY | 43026 | Active | T168145 | WILKINS | 720A | PVB | 0.750 | 3608236 | RIGHT SIDE
6272 | ALLISONS WAY | 43026 | Active | CB154470 | WILKINS | 720A | PVB | 0.750 | 3608118 | LEFT SIDE OF HOUSE
2626 | ALLISTON CT | 43220-4214 | Active | W301166 | WILKINS | 975XLBMS | RP | 0.750 | 91831 | WEST WALL IN BASEMENT NEXT TO METER
2633 | ALLISTON CT | 43220-4213 | Active | T237265 | WILKINS | 720A | PVB | 1.000 | 58829 | RIGHT SIDE OF HOUSE
2634 | ALLISTON CT | 43220-4214 | Active | 241502 | CONBRACO | 40205A2S | RP | 1.000 | 98891 | LEFT SIDE REAR
2641 | ALLISTON CT | 43220-4213 | Active | G208701 | WILKINS | 720A | PVB | 0.750 | 92486 | FRONT OF HOUSE ROGHT OF DOOR
2646 | ALLISTON CT | 43220-4214 | Active | 4361851 | WILKINS | 975 | RP | 0.750 | 89605 | RIGHT SIDE
2656 | ALLISTON CT | 43220-4214 | Active | 140028 | WATTS | 800M4FR | PVB | 0.750 | 95967 | FRONT RIGHT CORNER
2721 | ALLISTON CT | 43220-4215 | Active | 56508 | FEBCO | 765 | PVB | 1.000 | 59089 | FRONT OF HOUSE LEFT OF FRONT DOOR
2751 | ALLISTON CT | 43220-4215 | Active | DK9172 | FEBCO | 765 | PVB | 1.000 | 59211 | REAR OF HOUSE
2767 | ALLISTON CT | 43220-4215 | Active | AC6426 | FEBCO | 765 | PVB | 1.000 | 59235 | REAR OF HOUSE
2770 | ALLISTON CT | 43220-4216 | Active | 60853 | FEBCO | 765 | PVB | 1.000 | 59253 | RIGHT HAND SIDE
2785 | ALLISTON CT | 43220-4215 | Active | 3842 | FEBCO | 765 | PVB | 1.000 | 59282 | LEFT OF FRONT DOOR UNDER WINDOW - UNABLE TO READ SERAIL #
2790 | ALLISTON CT | 43220-4216 | Active | 22322 | WATTS | 800M2QT | PVB | 1.000 | 59291 | FRONT OF HOUSE
2795 | ALLISTON CT | 43220-4215 | Active | H901704 | FEBCO | 765 | PVB | 0.750 | 3353760 | BACK OF HOUSE, NEXT TO GARAGE DOOR
6800 | ALLOWAY E ST | 43085- | Active | H544873 | FEBCO | 765 | PVB | 0.750 | 97625 | front of house
7237 | ALMA TERRACE DR | 43054-7031 | Active | CB081589 | WILKINS | 720 | PVB | 0.750 | 3593178 | LEFT SIDE OF HOUSE
5006 | ALMONT DR | 43229- | Due Install |  |  |  |  | 0.750 | 3638428
5006 | ALMONT DR | 43229- | Active | 200906 | WATTS | 800QT | PVB | 0.750 | 65553 | BY DIVING BOARD
5006 | ALMONT DR | 43229- | Active | 4903296 | WILKINS | 975XL2 | RP | 2.000 | 65554 | BASEMENT FILTER ROOM
5006 | ALMONT DR | 43229- | Active | 98361 | WATTS | 800QT | PVB | 0.750 | 65555 | KIDDIE POOL
5006 | ALMONT DR | 43229- | Active | 234638 | WATTS | 800QT | PVB | 0.750 | 65556 | BY WATER SLIDE
7440 | ALPATH RD | 43054-8534 | Active | T279428 | WILKINS | 720A | PVB | 1.000 | 71981 | NW CORNER
7447 | ALPATH RD | 43054-9627 | Active | 111551 | WILKINS | 420 | PVB | 1.000 | 71992 | SOUTH SIDE BY DRIVE
7459 | ALPATH RD | 43054-9627 | Active | 673020 | WILKINS | 720A | PVB | 0.750 | 72027 | SOUTH CORNER OF HOUSE
7471 | ALPATH RD | 43054-9627 | Active | 68741 | WATTS | 800M4QT | PVB | 1.000 | 72056 | SOUTH SIDE FRONT CORNER
7492 | ALPATH RD | 43054-8534 | Active | 94263 | WATTS | 800M4QT | PVB | 1.000 | 72101 | SOUTHSIDE
7498 | ALPATH RD | 43054-8534 | Active | T083102 | WILKINS | 720A | PVB | 1.000 | 101976 | LEFT SIDE OF HOUSE
7506 | ALPATH RD | 43054-9625 | Active | 32999 | WATTS | 800QT | PVB | 1.000 | 72136 | RIGHT SIDE OF HOUSE
7516 | ALPATH RD | 43054-9625 | Active | 335102 | WILKINS | 720A | PVB | 0.750 | 72154 | LEFT SIDE OF HOUSE (NORTH)
7540 | ALPATH RD | 43054-9625 | Active | 234768 | WATTS | 800M4QT | PVB | 1.000 | 72204 | RIGHT FRONT
7551 | ALPATH RD | 43054-9628 | Active | 279670 | WILKINS | 720A | PVB | 0.750 | 72225 | FRT OF HOUSE RT OF FRONT DOOR
7552 | ALPATH RD | 43054-9625 | Active | T447593 | WILKINS | 720A | PVB | 1.000 | 72229 | LEFT FRONT
7567 | ALPATH RD | 43054-9628 | Active | 41784 | WATTS | 800QT | PVB | 1.000 | 72254 | EAST SIDE OF HOUSE
7588 | ALPATH RD | 43054-9625 | Active | F136652 | WILKINS | 720A | PVB | 1.000 | 72279 | LEFT SIDE OF HOUSE
7589 | ALPATH RD | 43054-9628 | Active | T230804 | WILKINS | 720A | PVB | 0.750 | 3581413 | LEFT OF FRONT DOOR
7613 | ALPATH RD | 43054-9628 | Active | CB316421 | WILKINS | 720A | PVB | 0.750 | 3353933 | LEFT SIDE OF HOUSE
7638 | ALPATH RD | 43054-9625 | Active | 877463 | WILKINS | 720A | PVB | 1.000 | 72386 | RIGHT FRONT CORNER
7641 | ALPATH RD | 43054-9628 | Active | 375394 | WILKINS | 720A | PVB | 0.750 | 72396 | RT SIDE
7706 | ALPATH RD | 43054-9626 | Active | T199202 | WILKINS | 720A | PVB | 0.750 | 3610038 | RIGHT SIDE OF HOUSE
1590 | ALPINE DR | 43229-2120 | Active | 3818658 | WILKINS | 975XL | RP | 1.000 | 55487 | BOILER ROOM - Alpine E.S.
5641 | ALSHIRE RD | 43232-4703 | Not Required by DOW | [5 empty] | 3354029
5677 | ALSHIRE RD | 43232-4703 | Active | 27594 | WATTS | LF919QT | RP | 1.500 | 3354030 | MECH ROOM, BY OFFICE
5677 | ALSHIRE RD | 43232-4703 | Active | V57130 | WILKINS | 350ADA | DCDA | 6.000 | 3650571 | N/E BY GARAGE DOOR
5677 | ALSHIRE RD | 43232-4703 | Active | HC43754 | WILKINS | 950XLD | DC | 0.750 | 3650572 | N/E BY GARAGE DOOR
5800 | ALSHIRE RD | 43232-4773 | Active | 9402251057 | FEBCO | 880 | RP | 3.000 | 67998 | BY BAKERY WALKIN COOLER ABOVE WATER METER
5800 | ALSHIRE RD | 43232-4773 | Not Required by DOW | L23832 | WILKINS | 975 | RP | 2.500 | 67999 | NW END OF STORE ROOM
5800 | ALSHIRE RD | 43232-4773 | Active | 32866 | WILKINS | 350AST | DCDA | 8.000 | 3629678 | NW END OF STORE ROOM
5800 | ALSHIRE RD | 43232-4773 | Active | HC70039 | WILKINS | 950XLD | DC | 0.750 | 3654880 | NW END OF STORE ROOM
5800 | ALSHIRE RD | 43232-4773 | Not Required by DOW | 1240770 | WATTS | 909 | RP | 3.000 | 67996 | IN CEILING ABOVE FLOWER SHOP OFFICE
5800 | ALSHIRE RD | 43232-4773 | Not Required by DOW | 486717 | WILKINS | 975 | RP | 2.000 | 67997 | SOUTH RECEIVING DOOR
4126 | ALSTON ST | 43219 | Active | 29702 | WATTS | 007M1 | DC | 0.750 | 3641450 | METER ROOM
4126 | ALSTON ST | 43219 | Active | 072620 | WATTS | 009M2 | RP | 1.500 | 3640689 | METER ROOM LOWER RAMP CENTER
4126 | ALSTON ST | 43219 | Active | 1975110919 | AMES | 3000SS | DCDA | 6.000 | 3641449 | METER ROOM
4126 | ALSTON ST | 43219 | Not Required by DOW | 074660 | WATTS | LF009M2 | RP | 1.500 | 3641451 | METER ROOM
7810 | ALTA DR | 43085 | Active | 59825 | AMES | 2000BM3 | DC | 0.750 | 3646960 | FIRE METER BYPASS 2 MAN PIT
7810 | ALTA DR | 43085 | Active | UA-0420 | AMES | 400 | RP | 4.000 | 3646958 | HOT BOX
7810 | ALTA DR | 43085 | Active | UA-1025 | AMES | 300-GV | DCDA | 6.000 | 3646959 | 2 MAN PIT
7901 | ALTA DR | 43085 | Active | VG-1165 | AMES | COLT 300GV | DCDA | 8.000 | 3652919
7901 | ALTA DR | 43085 | Active | 66585 | AMES | 2000BM3 | DC | 0.750 | 3652918
7901 | ALTA DR | 43085 | Active | 366945 | WATTS | LF009M3QT | RP | 0.750 | 3652952
7455 | ALTA VIEW BLVD | 43085-5891 | Active | 114180601 | AMES | 3000SS | DCDA | 6.000 | 72020 | EAST END-BEHIND OFFICE-IN WAREHOUSE
7455 | ALTA VIEW BLVD | 43085-5891 | Active | W001787 | WILKINS | 975XL | RP | 1.000 | 72022 | WAREHOUSE-NORTHWEST MIDDLE---PREFIX WITH Z
7455 | ALTA VIEW BLVD | 43085-5891 | Active | 49913 | WATTS | 007M1QT | DC | 0.750 | 72021 | EAST END-BEHIND OFFICE - IN WAREHOUSE
7477 | ALTA VIEW BLVD | 43085-5891 | Active | 53881 | WATTS | 009M2QT | RP | 1.500 | 72066 | MECH ROOM AT METER
7477 | ALTA VIEW BLVD | 43085-5891 | Active | 0005101026 | FEBCO | 876 | DCDA | 6.000 | 72065 | MECH ROOM NEXT TO METER
7477 | ALTA VIEW BLVD | 43085-5891 | Active | A014106 | FEBCO | 805YB | DC | 0.750 | 72064 | MECH ROOM NEXT TO METER
7535 | ALTA VIEW BLVD | 43085-5890 | Active | 90476 | WATTS | 007M2QT | DC | 0.750 | 72194 | MECHANICAL ROOM GARAGE/between unit #207 and old office
7535 | ALTA VIEW BLVD | 43085-5890 | Active | 31L0881 | AMES | 3000SS | DCDA | 6.000 | 72193 | unmakered storage unit between unit #207 and the old office space
7545 | ALTA VIEW BLVD | 43085 | Active | 41684 | WATTS | 919AQT | RP | 0.750 | 101987 | IN OFFICE ROOM BEHIND FRONT DESK
7625 | ALTA VIEW BLVD | 43085-5881 | Active | HC64705 | WILKINS | 950XLD | DC | 0.750 | 3654617 | METER PIT
7625 | ALTA VIEW BLVD | 43085-5881 | Active | 31605 | WILKINS | 350AST | DCDA | 6.000 | 3646178 | METER PIT
7625 | ALTA VIEW BLVD | 43085-5881 | Active | 39097 | WILKINS | 375AST | RP | 3.000 | 3630170 | BOILER ROOM
7625 | ALTA VIEW BLVD | 43085-5881 | Active | 252537 | WATTS | 909QT | RP | 1.000 | 72359 | BOILER ROOM - Slate Hill E. S.
854 | ALTON AVE | 43219-3779 | Due Install |  |  |  | RP | 1.500 | 3354064 | KRUMM PARK - WILLIAM H. ADAMS COMMUNITY CENTER
377 | ALTON DARBY CREEK RD | 43119-9062 | Active | 123788 | AMES | 4000SS | RP | 3.000 | 99177 | MECHANIC ROOM ABOVE RESTROOMS
377 | ALTON DARBY CREEK RD | 43119-9062 | Active | JE0099 | WATTS | 957 | RP | 3.000 | 99307 | HOT BOX
377 | ALTON DARBY CREEK RD | 43119-9062 | Active | 12753 | WATTS | 774 | DCDA | 6.000 | 99305 | METER VAULT
377 | ALTON DARBY CREEK RD | 43119-9062 | Active | R10753 | WATTS | 007QT | DC | 0.750 | 99306 | METER VAULT
782 | ALTON DARBY CREEK RD | 43119- | Active | 262635 | WATTS | 909M1QT | RP | 2.000 | 72858 | MECHANICAL ROOM - PUMP BUILDING
2730 | ALTON DARBY CREEK RD | 43026-9770 | Not Required by DOW | 1043291 | WILKINS | 975 | RP | 1.000 | 59115 | MECH ROOM
2730 | ALTON DARBY CREEK RD | 43026-9770 | Active | 83934 | AMES | 2000SS | DC | 1.000 | 3652916 | METER PIT
2730 | ALTON DARBY CREEK RD | 43026-9770 | Not Required by DOW | B28190 | WILKINS | 975 | RP | 4.000 | 59117 | MECH/BOILER ROOM AT WATER RISER ROOM 107
2730 | ALTON DARBY CREEK RD | 43026-9770 | Not Required by DOW | 5290 | WATTS | 008PCQT | PVB | 0.500 | 59118 | KITCHEN MOP SINK
2730 | ALTON DARBY CREEK RD | 43026-9770 | Active | 261507 | WATTS | LF009M2QT | RP | 1.000 | 3652915 | METER PIT
2730 | ALTON DARBY CREEK RD | 43026-9770 | Not Required by DOW | 6984 | WATTS | 008PCQT | PVB | 0.500 | 59119 | MOP SINK NEXT STORAGE BOOK ROOM
2730 | ALTON DARBY CREEK RD | 43026-9770 | Not Required by DOW | 7000 | WATTS | 800MQT | PVB | 0.500 | 59120 | MOP ROOM NEXT TO STAFF LOUNGE
2730 | ALTON DARBY CREEK RD | 43026-9770 | Not Required by DOW | 7002 | WATTS | 800MQT | PVB | 0.500 | 59121 | MOP ROOM NEXT TO ROOM 202
2730 | ALTON DARBY CREEK RD | 43026-9770 | Not Required by DOW | 7003 | WATTS | 008PCQT | PVB | 0.500 | 59122 | JANITORS OFFICE
2730 | ALTON DARBY CREEK RD | 43026-9770 | Active | 1839340121 | AMES | 2000SS | DC | 4.000 | 3652379 | IN HOTBOX NORTHWEST CORNER OF LOT
2730 | ALTON DARBY CREEK RD | 43026-9770 | Active | 70784 | AMES | 3000SS | DCDA | 8.000 | 59123 | METER PIT
2730 | ALTON DARBY CREEK RD | 43026-9770 | Not Required by DOW | 7004 | WATTS | 008PCQT | PVB | 0.500 | 88162 | MOP ROOM ACROSS FROM ROOM 305
2730 | ALTON DARBY CREEK RD | 43026-9770 | Active | 16046 |  |  | DC | 0.750 | 59116 | METER PIT
2730 | ALTON DARBY CREEK RD | 43026-9770 | LPS - Active |  |  |  | LPC |  | 3639293 | DOMEST BOOSTER PUMP
982 | ALTON RD | 43119- | Active | 621C | WILKINS | 375AST | RP | 3.000 | 3607812 | SE MECH/BOILER ROOM AT WATER RISER
982 | ALTON RD | 43119- | Active | 1154740613 | WATTS | 774DCDA | DCDA | 6.000 | 3607813 | METER PIT RIGHT OF HALL RD ENTRANCE
982 | ALTON RD | 43119- | Active | 20913 | WATTS | 007M1QT | DC | 0.750 | 3607814 | METER PIT RIGHT OF HALL RD ENTRANCE
982 | ALTON RD | 43119- | Not Required by DOW | A318205 | WILKINS | 375 | RP | 1.000 | 3605960 | SE BOILER ROOM ABOVE/BHY 3" DOMESTIC BACKFLOW
982 | ALTON RD | 43119- | LPS - Active |  |  |  | LPC |  | 3641233 | SE BOILER ROOM AFTER DOMESTIC 3" BACKFLOW
5904 | ALTURAS WAY | 43026-7985 | Active | CAB63140 | WILKINS | 720A | PVB | 1.000 | 68286 | LEFT OF HOUSE
700 | ALUM CREEK DR | 43205-1640 | Active | 55454 | WATTS | 009QT | RP | 1.000 | 71126 | SUITE 400 REAR @ MAIN WATER METER
1001 | ALUM CREEK DR | 43209-2702 | Not Required by DOW | W208379 | WILKINS | 975XLBMS | RP | 1.500 | 89259 | MECH ROOM REAR OF BUILDING
1001 | ALUM CREEK DR | 43209-2702 | Active | W235294 | WILKINS | 975XLBMS | RP | 2.000 | 89258 | MECH ROOM REAR OF BUILDING
1020 | ALUM CREEK DR | 43209-2701 | Active | 432263 | WILKINS | 975 | RP | 0.750 | 53635 | STORAGE ROOM AT WATER METER
1020 | ALUM CREEK DR | 43209-2701 | Due Install |  |  |  | RP | 1.500 | 3632658
1020 | ALUM CREEK DR | 43209-2701 | Active | 224949 | WILKINS | 720A | PVB | 1.500 | 53634 | OUTSIDE WEST WALL
1025 | ALUM CREEK DR | 43209-2702 | Not Required by DOW | 229385 | WATTS | 009QT | RP | 0.750 | 75081 | AT METER
1025 | ALUM CREEK DR | 43209-2702 | Not Required by DOW | W210384 | WILKINS | 975 | RP | 1.500 | 87394 | METER SETTING
1025 | ALUM CREEK DR | 43209-2702 | Active | W208416 | WILKINS | 975XLBMS | RP | 1.500 | 75082 | METER SETTING
1030 | ALUM CREEK DR | 43209-2701 | Active | 72746 | APOLLO | DCDALF4A | DCDA | 6.000 | 3629573 | INSIDE BUILDING NORTH SIDE
1030 | ALUM CREEK DR | 43209-2701 | Active | 968193 | APOLLO | DCLF4A | DC | 0.750 | 3639359 | INSIDE BUILDING NORTH SIDE
1030 | ALUM CREEK DR | 43209-2701 | Active | 158646 | WATTS | 909 | RP | 3.000 | 53665 | REAR OF BUILDING
1158 | ALUM CREEK DR | 43209- | Active | 4758108 | WILKINS | 975XL2 | RP | 0.750 | 3354111 | SIDE DOOR OF BUILDING
1160 | ALUM CREEK DR | 43209-2720 | Due Install |  |  |  | DCDA | 8.000 | 3641019 | METER PIT
1160 | ALUM CREEK DR | 43209-2720 | Active | 25670 | WATTS | 919QT | RP | 1.500 | 3354112 | INSIDE AT WATER METER. S SIDE
1165 | ALUM CREEK DR | 43209-2719 | Active | 13812 | WATTS | LF919QT | RP | 1.250 | 54120 | DEVICE IS IN BUILD NEXT DOOR (1175)
1165 | ALUM CREEK DR | 43209-2719 | Not Required by DOW | 271971 | WATTS | 009M3QT | RP | 0.750 | 54119 | BOILER RM ABOVE & NEXT TO CONDENSATION TANK
1195 | Alum Creek Dr | 43209 | Due Install |  |  |  | DCDA | 6.000 | 3638850
1221 | ALUM CREEK DR | 43209-2721 | Active | L151869 | WILKINS | 375 | RP | 4.000 | 54342 | EAST WALL
1221 | ALUM CREEK DR | 43209-2721 | Active | 15583 | AMES | 400B | RP | 0.750 | 3654649 | EAST WALL
1221 | ALUM CREEK DR | 43209-2721 | Active | 1081470423 | AMES | 5000SS | RPDA | 6.000 | 3654648 | EAST WALL
1221 | ALUM CREEK DR | 43209-2721 | Active | L151870 | WILKINS | 375 | RP | 4.000 | 3654581 | EAST WALL
1221 | ALUM CREEK DR | 43209-2721 | Not Required by DOW | 756871 | WILKINS | 975 | RP | 1.000 | 54345 | EAST WALL @ WALKWAY (1165 ALUM CREEK DR)
1221 | ALUM CREEK DR | 43209-2721 | Active | 56596 | WATTS | 007M3QT | DC | 0.750 | 54344 | EAST WALL
1221 | ALUM CREEK DR | 43209-2721 | Active | 38HN1760 | AMES | 3000SS | DCDA | 6.000 | 54343 | EAST WALL
1245 | ALUM CREEK DR | 43209-2721 | Active | 3850500 | WILKINS | 975XL2 | RP | 1.500 | 104136 | 1241 ALUM CREEK DR, REAR OF BUILDING
1245 | ALUM CREEK DR | 43209-2721 | Due Install |  |  |  | RP | 1.500 | 3644724 | 1241 ALUM CREEK DR, at mtr pit n/e corner of 1241
1251 | ALUM CREEK DR | 43209-2721 | Active | 215915 | WATTS | 909QTFDA | RP | 4.000 | 54457 | AT METER WEST END OF BUILDING
1271 | ALUM CREEK DR | 43209-2721 | Not Required by DOW |  |  |  | RP |  | 3354114
1285 | ALUM CREEK DR | 43209-2721 | Due Install |  |  |  | RP | 1.000 | 3354115
1285 | ALUM CREEK DR | 43209-2721 | Due Install |  |  |  | DCDA | 6.000 | 3652612
1300 | ALUM CREEK DR | 43209-2705 | Active | 148854 | WATTS | LF009MQT2 | RP | 2.000 | 3354116
1300 | ALUM CREEK DR | 43209-2705 | Due Install |  |  |  | DCDA | 8.000 | 3626607
1303 | ALUM CREEK DR | 43209-2721 | Not Required by DOW |  |  |  | RP | 1.500 | 3354117
1303 | ALUM CREEK DR | 43209-2721 | Active | WL2179 | WATTS | 757 | DCDA | 6.000 | 3650652
1303 | ALUM CREEK DR | 43209-2721 | Active | 233040 | WATTS | 007M1QT | DC | 0.750 | 3654158
1313 | ALUM CREEK DR | 43209-2706 | Active | 147285 | WATTS | 909 | RP | 3.000 | 54632 | NE CORNER OF BUILDING
1313 | ALUM CREEK DR | 43209-2706 | Due Install |  |  |  | DC |  | 3635385
1350 | ALUM CREEK DR | 43209-2705 | Active | UG-0911 | WATTS | 957 | RP | 8.000 | 3635622 | HOTBOX SOUTH ENTRANCE TO PROPERTY
1350 | ALUM CREEK DR | 43209-2705 | Not Required by DOW | A519415 | WILKINS | 350XL | DC | 0.750 | 3613640 | SCIENCE ROOM #116
1350 | ALUM CREEK DR | 43209-2705 | Not Required by DOW | 02026 | WATTS | 919AQT | RP | 0.500 | 54774 | MAINTENCE AREA 2ND FLOOR SOUTHEND OF BUILD
1440 | ALUM CREEK DR | 43209- | Due Install | [5 empty] | 3354118
1503 | ALUM CREEK DR | 43209-2709 | Due Install |  |  |  | RP |  | 3354119
1505 | ALUM CREEK DR | 43209-2709 | Not Required by DOW | W430344 | WILKINS | 975XL2 | RP | 0.500 | 3650130 | EAST WALL BEHIND OVEN # 2
1505 | ALUM CREEK DR | 43209-2709 | Active | 78121 | WATTS | 919-QT | RP | 0.750 | 3354120 | BREAK ROOM
1505 | ALUM CREEK DR | 43209-2709 | Not Required by DOW | W430343 | WILKINS | 975XL2 | RP | 0.500 | 3650131 | EAST WALL BEHIND OVEN # 1
1511 | ALUM CREEK DR | 43209-2712 | Active | 79607 | AMES | 2000B | DC | 0.750 | 3633085 | FIRE RISER SIDE CAR
1511 | ALUM CREEK DR | 43209-2712 | Active | 2862150 | WILKINS | 975 | RP | 0.750 | 55261 | SOUTH WALL
1511 | ALUM CREEK DR | 43209-2712 | Active | 1934120118 | AMES | 3000SS | DCDA | 8.000 | 3633086 | FIRE RISER
1517 | ALUM CREEK DR | 43209-2712 | Due Install |  |  |  | RP |  | 3354122 | N/W CORNER OF WAREHOUSE
1521 | ALUM CREEK DR | 43209-2712 | Due Install |  |  |  | RP | 0.750 | 3354124
1523 | ALUM CREEK DR | 43209-2712 | Due Install |  |  |  | RP | 0.750 | 3354125
1523 | ALUM CREEK DR | 43209-2712 | Due Install |  |  |  | DCDA |  | 3648409
1525 | ALUM CREEK DR | 43209-2712 | Active | 234685 | WATTS | LF009M3QT | RP | 0.750 | 3354126 | IT ROOM ABOVE WATER METER EAST SIDE OF BUIDING
1527 | ALUM CREEK DR | 43209-2712 | Active | 1978830420 | AMES | 3000SS | DCDA | 6.000 | 3636470 | N SIDE OF BUILDING
1527 | ALUM CREEK DR | 43209-2712 | Active | 233795 | WATTS | LFOO9 | RP | 0.750 | 3354127 | N/W SIDE BY WATER MTR
1527 | ALUM CREEK DR | 43209-2712 | Active | 30251 | WATTS | 007M1QT | DC | 0.750 | 3648222 | N SIDE OF BUILDING
1529 | ALUM CREEK DR | 43209-2712 | Active | TH-0257 | AMES | 757 | DCDA | 6.000 | 3634994 | SPRINKLER VALVE RISER ROOM
1529 | ALUM CREEK DR | 43209-2712 | Active | 222717 | WATTS | 007M3QT | DC | 0.750 | 3646741 | SPRINKLER VALVE RISER ROOM
1529 | ALUM CREEK DR | 43209-2712 | Active | 50717 | WATTS | 919QT | RP | 0.750 | 55316 | NORTH WALL OF OFFICE
1561 | ALUM CREEK DR | 43209-2712 | Active | 9121327 | FEBCO | 856 | DCDA | 8.000 | 55412 | METER PIT BY SLIDING ENTRANCE GATE
1561 | ALUM CREEK DR | 43209-2712 | Active | 26759 | WATTS | 919QT | RP | 2.000 | 3611690 | HOT BOX AT ENTRANCE OF BUILDING
1561 | ALUM CREEK DR | 43209-2712 | Active | H023030 | FEBCO | 805YB | DC | 0.750 | 55411 | METER PIT BY SLIDING ENTRANCE GATE
1565 | ALUM CREEK DR | 43209-2712 | Active | 4825203 | WILKINS | 975 | RP | 0.750 | 3354131 | MIDDLE OF SHOP AREA BY MOP SINK
1575 | ALUM CREEK DR | 43209-2712 | Due Install |  |  |  | RP | 1.000 | 3646023 | BASEMENT S/E CORNER
1575 | ALUM CREEK DR | 43209-2712 | Due Install |  |  |  | DCDA | 6.000 | 3626751 | METER VAULT IN SOUTH DRIVEWAY
1575 | ALUM CREEK DR | 43209-2712 | Active | H6249 | FEBCO | 765 | PVB | 1.000 | 55439 | LEFT SIDE OF FRONT DOOR (SERIAL # AH6249)
1583 | ALUM CREEK DR | 43209-2713 | Active | 33536 | WATTS | LF919-QT | RP | 2.000 | 3632724
1583 | ALUM CREEK DR | 43209-2713 | Not Required by DOW | 434583 | WATTS | 909QT | RP | 1.000 | 55466 | LOADING DOCK MIDDLE OF BUILDING
1583 | ALUM CREEK DR | 43209-2713 | LPS - Active | [5 empty] | 3633855
1583 | ALUM CREEK DR | 43209-2713 | Not Required by DOW | 306013 | WATTS | 909M1QT | RP | 2.000 | 55464 | LOADING DOCK SOUTH END OF BUILDING
1583 | ALUM CREEK DR | 43209-2713 | Active | L120017 | WILKINS | 375 | RP | 10.000 | 3632725
1583 | ALUM CREEK DR | 43209-2713 | Not Required by DOW | 316594 | WATTS | 909M1QT | RP | 2.000 | 55465 | KITCHEN AREA (BREAK ROOM)
1661 | ALUM CREEK DR | 43209- | Not Required by DOW | 185104 | WATTS | 909 | RP | 4.000 | 55761 | BASEMENT MECHANIC ROOM - 2000 REGENCY MANOR CIRCLE
1661 | ALUM CREEK DR | 43209- | Not Required by DOW | N56767 | WILKINS | 350DA | DCDA | 6.000 | 3629897 | SOUTHWEST BASEMENT
1661 | ALUM CREEK DR | 43209- | Not Required by DOW | HC16343 | WILKINS | 950XLD | DC | 0.750 | 3629896 | SOUTHWEST BASEMENT
1661 | ALUM CREEK DR | 43209- | Active | 12219 | WILKINS | 375 | RP | 8.000 | 3629737 | HOT BOX
1661 | ALUM CREEK DR | 43209- | Not Required by DOW | 185995 | WATTS | 909 | RP | 4.000 | 55762 | BASEMENT MECHANIC ROOM - 2000 REGENCY MANOR CIRCLE
1661 | ALUM CREEK DR | 43209- | Not Required by DOW | 4147997 | Wilkins | 975XL2 | RP | 1.500 | 55763 | FIRST FLOOR MECHANIC ROOM - 2000 REGENCY MANOR CIRCLE
1661 | ALUM CREEK DR | 43209- | Not Required by DOW | 1139783 | Wilkins | 975XL2 | RP | 1.500 | 55764 | FIRST FLOOR MECHANIC ROOM - 2000 REGENCY MANOR CIRCLE
1661 | ALUM CREEK DR | 43209- | Not Required by DOW | 609757 | WATTS | 909QT | RP | 1.000 | 55765 | 1ST FLOOR MECHANIC ROOM - 2000 REGENCY MANOR CIRCLE
1661 | ALUM CREEK DR | 43209- | Not Required by DOW | 12259 | AMES | 4000B | RP | 2.000 | 102191 | 2ND FLOOR/ROOM 231
1717 | ALUM CREEK DR | 43207-1708 | Active | 360379 | WATTS | 909HWQT | RP | 0.750 | 55937 | IN BASEMENT OF MILLER HALL-THROUGH DOOR, TAKE A RIGHT-S#360379
1717 | ALUM CREEK DR | 43207-1708 | Active | 33276 | WATTS | 800M4FR | PVB | 1.000 | 55936 | NORTH SIDE OF BLDG - OUTSIDE (1945 FREBIS AVE)
1717 | ALUM CREEK DR | 43207-1708 | Active | 173125 | WILKINS | 975 | RP | 2.000 | 55934 | BOILER ROOM NORTH WALL
1717 | ALUM CREEK DR | 43207-1708 | Due Install |  |  |  | RP |  | 3633052
1717 | ALUM CREEK DR | 43207-1708 | Active | 7445 | WILKINS | 975A | RP | 2.500 | 55942 | E SIDE OF BLDG IN STORAGE ROOM
1717 | ALUM CREEK DR | 43207-1708 | Active | 7444 | WILKINS | 975 | RP | 2.500 | 55941 | TELEPHONE ROOM
1717 | ALUM CREEK DR | 43207-1708 | Active | 4389 | WATTS | 009 | RP | 2.500 | 55940 | BOILER ROOM REAR OF BLDG (1731 ALUM CREEK DR)
1717 | ALUM CREEK DR | 43207-1708 | Active | 361859 | WATTS | 909HWQT | RP | 0.750 | 55938 | IN MECH ROOM ABOVE DOOR OPENING--1731 ALUM CREEK DR
1745 | ALUM CREEK DR | 43207-1708 | Active | 3660308 | WILKINS | 975XL | RP | 1.000 | 89516 | BOILER ROOM
1745 | ALUM CREEK DR | 43207-1708 | Active | 1022851103 | AMES | 5000 | RPDA | 4.000 | 102264 | KITCHEN MECHANIC ROOM
1745 | ALUM CREEK DR | 43207-1708 | Due Install |  |  |  | RP | 6.000 | 3636819
1745 | ALUM CREEK DR | 43207-1708 | Active | 1022981103 | AMES | 5000SS | RPDA | 4.000 | 89484 | MECH ROOM IN THE KITCHEN
1775 | ALUM CREEK DR | 43207-1708 | Active | 14394 | AMES | 2000B | DC | 0.750 | 56104 | NW Mechanical Room - Rear thru Chain/Cage Area
1775 | ALUM CREEK DR | 43207-1708 | Active | 133145 | WATTS | 009M2QT | RP | 2.000 | 56103 | NW Mechanical Room - Rear thru Chain/Cage Area
1775 | ALUM CREEK DR | 43207-1708 | Active | 1125580301 | AMES | 3000SS | DCDA | 4.000 | 56102 | NW Mechanical Room - Rear thru Chain/Cage Area
1775 | ALUM CREEK DR | 43207-1708 | Active | 146697 | WATTS | 009M2QT | RP | 2.000 | 56105 | NW Mechanical Room - Rear thru Chain/Cage Area
1791 | ALUM CREEK DR | 43207-1708 | Active | A09419 | WILKINS | 950 | DC | 6.000 | 56154 | Mechanical / Boiler / Sprinkler Rm - Rear West by Receiving
1791 | ALUM CREEK DR | 43207-1708 | Active | SE-1514 | WATTS | 957 | RP | 4.000 | 56152 | Mechanical / Boiler / Sprinkler Rm - Rear by Receiving
1791 | ALUM CREEK DR | 43207-1708 | Active | 438831 | WATTS | 909QT | RP | 1.000 | 92231 | Mechanical/Boiler Rm - Ceiling North Center
1791 | ALUM CREEK DR | 43207-1708 | Active | 022354 | WATTS | 800M4FR | PVB | 1.500 | 56151 | Outside Door #2 - Southwest side
1791 | ALUM CREEK DR | 43207-1708 | Active | JC0272 | AMES | COLT 400N | RP | 3.000 | 97749 | Section K / SE - Hallway Closet
1791 | ALUM CREEK DR | 43207-1708 | Due Install |  |  |  | RP |  | 3644598
1925 | ALUM CREEK DR | 43207-1712 | Active | WB1901 |  |  | DCDA | 6.000 | 3651222 | S/E CORNER OF BUILDING
1925 | ALUM CREEK DR | 43207-1712 | Active | 60189 | AMES | 2000B | DC | 0.750 | 3636172 | S/E CORNER OF BUILDING
1925 | ALUM CREEK DR | 43207-1712 | Active | 55319 | WATTS | 919AQT | RP | 0.750 | 3354134 | EAST WALL
1970 | ALUM CREEK DR | 43207- | Active | 00664 | WILKINS | 950XLTDA | DCDA | 2.000 | 3639683 | METER ROOM
1970 | ALUM CREEK DR | 43207- | Active | W866940 | WILKINS | 350XL | DC | 0.750 | 3639684 | METER ROOM
1970 | ALUM CREEK DR | 43207- | Active | 4731130 | WILKINS | 975XL | RP | 0.750 | 3640693 | MECH ROOM REAR CENTER OF BUILDING
1980 | ALUM CREEK DR | 43207-1751 | Due Install |  |  |  | DCDA |  | 3636140
1980 | ALUM CREEK DR | 43207-1751 | Due Install |  |  |  | RP |  | 3354136
2010 | ALUM CREEK DR | 43207 | Active | ABE1066 | WILKINS | 975XL2 | RP | 0.750 | 3650805 | WEST END OF BUILDING INSIDE BY MTR
2040 | ALUM CREEK DR | 43207-1714 | Not Required by DOW | 061351 | WATTS | LF009M2QT | RP | 1.500 | 3651336 | N/E TRUCK BAY
2040 | ALUM CREEK DR | 43207-1714 | Active | 113700 | WATTS | LF009M2QT | RP | 2.000 | 3632850 | S BSMNT MECH/FURN ROOM AT WATER METER
2100 | ALUM CREEK DR | 43207-1705 | Active | T444766 | WILKINS | 720A | PVB | 1.000 | 3611306 | left side of adment. building
2100 | ALUM CREEK DR | 43207-1705 | Active | 361945 | WATTS | 009M3QT | RP | 0.750 | 3652497
2100 | ALUM CREEK DR | 43207-1705 | Due Install |  |  |  | RP | 6.000 | 3652611
2100 | ALUM CREEK DR | 43207-1705 | Active | 16015 | WILKINS | 375A | RP | 3.000 | 57233 | NW CORNER OF GARAGE
2155 | ALUM CREEK DR | 43207-2204 | Active | 52445 | WATTS | 009 | RP | 1.500 | 57463 | BATHROOM, NE CORNER
2181 | ALUM CREEK DR | 43207-2204 | Active | 53905 | WILKINS | 950XL | DC | 0.750 | 57533 | IN PIT BY ALUM CREEK DRIVE
2181 | ALUM CREEK DR | 43207-2204 | Active | W067880 | WILKINS | 975XLBMS | RP | 0.750 | 57534 | VALVE ROOM IN OFFICE
2181 | ALUM CREEK DR | 43207-2204 | Active | W053746 | WILKINS | 975 | RP | 2.000 | 57532 | VALVE ROOM IN OFFICE
2181 | ALUM CREEK DR | 43207-2204 | Active | 1203550702 | AMES | 3000SS | DCDA | 6.000 | 57531 | IN PIT BY ALUM CREEK DRIVE
2400 | ALUM CREEK DR | 43207-2805 | Active | 427448 | WATTS | 909QT | RP | 0.750 | 58174 | MECHANICAL ROOM
2850 | ALUM CREEK DR | 43207-2859 | Active | 53502 | AMES | 2000B | DC | 0.750 | 92453 | MECH ROOM, MECH ROOM FRONT SIDE OF BUILDING
2850 | ALUM CREEK DR | 43207-2859 | Active | 153312 | AMES | 3000SS | DCDA | 4.000 | 92452 | MECH ROOM FRONT OF BUILDING
2850 | ALUM CREEK DR | 43207-2859 | Active | ACG2218 | WILKINS | 975XL2 | RP | 1.500 | 92427 | MECH ROOM IN FRONT OF BUILDING
2885 | ALUM CREEK DR | 43207-2818 | Not Required by DOW | W236296 | WILKINS | 975XL | RP | 2.000 | 75061 | MECH ROOM OF OLD SHOP
2885 | ALUM CREEK DR | 43207-2818 | Not Required by DOW | 413280305 | AMES | 3000SS | DCDA | 6.000 | 75062 | TRUCK REPAIR BLDG
2885 | ALUM CREEK DR | 43207-2818 | Not Required by DOW | 64060 | WATTS | 007M1QT | DC | 0.750 | 75063 | TRUCK REPAIR BLDG
2885 | ALUM CREEK DR | 43207-2818 | Not Required by DOW | 432422 | WATTS | 009M2 | RP | 0.750 | 3649666 | SHOP
2885 | ALUM CREEK DR | 43207-2818 | Active | 66233 | APOLLO | RPLF4A | RP | 4.000 | 3630184 | E DOCK OFFICE N TERMINALS
2885 | ALUM CREEK DR | 43207-2818 | Active | RJ-1805 | WATTS | 957RPDA-GV | RPDA | 10.000 | 3630186 | HOT BOX NE PROPERTY
2885 | ALUM CREEK DR | 43207-2818 | Active | 71967 | WATTS | 919QT | RP | 0.750 | 3630187 | HOT BOX NE PROPERTY
3080 | ALUM CREEK DR | 43207-3413 | Active | 10211 | WATTS | 919AQT | RP | 2.000 | 95780 | SPRINKLER ROOM
3080 | ALUM CREEK DR | 43207-3413 | Active | 13628 | AMES | 2000B | DC | 0.750 | 95771 | NW CORNER/ FIRE PUMP ROOM
3080 | ALUM CREEK DR | 43207-3413 | Active | IF-0518 | AMES | MAXIM 300GV | DCDA | 8.000 | 95770 | NW CORNER/ FIRE PUMP ROOM
3080 | ALUM CREEK DR | 43207-3413 | LPS - Active | [5 empty] | 3636265 | FIRE BOOSTER PUMP
3232 | ALUM CREEK DR | 43207-3417 | Active | W08075 | WILKINS | 975XL | RP | 2.000 | 60237 | NE CORNER BUILD
3275 | ALUM CREEK DR | 43207-3460 | Due Install |  |  |  | DC |  | 3636294
3275 | ALUM CREEK DR | 43207-3460 | LPS - Active | [5 empty] | 3636319
3275 | ALUM CREEK DR | 43207-3460 | Due Install |  |  |  | RP |  | 3354144
3330 | ALUM CREEK DR | 43207 | Active | XA-1133 | AMES | 3000SE | DCDA | 8.000 | 3654259
3330 | ALUM CREEK DR | 43207 | Active | 72076 | AMES | 2000B | DC | 0.750 | 3654258 | FIRE BYPASS
3330 | ALUM CREEK DR | 43207 | Active | 111461 | WATTS | LF009M2QT | RP | 1.500 | 3654260 | HOT BOX
3456 | alum creek dr |  | Active | WI-1353 | WILKINS | 350 | DCDA | 6.000 | 3654956 | HOT BOX NORTH OF BUILDING
3456 | alum creek dr |  | Active | 70888 | AMES | 2000BM3 | DC | 0.750 | 3654957 | HOT BOX NORTH OF BUILDING
3500 | ALUM CREEK DR | 43207-3423 | Active | 79245 | AMES | 2000B | DC | 0.750 | 3635089 | RISER ROOM NW CORNER OF BUILDING
3500 | ALUM CREEK DR | 43207-3423 | Active | 1931231217 | AMES | 3000 | DCDA | 8.000 | 3635087 | RISER ROOM NW CORNER OF BUILDING
3500 | ALUM CREEK DR | 43207-3423 | Active | RH-3152 | WATTS | 957 | RP | 4.000 | 3635086 | RISER ROOM NW CORNER OF BUILDING
3626 | ALUM CREEK DR | 43207- | Active | 254670 | WATTS | 909 | RP | 6.000 | 61315 | HOT BOX N OF LAKE
3685 | ALUM CREEK DR | 43207-3426 | Not Required by DOW | 64118 | WATTS | 009QT | RP | 0.500 | 61461 | NORTH WALL MAIN BUILDING
3685 | ALUM CREEK DR | 43207-3426 | Active | 83063 | ames | 2000B | DC | 0.750 | 3644927 | NORTH WALL MAIN BUILDING
3685 | ALUM CREEK DR | 43207-3426 | Active | 196845 | ames | 3000SS | DCDA | 8.000 | 3627972 | NORTH WALL MAIN BUILDING
3685 | ALUM CREEK DR | 43207-3426 | Active | 1780923 | WILKINS | 975XL2 | RP | 1.000 | 3627971 | NORTH WALL MAIN BUILDING
3699 | ALUM CREEK DR | 43207-3426 | Active | 13282 | WATTS | 009QT | RP | 1.000 | 61485 | NEXT TO WATER METER
3857 | ALUM CREEK DR | 43207-3430 | Due Install |  |  |  | RP |  | 3354151
3858 | ALUM CREEK DR | 43207-5135 | Due Install |  |  |  | RP |  | 3354152
3897 | ALUM CREEK DR | 43207-3430 | Due Install |  |  |  | RP |  | 3633165
3897 | ALUM CREEK DR | 43207-3430 | Active | 139032 | WATTS | 009QT | RP | 0.750 | 62076 | ABOVE RR BACK OF BUILDING
3898 | ALUM CREEK DR | 43207-5135 | Active | 4861339 | WILKINS | 975XL2 | RP | 1.500 | 62077 | MECH ROOM
3898 | ALUM CREEK DR | 43207-5135 | Not Required by DOW | 504121 | WATTS | 909QT | RP | 1.000 | 62078 | BACKROOM AT WATER METER
3976 | ALUM CREEK DR | 43207-5122 | Active | 180404 | WATTS | 009QT | RP | 1.000 | 62401 | AT WATER METER back room
4014 | ALUM CREEK DR | 43207-5137 | Not Required by DOW | 64929 | WATTS | 919QT | RP | 0.750 | 3616839 | IN MECHANICAL ROOM
4014 | ALUM CREEK DR | 43207-5137 | Active | W104510 | WILKINS | 975XL | RP | 1.000 | 62682 | EAST WALL NEXT TO WATER METER
4050 | ALUM CREEK DR | 43207 | Active | 28588 | WATTS | 919ZQT | RP | 0.750 | 99239 | IN UTILITY ROOM AT WATER
5101 | ALUM CREEK DR | 43207-4592 | Active | 4312598 | WILKINS | 975XL2 | RP | 1.500 | 3623212 | INSIDE GARAGE DOOR
5101 | ALUM CREEK DR | 43207-4592 | Not Required by DOW | 47229 | WILKINS | 375 | RP | 3.000 | 97676 | 1st floor
6431 | ALUM CREEK DR | 43125-9650 | Active | W005537 | WILKINS | 975XL | RP | 1.500 | 69926 | SW MECHANICAL ROOM
6431 | ALUM CREEK DR | 43125-9650 | Active | 113479 | AMES | 3000SS | DCDA | 6.000 | 69923 | SW MECH ROOM
6431 | ALUM CREEK DR | 43125-9650 | Not Required by DOW | 026950 | WATTS | 800M4 | PVB | 1.500 | 69924 | SW CORNER
6431 | ALUM CREEK DR | 43125-9650 | Active | 49523 | WATTS | 007M1QT | DC | 0.750 | 69925 | SW MECH ROOM
6600 | ALUM CREEK DR | 43125-9420 | Not Required by DOW | 277023 | WATTS | 909QT | RP | 0.750 | 70313 | KITCHEN DOCK AREA
6600 | ALUM CREEK DR | 43125-9420 | Not Required by DOW | A15952 | FEBCO | 765 | PVB | 2.000 | 70318 | FEET TO RIGHT ON ENTRANCE
6600 | ALUM CREEK DR | 43125-9420 | Active | 400691 | WATTS | 709 | DC | 10.000 | 70317 | METER PIT, SW CORNER OF PROPERTY OFF ALUM CREEK DR
6600 | ALUM CREEK DR | 43125-9420 | Active | B03057 | WILKINS | 975 | RP | 3.000 | 70315 | SW CORNER OF BLDG
6600 | ALUM CREEK DR | 43125-9420 | Active | B03025 | WILKINS | 975 | RP | 3.000 | 70314 | SW CORNER OF BLDG
6607 | ALUM CREEK DR | 43125-9491 | Active | 555506 | WATTS | 909QTFDA | RP | 0.750 | 70368 | NEXT TO METER
6959 | ALUM CREEK DR | 43217-1244 | Active | W210400 | WILKINS | 975XL | RP | 1.500 | 71043 | SE UTILTY AREA (6967)
6959 | ALUM CREEK DR | 43217-1244 | Active | 9209041045 | FEBCO | 856 | DCDA | 6.000 | 71044 | PIT EAST END OF BUILDING
6959 | ALUM CREEK DR | 43217-1244 | Active | AD6375 | FEBCO | 805Y | DC | 0.750 | 87489 | Pit East end of bldg
6969 | ALUM CREEK DR | 43217-1244 | Active | AD9863 | FEBCO | 805Y | DC | 0.750 | 71046 | PIT
6969 | ALUM CREEK DR | 43217-1244 | Active | 092640 | WILKINS | 975XL | RP | 1.500 | 71042 | DOCK DOOR #2
6969 | ALUM CREEK DR | 43217-1244 | Active | 9211021430 | FEBCO | 856 | DCDA | 6.000 | 71045 | PIT FRONT AREA
7200 | ALUM CREEK DR | 43217 | Not Required by DOW | 234780 | WATTS | 009M2QT | RP | 1.000 | 102085 | SUITE 7200-A HOT WATER TANK ROOM
7200 | ALUM CREEK DR | 43217 | Not Required by DOW | 326084 | WATTS | 909M1HWQT | RP | 1.500 | 102086 | SUITE 7200-D HOT WATER TANK ROOM
7200 | ALUM CREEK DR | 43217 | Active | 39661 | WATTS | 007M1QT | DC | 0.750 | 102087 | S WALL WAREHOUSE
7200 | ALUM CREEK DR | 43217 | Active | 82762 | WATTS | 009M2QT | RP | 1.000 | 102088 | RIGHT OF SPRINKLER ROOM
7200 | ALUM CREEK DR | 43217 | Active | 310472 | WATTS | 909M1HWQT | RP | 1.500 | 102089 | S WALL BY RISER - BEHIND SHELVES
7200 | ALUM CREEK DR | 43217 | Not Required by DOW | w067952 | WILKINS | 975XL | RP | 0.750 | 102090 | W WALL BY OFFICE
7200 | ALUM CREEK DR | 43217 | Active | 3JN0025 | AMES | 3000SS | DCDA | 6.000 | 102091 | S WALL WAREHOUSE
7200 | ALUM CREEK DR | 43217 | Not Required by DOW | 479781 | WATTS | 909QT | RP | 0.750 | 3606232 | SUITE F
7200 | ALUM CREEK DR | 43217 | Not Required by DOW | 477845 | WATTS | 909QT | RP | 0.750 | 3606233 | JANITOR'S CLOSET OF SPACE K (NEED SMALL REGULAR SCREW DRIVER TO TEST)
7200 | ALUM CREEK DR | 43217 | Not Required by DOW | 490786 | WATTS | 909QT | RP | 0.750 | 3606234 | SUITE P
7200 | ALUM CREEK DR | 43217 | Not Required by DOW | W067928 | WILKINS | 975XL | RP | 0.750 | 102084 | LEFT OF SPRINKLER ROOM
7280 | ALUM CREEK DR | 43217 | Active | 1298130 | WILKINS | 975XL | RP | 0.750 | 102095 | WOMEN'S RESTROOM - WAREHOUSE
7280 | ALUM CREEK DR | 43217 | Active | 975880 | WILKINS | 975XL | RP | 1.250 | 102096 | WAREHOUSE
7280 | ALUM CREEK DR | 43217 | Active | 105433 | AMES | 3000SS | DCDA | 6.000 | 102092 | WAREHOUSE
7280 | ALUM CREEK DR | 43217 | Active | 45695 | WATTS | 007M1QT | DC | 0.750 | 102093 | WAREHOUSE
7280 | ALUM CREEK DR | 43217 | Active | 1071165 | WILKINS | 975XL | RP | 1.500 | 102094 | WAREHOUSE
7400 | ALUM CREEK DR BLDG 500 | 43217 | LPS - Active | [5 empty] | 3633851
7400 | ALUM CREEK DR BLDG 500 | 43217 | Active | 022243 | WATTS | LF009M2QT | RP | 1.500 | 3602133 | IN HOT BOX NEAR NEW TOWER, BETWEEN NEW AND OLD CONTROL TOWER
7400 | ALUM CREEK DR BLDG 500 | 43217 | Active | 157201114 | WATTS | 774DCDA | DCDA | 6.000 | 3611770 | IN HOT BOX NEAR NEW TOWER
7400 | ALUM CREEK DR BLDG 500 | 43217 | Active | 23279 | WATTS | 007M1QT | DC | 0.750 | 3611771 | EAST OF CONTROL TOWER IN GREEN HOT BOX
1755 | ALUM CREEK DR REAR | 43207-1708 | Active | VI-2198 | AMES | COLT 400 | RP | 4.000 | 3652272 | HOT BOX
1755 | ALUM CREEK DR REAR | 43207-1708 | Active | 91798 | WATTS | 919QT | RP | 0.750 | 3652273 | HOT BOX
1755 | ALUM CREEK DR REAR | 43207-1708 | Active | VJ-0343 | AMES | COLT 500-GV | RPDA | 8.000 | 3652274 | HOT BOX
1531 | ALUM CREEK DR UNIT A | 43209-2712 | Active | HC66943 | WILKINS | 950XLD | DC | 0.750 | 3654875 | NE CORNER OF WAREHOUSE
1531 | ALUM CREEK DR UNIT A | 43209-2712 | Active | 31321 | WILKINS | 350 | DC | 6.000 | 3629891 | NE CORNER OF WAREHOUSE
1531 | ALUM CREEK DR UNIT A | 43209-2712 | Active | 106727 | WILKINS | 975 | RP | 2.000 | 55315 | CENTER OF BUILDING IN BLDG 1531
3986 | ALUM CREEK DR UNIT A | 43207-5122 | Active | 85970 | WATTS | 009QT | RP | 1.500 | 62454 | SOUTHEAST CORNER IN CLOSET OF UNIT 3984 ALUM CREEK
3986 | ALUM CREEK DR UNIT B | 43207-5122 | Active | 187204 | WATTS | 009M2 | RP | 1.000 | 3615097 | IN 3984 ALUM CREEK CLOSET TOWARDS BACK OF STORE
1507 | ALUM INDUSTRIAL N DR | 43209-2709 | Not Required by DOW | 24404 | WATTS | LF009M2QT | RP | 1.250 | 3647108 | MECHANICAL ROOM
1507 | ALUM INDUSTRIAL N DR | 43209-2709 | Not Required by DOW | 151907 | WATTS | LF009M2QT | RP | 2.000 | 3647107 | AT FIRE RISER FIRE BYPASS
1507 | ALUM INDUSTRIAL N DR | 43209-2709 | Active | HC34936 | WILKINS | 950XLD | DC | 0.750 | 3646913 | AT FIRE RISER FIRE BYPASS
1507 | ALUM INDUSTRIAL N DR | 43209-2709 | Active | 18674B | WILKINS | 350ASTDA | DCDA | 8.000 | 3639314 | AT FIRE RISER
1507 | ALUM INDUSTRIAL N DR | 43209-2709 | Active | 11000 | WATTS | LF009 | RP | 3.000 | 3613666
1513 | ALUM INDUSTRIAL N DR | 43209-2712 | Active | 1962470319 | AMES | 3000SS | DCDA | 6.000 | 3354123 | EAST SIDE BUILDING
1513 | ALUM INDUSTRIAL N DR | 43209-2712 | Active | 69791 | WATTS | 919QT | RP | 1.000 | 3354121 | BY MTR IN BREAK ROOM
1513 | ALUM INDUSTRIAL N DR | 43209-2712 | Active | 29245 | WATTS | 007M1-QT | DC | 0.750 | 3638573 | EAST SIDE OF BUILDING
1519 | ALUM INDUSTRIAL N DR | 43209-2712 | Active | 82607 | WATTS | 919QT | RP | 0.750 | 3641043 | AT MTR EAST SIDE
1516 | ALUM INDUSTRIAL S DR | 43209 | Active | B268096 | WILKINS | 375XL | RP | 2.000 | 3638408 | AFTER DOMESTIC WATER METER MECH ROOM. ADDRESS ON BUILDING IS 1517
1533 | ALUM INDUSTRIAL W DR | 43209- | Active | 1607931107 | AMES | 3000SS | DCDA | 8.000 | 95926 | CENTRAL RISER AREA
1533 | ALUM INDUSTRIAL W DR | 43209- | Active | 57552 | AMES | 2000B | DC | 0.750 | 95927 | CENTRAL RISER AREA
1533 | ALUM INDUSTRIAL W DR | 43209- | Active | 2872564 | WILKINS | 975XLBMS | RP | 2.000 | 95925 | SOUTHEAST CORNER AFTER METER
8432 | AMARILLO DR | 43004-8121 | Active | T070852 | WILKINS | 720A | PVB | 0.750 | 73846 | LEFT SIDE OF HOUSE
226 | AMAZON PL | 43214-3506 | Active | 32971 | WATTS | 800QT | PVB | 1.000 | 89609 | RIGHT SIDE
1816 | AMBER LIGHT WAY | 43123-9821 | Active | T046878 | WILKINS | 720A | PVB | 0.750 | 101301 | RIGHT SIDE
4921 | AMBER LN | 43016-7078 | Active | G045435 | WILKINS | 720A | PVB | 0.750 | 88486 | RIGHT SIDE OF HOUSE
4938 | AMBER LN | 43016-7079 | Active | CB120467 | WILKINS | 720AU | PVB | 0.750 | 3597550 | RIGHT SIDE
4949 | AMBER LN | 43016-7078 | Active | 446591 | WATTS | 800M4QT | PVB | 0.750 | 97754 | right side of home
4952 | AMBER LN | 43016-7079 | Active | T181264 | Wilkins | 720A | PVB | 0.750 | 65499 | LEFT SIDE OF HOUSE
4953 | AMBER LN | 43016-7078 | Active | HB37357 | FEBCO | 765 | PVB | 0.750 | 95372 | LEFT FRONT
8200 | AMBERLEIGH WAY | 43017- | Active | 3572321 | WILKINS | 975XL | RP | 1.000 | 73500 | USE 6/3/15 CAG. 18' S OF CURB/FAKE ROCK AT STONE PILAR E OF 745 -8200 DUBLIN
8210 | AMBERLEIGH WAY | 43017-8600 | Active | F10289 | FEBCO | 765-1 | PVB | 1.000 | 73527 | FRONT LEFT OF FRONT DOOR
8211 | AMBERLEIGH WAY | 43017-8603 | Active | G016839 | WILKINS | 720A | PVB | 0.750 | 73533 | LEFT SIDE
8223 | AMBERLEIGH WAY | 43017-8611 | Active | 488505 | WILKINS | 720A | PVB | 0.750 | 73552 | RIGHT SIDE
8231 | AMBERLEIGH WAY | 43017-8611 | Active | G043959 | WILKINS | 720A | PVB | 0.750 | 91698 | LEFT SIDE
8242 | AMBERLEIGH WAY | 43017-8602 | Active | H006569 | FEBCO | 765 | PVB | 0.750 | 73588 | RT SIDE
8247 | AMBERLEIGH WAY | 43017-8611 | Active | F082500 | WILKINS | 720A | PVB | 0.750 | 97507 | FRONT OF HOUSE LEFT FRONT DOOR
8258 | AMBERLEIGH WAY | 43017-8641 | Active | T083954 | WILKINS | 720A | PVB | 0.750 | 73617 | LEFT FRONT
8282 | AMBERLEIGH WAY | 43017-8641 | Active | G242330 | WILKINS | 720A | PVB | 0.750 | 99217 | OUTSIDE RIGHT SIDE OF HOME
8283 | AMBERLEIGH WAY | 43017-8656 | Active | T085950 | WILKINS | 720A | PVB | 0.750 | 92524 | RIGHT FRONT
8290 | AMBERLEIGH WAY | 43017-8641 | Active | A135516 | WILKINS | 720A | PVB | 0.750 | 73641 | LEFT SIDE OF HOUSE
8291 | AMBERLEIGH WAY | 43017-8656 | Active | G186290 | WILKINS | 720A | PVB | 0.750 | 91825 | RIGHT SIDE
8298 | AMBERLEIGH WAY | 43017-8641 | Active | 185422 | WILKINS | 720A | PVB | 0.750 | 88270 | LEFT FRONT
8299 | AMBERLEIGH WAY | 43017-8656 | Active | 185438 | WILKINS | 720A | PVB | 0.750 | 88648 | FRONT OF HOUSE
8306 | AMBERLEIGH WAY | 43017-8897 | Active | T363505 | WILKINS | 720A | PVB | 0.750 | 89610 | RIGHT FRONT
8314 | AMBERLEIGH WAY | 43017-8897 | Active | 903165 | WILKINS | 720A | PVB | 0.750 | 73696 | LEFT SIDE OF HOUSE
8315 | AMBERLEIGH WAY | 43017-8896 | Active | cb001755 | WILKINS | 720A | PVB | 0.750 | 73698 | RIGHT SIDE
8322 | AMBERLEIGH WAY | 43017-8897 | Active | 955011 | WILKINS | 720A | PVB | 0.750 | 73705 | RIGHT SIDE
8330 | AMBERLEIGH WAY | 43017-8897 | Active | T126213 | WILKINS | 720A | PVB | 0.750 | 73714 | LEFT SIDE OF HOUSE
8338 | AMBERLEIGH WAY | 43017-8897 | Active | 813473 | WILKINS | 720A | PVB | 0.750 | 73717 | LEFT FRONT
8346 | AMBERLEIGH WAY | 43017-8897 | Active | H107550 | FEBCO | 765 | PVB | 0.750 | 92680 | RIGHT SIDE
8347 | AMBERLEIGH WAY | 43017-8896 | Active | 223329 | WILKINS | 720A | PVB | 0.750 | 73725 | FRONT OF HOUSE RIGHT FRONT DOOR
8354 | AMBERLEIGH WAY | 43017-8897 | Active | T239642 | WILKINS | 720A | PVB | 0.750 | 73752 | LEFT SIDE OF HOUSE
8355 | AMBERLEIGH WAY | 43017-8896 | Active | CB987397 | WILKINS | 720A | PVB | 0.750 | 73754 | RIGHT SIDE
6188 | AMBLESIDE DR | 43229-1903 | Active | 4763592 | WILKINS | 975XL | RP | 1.000 | 69290 | CENTER OF BUILDING
6286 | AMBLESIDE DR | 43229-1984 | Due Install |  |  |  | RP |  | 3625008 | AT WATER METER IN BOILER/MECH ROOM
6750 | AMBLESIDE DR | 43229-1378 | Active | AJAI-4003 | WILKINS | 350XL | DC | 0.750 | 3654668 | IN PIT BY SIGN
6750 | AMBLESIDE DR | 43229-1378 | Active | ABAA2063 | WILKINS | 975XL2 | RP | 0.750 | 3354530 | UNDER KITCHEN SINK
6750 | AMBLESIDE DR | 43229-1378 | Active | 104004 | AMES | 3000SS | DCDA | 6.000 | 3629568 | IN PIT BY SIGN
6840 | AMERICANA PKWY | 43068-4113 | Active | 4803286 | WILKINS | 975XL2 | RP | 1.000 | 3354569 | METER ROOM
6840 | AMERICANA PKWY | 43068-4113 | Active | UF-0279 | AMES | COLT300GV | DCDA | 6.000 | 3624888 | METER ROOM
6840 | AMERICANA PKWY | 43068-4113 | Active | 61587 | AMES | 200BM3 | DC | 0.750 | 3646851 | METER ROOM FIRE BYPASS
6900 | AMERICANA PKWY | 43068-4115 | Active | 329450 | WILKINS | 975XLBMS | RP | 1.500 | 70907 | AT WATER METER WEST SIDE OF WAREHOUSE
6900 | AMERICANA PKWY | 43068-4115 | Active | 116307 | WATTS | 709 | DCDA | 6.000 | 70904 | METER PIT
6900 | AMERICANA PKWY | 43068-4115 | Active | 31754 | WATTS | 007QT | DC | 0.750 | 70906 | METER PIT
6900 | AMERICANA PKWY | 43068-4115 | Not Required by DOW | 130749 | WILKINS | 975XL | RP | 1.500 | 70905 | S.E. CORNER OF BUILDING
6901 | AMERICANA PKWY | 43068-4116 | Active | 195442 | WILKINS | 975XL | RP | 2.000 | 70912 | MECHANICAL ROOM
6911 | AMERICANA PKWY | 43068-4116 | Active | A20964 | WATTS | 009M2QT | RP | 1.500 | 3354570 | SOUTH SIDE OF BUILDING
6911 | AMERICANA PKWY | 43068-4116 | Active | 16141 | AMES | 3000GDCDA | DCDA | 6.000 | 3650417 | MTR PIT S/E
6911 | AMERICANA PKWY | 43068-4116 | Active | 71564 | AMES | 2000BM3 | DC | 0.750 | 3654338 | MTR PIT S/E
6939 | AMERICANA PKWY | 43068-4171 | Active | 24759 | WATTS | 919-QT | RP | 1.500 | 3354571 | AFTER WATER METER in office closet
6950 | AMERICANA PKWY | 43068-4139 | Active | 199746 | WATTS | LF009M2QT | RP | 2.000 | 3354572 | IN HOT BOX
6950 | AMERICANA PKWY | 43068-4139 | Active | 1027010322 | AMES | 3000SS | DCDA | 6.000 | 3651103 | IN HOT BOX
6950 | AMERICANA PKWY | 43068-4139 | Active | 32489 | WATTS | 007M1-QT | DC | 0.750 | 3654042 | IN HOT BOX
7001 | AMERICANA PKWY | 43068-4118 | Active | 24812 | WATTS | 919-QT | RP | 1.500 | 3626228 | AT METER
7001 | AMERICANA PKWY | 43068-4118 | Active | 68713 | AMES | 2000B | DC | 0.750 | 102117 | FRONT MIDDLE WALL
7001 | AMERICANA PKWY | 43068-4118 | Active | 1779440712 | AMES | 3000SS | DCDA | 8.000 | 102118 | FRONT MIDDLE WALL
7017 | AMERICANA PKWY | 43068-4118 | Active | 28719 | WATTS | 007M1-QT | DC | 0.750 | 3638455 | AT FIRE RISER - 3/4" SIDE CAR
7017 | AMERICANA PKWY | 43068-4118 | Active | SJ-0908 | WATTS | 957 | RP | 3.000 | 3354573 | AT DOMESTIC WATER METER
7017 | AMERICANA PKWY | 43068-4118 | Active | 1954301113 | AMES | 3000SS | DCDA | 6.000 | 3638454 | AT FIRE RISER
7020 | AMERICANA PKWY | 43068 | Active | 28831 | WATTS | 919QT | RP | 1.000 | 100626 | SW CORNER AT WATER METER BLDG 2 - WEST BLDG
7052 | AMERICANA PKWY | 43068-4117 | Active | 3GN0599 | AMES | 3000SS | DCDA | 6.000 | 71328 | SE SIDE OF BUILDING--SERIAL #3GN0599
7052 | AMERICANA PKWY | 43068-4117 | Active | 585852 | WILKINS | 975 | RP | 1.500 | 71330 | IN METER ROOM AT WATER METER
7052 | AMERICANA PKWY | 43068-4117 | Active | 31835 | WATTS | 007M1QT | DC | 0.750 | 71329 | SOUTHEAST SIDE OF BUILDING
7139 | AMERICANA PKWY | 43068-4120 | Active | XA0323 | AMES | 300GV | DCDA | 6.000 | 3630279 | AT PIT HOT BOX
7139 | AMERICANA PKWY | 43068-4120 | Active | 67934 | AMES | 2000BM3-FP | DC | 0.750 | 3630278 | AT METER S END BLDG BEHIND RISERS
7139 | AMERICANA PKWY | 43068-4120 | Active | 80500 | Watts | 919QT | RP | 1.000 | 71485 | 7095 AMERICANA PKWY, SOUTH WALL BEHIND FIRE SPRINKLER RISERS
7160 | AMERICANA PKWY | 43068-4119 | Active | WK1243 | AMES | 3000CIV | DCDA | 6.000 | 3629779 | AT PIT
7160 | AMERICANA PKWY | 43068-4119 | Active | 28999 | WATTS | 919QT | RP | 1.500 | 3354575
7160 | AMERICANA PKWY | 43068-4119 | Active | 71789 | AMES | 2000BM3 | DC | 0.750 | 3654043 | AT PIT
3762 | AMERINE LN | 43026-2604 | Active | CB630462 | WILKINS | 720A | PVB | 0.750 | 3354578 | LEFT FRONT
1265 | AMOL LN | 43235-2102 | Active | CB583128 | WILKINS | 720A | PVB | 0.750 | 3354682 | LEFT REAR
4448 | ANCHORAGE CT | 43026-7815 | Active | 609690 | WATTS | 800 | PVB | 1.000 | 64034 | RIGHT SIDE OF HOUSE AT FRONT CORNER
4450 | ANCHORAGE CT | 43026-7815 | Active | F006250 | WILKINS | 720A | PVB | 0.750 | 97512 | front of house
3324 | ANCHORAGE LN | 43026-7816 | Active | 79012 | WATTS | 800QT | PVB | 1.000 | 89612 | RIGHT SIDE
3365 | ANCHORAGE LN | 43026-7819 | Active | HF67559 | FEBCO | 765 | PVB | 1.000 | 60532 | LEFT FRONT
3456 | ANCHORAGE LN | 43026-7818 | Active | T293417 | WILKINS | 720A | PVB | 0.750 | 91800 | LEFT SIDE
1565 | ANDERLEY RD | 43123-1674 | Active | G044085 | WILKINS | 720A | PVB | 0.750 | 55419 | OUTSIDE NORTHWEST CORNER
2611 | ANDERSON DR | 43026 | Active | T047845 | WILKINS | 720A | PVB | 0.750 | 101042 | RIGHT SIDE
2619 | ANDERSON DR | 43026 | Active | T339066 | WILKINS | 720-A | PVB | 0.750 | 3613844 | RIGHT SIDE
1635 | ANDOVER RD | 43212-2302 | Active | T131747 | WILKINS | 720A | PVB | 0.750 | 102704 | FRONT OF HOUSE, RIGHT OF PORCH
1709 | ANDOVER RD | 43212-2302 | Active | HE63961 | FEBCO | 765 | PVB | 0.750 | 89613 | RIGHT FRONT OF HOUSE
1792 | ANDOVER RD | 43212-2062 | Active | 315977 | WATTS | 800CMQT | PVB | 0.750 | 99868 | FRONT LEFT UNDER WINDOW IN BUSHES
1837 | ANDOVER RD | 43212-1001 | Active | CB556048 | WILKINS | 720A | PVB | 0.750 | 56361 | LEFT SIDE OF HOUSE
1875 | ANDOVER RD | 43212-1001 | Active | T068541 | WILKINS | 720A | PVB | 0.750 | 102702 | LEFT SIDE OF HOUSE
1900 | ANDOVER RD | 43212-1002 | Active | AC6452 | FEBCO | 765 | PVB | 0.750 | 87277 | RIGHT SIDE FRONT
1936 | ANDOVER RD | 43212-1003 | Active | H238350 | FEBCO | 765 | PVB | 1.000 | 56685 | SOUTH END OF HOUSE-OUTSIDE
1961 | ANDOVER RD | 43212-1004 | Active | CB078722 | WILKINS | 720 | PVB | 0.750 | 3355024 | LEFT SIDE OF HOUSE
1969 | ANDOVER RD | 43212-1004 | Active | T417479 | WILKINS | 720A | PVB | 0.750 | 87278 | FRONT OF HOUSE
1976 | ANDOVER RD | 43212-1003 | Active | CB794454 | WILKINS | 720A | PVB | 1.000 | 96905
2035 | ANDOVER RD | 43212-1006 | Active | CB016556 | WILKINS | 720 | PVB | 0.750 | 3355034 | RIGHT OF FRONT DOOR
2326 | ANDOVER RD | 43221-4251 | Active | CB316463 | WILKINS | 720A | PVB | 0.750 | 3355041 | RIGHT SIDE
2375 | ANDOVER RD | 43221-3743 | Active | 09519 | FEBCO | 765 | PVB | 1.000 | 58106 | REAR OF HOUSE
2421 | ANDOVER RD | 43221-3735 | Active | T178636 | WILKINS | 720A | PVB | 0.750 | 3355046 | LEFT SIDE
2439 | ANDOVER RD | 43221-3735 | Active | 115825 | FEBCO | 765 | PVB | 1.000 | 58275 | BACK MIDDLE OF HOUSE
2527 | ANDOVER RD | 43221-3201 | Active | T176377 | WILKINS | 720A | PVB | 0.750 | 102959 | RIGHT SIDE OF HOUSE
2532 | ANDOVER RD | 43221-3202 | Active | 451054 | WILKINS | 420 | PVB | 1.000 | 58563 | LEFT SIDE
2553 | ANDOVER RD | 43221-3201 | Active | AC4989 | FEBCO | 765 | PVB | 0.750 | 89614 | FRONT OF HOUSE LEFT OF FRONT DOOR
2569 | ANDOVER RD | 43221-3201 | Active | T081551 | WILKINS | 720A | PVB | 0.750 | 101403 | FRONT OF HOUSE
2596 | ANDOVER RD | 43221-3204 | Active | 2664627 | WILKINS | 975XLBMS | RP | 0.750 | 96641 | RIGHT SIDE OF HOUSE
2611 | ANDOVER RD | 43221-3203 | Active | CB432103 | WILKINS | 720 | PVB | 0.750 | 3355066 | RIGHT SIDE OF HOUSE
2619 | ANDOVER RD | 43221-3203 | Active | CB011690 | WILKINS | 720A | PVB | 0.750 | 102977 | RIGHT SIDE
2644 | ANDOVER RD | 43221-3204 | Active | G216525 | WILKINS | 720A | PVB | 0.750 | 95696 | RIGHT SIDE
2652 | ANDOVER RD | 43221-3204 | Active | 6284 | FEBCO | 765 | PVB | 0.750 | 89615 | FRONT OF HOUSE LEFT CORNER
2659 | ANDOVER RD | 43221-3203 | Active | AD4171 | WILKINS | 720A | PVB | 0.750 | 101464 | RIGHT SIDE
2684 | ANDOVER RD | 43221-3204 | Active | CAA31021 | WILKINS | 720A | PVB | 0.750 | 92070 | FRONT OF HOUSE
2700 | ANDOVER RD | 43221-3204 | Active | H343211 | FEBCO | 765 | PVB | 0.750 | 87608 | FRONT OF HOUSE
2757 | ANDOVER RD | 43221- | Due Install |  |  |  | RP | 1.500 | 3355089
2767 | ANDOVER RD | 43221- | Not Required by DOW | A58728 | WATTS | 009M3QT | RP | 0.750 | 100167 | MECHANIC/MAINTENANCE ROOM
2767 | ANDOVER RD | 43221- | Active | 107460 | WATTS | 994 | RP | 4.000 | 3638531 | MECHANIC/MAINTENANCE ROOM
2796 | ANDOVER RD | 43221-3243 | Active | T390880 | WILKINS | 720 | PVB | 0.750 | 3355094 | FRONT RIGHT UNDER WINDOW
6948 | ANDREW HILL PL | 43235-2209 | Active | A005982 | WILKINS | 720A | PVB | 0.750 | 70993 | SOUTH SIDE OF RESIDENCE
6956 | ANDREW HILL PL | 43235-2209 | Active | 953391 | WILKINS | 720A | PVB | 0.750 | 71018 | RIGHT SIDE OF HOUSE
6964 | ANDREW HILL PL | 43235-2209 | Active | 190052 | WATTS | 009M3QT | RP | 0.750 | 96502 | BASEMENT AT METER
6972 | ANDREW HILL PL | 43235-2209 | Active | 792743 | WILKINS | 720A | PVB | 0.750 | 71054 | SIDE OF HOUSE
6980 | ANDREW HILL PL | 43235-2209 | Active | 214859 | WATTS | 800QT | PVB | 0.750 | 71093 | EAST SIDE OF HOUSE
6988 | ANDREW HILL PL | 43235-2209 | Active | t257832 | wilkins | 720a | PVB | 0.750 | 75115 | WEST SIDE OF RESIDENCE
6996 | ANDREW HILL PL | 43235-2209 | Active | 673056 | WILKINS | 720A | PVB | 0.750 | 71111 | RT SIDE FRONT
3176 | ANDY TERRACE | 43223-3482 | Active | CB245298 | WILKINS | 720A | PVB | 1.000 | 60151 | Left Side of House
6313 | ANGELES DR | 43016-7400 | Active | 400132 | watts | 800 | PVB | 0.750 | 3609624 | LEFT SIDE OF HOUSE
6314 | ANGELES DR | 43016-8479 | Active | 954695 | WILKINS | 720A | PVB | 0.750 | 69648 | OUTSIDE
6321 | ANGELES DR | 43016-7400 | Active | 391309 | febco | 765 | PVB | 0.750 | 89617 | LEFT SIDE
6353 | ANGELES DR | 43016-8480 | Active | AG4828 | FEBCO | 765 | PVB | 0.750 | 69768 | RIGHT FRONT
6362 | ANGELES DR | 43016-8479 | Active | W034548 | WILKINS | 720A | PVB | 0.750 | 69783 | LEFT FRONT
6369 | ANGELES DR | 43016-8480 | Active | G215036 | WILKINS | 720A | PVB | 0.750 | 3355230 | RIGHT SIDE
6370 | ANGELES DR | 43016-8479 | Active | AK2367 | FEBCO | 765 | PVB | 0.750 | 89618 | RIGHT CENTER
870 | ANGUS CT | 43085-2951 | Active | G176458 | WILKINS | 720A | PVB | 0.750 | 92071 | FRONT OF HOUSE
1160 | ANN ST | 43206-2876 | Not Required by DOW | 449609 | WATTS | 909PCHWM1QT | RP | 2.000 | 97526 | Water meter room - South H. S.
1160 | ANN ST | 43206-2876 | Not Required by DOW | 21422 | WATTS | 919ZQT | RP | 0.750 | 97525 | basement mechanical room by boiler - South H. S.
1160 | ANN ST | 43206-2876 | Active | L44620 | WILKINS | 375DA | RP | 3.000 | 97524 | Water meter room - South H. S.
1160 | ANN ST | 43206-2876 | Not Required by DOW | 59495 | WATTS | 008PCQT | PVB | 0.750 | 97523 | on wall above 3 compartment sink - South H. S.
1160 | ANN ST | 43206-2876 | LPS - Active |  |  |  | LPC |  | 3630326 | LOW PRESSURE SUSTAINING DEVICE FOR BOOSTER PUMP
1160 | ANN ST | 43206-2876 | Active | 162883 | AMES | 3000SS | DCDA | 8.000 | 97644 | FIRE PUMP - South H. S.
1160 | ANN ST | 43206-2876 | Active | 57358 | AMES | 2000B | DC | 0.750 | 97630 | FIRE PUMP - South H. S.
1160 | ANN ST | 43206-2876 | Not Required by DOW | 59497 | WATTS | 008PCQT | PVB | 0.750 | 97568 | on wall above 3 compartment sink - South H. S.
1282 | ANN ST | 43206-2810 | Active | 4562719 | WILKINS | 975XL2 | RP | 0.750 | 3355331 | HOT BOX IN GARDEN
6024 | ANNA LOOP | 43016-9193 | Active | T411400 | WILKINS | 720A | PVB | 0.750 | 3582899 | RIGHT FRONT
6032 | ANNA LOOP | 43016-9193 | Active | CB602475 | WILKINS | 720A | PVB | 0.750 | 3586141 | LEFT SIDE OF HOUSE
6056 | ANNA LOOP | 43016-9193 | Active | G215509 | WILKINS | 720A | PVB | 0.750 | 95357 | LEFT FRONT CORNER OF HOUSE
6062 | ANNA LOOP | 43016-9193 | Active | T410778 | WILKINS | 720A | PVB | 0.750 | 92133 | RIGHT SIDE
2787 | ANNABELLE CT | 43123-3500 | Active | H080425 | FEBCO | 765 | PVB | 1.000 | 100902 | RIGHT OF FRONT DOOR
2811 | ANNABELLE CT | 43123-3500 | Active | G208723 | WILKINS | 720A | PVB | 0.750 | 92449 | FRONT RIGHT
2830 | ANNABELLE CT | 43123-3500 | Active | CD325091 | WILKINS | 720A | PVB | 0.750 | 3355362
2871 | ANNABELLE CT | 43123-3500 | Active | 31146 | WATTS | 009M1QT | RP | 0.750 | 3355369 | IN BASEMENT
2883 | ANNABELLE CT | 43123-3500 | Active | T191409 | WILKINS | 720A | PVB | 0.750 | 89619 | RIGHT SIDE
2930 | ANNABELLE CT | 43123-3574 | Active | CB674964 | WILKINS | 720A | PVB | 0.750 | 3355377 | RIGHT SIDE OF HOUSE
5057 | ANNABELLES GREEN | 43054-8606 | Active | HB49622 | FEBCO | 765 | PVB | 0.750 | 65887 | LEFT FRONT SIDE OF HOUSE
5073 | ANNABELLES GREEN | 43054-8606 | Active | H087756 | FEBCO | 765 | PVB | 0.750 | 65915 | SOUTH EST CORNER OF HOUSE
5089 | ANNABELLES GREEN | 43054-8606 | Active | t205244 | WILKINS | 720A | PVB | 0.750 | 65970 | LEFTSIDE
5153 | ANNABELLES GREEN | 43054-8606 | Active | AD5330 | FEBCO | 765 | PVB | 0.750 | 66171 | LEFTSIDE
5185 | ANNABELLES GREEN | 43054-8606 | Active | CAA25775 | WILKINS | 720A | PVB | 1.000 | 66275 | LEFT FRONT
6195 | ANNDINA CT | 43026-6098 | Active | H502238 | FEBCO | 765 | PVB | 0.750 | 95768 | RIGHT CENTER
2404 | ANSON DR | 43220-4709 | Active | 375278 | WILKINS | 720 | PVB | 0.750 | 3355509 | Back Left Side
2456 | ANSON DR | 43220-4710 | Active | CB154076 | WILKINS | 720A | PVB | 0.750 | 3355511 | LEFT SIDE
4078 | ANSON DR | 43026-1262 | Active | 29279 | WATTS | 007M1QT | DC | 0.750 | 3638621 | IN 4110 UNIT SE GARAGE AREA
4078 | ANSON DR | 43026-1262 | Active | 1168910419 | WATTS | 774DCDA | DCDA | 6.000 | 3624500 | IN 4110 UNIT SE GARAGE AREA
4078 | ANSON DR | 43026-1262 | Active | 4690723 | WILKINS | 975XL2 | RP | 1.000 | 3355513 | IN 4110 UNIT SE GARAGE AREA AT WATER METER
4311 | ANSON DR | 43026 | Active | RJ-2005 | WATTS | 957 | RPDA | 8.000 | 3630257 | IN HOT BOX AT NW ENTRANCE
4311 | ANSON DR | 43026 | Active | 98005 | WATTS | LF919QT | RP | 0.750 | 3630256 | IN HOT BOX AT NW ENTRANCE
4311 | ANSON DR | 43026 | Active | 086079 | WATTS | LF919QT | RP | 2.000 | 3630250 | IN HOT BOX A NW ENTRANCE AT WATER METER
9101 | ANTARES AV | 43240-2012 | Active | 282631 | WATTS | 009M2QT | RP | 1.000 | 87580 | MECHANICAL ROOM
9101 | ANTARES AV | 43240-2012 | Not Required by DOW | 282636 | WATTS | 009M2QT | RP | 1.000 | 87579 | MECH ROOM WEST SIDE OF BLDG
8947 | ANTARES AVE | 43240-1100 | Active | 400980 | WILKINS | 975XL | RP | 1.500 | 74415 | WATER METER ROOM -- MECHANICAL ROOM
8947 | ANTARES AVE | 43240-1100 | Active | 312617 | WATTS | 800QT | PVB | 1.000 | 74414 | BACK OF BUILDING
8947 | ANTARES AVE | 43240-1100 | Active | 89690 | WATTS | 009QT | RP | 0.750 | 74416 | WATER METER ROOM -- MECHANICAL ROOM
8967 | ANTARES AVE | 43240-2012 | Active | A10823 | FEBCO | 765 | PVB | 0.750 | 89620 | EAST SIDE OF HOUSE
8979 | ANTARES AVE | 43240-2012 | Not Required by DOW | 304759 | WILKINS | 950 | DC | 1.500 | 74432 | MECHANICAL ROOM
8979 | ANTARES AVE | 43240-2012 | Active | 258928 | WILKINS | 975XL | RP | 1.500 | 74431 | MECHANICAL ROOM
8989 | ANTARES AVE | 43240-2012 | Active | 062345 | WATTS | LF009M2 | RP | 1.500 | 3355517 | BY METER
9000 | ANTARES AVE | 43240-2011 | Active | 353263 | WILKINS | 975XLBMS | RP | 1.000 | 74483 | WATER METER ROOM MECH ROOM
9005 | ANTARES AVE | 43240- | Active | 151898 | WATTS | LF009M2QT | RP | 1.000 | 3632743 | ELECTRIC ROOM AT METER
9015 | ANTARES AVE | 43240-2012 | Active | 071811 | WILKINS | 950 | DC | 1.500 | 74497 | STORAGE RM BY WTR MTR MIDDLE OF BLDG
9039 | ANTARES AVE | 43240-4067 | Active | 180556 | WATTS | 909 | RP | 3.000 | 91541 | MECH ROOM
9039 | ANTARES AVE | 43240-4067 | Active | NEK89 | WILKINS | DCDA | DCDA | 6.000 | 91542
9039 | ANTARES AVE | 43240-4067 | Active | 10245 | WATTS | LF719QT | DC | 0.500 | 91543
9039 | ANTARES AVE | 43240-4067 | Active | 16390 | WATTS | 919QT | RP | 1.250 | 94738 | LEFT OF MAIN ENTRANCE
9075 | ANTARES AVE | 43240-2012 | Due Install |  |  |  | RP | 1.000 | 3355518
9118 | ANTARES AVE | 43240- | Active | 08190 | WATTS | 009QT | RP | 1.500 | 74561 | IN WAREHOUSE BREAK AREA BY METER AND RESTROOMS
9118 | ANTARES AVE | 43240- | Not Required by DOW | G104428 | WILKINS | 720A | PVB | 1.000 | 74562 | 40' FROM NE CORNER OUTSIDE
9180 | ANTARES AVE | 43240 | Active | 5058D | WILKINS | 375ASTDA | RPDA | 8.000 | 3641103 | METER ROOM S/W CORNER OF BLDG
9180 | ANTARES AVE | 43240 | Active | 4973061 | WILKINS | 975XL2 | RP | 0.750 | 3641104 | METER ROOM S/W CORNER OF BLDG
9180 | ANTARES AVE | 43240 | Active | TC-0002 | AMES | 400 | RP | 4.000 | 3630249 | METER ROOM S/W CORNER OF BLDG
9252 | ANTARES AVE | 43240 | Active | SI0138 | WATTS | 957 | RP | 4.000 | 3635951 | 9252 ECHELE, METER ROOM GARAGE #8
9252 | ANTARES AVE | 43240 | Active | 20051 | WATTS | 007M2QT | DC | 0.750 | 3621133 | 9252 ECHELE, METER ROOM GARAGE #8
9252 | ANTARES AVE | 43240 | Active | 1148250412 | WATTS | 774DCDA | DCDA | 8.000 | 3621132 | 9252 ECHELE, METER ROOM GARAGE #8
9252 | ANTARES AVE | 43240 | Active | 39131 | WATTS | 919AQT | RP | 1.000 | 103223 | POOL EQUIPMENT ROOM - 8901 ANTARES PARK DR
4319 | ANTMON ROUND | 43054-9335 | Active | F022389 | WILKINS | 720A | PVB | 0.750 | 97617 | right side of house (west)
4326 | ANTMON ROUND | 43054-9338 | Active | 263435 | WILKINS | 420 | PVB | 1.000 | 63680 | LEFT SIDE OF HOUSE
4327 | ANTMON ROUND | 43054-9335 | Active | 213827 | WATTS | 800M4QT | PVB | 1.000 | 63682 | WEST SIDE BY AC UNIT
4344 | ANTMON ROUND | 43054-9337 | Active | 621797 | WATTS | 800QT | PVB | 1.000 | 63757 | FRONT OF HOUSE - LEFT OF DOOR
4368 | ANTMON ROUND | 43054-9339 | Active | 626572 | WATTS | 800M4QT | PVB | 1.000 | 63823 | FRONT RIGHT
4381 | ANTMON ROUND | 43054-9336 | Active | 595600 | WATTS | 800QT | PVB | 1.000 | 88672 | RIGHT SIDE OF HOUSE
4388 | ANTMON ROUND | 43054-9339 | Active | 185117 | WILKINS | 420 | PVB | 1.000 | 63862 | RIGHT SIDE
4393 | ANTMON ROUND | 43054-9336 | Active | CB483914 | WILKINS | 720A | PVB | 1.000 | 63873 | LEFT SIDE BY AC
7624 | ANTRIM RIDGE ST | 43235 | Active | CB380476 | WILKINS | 720 | PVB | 0.750 | 3635977 | LEFT FRONT
6201 | APACHE WAY | 43123-9144 | Active | 04919 | AMES | 2000B | DC | 1.000 | 98929 | BASEMENT BY METER
4334 | APPIAN W WAY | 43230-1428 | Active | ABC9350 | WILKINS | 975XL2 | RP | 1.000 | 101479 | MECHANIC ROOM CLUB HOUSE
4334 | APPIAN W WAY | 43230-1428 | Active | T239696 | WILKINS | 720 | PVB | 0.750 | 3654962 | ENTRANCE RIGHT OF DRIVE NORTHWEST OF WALL IN GRASS
4334 | APPIAN W WAY | 43230-1428 | Due Install |  |  |  | RP |  | 3648335 | ENTRANCE RIGHT OF DRIVE NORTHWEST OF WALL IN GRASS
4001 | APPIAN WAY | 43230-1469 | Active | 229390 | WILKINS | 975XLBMS | RP | 1.000 | 62650 | WASH BAY - Morse Rd bus Comp.
4001 | APPIAN WAY | 43230-1469 | Active | 112747 | WILKINS | 975 | RP | 2.000 | 62649 | AT THE WATER METER -- MECHANICAL ROOM - Morse Rd Bus Comp
4040 | APPIAN WAY | 43230-1465 | Active | W111128 | WILKINS | 975XL | RP | 1.500 | 62728 | NORTH SIDE OF BUILDING MECH ROOM
4040 | APPIAN WAY | 43230-1465 | Not Required by DOW | W104532 | WILKINS | 975 | RP | 1.000 | 62727 | MECH ROOM NORTH WALL
4040 | APPIAN WAY | 43230-1465 | Active | 55767 | WATTS | 007M1QT | DC | 0.750 | 62726 | By-Pass on DCDA
4040 | APPIAN WAY | 43230-1465 | Active | 1289380903 | AMES | 3000SS | DCDA | 6.000 | 62725 | N CENTER MECH ROOM
4300 | APPIAN WAY | 43230-1446 | Active | 213599 | WATTS | 909M1QT | RP | 2.000 | 63569 | SOUTH WALL IN MECHANICAL ROOM
4300 | APPIAN WAY | 43230-1446 | Due Install |  |  |  | DCDA | 6.000 | 3652306 | FURNACE ROOM # 110
4300 | APPIAN WAY | 43230-1446 | Active | A87111 | WATTS | 009QT | RP | 0.500 | 99345 | BEHIND CANDY MACHINE NEXT TO ICE MAKER
4905 | APPLECROSS DR | 43017-8683 | Active | 06669 | WATTS | 800QT | PVB | 0.750 | 89621 | LEFT SIDE
4915 | APPLECROSS DR | 43017-8688 | Active | T432594 | WILKINS | 720A | PVB | 0.750 | 3355743 | LEFT SIDE OF HOUSE
4920 | APPLECROSS DR | 43017-8687 | Active | A12019 | FEBCO | 765 | PVB | 1.000 | 65426 | LEFT SIDE OF HOUSE
4934 | APPLECROSS DR | 43017-8687 | Active | 11452 | WATTS | 800M4QT | PVB | 0.750 | 65451 | RIGHT CENTER BY GAS
4942 | APPLECROSS DR | 43017-8687 | Active | 443340 | WILKINS | 720A | PVB | 0.750 | 65466 | RIGHT SIDE
4953 | APPLECROSS DR | 43017-8688 | Active | 07565 | WATTS | 800M2QT | PVB | 0.750 | 65500 | FRONT RIGHT SIDE OF HOUSE
3765 | APRIL LN | 43227-3371 | Due Install |  |  |  | DCDA |  | 3639650
3765 | APRIL LN | 43227-3371 | Due Install |  |  |  | RP |  | 3355763
5512 | AQUA ST | 43229-3918 | Active | CB489392 | WILKINS | 720A | PVB | 0.750 | 3355791 | FRONT OF HOUSE
6222 | ARAPAHOE PL | 43017-2847 | Active | CB078778 | WILKINS | 720 | PVB | 0.750 | 3355885 | RIGHT SIDE OF HOUSE
4991 | ARBOR VILLAGE DR | 43214-1666 | Active | H184455 | FEBCO | 765 | PVB | 1.000 | 89623 | FRONT RIGHT OF BLDG
5003 | ARBOR VILLAGE DR | 43214-1667 | Active | B27755 | WATTS | 009M3QT | RP | 0.750 | 99100 | ABOVE BOILER
7730 | ARBORETUM CT | 43054-8966 | Active | CB094205 | WILKINS | 720A | PVB | 0.750 | 72647 | LEFT FRONT
7731 | ARBORETUM CT | 43054-8966 | Active | 465238 | WILKINS | 720A | PVB | 0.750 | 72653 | RIGHT SIDE OF HOUSE
7742 | ARBORETUM CT | 43054-8966 | Active | 119524 | WILKINS | 720A | PVB | 0.750 | 72677 | RIGHT SIDE
7755 | ARBORETUM CT | 43054-8966 | Active | H184899 | FEBCO | 765 | PVB | 1.000 | 72711 | OUTSIDE RIGHT SIDE OF HOUSE
8387 | ARBORY HILL CT | 43017-9788 | Active | T065337 | WILKINS | 720A | PVB | 1.000 | 100468 | LEFT SIDE OF HOUSE
8388 | ARBORY HILL CT | 43017-9788 | Active | A052957 | FEBCO | 825YA | RP | 1.000 | 73770 | RIGHT SIDE OF HOUSE CENTER IN BOX
8399 | ARBORY HILL CT | 43017-9788 | Active | H419109 | FEBCO | 765 | PVB | 0.750 | 91292 | FRONT OF HOUSE RIGHT OF FRONT DOOR
8404 | ARBORY HILL CT | 43017-9788 | Active | T310496 | WILKINS | 720A | PVB | 0.750 | 73804 | LEFT FRONT OF HOUSE
8405 | ARBORY HILL CT | 43017-9788 | Active | 279527 | WILKINS | 720A | PVB | 0.750 | 73805 | FRONT LEFT OUTSIDE LEFT FT.DOOR
8416 | ARBORY HILL CT | 43017-9788 | Active | HD0488 | FEBCO | 765 | PVB | 1.000 | 73821 | RIGHT FRONT
8417 | ARBORY HILL CT | 43017-9788 | Active | G204723 | WILKINS | 720A | PVB | 0.750 | 91932 | MIDDLE FRONT LEFT FRONT DOOR
8440 | ARBORY HILL CT | 43017-9788 | Active | W149800 | WILKINS | 975 | RP | 0.750 | 73853 | BASEMENT AT WATER METER
3975 | ARBUTUS AVE | 43123-2611 | Due Install |  |  |  | RP |  | 3356151
20 | ARCADIA AVE | 43202-2622 | Active | 4189799 | WILKINS | 975 | RP | 0.750 | 3356176 | @ METER
100 | ARCADIA AVE | 43202-2641 | Active | UE-1022 | AMES | 400N | RP | 2.500 | 3648720 | FEEDS 2 HOSE VALVES (LIMITED AREA FIRE) North H.S.
5768 | ARCADIAN AVE | 43026 | Active | XD-0739 | AMES | COLT 400 | RP | 6.000 | 3652867 | HOT BOX @ LEPPERT AND LEPPERT
4382 | ARCHWAY CT | 43123 | Active | T199401 | WILKINS | 720 | PVB | 0.750 | 3613054 | LEFT SIDE
7698 | ARDAUGH CT | 43017-2652 | Active | G213607 | WILKINS | 720A | PVB | 0.750 | 95923 | LEFT SIDE OF HOUSE
7730 | ARDAUGH CT | 43017-2652 | Active | T303317 | WILKINS | 720A | PVB | 0.750 | 97087 | LEFT FRONT REMOVED
7733 | ARDAUGH CT | 43017-2652 | Active | CB026892 | WILKINS | 720A | PVB | 0.750 | 103620 | FRONT RIGHT SIDE
7738 | ARDAUGH CT | 43017-2652 | Active | 953293 | WILKINS | 720A | PVB | 0.750 | 72667 | LEFT FRONT
7741 | ARDAUGH CT | 43017-2652 | Active | CB157593 | WILKINS | 720A | PVB | 1.000 | 72675 | RIGHT FRONT
7757 | ARDAUGH CT | 43017-2652 | Active | T034482 | WILKINS | 720A | PVB | 0.750 | 72716 | RIGHT SIDE BY GAS METER
7773 | ARDAUGH CT | 43017-2652 | Active | 424920 | WILKINS | 720A | PVB | 0.750 | 89624 | RIGHT SIDE OF HOUSE
7781 | ARDAUGH CT | 43017-2652 | Active | HA63395 | FEBCO | 765 | PVB | 0.750 | 72793 | LEFT FRONT
7789 | ARDAUGH CT | 43017-2652 | Active | 181275 | WILKINS | 420 | PVB | 1.000 | 72804 | RIGHT FRONT
7749 | ARDAUGH DR | 43017-2652 | Active | T041426 | WILKINS | 720A | PVB | 0.750 | 102673 | LEFT SIDE
92 | ARDEN RD | 43214-3718 | Active | H126002 | FEBCO | 765 | PVB | 1.000 | 74601 | LEFT SIDE OF HOUSE
124 | ARDEN RD | 43214-3720 | Active | 01647 | WATTS | 800QT | PVB | 1.000 | 96079 | LEFT SIDE OF HOUSE
150 | ARDEN RD | 43214-3720 | Active | T087236 | WILKINS | 720A | PVB | 0.750 | 103359 | LEFT SIDE OF HOUSE
192 | ARDEN RD | 43214-3720 | Active | G125097 | WILKINS | 720A | PVB | 0.750 | 95346 | RIGHT FRONT
200 | ARDEN RD | 43214-3769 | Active | H013328 | FEBCO | 765 | PVB | 1.000 | 87741 | FRONT OF HOUSE
211 | ARDEN RD | 43214-3719 | Active | 01547 | WATTS | 800M4QT | PVB | 1.000 | 95461 | RIGHT SIDE OF HOUSE
245 | ARDEN RD | 43214-3719 | Active | 6277 | FEBCO | 765 | PVB | 0.750 | 89625 | FRONT OF HOUSE
357 | ARDEN RD | 43214-3703 | Active | 263439 | WILKINS | 420 | PVB | 1.000 | 87001 | LEFT FRONT SIDE OF HOUSE
513 | ARDEN RD | 43214-3705 | Active | 038199 | WATTS | 800M4QT | PVB | 1.000 | 95057 | RIGHT SIDE OF FRONT PORCH
516 | ARDEN RD | 43214-3706 | Active | H245005 | FEBCO | 765 | PVB | 0.750 | 66199 | LEFT SIDE FRONT
1463 | ARDWICK RD | 43220-3901 | Active | 444384 | WILKINS | 720A | PVB | 0.750 | 89626 | EAST SIDE OF THE HOUSE
1488 | ARDWICK RD | 43220-3902 | Active | H184881 | FEBCO | 765 | PVB | 1.000 | 55128 | LEFT SIDE OF HOUSE
1501 | ARDWICK RD | 43220-3901 | Active | EAA0202 | WILKINS | 720 | PVB | 0.750 | 3356554
1670 | ARDWICK RD | 43220-4416 | Active | T247420 | WILKINS | 720A | PVB | 1.000 | 3611487 | RIGHT OF FRONT DOOR
1760 | ARDWICK RD | 43220-4418 | Active | T328893 | FEBCO | 765 | PVB | 1.000 | 56052 | FRONT MIDDLE--SERIAL #AH1294
1900 | ARGYLE DR | 43219-1120 | Due Install |  |  |  | RP | 0.750 | 3356686
1601 | ARLINGATE LN | 43228-4117 | Active | 54861 | WILKINS | 575 (MOD-III) | RP | 2.000 | 55564 | AIR HANDLER ROOM, LAWN IRRIGATION SYSTEM, GROUND LEVEL
1601 | ARLINGATE LN | 43228-4117 | Due Install |  |  |  | RP | 6.000 | 3644816
1601 | ARLINGATE LN | 43228-4117 | Active | 11970 | WATTS | 009QT | RP | 0.750 | 55561 | IN THE MECHANICAL ROOM
1601 | ARLINGATE LN | 43228-4117 | Active | 304344 | HERSEY/GRINNELL | 2 | DC | 4.000 | 55562 | AIR HANDLER ROOM, FIRE PROTECTION SYSTEM, GROUND LEVEL
1601 | ARLINGATE LN | 43228-4117 | Active | 5037 | WATTS | 009QT | RP | 0.750 | 55563 | MECHANICAL ROOM, FOR CHILLED WATER SYSTEM
1708 | ARLINGATE LN | 43228 | Active | 21520 | WATTS | 007M1QT | DC | 0.750 | 3609729 | METER PIT
1708 | ARLINGATE LN | 43228 | Active | 576C | WILKINS | 375 | RP | 8.000 | 3616720 | FEED FOR BLDG 37, CHILLER BLDG 50
1708 | ARLINGATE LN | 43228 | Active | 1818651013 | AMES | 3000SS | DCDA | 6.000 | 3609730 | METER PIT
1777 | ARLINGATE LN | 43228-4114 | Active | 19047 | WATTS | 800QT | PVB | 1.000 | 56110 | WEST SIDE - OUTSIDE
1777 | ARLINGATE LN | 43228-4114 | Active | B05236 | WILKINS | 975 | RP | 3.000 | 56111 | SPRINKLER RISER ROOM
1777 | ARLINGATE LN | 43228-4114 | Active | 670695 | WATTS | 800M4QT | PVB | 1.000 | 56109 | EAST SIDE - OUTSIDE
1777 | ARLINGATE LN | 43228-4114 | Due Install |  |  |  | DCDA | 6.000 | 3638839 | SPRINKLER RISER ROOM
1810 | ARLINGATE LN | 43228-4111 | Active | 262519 | WATTS | 909 | RP | 6.000 | 99224 | ROOM 39-1203
1810 | ARLINGATE LN | 43228-4111 | Not Required by DOW | 443694 | WATTS | 909M1HWQT | RP | 1.500 | 99225 | ROOM 40-2500
1810 | ARLINGATE LN | 43228-4111 | Not Required by DOW | 640474 | WATTS | 909QT | RP | 0.750 | 99223 | ROOM 39-1203
1810 | ARLINGATE LN | 43228-4111 | Not Required by DOW | 443763 | WATTS | 909M1HWQT | RP | 1.500 | 99222 | ROOM 40-2500
1810 | ARLINGATE LN | 43228-4111 | Not Required by DOW | 640526 | WATTS | 909QT | RP | 0.750 | 99221 | ROOM 40-2500
1810 | ARLINGATE LN | 43228-4111 | Not Required by DOW | 190682 | WATTS | 909 | RP | 3.000 | 99220 | ROOM 40-2500
1810 | ARLINGATE LN | 43228-4111 | Not Required by DOW | 628504 | WATTS | 909QT | RP | 1.000 | 99226 | ROOM 30-1227
1810 | ARLINGATE LN | 43228-4111 | Not Required by DOW | 628487 | WATTS | 909QT | RP | 1.000 | 99227 | AREA 25 MECHANIC ROOM 306
1810 | ARLINGATE LN | 43228-4111 | Not Required by DOW | 628505 | WATTS | 909QT | RP | 1.000 | 99219 | ROOM 40-2500
1810 | ARLINGATE LN | 43228-4111 | Not Required by DOW | 640570 | WATTS | 909QT | RP | 0.750 | 99228 | ROOM 30-1227
1810 | ARLINGATE LN | 43228-4111 | Not Required by DOW | 641281 | WATTS | 909QT | RP | 0.750 | 99787 | MIDWAY INTO ROOM/SOUTH LINE ROOM 40-1535
1810 | ARLINGATE LN | 43228-4111 | Active | 63067 | AMES | 2000B | DC | 0.750 | 98295 | METER PIT ON WEST SIDE OF PROPERTY
1810 | ARLINGATE LN | 43228-4111 | Active | 1698951109 | AMES | 3000SS | DCDA | 8.000 | 98294 | METER PIT ON WEST SIDE OF PROPERTY
1810 | ARLINGATE LN | 43228-4111 | LPS - Active | [5 empty] | 3636783
1900 | ARLINGATE LN | 43228-4112 | Not Required by DOW | 150814 | WATTS | 007M3QT | DC | 0.750 | 56550 | SECOND LEVER MEZZANINE STORAGE AREA
1900 | ARLINGATE LN | 43228-4112 | Active | 285040 | WATTS | 909M1QT | RP | 2.000 | 56551 | MECHANICAL ROOM ABOVE WATER METER - 1809 WILSON RD
1900 | ARLINGATE LN | 43228-4112 | Active | 3JL0211 | AMES | 3000 | DCDA | 4.000 | 56552 | SPRINKLER RISER ROOM (MECHANICAL ROOM) - 1809 WILSON RD
1900 | ARLINGATE LN | 43228-4112 | Active | 84448 | WATTS | 007QT | DC | 0.750 | 56553 | SPRINKLER RISER ROOM (MECHANICAL ROOM) - 1809 WILSON RD
1980 | ARLINGATE LN | 43228 | Active | 4925499 | WILKINS | 975XL2 | RP | 1.000 | 3651368 | UTILITY ROOM CENTER
2001 | ARLINGATE LN | 43228-4113 | Active | 42331 | WATTS | 009M1QT | RP | 2.000 | 56990 | SUPPLY ROOM AT WATER METER
2015 | ARLINGATE LN | 43228- | Active | 16051 | AMES | 4000B | RP | 2.000 | 3356938 | MID E WAREHOUSE BY LOADING DOCK IN BLDG 1909
2015 | ARLINGATE LN | 43228- | Active | VK-2286 | AMES | 300-GV | DCDA | 8.000 | 3652202 | IN BLDG 1909 ARLINGATE LN
2015 | ARLINGATE LN | 43228- | Active | 67763 | AMES | 2000B | DC | 0.500 | 3650446 | IN BLDG 1909 ARLINGATE LN
2041 | ARLINGATE LN | 43228-4113 | Active | 24745 | WATTS | LF919QT | RP | 1.500 | 3356939 | IN MENS ROOM ABOVE WATER METER
2080 | ARLINGATE LN | 43228-4112 | Active | 9701101437 | FEBCO | 876 | DCDA | 6.000 | 57168 | FIRE RISER AREA S.E. WALL
2080 | ARLINGATE LN | 43228-4112 | Not Required by DOW | 485735 | WILKINS | 975 | RP | 2.000 | 57166 | NEXT TO METER S.E. WALL
2080 | ARLINGATE LN | 43228-4112 | Not Required by DOW | 4925499 | WILKINS | 975 | RP |  | 3651216
2080 | ARLINGATE LN | 43228-4112 | Active | A002005 | FEBCO | 805 | DC | 0.750 | 57163 | FIRE RISER AREA S.E. WALL
2080 | ARLINGATE LN | 43228-4112 | Active | 438993 | WILKINS | 975 | RP | 2.000 | 57165 | NEXT TO METER S.E. WALL
2091 | ARLINGATE LN | 43228-4113 | Active | 19202 | WATTS | 919ZQT | RP | 1.000 | 98141 | NEAR WATER METER
1684 | ARLINGATE S DR | 43220- | Active | T131820 | WILKINS | 720A | PVB | 0.750 | 103264 | REAR OF HOUSE
4876 | ARLINGTON CENTR BLVD | 43220-2963 | Active | hd57251 | FEBCO | 765 | PVB | 1.000 | 89635 | BACK OF HOUSE BY AC
4890 | ARLINGTON CENTR BLVD | 43220-2911 | Active | Cb548714 | WILKINS | 720A | PVB | 0.750 | 103482 | LEFT SIDE
4971 | ARLINGTON CENTR BLVD | 43220-2910 | Active | 67508 | WATTS | 009M2QT | RP | 1.500 | 65522 | MECHANICAL ROOM
5000 | ARLINGTON CENTR BLVD | 43220-2913 | Active | WJ-0703 | WATTS | LF757 | DCDA | 8.000 | 3629806 | PUMP ROOM
5000 | ARLINGTON CENTR BLVD | 43220-2913 | Not Required by DOW | 006429 | WATTS | LF909QT | RP | 0.750 | 3604328 | ROOM 1155
5000 | ARLINGTON CENTR BLVD | 43220-2913 | Active | 07552 | WATTS | LF OO7M3 | DC | 0.750 | 3654953 | PUMP ROOM
5000 | ARLINGTON CENTR BLVD | 43220-2913 | Not Required by DOW | 144146 | WILKINS | 975rp | RP | 1.500 | 65655 | ROOM 2161
5000 | ARLINGTON CENTR BLVD | 43220-2913 | Active | 0007191221 | FEBCO | 870 | DC | 6.000 | 65661 | BLDG #1 RISER RM
5000 | ARLINGTON CENTR BLVD | 43220-2913 | Active | 135373 | WILKINS | 975 | RP | 2.000 | 65659 | UTILITY ROOM NEAR REST ROOMS
5000 | ARLINGTON CENTR BLVD | 43220-2913 | Not Required by DOW | 563695 | WATTS | 909HWQT | RP | 0.750 | 65657 | OVERHEAD IN ROOM 1145
5025 | ARLINGTON CENTR BLVD | 43220-2959 | Due Install |  |  |  | RP | 6.000 | 3644741
5025 | ARLINGTON CENTR BLVD | 43220-2959 | Active | 4053995 | WILKINS | 975XL | RP | 1.000 | 3616962 | OUTSIDE BY EAST ENTRANCE
5025 | ARLINGTON CENTR BLVD | 43220-2959 | Active | W128225 | WILKINS | 975XL | RP | 1.500 | 65747 | TOP FLOOR IN STAIRWELL
5025 | ARLINGTON CENTR BLVD | 43220-2959 | Active | 62097 | WATTS | LF919QT | RP | 0.750 | 3615096 | MECHANICAL ROOM SUITE 220
5025 | ARLINGTON CENTR BLVD | 43220-2959 | LPS - Active |  |  |  | LPC |  | 3644743
5000 | ARLINGTON CENTR BLVD UNIT A | 43220-2913 | Not Required by DOW | 360986 | WATTS | 909QT | RP | 0.750 | 65660 | 2145
5000 | ARLINGTON CENTR BLVD UNIT A | 43220-2913 | Active | B05612 | WILKINS | 975DA | RP | 3.000 | 65658 | IN FIRE PUMP ROOM
5000 | ARLINGTON CENTR BLVD UNIT A | 43220-2913 | Due Install |  |  |  | DCDA | 8.000 | 3629807 | IN FIRE PUMP ROOM
5000 | ARLINGTON CENTR BLVD UNIT A | 43220-2913 | Not Required by DOW | 2690905 | WILKINS | 975 | RP | 0.750 | 65663 | BOILER ROOM #6108
5005 | ARLINGTON CENTRE BLVD | 43220- | Active | 4216676 | WILKINS | 975XL | RP | 2.000 | 3618595 | CENTER OF BUILDING SPRINKLER ROOM
5005 | ARLINGTON CENTRE BLVD | 43220- | Active | 24571 | WATTS | 007M1QT | DC | 0.750 | 3618594 | CENTER OF BUILDING SPRINKLER ROOM
5005 | ARLINGTON CENTRE BLVD | 43220- | Active | 1885230110 | AMES | 3000SS | DCDA | 6.000 | 3618567 | CENTER OF BUILDING SPRINKLER ROOM
5005 | ARLINGTON CENTRE BLVD | 43220- | Active | 4216674 | WILKINS | 975XL | RP | 2.000 | 3618596 | CENTER OF BUILDING SPRINKLER ROOM
7096 | ARMSCOTE END | 43054 | Active | T303532 | WILKINS | 720A | PVB | 0.750 | 3625131
7100 | ARMSCOTE END | 43054 | Active | CB262863 | WILKINS | 720 | PVB | 0.750 | 3621424 | LEFT FRONT
7101 | ARMSCOTE END | 43054 | Active | T291413 | WILKINS | 720 | PVB | 0.750 | 3629447
7105 | ARMSCOTE END | 43054 | Active | CB325101 | WILKINS | 720 | PVB | 0.750 | 3623060
7108 | ARMSCOTE END | 43054 | Active | CB637083 | WILKINS | 720A | PVB | 0.750 | 3639586 | LEFT SIDE
7109 | ARMSCOTE END | 43054 | Active | T422673 | WILKINS | 720A | PVB | 0.750 | 3651863 | LEFT CENTER
7112 | ARMSCOTE END | 43054 | Active | CB638310 | WILKINS | 720A | PVB | 0.750 | 3652810 | BACK RIGHT
2828 | ARROWSMITH DR | 43068-4018 | Active | 644742 | WILKINS | 720A | PVB | 1.000 | 89638 | LEFT SIDE OF HOUSE
4736 | ARTHUR CT | 43220-3101 | Active | A006656 | WILKINS | 720A | PVB | 0.750 | 64914 | RIGHT SIDE OF HOUSE
5200 | ARYSHIRE DR | 43017-9424 | Active | 02762 | FEBCO | 765 | PVB | 1.000 | 66313 | RIGHT SIDE
5205 | ARYSHIRE DR | 43017-8675 | Active | 071404 | WATTS | 800M4QT | PVB | 1.000 | 66399 | LEFT FRONT SIDE OF HOME
5215 | ARYSHIRE DR | 43017-8675 | Active | A17367 | WATTS | 009QT | RP | 1.000 | 89640 | BASEMENT AT METER
5225 | ARYSHIRE DR | 43017-8675 | Active | 874956 | WILKINS | 720A | PVB | 0.750 | 66450 | FRONT OF HOUSE
5237 | ARYSHIRE DR | 43017-8675 | Active | T295229 | WILKINS | 720A | PVB | 0.750 | 66472 | FRONT OF HOUSE RIGHT OF FRONT DOOR
5248 | ARYSHIRE DR | 43017-9424 | Active | T311014 | WILKINS | 720A | PVB | 0.750 | 91734 | FRONT LEFT OF DOOR
5328 | ARYSHIRE DR | 43017-9424 | Active | 19498 | WATTS | 919AQT | RP | 1.000 | 97660 | RIGHT SIDE CENTER
5379 | ARYSHIRE DR | 43017-8676 | Active | CB729837 | WILKINS | 720A | PVB | 1.000 | 66759 | FDRONT LEFT OF DOOR
5392 | ARYSHIRE DR | 43017-9426 | Active | G025370 | WILKINS | 720A | PVB | 1.000 | 66774 | RIGHT FRONT
5399 | aryshire dr |  | Active | 230939 | WATTS | LF009M2QT | RP | 2.000 | 3652924 | 150' S.E. OF METER VAULT BETWEEN THE 7TH TEE AND THE RESTROOMS IN A HEATED ENCLO
5440 | ARYSHIRE DR | 43017-9426 | Active | 31109 | WATTS | 800QT | PVB | 1.000 | 87447 | RIGHT FRONT
5465 | ARYSHIRE DR | 43017-8677 | Active | 35737 | WATTS | 009QT | RP | 1.000 | 66958 | FRONT RIGHT LEFT OF WINDOW
5490 | ARYSHIRE DR | 43017 | Active | 4710846 | WILKINS | 975XL | RP | 0.750 | 66995 | LEFT SIDE OF HOUSE
5499 | ARYSHIRE DR | 43017-8677 | Active | 67587 | WATTS | 800M4FR | PVB | 0.750 | 89642 | RIGHT REAR BY AC UNITS
5505 | ARYSHIRE DR | 43017-8677 | Active | 15784 | WATTS | 800QT | PVB | 1.000 | 67124 | RIGHT SIDE OF HOUSE
5514 | ARYSHIRE DR | 43017-9428 | Active | T034495 | WILKINS | 720A | PVB | 0.750 | 100048 | RIGHT SIDE OF HOUSE
5517 | ARYSHIRE DR | 43017-8677 | Active | T210578 | Wilkins | 720AU | PVB | 0.375 | 67152 | LEFT SIDE OF HOUSE
5530 | ARYSHIRE DR | 43017-9428 | Active | 98515 | WATTS | 800QT | PVB | 1.000 | 89644 | LEFT SIDE OF HOUSE
5549 | ARYSHIRE DR | 43017-8678 | Active | G245721 | WILKINS | 720A | PVB | 0.750 | 94640 | LEFT FRONT
2700 | ASBURY DR | 43221 | Active | T178669 | WILKINS | 720 | PVB | 0.750 | 3607856 | RIGHT SIDE OF HOME
2760 | ASBURY DR | 43221-3006 | Active | CB051585 | WILKINS | 720 | PVB | 0.750 | 3610114 | INSIDE GATE SOUTHEAST
2761 | ASBURY DR | 43221-3005 | Active | CB081661 | WILKINS | 720 | PVB | 0.750 | 3639532 | OUTSIDE SOUTHWEST CORNER
2870 | ASBURY DR | 43221-3022 | Active | T247460 | WILKINS | 720A | PVB | 1.000 | 3611832 | BACK OF HOUSE
2909 | ASBURY DR | 43221-3074 | Active | 1142852 | WILKINS | 975 | RP | 0.750 | 59568 | AT WATER METER
2990 | ASBURY DR | 43221-2675 | Active | T099205 | WILKINS | 720A | PVB | 0.750 | 102482 | RIGHT (SOUTH) SIDE
3072 | ASBURY DR | 43221-2675 | Active | 72533 | WATTS | 919 | RP | 0.750 | 3635176 | IN BASEMENT AT PUMP PIT
3072 | ASBURY DR | 43221-2675 | Active | T418141 | WILKINS | 720A | PVB | 0.750 | 3357520 | LEFT SIDE OF HOUSE
3084 | ASBURY DR | 43221-2675 | Active | CB154122 | WILKINS | 720 | PVB | 0.750 | 3357522 | RIGHT SIDE
3087 | ASBURY DR | 43221-2671 | Active | T392412 | WILKINS | 720A | PVB | 0.750 | 89646 | RIGHT SIDE
3135 | ASBURY DR | 43221-2676 | Active | B152998 | WILKINS | 720A | PVB | 0.750 | 3357529
3140 | ASBURY DR | 43221-2660 | Active | 333189 | WATTS | 009M3QT | RP | 0.750 | 3633143 | SUMP PUMP
7155 | ASHCOMBE | 43054- | Active | CB073907 | WILKINS | 720 | PVB | 0.750 | 3598973 | LEFT FRONT
7165 | ASHCOMBE | 43054- | Active | T272792 | WILKINS | 720A | PVB | 0.750 | 3621143 | Right Front
7181 | ASHCOMBE | 43054- | Active | T147262 | WILKINS | 720A | PVB | 0.750 | 3607660 | FRONT
7190 | ASHCOMBE | 43054-8088 | Active | 903089 | WILKINS | 720A | PVB | 0.750 | 71585 | OUTSIDE
7200 | ASHCOMBE | 43054-8089 | Active | G085969 | WILKINS | 720A | PVB | 0.750 | 89470 | LEFT SIDE OF HOUSE
7207 | ASHCOMBE | 43054-8152 | Active | G169889 | WILKINS | 720A | PVB | 0.750 | 71629 | RIGHT SIDE OF HOUSE
7214 | ASHCOMBE | 43054-8089 | Active | G204874 | WILKINS | 720A | PVB | 0.750 | 92797 | REAR OF HOUSE
7226 | ASHCOMBE | 43054-8089 | Active | A133872 | WILKINS | 720A | PVB | 0.750 | 88297 | Front of house
7240 | ASHCOMBE | 43054-8089 | Active | G245765 | WILKINS | 720A | PVB | 0.750 | 71669 | LEFT FRONT
7149 | ASHCOMBE DR | 43054-8159 | Active | T121788 | WILKINS | 720A | PVB | 0.750 | 89836 | RIGHT SIDE
1532 | ASHDOWNE RD | 43221-3902 | Active | CB544490 | WILKINS | 720A | PVB | 0.750 | 3357832 | RIGHT SIDE
7116 | ASHEVILLE PARK DR | 43235-5012 | Active | G045765 | WILKINS | 720A | PVB | 0.750 | 88698 | RIGHT SIDE OF HOUSE
7131 | ASHEVILLE PARK DR | 43235-5013 | Active | H129154 | FEBCO | 765 | PVB | 0.750 | 93057 | RIGHT SIDE OF HOUSE
7132 | ASHEVILLE PARK DR | 43235-5012 | Active | 814877 | WATTS | 800M4QT | PVB | 1.000 | 103593 | LEFT SIDE OF HOUSE
7139 | ASHEVILLE PARK DR | 43235-5013 | Active | T304992 | WILKINS | 720A | PVB | 0.750 | 88631 | RIGHT FRONT
7187 | ASHEVILLE PARK DR | 43235-5013 | Active | H129725 | FEBCO | 765 | PVB | 0.750 | 71562 | RIGHT SIDE OF HOUSE
5210 | ASHFORD RD | 43017-8631 | Active | H103753 | FEBCO | 825Y | RP | 0.750 | 91977 | IN BASEMENT AT WATER METER
5325 | ASHFORD RD | 43017-8632 | Active | H411248 | FEBCO | 765 | PVB | 1.000 | 66666 | EAST SIDE OF HOUSE LEFT SIDE REAR
5490 | ASHFORD RD | 43017-8633 | Active | CB583134 | WILKINS | 720A | PVB | 1.000 | 3626150 | FRONT CENTER
5550 | ASHFORD RD | 43017-8634 | Active | 301034 | WILKINS | 420 | PVB | 1.000 | 97461 | FRONT OF GARAGE
5558 | ASHFORD RD | 43017-8634 | Active | 580022 | WATTS | 800M4QT | PVB | 1.000 | 67298 | REAR OF HOUSE
4272 | ASHGROVE DR | 43123-3562 | Active | CB620376 | WILKINS | 720A | PVB | 0.750 | 3357930
1149 | ASHLAND AVE | 43212-3306 | Active | t428987 | WILKINS | 720A | PVB | 1.000 | 89648 | RIGHT SIDE
1166 | ASHLAND AVE | 43212-3377 | Active | T231551 | WILKINS | 720 | PVB | 0.750 | 3357965 | RIGHT SIDE
1180 | ASHLAND AVE | 43212-3377 | Active | T291353 | WILKINS | 720A | PVB | 0.750 | 3357967 | LEFT SIDE OF HOUSE
1225 | ASHLAND AVE | 43212 | Active | T418152 | WILKINS | 720A | PVB | 0.750 | 3618639 | RIGHT SIDE OF HOUSE BY SUMP OUTLET
1294 | ASHLAND AVE | 43212-3307 | Active | H581624 | FEBCO | 765 | PVB | 0.750 | 98282 | RIGHT SIDE OF HOUSE
790 | ASHLER CT | 43235-1724 | Active | T364000 | WILKINS | 720A | PVB | 0.750 | 3358121 | RIGHT OF FRONT DOOR
6111 | ASHLEYLYNN CT | 43016-3286 | Active | T070649 | WILKINS | 720A | PVB | 0.750 | 101292 | RIGHT SIDE OF HOUSE
4480 | ASHTON GREEN | 43054-9611 | Active | H026072 | FEBCO | 765 | PVB | 0.750 | 102224 | BACK LEFT CORNER OF HOUSE
4494 | ASHTON GREEN | 43054-9612 | Not Required by DOW | 225262 | WATTS | 800QT | PVB | 1.000 | 64169 | RIGHT SIDE
4494 | ASHTON GREEN | 43054-9612 | Not Required by DOW | 4209512 | WILKINS | 975XL2 | RP | 0.750 | 3615239 | BASEMENT
4494 | ASHTON GREEN | 43054-9612 | Active | 63837 | WATTS | 919QT | RP | 0.750 | 3615240 | HOUSE WATER SERVICE AFTER METER
4502 | ASHTON GREEN | 43054-9612 | Active | CB113422 | Wilkins | 720A | PVB | 0.380 | 64240 | LEFT SIDE OF HOUSE
4514 | ASHTON GREEN | 43054-9613 | Active | 90969 | WATTS | 800QT | PVB | 0.750 | 64271 | RIGHT SIDE OF HOUSE
4522 | ASHTON GREEN | 43054-9613 | Active | H083830 | FEBCO | 765 | PVB | 1.000 | 64283 | RIGHT FRONT
4471 | ASHTON GREEN DR | 43054- | Active | 4239234 | WILKINS | 975 | RP | 0.750 | 64121 | USE 6/3/15 CAG. ASTON GREEN PARK N SIDE OF S BRICK PILLER. MTR IN FORD BOX
4579 | ASHVIEW CT | 43026-8181 | Active | T230290 | WILKINS | 720A | PVB | 0.750 | 3358263
4582 | ASHVIEW CT | 43026-8181 | Active | 208220 | WATTS | 800M2 | PVB | 1.000 | 64405 | RIGHT SIDE OF HOUSE - FOR LAWN IRRIGATION SYSTEM
4462 | ASHVIEW ST | 43026-8203 | Active | H492502 | FEBCO | 765 | PVB | 0.750 | 95126 | RIGHT SIDE
4463 | ASHVIEW ST | 43026-8204 | Active | 270346 | WATTS | 800M4FR | PVB | 0.750 | 64087 | LEFT FRONT
4474 | ASHVIEW ST | 43026-8203 | Active | H491386 | FEBCO | 765 | PVB | 0.750 | 95127 | RIGHT SIDE
4475 | ASHVIEW ST | 43026-8204 | Active | H489572 | FEBCO | 765 | PVB | 0.750 | 95128 | RIGHT SIDE
4510 | ASHVIEW ST | 43026-8203 | Active | 336456 | WATTS | 800M4FR | PVB | 0.750 | 64266 | RIGHT SIDE FRONT
4532 | ASHVIEW ST | 43026-8203 | Active | 375306 | WILKINS | 720A | PVB | 0.750 | 64306 | RIGHT FRONT
366 | ASHWORTH CT | 43017-1355 | Active | CAA31079 | WILKINS | 720A | PVB | 0.750 | 3358302 | FRONT OF HOUSE
7639 | ASHWORTH PL | 43235-1703 | Active | 179034 | WATTS | 009M2PCQT | RP | 0.750 | 72388 | BASEMENT NEXT TO WATER METER
7641 | ASHWORTH ST | 43235-1701 | Active | AB7542 | FEBCO | 765 | PVB | 1.000 | 72397 | FRONT LEFT OF FRONT DR
7652 | ASHWORTH ST | 43235-1702 | Active | 32617 | WATTS | 800QT | PVB | 1.000 | 72420 | FRONT RIGHT OF FRONT DOOR
2862 | ASKINS RD | 43227- | Active | 113394 | AMES | 4000SS | RP | 6.000 | 87924 | IN HOT BOX
2862 | ASKINS RD | 43227- | Not Required by DOW | 4571084 | WILKINS | 975A | RP | 0.750 | 88199 | WEST SIDE OF ASKINS RD @ ENTRY
2169 | ASPENWOOD LN | 43235-2756 | Active | HC60291 | FEBCO | 765 | PVB | 1.000 | 91218 | LEFT CENTER
2195 | ASPENWOOD LN | 43235-2756 | Active | 28810 | FEBCO | 765 | PVB | 1.000 | 57567 | BESIDE BACK DOOR OF GARAGE RIGHT SIDE CENTER
2227 | ASPENWOOD LN | 43235- | Not Required by DOW | [5 empty] | 3358364
7654 | ASPINWALL NORTH | 43054-9661 | Active | H921780 | FEBCO | 765 | PVB | 0.750 | 72431 | RIGHT SIDE
7668 | ASPINWALL NORTH | 43054-9661 | Active | G210767 | WILKINS | 720A | PVB | 1.000 | 101048 | RIGHT SIDE OF HOUSE
7682 | ASPINWALL NORTH | 43054-9661 | Active | CAA46479 | WILKINS | 720A | PVB | 0.750 | 72499 | FAR LEFT FRONT
7714 | ASPINWALL NORTH | 43054-9661 | Active | T433575 | WILKINS | 720A | PVB | 0.750 | 3358366 | RIGHT SIDE OF HOUSE
7721 | ASPINWALL NORTH | 43054-9662 | Active | CB179844 | WILKINS | 720A | PVB | 1.000 | 72629 | LEFT SIDE OF HOUSE
7645 | ASPINWALL SOUTH | 43054-9659 | Active | FA9142 | FEBCO | 765 | PVB | 1.000 | 72402 | LEFT SIDE OF HOUSE
7657 | ASPINWALL SOUTH | 43054-9659 | Active | 056870 | WATTS | 800M4QT | PVB | 1.000 | 72434 | BACK OF HOUSE NEXT TO BACK DOOR
7718 | ASPINWALL SOUTH | 43054-9658 | Active | 426893 | WILKINS | 720A | PVB | 0.750 | 72616 | REAR BY DECK
7728 | ASPINWALL SOUTH | 43054-9658 | Active | DK6958 | FEBCO | 765 | PVB | 1.000 | 72642 | LEFT SIDE OF HOUSE
7737 | ASPINWALL SOUTH | 43054-9660 | Active | 102297 | WATTS | 800M4QT | PVB | 0.750 | 91696 | BACK OF HOUSE IN OFFSET
125 | ASTON ROW LN | 43201 | Not required by DOW | 411698 | WATTS | 009M3QT | RP | 0.750 | 3606224 | HOT BOX CORNER OF STAR & DENNISON
125 | ASTON ROW LN | 43201 | Active | 00055 | AMES | 4000B | RP | 1.500 | 3604421 | HOT BOX OFF OF DENNISON AVE CORNER OF STAR & DENNISON
8111 | ASTON WAY | 43016-8538 | Active | B04080 | APOLLO | 1812 | PVB | 0.750 | 3581073
8135 | ASTON WAY | 43016-8538 | Active | H516803 | FEBCO | 765 | PVB | 0.750 | 95518 | RIGHT SIDE OF HOUSE
3036 | ASTOR AVE | 43209-2628 | Due Install | [5 empty] | 3358397 | AT WATER MTR
1001 | ATCHESON ST | 43203 | Active | HC27435 | WILKINS | 950XLD | DC | 0.750 | 3647186 | MECH ROOM AT FIRE RISER - BYPASS, S/E
1001 | ATCHESON ST | 43203 | Active | V53347 | WILKINS | 350ADA | DCDA | 4.000 | 3647185 | MECH ROOM AT FIRE RISER, S/E
1001 | ATCHESON ST | 43203 | Active | VA-1496 | WATTS | 957 | RP | 3.000 | 3647184 | MECH ROOM AT WATER METER, S/E
1026 | ATCHESON ST | 43203- | Active | 122435 | WATTS | 009QT | RP | 0.750 | 53653 | BOILER ROOM
1026 | ATCHESON ST | 43203- | Due Install |  |  |  | RP | 4.000 | 3644730 | SAWYER RECREATION CENTER
1330 | ATCHESON ST | 43203-1118 | Not Required by DOW | 029558 | WATTS | LF007M2QT | DC | 1.500 | 3651316 | Mech Room
1330 | ATCHESON ST | 43203-1118 | Active | 4775024 | WILKINS | 975XL2 | RP | 1.500 | 3418726 | WEST CENTER IN MECHANICAL ROOM
1380 | ATCHESON ST | 43203-1118 | Not required by DOW | AG1380A | XX | XX | AG | 3.000 | 54846 | FILTER HOUSE ON E END AT POOL
1380 | ATCHESON ST | 43203-1118 | Active | 38337 | APOLLO | RPLF4A | RP | 4.000 | 3351209 | MECHANIC ROOM SOUTH WALL
1380 | ATCHESON ST | 43203-1118 | Not Required by DOW | J023714 | FEBCO | 825Y | RP | 1.500 | 3605603 | MAIN WATER METER
1380 | ATCHESON ST | 43203-1118 | Not Required by DOW | I2977 | CONBRACO | 40207A2 | RP | 1.500 | 54845 | BATH HOUSE AT S END OF BLDG
1035 | ATCHESON ST UNIT B | 43203-1374 | Due Install |  |  |  | RP |  | 3629532
1035 | ATCHESON ST UNIT B | 43203-1374 | LPS - Active |  |  |  | LPC |  | 3629535 | LOW PRESSURE SUSTAINING DEVICE FOR BOOSTER PUMP
7429 | ATHY CT | 43017-8282 | Active | 336830 | WATTS | 800M3QT | PVB | 0.750 | 71966 | LEFT FRONT
7430 | ATHY CT | 43017-8282 | Active | 809461 | WILKINS | 720A | PVB | 1.000 | 71968 | LEFT SIDE
7436 | ATHY CT | 43017-8282 | Active | T0400 | CONBRACO | 4050502 | PVB | 1.000 | 89652 | LEFT FRONT
7441 | ATHY CT | 43017-8282 | Active | 311142 | WILKINS | 720A | PVB | 0.750 | 71984 | RIGHT SIDE
1705 | ATLAS ST | 43228-9648 | Active | ABV5616 | WILKINS | 975 | RP | 0.750 | 3628091
1705 | ATLAS ST | 43228-9648 | Active | 3FM0169 | AMES | 3000SS | DCDA | 6.000 | 55910 | EAST WALL WAREHOUSE
1705 | ATLAS ST | 43228-9648 | Active | 116040 | WATTS | 007QT | DC | 0.750 | 55909 | EAST WALL WAREHOUSE
1715 | ATLAS ST | 43228-9648 | Active | 577214 | WILKINS | 975 | RP | 1.000 | 55929 | GARAGE
1730 | ATLAS ST | 43228-9159 | Active | 4326392 | WILKINS | 975XL2 | RP | 1.000 | 3358848 | MTR ALONG WEST WALL TOWARDS NW CORNER
1735 | ATLAS ST | 43228-9648 | Active | 353042 | WILKINS | 975 | RP | 1.000 | 55990 | WAREHOUSE (NORTH WALL)--OHIO GLASS
1745 | ATLAS ST | 43228-9648 | Active | 1012220207 | AMES | 3000SS | DCDA | 6.000 | 91060 | SOUTH WALL OF SCHOOL
1745 | ATLAS ST | 43228-9648 | Active | 7606 | WATTS | 007M1PCQT | DC | 0.750 | 91061 | SOUTH WALL OF SHOP AREA
1745 | ATLAS ST | 43228-9648 | Active | A27414 | WATTS | 009M3QT | RP | 0.750 | 91522 | INSIDE BY GARAGE DOOR
1755 | ATLAS ST | 43228-9648 | Active | W255117 | WILKINS | 975XL | RP | 1.000 | 88762 | MECH ROOM
1755 | ATLAS ST | 43228-9648 | Not Required by DOW | A01213 | WATTS | 009QT | RP | 1.000 | 92016 | MECH ROOM
1979 | ATLAS ST | 43228-9645 | Not Required by DOW | 4647896 | WILKINS | 975XL2 | RP | 0.750 | 3650072 | MAIN OFFICE NORTH WOMEN'S RESTROOM UNDER SINK
1979 | ATLAS ST | 43228-9645 | Not Required by DOW | 100009584 | WILKINS | 975 | RP | 3.000 | 56825 | PRODUCTION BLDG 2ND FLOOR -- CENTER BLE EAST END
1979 | ATLAS ST | 43228-9645 | Not Required by DOW | 1566315 | WILKINS | 975XL | RP | 2.000 | 56826 | WASTE TREATMENT PLANT
1979 | ATLAS ST | 43228-9645 | Not Required by DOW | 1566315 | WILKINS | 975XL2 | RP | 2.000 | 56827 | WASTE TREATMENT PLANT
1979 | ATLAS ST | 43228-9645 | Not Required by DOW | 1736801 | WILKINS | 975XL | RP | 1.000 | 56828 | PRODUCTION BLDG 1ST FL. MAIN ISLE OVERHEAD BESIDE FURNANCE
1979 | ATLAS ST | 43228-9645 | Not Required by DOW | 145592 | WATTS | 909 | RP | 3.000 | 56829 | PRODUCTION BUILDING MECH EQUIPMENT ROOM, SE CORNER, 1ST FLOOR
1979 | ATLAS ST | 43228-9645 | Not Required by DOW | 161285 | WATTS | 909QT | RP | 0.750 | 56830 | PRODUCT BLDG MECH EQUIP RM SE END OF BLDG 1ST FL
1979 | ATLAS ST | 43228-9645 | Not Required by DOW | 249215 | WATTS | 909 | RP | 6.000 | 56831 | WAREHOUSE FOAM ROOM TANK--SPRINKLER RISER RM # 570 BUILDING
1979 | ATLAS ST | 43228-9645 | Not Required by DOW | 4347597 | WILKINS | 975XL2 | RP | 2.000 | 56832 | PRODUCT BLDG MECH EQUIP RM SE END OF BLDG 1ST FL
1979 | ATLAS ST | 43228-9645 | Not Required by DOW | 265490 | WILKINS | 975XL | RP | 2.000 | 56833 | AT MAIN METER BOILER HOUSE MAINTENANCE
1979 | ATLAS ST | 43228-9645 | Not Required by DOW | 271084 | WILKINS | 975 | RP | 1.000 | 56834 | MENS REST ROOM IN R & D LAB BLDG
1979 | ATLAS ST | 43228-9645 | Not Required by DOW | 4681487 | WILKINS | 975XL2 | RP | 1.500 | 56835 | OLD DRYER BUILDING
1979 | ATLAS ST | 43228-9645 | Not Required by DOW | 272139 | WILKINS | 975XL | RP | 1.500 | 56836 | ELECTRICAL RM BY MAN REST RM IN R & D LAB BLDG
1979 | ATLAS ST | 43228-9645 | Not Required by DOW | 1617896 | WILKINS | 975XL | RP | 0.750 | 56837 | MAIN OFFICE WOMEN'S RESTROOM
1979 | ATLAS ST | 43228-9645 | Not Required by DOW | 021601 | WATTS | LF909M1QT | RP | 2.000 | 56838 | OLD DRYER BUILDING
1979 | ATLAS ST | 43228-9645 | Not Required by DOW | 008758 | WATTS | 909QT | RP | 1.000 | 56839 | OUTSIDE BY COOLING TOWER (CHILLER)
1979 | ATLAS ST | 43228-9645 | Not Required by DOW | 4168508 | WILKINS | 975xl2 | RP | 1.000 | 56840 | SE CORNER-SHIPPING AND RECEIVING
1979 | ATLAS ST | 43228-9645 | Not Required by DOW | 4736801 | WILKINS | 975XL | RP | 1.000 | 3650071 | PRODUCTION 1ST FLOOR MAIN AISLE EAST END 10'
1979 | ATLAS ST | 43228-9645 | Not Required by DOW | 65595 | WATTS | 007M1QT | DC | 1.000 | 56841 | MIDDLE OF BLDG IN BACK-SAFTEY SHOWER (BOILER HOUSE-WTR SOFTNER)
1979 | ATLAS ST | 43228-9645 | Not Required by DOW | 847328 | WILKINS | 975XL | RP | 1.500 | 56842 | PROD MECH ROOM-IN CEILING ABOVE ENTRY DOOR
1979 | ATLAS ST | 43228-9645 | Not Required by DOW | 1176491 | WILKINS | 975XL2 | RP | 2.000 | 3650070 | WASTE TREATMENT PLANT
1979 | ATLAS ST | 43228-9645 | Not Required by DOW | X46070 | WILKINS | 375A | RP | 3.000 | 56843 | PRODUCTION BUILDING SE CORNER ON BOTTOM
1979 | ATLAS ST | 43228-9645 | Not Required by DOW |  |  |  | LST |  | 3650063 | PUMP HOUSE - FIRE PUMP
1979 | ATLAS ST | 43228-9645 | Not Required by DOW | 4403356 | WILKINS | 975XL | RP | 2.000 | 104130 | AREA 720
1979 | ATLAS ST | 43228-9645 | Not Required by DOW | W143620 | WILKINS | 975 | RP | 2.000 | 56844 | 3RD FLOOR PRODUCTION BUILDING
1979 | ATLAS ST | 43228-9645 | Not Required by DOW | B030479 | WILKINS | 375XL | RP | 1.000 | 3614927 | EAST WALL OF DRYER BUILDING
1979 | ATLAS ST | 43228-9645 | Not Required by DOW | W069383 | WILKINS | 975XLBMS | RP | 1.500 | 56845 | ABOVE DOOR BTWN MAINT SHOP AND BOILER ROOM
1979 | ATLAS ST | 43228-9645 | Not Required by DOW | REP427133 | WATTS | 009M1PCQT | RP | 1.250 | 99904 | REPLACED- CRYO AREA
1979 | ATLAS ST | 43228-9645 | Active | 127681 | AMES | 4000RP | RP | 8.000 | 3606064 | FIRE PUMP ROOM
1979 | ATLAS ST | 43228-9645 | Not Required by DOW | 05353 | WATTS | 009M3QT | RP | 0.750 | 102902 | PRODUCTION BUILDING MECHANIC ROOM
1979 | ATLAS ST | 43228-9645 | Active | 127429 | AMES | 4000RP | RP | 10.000 | 3607770 | FIRE PUMP HOUSE
1979 | ATLAS ST | 43228-9645 | Not Required by DOW | B037191 | WILKINS | 375XL | RP | 1.000 | 3614926 | NORTH WALL OF DRYER BUILDING
1979 | ATLAS ST | 43228-9645 | Not Required by DOW | 68065 | WATTS | 919QT | RP | 1.000 | 3611282 | EYE WASH FILL STATION, CRYO AREA
2040 | ATLAS ST | 43228-9645 | Active | 38759 | WATTS | 009M1QT | RP | 1.500 | 57086 | MECH ROOM
2040 | ATLAS ST | 43228-9645 | Not Required by DOW | 148951 | WATTS | 009QT | RP | 0.750 | 57085 | MECH ROOM
2140 | ATLAS ST | 43228-9647 | Not Required by DOW | 92929 | WATTS | 009M2QT | RP | 1.500 | 57423 | SOUTH WALL IN VEHICLE MAINT BLG
2140 | ATLAS ST | 43228-9647 | LPS - Active | [5 empty] | 3635550 | fire pump
2140 | ATLAS ST | 43228-9647 | Active | 169417 | WATTS | 909 | RP | 3.000 | 57420 | AT METER - BACKDOCK
2140 | ATLAS ST | 43228-9647 | Active | 26831 | AMES | 2000B | DC | 0.750 | 57422 | FIRE RISER RM
2140 | ATLAS ST | 43228-9647 | Not Required by DOW | 208002 | WATTS | 009QT | RP | 2.000 | 57421 | SOUTHWEST CORNER
2140 | ATLAS ST | 43228-9647 | Not Required by DOW | 116101 | WATTS | 009M3QT | RP | 0.750 | 57418 | IT STORAGE RM ABOVE CEILING
2140 | ATLAS ST | 43228-9647 | Active | 1225001002 | AMES | 3000SS | DCDA | 8.000 | 57419 | FIRE RISER RM PUMP RM
2261 | ATLEE CT | 43220-5425 | Active | D14059 | BUCKNER | 24200 | PVB | 0.750 | 57808 | IN THE BACK WEST CORNER ONLY ACROSS IS THRU THE GARAGE
2265 | ATLEE CT | 43220-5425 | Active | 163580 | WILKINS | 420 | PVB | 1.000 | 57814 | BACK OF HOUSE
3392 | ATWOOD TER | 43224-3381 | Active | HK0742 | WATTS | 757A | DCDA | 6.000 | 95928 | BOILER ROOM - Oakland Park E. S.
3392 | ATWOOD TER | 43224-3381 | Active | 2732317 | WILKINS | 975XLBMS | RP | 1.000 | 95569 | BOILER RM 103H
3392 | ATWOOD TER | 43224-3381 | Active | L39240 | WILKINS | 375 | RP | 3.000 | 95568 | BOILER ROOM 103H
3392 | ATWOOD TER | 43224-3381 | Active | W342354 | WILKINS | 975XL | RP | 1.000 | 95311 | BOILER ROOM 103H
3392 | ATWOOD TER | 43224-3381 | Active | 199894 | WATTS | 007M3QT | DC | 0.750 | 95930 | BOILER ROOM - Oakland Park E. S.
62 | AUBURN AVE | 43205-1502 | Active | T147499 | WILKINS | 720A | PVB | 0.750 | 3359243 | LEFT SIDE REAR DOOR
227 | AUDEN AVE | 43215 | Active | 21233 | WATTS | 919 | RP | 1.500 | 3615419 | HOTBOX SOUTH OF AUDEN AVE OFF OF PRIVATE DRIVE BEHIND 818 N 4TH
229 | AUDEN AVE | 43215 | Active | 203793 | WATTS | 007M3QT | DC | 0.750 | 90701 | On by-pass od DCDA
229 | AUDEN AVE | 43215 | Active | 179471 | WATTS | 909 | RP | 3.000 | 90665 | WESTSIDE OF BLDG IN OUTSIDE MECH RM
229 | AUDEN AVE | 43215 | Active | 1071471004 | WATTS | 774X | DCDA | 6.000 | 90666 | WESTSIDE OF BLDG IN OUTSIDE MECH RM
290 | AUDEN AVE | 43215 | Active | 21621 | WATTS | 007M1QT | DC | 0.750 | 3615042 | BLDG 290 SPRIKLER RM 104
290 | AUDEN AVE | 43215 | Active | 1817541213 | AMES | 3000SS | DCDA | 6.000 | 3615043 | BLDG 290 SPRINKLER RM 104
290 | AUDEN AVE | 43215 | Not Required by DOW | 3785C | WILKINS | 375AST | RP | 2.500 | 3615041 | BUILDING H RISER ROOM
290 | AUDEN AVE | 43215 | Not Required by DOW | 3781C | WILKINS | 375AST | RP | 2.500 | 3615040 | BUILDING H RISER ROOM
290 | AUDEN AVE | 43215 | Not Required by DOW | 3950170 | WILKINS | 975XL | RP | 1.500 | 3608227 | SPRINKLER ROOM
290 | AUDEN AVE | 43215 | Not Required by DOW | 3787C | WILKINS | 375AST | RP | 2.500 | 3615044 | BUILDING G RISER ROOM
290 | AUDEN AVE | 43215 | Not Required by DOW | 3783C | WILKINS | 375AST | RP | 2.500 | 3615045 | BUILDING F RISER ROOM
290 | AUDEN AVE | 43215 | Not Required by DOW | 3786C | WILKINS | 375AST | RP | 2.500 | 3615046 | BUILDING E RISER ROOM
290 | AUDEN AVE | 43215 | Not Required by DOW | 3789C | WILKINS | 375AST | RP | 2.500 | 3636011 | RISER ROOM
290 | AUDEN AVE | 43215 | Active | 1272971013 | AMES | 4000SS | RP | 4.000 | 3636010 | BLDG 290 SPRINKLER RM 104
290 | AUDEN AVE | 43215 | Not Required by DOW | 3784C | WILKINS | 375AST | RP | 2.500 | 3615048 | BUILDING D RISER ROOM
290 | AUDEN AVE | 43215 | Not Required by DOW | L95907 | WILKINS | 375 | RP | 3.000 | 3615047 | BUILDING E RISER ROOM
4101 | AUDLEY RD | 43054-8406 | Active | T424544 | WILKINS | 720A | PVB | 0.750 | 3583280 | LEFT SIDE
4105 | AUDLEY RD | 43054-8406 | Active | 119519 | WATTS | 800M4QT | PVB | 0.750 | 62927 | LEFT SIDE
4108 | AUDLEY RD | 43054-8334 | Active | A038251 | WILKINS | 420 | PVB | 0.750 | 87454 | RIGHT SIDE OF HOUSE
4109 | AUDLEY RD | 43054-8406 | Active | 119492 | WATTS | 800M4QT | PVB | 0.750 | 62936 | LEFT SIDE
4112 | AUDLEY RD | 43054-8334 | Active | T060496 | WILKINS | 720A | PVB | 0.750 | 102986 | RIGHT SIDE OF HOUSE
4113 | AUDLEY RD | 43054-8406 | Active | H489628 | FEBCO | 765 | PVB | 0.750 | 94467 | RIGHT SIDE OF HOUSE
4116 | AUDLEY RD | 43054-8334 | Active | T145892 | WILKINS | 720A | PVB | 0.750 | 103391 | LEFT SIDE OF HOUSE
4120 | AUDLEY RD | 43054-8334 | Active | T390580 | WILKINS | 720A | PVB | 0.750 | 3581893 | RIGHT SIDE OF HOUSE
4121 | AUDLEY RD | 43054-8406 | Active | 779608 | WILKINS | 720A | PVB | 0.750 | 62973 | OUTSIDE
4124 | AUDLEY RD | 43054-8334 | Active | t236930 | WILKINS | 720A | PVB | 0.750 | 62978 | SIDE OF HOUSE
4125 | AUDLEY RD | 43054-8406 | Active | H049950 | FEBCO | 765 | PVB | 0.750 | 62979 | LEFT SIDE
4128 | AUDLEY RD | 43054-8334 | Active | 200192 | WILKINS | 720A | PVB | 0.750 | 62982 | SIDE OF HOUSE
4132 | AUDLEY RD | 43054-8334 | Active | EF3429 | FEBCO | 765 | PVB | 1.000 | 63004 | RIGHT SIDE
4133 | AUDLEY RD | 43054-8406 | Active | A083612 | WILKINS | 720A | PVB | 0.750 | 88345 | LEFT HAND SIDE OF HOUSE
3653 | AUDUBON AVE | 43026 | Active | CB755275 | WILKINS | 720A | PVB | 0.750 | 3635065 | RIGHT SIDE OF HOUSE
3661 | AUDUBON AVE | 43026 | Active | T396181 | WILKINS | 720 | PVB | 0.750 | 3633835 | LEFT SIDE OF HOUSE
3669 | AUDUBON AVE | 43026 | Active | CB655437 | WILKINS | 720 | PVB | 0.750 | 3636367 | RIGHT SIDE OF HOUSE
3685 | AUDUBON AVE | 43026 | Active | CB547103 | WILKINS | 720A | PVB | 0.750 | 3630310 | RIGHT SIDE
6546 | AUDUBON AVE | 43026 | Active | T399721 | WILKINS | 720A | PVB | 0.750 | 3649299 | RIGHT SIDE OF HOUSE
6558 | AUDUBON AVE | 43026 | Active | T231525 | WILKINS | 720A | PVB | 0.750 | 3606001 | RIGHT SIDE FRONT
6570 | AUDUBON AVE | 43026 | Active | T236027 | WILKINS | 720A | PVB | 0.750 | 3606012
6582 | AUDUBON AVE | 43026 | Active | T188158 | WILKINS | 720A | PVB | 0.750 | 3606005 | RIGHT/EAST SIDE
6594 | AUDUBON AVE | 43026 | Active | cb154490 | WILKINS | 720A | PVB | 0.750 | 3605887 | LEFT SIDE
6606 | AUDUBON AVE | 43026 | Active | CB986821 | WILKINS | 720A | PVB | 0.750 | 3606013 | FRONT OF HOUSE
1399 | AUGMONT AVE | 43207-3245 | Active | 55958 | WILKINS | 975 | RP | 0.750 | 54889 | IN ACCESS SPACE TO BABTISTRY
1399 | AUGMONT AVE | 43207-3245 | Active | 47109 | WILKINS | 975 | RP | 1.000 | 54888 | AT SERVICE ENTRANCE
890 | AUGUSTA GLEN DR | 43235-5014 | Active | T409513 | WILKINS | 720A | PVB | 0.750 | 74393 | RIGHT FRONT
896 | AUGUSTA GLEN DR | 43235-5014 | Active | 61233 | WATTS | 800QT | PVB | 0.750 | 74422 | (NORTH) LEFT SIDE OF HOUSE
899 | AUGUSTA GLEN DR | 43235-5015 | Active | t409540 | WILKINS | 720A | PVB | 0.750 | 74438 | LEFT FRONT
904 | AUGUSTA GLEN DR | 43235-5014 | Active | 55761 | WATTS | 800QT | PVB | 0.750 | 74507 | (SOUTH) RIGHT SIDE OF HOUSE
905 | AUGUSTA GLEN DR | 43235-5015 | Active | 5327 | FEBCO | 765 | PVB | 0.750 | 74511 | LEFT SIDE OF HOUSE
911 | AUGUSTA GLEN DR | 43235-5015 | Active | 11960 | FEBCO | 765 | PVB | 0.750 | 74554 | LEFT SIDE OF HOUSE
917 | AUGUSTA GLEN DR | 43235-5015 | Active | 8593 | FEBCO | 765 | PVB | 0.750 | 74586 | LEFT SIDE OF HOUSE
920 | AUGUSTA GLEN DR | 43235-5097 | Active | T363430 | WILKINS | 720A | PVB | 0.750 | 74602 | EAST END OF HOUSE RIGHT SIDE
923 | AUGUSTA GLEN DR | 43235-5015 | Active | 1675 | FEBCO | 765 | PVB | 0.750 | 74628 | LEFT SIDE OF HOUSE
926 | AUGUSTA GLEN DR | 43235-5097 | Active | 7336 | FEBCO | 765 | PVB | 0.750 | 74647 | RIGHT SIDE OF HOUSE
929 | AUGUSTA GLEN DR | 43235-5015 | Active | 8102 | FEBCO | 765 | PVB | 0.750 | 74655 | LEFT SIDE OF HOUSE
932 | AUGUSTA GLEN DR | 43235-5097 | Active | 7047 | FEBCO | 765 | PVB | 0.750 | 74672 | RIGHT SIDE OF HOUSE
937 | AUGUSTA GLEN DR | 43235-5015 | Active | 7161 | FEBCO | 765 | PVB | 0.750 | 74696 | LEFT SIDE OF HOUSE
938 | AUGUSTA GLEN DR | 43235-5097 | Active | 1989 | FEBCO | 765 | PVB | 0.750 | 74698 | RIGHT SIDE OF HOUSE--SERIAL #AC 1989
944 | AUGUSTA GLEN DR | 43235-5097 | Active | 7386 | FEBCO | 765 | PVB | 0.750 | 74735 | RIGHT SIDE OF HOUSE
945 | AUGUSTA GLEN DR | 43235-5015 | Active | 8504 | FEBCO | 765 | PVB | 0.750 | 74738 | LEFT SIDE OF HOUSE
950 | AUGUSTA GLEN DR | 43235-5097 | Active | 2039 | FEBCO | 765 | PVB | 0.750 | 74760 | RIGHT SIDE OF HOUSE
953 | AUGUSTA GLEN DR | 43235-5015 | Active | 7380 | FEBCO | 765 | PVB | 0.750 | 74781 | LEFT SIDE OF HOUSE
956 | AUGUSTA GLEN DR | 43235-5097 | Active | 8440 | FEBCO | 765 | PVB | 0.750 | 74786 | LEFT SIDE
961 | AUGUSTA GLEN DR | 43235-5015 | Active | 8283 | FEBCO | 765 | PVB | 0.750 | 74819 | LEFT SIDE OF HOUSE
962 | AUGUSTA GLEN DR | 43235-5097 | Active | 8269 | FEBCO | 765 | PVB | 0.750 | 74821 | RIGHT SIDE OF HOUSE
968 | AUGUSTA GLEN DR | 43235-5097 | Active | 8443 | FEBCO | 765 | PVB | 0.750 | 74836 | RIGHT SIDE OF HOUSE
969 | AUGUSTA GLEN DR | 43235-5015 | Active | 8685 | FEBCO | 765 | PVB | 0.750 | 74840 | LEFT SIDE OF HOUSE
974 | AUGUSTA GLEN DR | 43235-5097 | Active | 8495 | FEBCO | 765 | PVB | 0.750 | 74870 | LEFT SIDE OF HOUSE
977 | AUGUSTA GLEN DR | 43235-5015 | Active | 9229 | FEBCO | 765 | PVB | 0.750 | 74889 | LEFT SIDE OF HOUSE
980 | AUGUSTA GLEN DR | 43235-5097 | Active | 7379 | FEBCO | 765 | PVB | 0.750 | 74903 | RIGHT SIDE OF HOUSE
985 | AUGUSTA GLEN DR | 43235-5015 | Active | BB7852 | FEBCO | 765 | PVB | 0.750 | 74913 | LEFT SIDE OF HOUSE
986 | AUGUSTA GLEN DR | 43235-5097 | Active | 6268 | FEBCO | 765 | PVB | 0.750 | 74916 | RIGHT SIDE OF HOUSE
993 | AUGUSTA GLEN DR | 43235-5015 | Active | 8423 | FEBCO | 765 | PVB | 0.750 | 74944 | LEFT SIDE OF HOUSE
994 | AUGUSTA GLEN DR | 43235-5097 | Active | 6896 | FEBCO | 765 | PVB | 0.750 | 74948 | RIGHT SIDE OF HOUSE
1001 | AUGUSTA GLEN DR | 43235-5093 | Active | 7105 | FEBCO | 765 | PVB | 0.750 | 53582 | LEFT SIDE OF HOUSE
1002 | AUGUSTA GLEN DR | 43235-5096 | Active | 2035 | FEBCO | 765 | PVB | 0.750 | 53592 | RIGHT SIDE OF HOUSE
1009 | AUGUSTA GLEN DR | 43235-5093 | Active | 7377 | FEBCO | 765 | PVB | 0.750 | 53601 | LEFT SIDE OF HOUSE
1010 | AUGUSTA GLEN DR | 43235-5096 | Active | 2073 | FEBCO | 765 | PVB | 0.750 | 53613 | MECHANICAL ROOM - SE CORNER OF BLDG
1017 | AUGUSTA GLEN DR | 43235-5093 | Active | 5030 | FEBCO | 765 | PVB | 0.750 | 53627 | LEFT SIDE OF HOUSE
1018 | AUGUSTA GLEN DR | 43235-5096 | Active | 5592 | FEBCO | 765 | PVB | 0.750 | 53630 | RIGHT SIDE OF HOUSE
1022 | AUGUSTA GLEN DR | 43235-5096 | Active | 73281 | WATTS | 800QT | PVB | 0.750 | 53645 | SOUTH SIDE OF HOUSE
1024 | AUGUSTA GLEN DR | 43235-5096 | Active | 73096 | WATTS | 800QT | PVB | 0.750 | 53646 | NORTH SIDE OF RESIDENCE
1025 | AUGUSTA GLEN DR | 43235-5093 | Active | 5630 | FEBCO | 765 | PVB | 0.750 | 53650 | RIGHT SIDE OF HOUSE
1030 | AUGUSTA GLEN DR | 43235-5096 | Active | cab17547 | WILKINS | 720A | PVB | 0.750 | 53667 | SOUTH SIDE OF RESIDENCE
1032 | AUGUSTA GLEN DR | 43235-5096 | Active | 71302 | WATTS | 800QT | PVB | 0.750 | 53672 | NORTH SIDE OF RESIDENCE
1130 | AUTO MALL DR | 43228-3661 | Active | 12700 | WATTS | 007M1QT | DC | 0.750 | 96716 | WEST SIDE OF BLDG @ METER
1130 | AUTO MALL DR | 43228-3661 | Active | 1666150908 | AMES | 3000SS | DCDA | 6.000 | 96728 | WEST SIDE OF BLDG AT METER
1130 | AUTO MALL DR | 43228-3661 | Not Required by DOW | 3019795 | WILKINS | 975XLBMS | RP | 2.000 | 96729 | CAR WASH EQUIP ROOM
1130 | AUTO MALL DR | 43228-3661 | Active | 2860954 | WILKINS | 975XLBMS | RP | 2.000 | 96730 | WEST SIDE OF BLDG
1130 | AUTO MALL DR | 43228-3661 | Not Required by DOW | J039385 | FEBCO | 825YA | RP | 1.000 | 96732 | MECH ROOM AT WATER METER
1215 | AUTO MALL DR | 43228 | Active | 069294 | WATTS | 909 | RP | 1.500 | 3640963 | PUMP ROOM OUTSIDE DOOR ACCESS
1260 | AUTO MALL DR | 43228 | Active | 1898290816 | AMES | 3000SS | DCDA | 6.000 | 3620069 | GARAGE
1260 | AUTO MALL DR | 43228 | Active | 28416 | WATTS | LF919QT | RP | 2.000 | 3619783 | GARAGE
1260 | AUTO MALL DR | 43228 | Active | 25774 | WATTS | 007M1QT | DC | 0.750 | 3620070 | GARAGE
1360 | AUTO MALL DR | 43228-3662 | Active | F0311141047 | FEBCO | 876 | DCDA | 6.000 | 54802 | RISER ROOM
1360 | AUTO MALL DR | 43228-3662 | Active | H001653 | FEBCO | 805 | DC | 0.750 | 54803 | OUTSIDE
1360 | AUTO MALL DR | 43228-3662 | Active | L09311 | WILKINS | 975 | RP | 3.000 | 54804 | NORTH CENTRAL MECH AREA
1375 | AUTO MALL DR | 43228 | Active | 158430814 | WATTS | 774DCDA | DCDA | 6.000 | 3609490 | HOT BOX AT BEGINNING OF DRIVEWAY
1375 | AUTO MALL DR | 43228 | Active | 008039 | WATTS | LF909M1QT | RP | 2.000 | 3609489 | HOT BOX AT BEGINNING OF DRIVEWAY
1375 | AUTO MALL DR | 43228 | Not Required by DOW | 10387 | WATTS | 719QT | DC | 2.000 | 3608290 | CAR WASH WALL
1375 | AUTO MALL DR | 43228 | Active | 23010 | WATTS | 007M1QT | DC | 0.750 | 3613337 | HOT BOX RIGHT OF DRIVE
1395 | AUTO MALL DR | 43228 | Active | 37486 | AMES | 2000BM3 | DC | 0.750 | 3613639 | FIRE BY-PASS
1395 | AUTO MALL DR | 43228 | Active | PC1434 | AMES | COLT 300GV | DCDA | 4.000 | 3613638 | NORTH METER ROOM
1395 | AUTO MALL DR | 43228 | Active | A392688 | WILKINS | 375XL | RP | 2.000 | 3613558 | NORTH METER ROOM
1400 | AUTO MALL DR | 43228-3657 | Active | ACI2431 | WILKINS | 975XL2 | RP | 1.500 | 3639289 | IN PARTS ROOM BY WATER METER
1400 | AUTO MALL DR | 43228-3657 | Active | HC57927 | WILKINS | 350XLD | DC | 0.750 | 3653011 | IN PARTS ROOM BY WATER METER
1400 | AUTO MALL DR | 43228-3657 | Active | 27308B | WILKINS | 350ASTDA | DC | 6.000 | 3653012 | IN PARTS ROOM BY WATER METER
1455 | AUTO MALL DR | 43228-3658 | Not Required by DOW | 032854 | WATTS | 009M2-FP | RP | 1.500 | 3618450 | HOSE STATION, N SERVICE BAY
1455 | AUTO MALL DR | 43228-3658 | Not Required by DOW | 085233 | WATTS | 009M2-FP | RP | 1.000 | 3618449 | HOSE STATION, N SERVICE BAY
1455 | AUTO MALL DR | 43228-3658 | Active | 1892090616 | AMES | 3000SS | DCDA | 6.000 | 3616956 | RISER ROOM
1455 | AUTO MALL DR | 43228-3658 | Active | 25558 | WATTS | 007M1QT | DC | 0.750 | 3616955 | RISER ROOM
1455 | AUTO MALL DR | 43228-3658 | Active | 002298 | WATTS | 909 | RP | 2.500 | 3618452 | COMPLETE BUILDING, AT METER
1455 | AUTO MALL DR | 43228-3658 | Not Required by DOW | 104455 | WATTS | 009M3-FP | RP | 0.750 | 3618451 | HOSE STATION, HALLWAY CEILING
1495 | AUTO MALL DR | 43228-3658 | Active | 280847 | WILKINS | 975XL | RP | 1.500 | 55149 | IN UTILITY ROOM BY METER
1495 | AUTO MALL DR | 43228-3658 | Active | R0206131526 | FEBCO | 856 | DCDA | 4.000 | 55147 | PARTS ROOM
1495 | AUTO MALL DR | 43228-3658 | Active | A022551 | FEBCO | 805YB | DC | 0.750 | 55148 | PARTS ROOM
1500 | AUTO MALL DR | 43228-3660 | Not Required by DOW | 3983949 | WILKINS | 975XL | RP | 0.750 | 3607381 | HOSE, HOSE REEL
1500 | AUTO MALL DR | 43228-3660 | Active | 3918866 | WILKINS | 975XL | RP | 2.000 | 3607380 | RISER ROOM
1500 | AUTO MALL DR | 43228-3660 | Active | 13025 | AMES | 4000B | RP | 0.750 | 3607379 | RISER ROOM
1500 | AUTO MALL DR | 43228-3660 | Active | 106307 | AMES | 5000SS | RPDA | 6.000 | 3607378 | RISER ROOM
1455 | AUTO MALL DR UNIT A | 43228 | Active | 4289062 | WILKINS | 975XL2 | RP | 1.500 | 3619802 | HOT BOX
1194 | AUTUMN HILL DR | 43235-7508 | Active | G204901 | WILKINS | 720A | PVB | 0.750 | 92650 | FRONT OF HOUSE
1215 | AUTUMN HILL DR | 43235-7509 | Active | G242190 | WILKINS | 720A | PVB | 0.750 | 98785 | FRONT RIGHT
1849 | AUTUMN WIND DR | 43123-8378 | Active | H167806 | FEBCO | 765 | PVB | 0.750 | 56398 | LEFT FRONT CORNER OF HOUSE
1935 | AUTUMN WIND DR | 43123-8363 | Active | CB409015 | WILKINS | 720A | PVB | 1.000 | 94449 | LEFT SIDE
1956 | AUTUMN WIND DR | 43123-8364 | Active | H383487 | FEBCO | 765 | PVB | 0.750 | 92564 | LEFT SIDE OF HOUSE
1968 | AUTUMN WIND DR | 43123-8364 | Active | ha50919 | FEBCO | 765 | PVB | 0.750 | 92592 | RIGHT SIDE OF HOUSE
2019 | AUTUMN WIND DR | 43123-8050 | Active | A006822 | WILKINS | 720A | PVB | 0.750 | 57033 | LEFT SIDE
2053 | AUTUMN WIND DR | 43123-8050 | Active | G212905 | WILKINS | 720A | PVB | 0.750 | 95390 | LEFT SIDE
8302 | AUTUMNWOOD WAY | 43017-8887 | Active | H132357 | FEBCO | 765 | PVB | 0.750 | 92199 | RIGHT FRONT
8317 | AUTUMNWOOD WAY | 43017-8888 | Active | T366475 | WILKINS | 720A | PVB | 0.750 | 3592561 | LEFT OF FRONT DOOR
8318 | AUTUMNWOOD WAY | 43017-8887 | Active | CB029142 | WILKINS | 720A | PVB | 0.750 | 103577 | RIGHT SIDE
8325 | AUTUMNWOOD WAY | 43017-8888 | Active | H321743 | FEBCO | 765 | PVB | 0.750 | 88949 | RIGHT SIDE
8326 | AUTUMNWOOD WAY | 43017-8887 | Active | F021335 | WILKINS | 720A | PVB | 0.750 | 97506 | left of front door
8334 | AUTUMNWOOD WAY | 43017-8887 | Active | T049639 | WILKINS | 720A | PVB | 0.750 | 100951 | FRONT LEFT OF FRONT DOOR
8341 | AUTUMNWOOD WAY | 43017-8888 | Active | A072768 | WILKINS | 720A | PVB | 0.750 | 73722 | RIGHT SIDE OF HOUSE
8342 | AUTUMNWOOD WAY | 43017-8887 | Active | H241820 | FEBCO | 765 | PVB | 0.750 | 73724 | RIGHT SIDE OF HOUSE
8349 | AUTUMNWOOD WAY | 43017-8888 | Active | CAA06492 | WILKINS | 720A | PVB | 0.750 | 3591416
8350 | AUTUMNWOOD WAY | 43017-8887 | Active | A135518 | WILKINS | 720A | PVB | 0.750 | 73742 | LEFT OF FRONT DOOR
8358 | AUTUMNWOOD WAY | 43017-8887 | Active | H874595 | FEBCO | 765 | PVB | 0.750 | 73755 | RIGHT HAND SIDE
8366 | AUTUMNWOOD WAY | 43017-8887 | Active | T060884 | WILKINS | 720A | PVB | 1.000 | 73762 | LEFT FRONT
8381 | AUTUMNWOOD WAY | 43017-8888 | Active | T154920 | WILKINS | 720A | PVB | 1.000 | 102900 | RIGHT SIDE
8389 | AUTUMNWOOD WAY | 43017-8888 | Active | T375128 | WILKINS | 720 | PVB | 0.750 | 3585089 | LEFT REAR
8405 | AUTUMNWOOD WAY | 43017-8909 | Active | 1074800 | WILKINS | 975XLBMS | RP | 1.000 | 98461 | LEFT FRONT SE
8405 | AUTUMNWOOD WAY | 43017-8909 | Active | 6357710 | WATTS | 909 | RP | 0.750 | 73806 | IN POOL PUMP ROOM
8405 | AUTUMNWOOD WAY | 43017-8909 | Active | 384523 | WATTS | LF009M3QT | RP | 0.750 | 3651963 | BSMNT AT WATER METER
5220 | AVALON AVE | 43229-4753 | Active | 35910 | WATTS | 919AQT | RP | 0.750 | 66433 | BOILER ROOM ABOVE DUCT WORK EAST SIDE - Avalon E.S.
5220 | AVALON AVE | 43229-4753 | Due Install |  |  |  | RP | 6.000 | 3629885
2967 | AVALON RD | 43221-2601 | Active | 296297 | WATTS | 800M4QT | PVB | 0.750 | 89656 | REAR OF HOUSE
3068 | AVALON RD | 43221-2604 | Active | T386613 | Wilkins | 720A | PVB | 0.750 | 3359770 | Front center to right of entrance
9401 | AVEMORE CT | 43017-9672 | Active | G176763 | WILKINS | 720A | PVB | 0.750 | 74717 | LEFT SIDE
9406 | AVEMORE CT | 43017-9489 | Active | FC8782 | FEBCO | 765 | PVB | 1.000 | 91225 | LEFT SIDE
9409 | AVEMORE CT | 43017-9672 | Active | T081691 | WILKINS | 720A | PVB | 0.750 | 101822 | FRONT OF HOUSE
9417 | AVEMORE CT | 43017-9672 | Active | 300175 | WILKINS | 420 | PVB | 1.000 | 93369 | LEFT SIDE
9422 | AVEMORE CT | 43017-9489 | Active | G150284 | WILKINS | 720A | PVB | 1.000 | 74729 | LEFT FRONT CORNER OF HOUSE
9430 | AVEMORE CT | 43017-9489 | Active | 243464 | WATTS | 800M4QT | PVB | 0.750 | 91876 | FRONT OF HOUSE RIGHT OF FRONT DOOR
9452 | AVEMORE CT | 43017-9490 | Active | 057887 | WATTS | 800M4QT | PVB | 1.000 | 3650713 | FRONT RIGHT AT RIGHT OF WINDOW BEHIND BUSHES
9457 | AVEMORE CT | 43017-9674 | Active | AK2661 | FEBCO | 765 | PVB | 0.750 | 89657 | RIGHT OF FRONT DOOR
9458 | AVEMORE CT | 43017-9490 | Active | 430905 | WATTS | 009M2QT | RP | 1.000 | 89658 | RIGHT FRONT
9464 | AVEMORE CT | 43017-9490 | Active | CB161915 | WILKINS | 720A | PVB | 1.000 | 89659 | RIGHT SIDE
9470 | AVEMORE CT | 43017-9490 | Active | CA8008 | FEBCO | 765 | PVB | 1.000 | 89660 | RIGHT CENTER WEST OF AC UNITS
9476 | AVEMORE CT | 43017-9490 | Active | IE5501 | FEBCO | 765 | PVB | 1.000 | 87109 | REAR OF HOUSE WEST HIGH IN SKY BY DECK
9482 | AVEMORE CT | 43017-9490 | Active | T024016 | WILKINS | 720A | PVB | 1.000 | 89661 | LEFT SIDE
9488 | AVEMORE CT | 43017-9490 | Active | FL1966 | FEBCO | 765 | PVB | 1.000 | 89662 | FRONT OF HOUSE LEFT FRONT DOOR
6655 | AVERY MUIRFIELD DR | 43016-7265 | Active | W187079 | WILKINS | 975 | RP | 1.000 | 70432 | NE METER/JANITOR CLOSET BTWN BATHROOMS AT WATER METER
6655 | AVERY MUIRFIELD DR | 43016-7265 | Not Required by DOW | W187080 | WILKINS | 975XLBMS | RP | 1.000 | 70433 | NE METER CLOSET BETWEEN BATHROOMS
6695 | AVERY MUIRFIELD DR | 43016-7265 | Active | W167508 | WILKINS | 975XLBMS | RP | 2.000 | 70495 | NE BACK OUTSIDE DR (6755 REAR) AT WATER METER NEED TO CALL FOR CODE
6695 | AVERY MUIRFIELD DR | 43016-7265 | Not Required by DOW | W149859 | WILKINS | 975XL | RP | 1.500 | 70494 | NE OUTSIDE DR (6755) UTLTY RM AT DEDUCT METER
6760 | AVERY MUIRFIELD DR | 43017-1232 | Active | 19902 | Watts | 919QT | RP | 1.500 | 70606 | 6760 "B" -IN MECH ROOM AT WATER METER IN UNIT "B"
6760 | AVERY MUIRFIELD DR | 43017-1232 | Not Required by DOW | 70950 | WATTS | 009M-3 | RP | 0.750 | 70607 | 6750 "B" HOT WATER TANK ROOM DENTIST
6760 | AVERY MUIRFIELD DR | 43017-1232 | Not Required by DOW | 11500 | WATTS | 719QT | DC | 1.000 | 3625095 | 6750 "A" ABOVE CEILING IN OFFICE FOR OXYGEN ROOM - **HYPERBARIC THERAPY**
6805 | AVERY MUIRFIELD DR | 43016-7180 | Active | 86051 | WATTS | 009QT | RP | 1.500 | 70732 | N MECH/RISER ROOM AT WATER METER IN HALLWAY THRU SUITE 100 ATRMIS
6805 | AVERY MUIRFIELD DR | 43016-7180 | Not Required by DOW | 809553 | WILKINS | 720A | PVB | 1.000 | 70731 | MID N MECH ROOM BY STAIR CASE
6805 | AVERY MUIRFIELD DR | 43016-7180 | Active | 1250590203 | AMES | 3000SS | DCDA | 4.000 | 70730 | N MECH/RISER ROOM
6805 | AVERY MUIRFIELD DR | 43016-7180 | Active | 27488 | AMES | 2000B | DC | 0.750 | 70729 | N MECH/RISER ROOM IN HALLWAY THRU #100
4227 | AVERY RD | 43026-1003 | Active | 154295 | WATTS | 009M2QT | RP | 0.750 | 63341 | IN 4227 UNIT A MID S CLOET W/HWT AT WATER METER
4227 | AVERY RD | 43026-1003 | Active | 538553 | WATTS | 007M1QT | DC | 1.000 | 3649071 | IN 4235 UNIT W WALL BY HWT AT DOW METER - FIRE
4340 | AVERY RD | 43026- | Active | 1241884 | WILKINS | 975 | RP | 0.750 | 63730 | USE 6/3/15 CAG. NORTH SIDE OF DIXON ROAD
4388 | AVERY RD | 43026-1007 | Active | 593820 | WATTS | 909HWQT | RP | 1.000 | 63864 | BOILER ROOM
4388 | AVERY RD | 43026-1007 | Active | 11318 | AMES | 2000SS | DC | 2.000 | 63863 | MECHANICAL ROOM
4388 | AVERY RD | 43026-1007 | Due Install |  |  |  | RP | 2.000 | 3636803 | BOILER ROOM
4440 | AVERY RD | 43026-1008 | Active | 75893 | WATTS | LF919QT | RP | 0.750 | 3632663 | IN BASEMENT IMMEDIATELY AFTER DOMESTIC WATER METER
4599 | AVERY RD | 43026-9786 | Active | PC3953 | WATTS | 757DCDAGV | DCDA | 8.000 | 3611803 | METER RM S SIDE, WATER RM ACROSS FROM LEASING OFFICE
4599 | AVERY RD | 43026-9786 | Active | 211140 | WATTS | 007M3-FP | DC | 0.750 | 3611804 | METER RM S SIDE, WATER RM ACROSS FROM LEASING OFFICE
4599 | AVERY RD | 43026-9786 | Active | PD2324 | WATTS | 957 | RP | 4.000 | 3611805 | METER RM S SIDE, WATER RM ACROSS FROM LEASING OFFICE
4599 | AVERY RD | 43026-9786 | Active | W074777 | WILKINS | 975 | RP | 1.000 | 64428 | BOILER ROOM
4600 | AVERY RD | 43026-9718 | Not Required by DOW | 412409 | WATTS | 909QT | RP | 0.750 | 64449 | MECHANICAL ROOM
4600 | AVERY RD | 43026-9718 | Not Required by DOW | 531 | WATTS | 007SSQT | DC | 3.000 | 64450 | MECHANICAL ROOM 182
4600 | AVERY RD | 43026-9718 | Due Install |  |  |  | DCDA | 4.000 | 3636813 | MECHANICAL ROOM 182
4600 | AVERY RD | 43026-9718 | Not Required by DOW | 45185 | FEBCO | 825Y | RP | 2.000 | 64446 | NORTH SIDE OF HOUSE - GARAGE
4600 | AVERY RD | 43026-9718 | Active | 177535 | WATTS | 909 | RP | 4.000 | 64447 | MECHANICAL ROOM 182
4600 | AVERY RD | 43026-9718 | Not Required by DOW | 40424 | WATTS | 009QT | RP | 0.750 | 64448 | MECHANICAL ROOM 112
4601 | AVERY RD | 43026 | Active | 211208 | WATTS | 007M3-FP | DC | 0.750 | 3613209 | WATER ROOM ACROSS FROM LEASING OFFICE
4601 | AVERY RD | 43026 | Active | PC3955 | WATTS | 757 | DC | 8.000 | 3613208 | WATER ROOM ACROSS FROM LEASING OFFICE
4601 | AVERY RD | 43026 | Active | PD2354 | WATTS | 957 | RP | 4.000 | 3613036 | WATER ROOM ACROSS FROM LEASING OFFICE
4972 | AVERY RD | 43026 | Active | WA-2576 | AMES | COLT-400 | RP | 4.000 | 3651107 | METER ROOM
4972 | AVERY RD | 43026 | Active | VB0743 | AMES | COLT-500GV | RPDA | 8.000 | 3652256 | METER ROOM
4972 | AVERY RD | 43026 | Active | 88232 | AMES | 919-QT | RP | 0.750 | 3652257 | METER ROOM
5222 | AVERY RD | 43016- | Active | 63166 | WATTS | 007M3 | DCDA | 0.750 | 88238 | IN METER PIT @ ENTRANCE
5222 | AVERY RD | 43016- | Active | 39246 | AMES | 3000SS | DCDA | 6.000 | 88237 | IN METER PIT @ ENTRANCE
5222 | AVERY RD | 43016- | Active | 113076 | AMES | 4000SS | RP | 4.000 | 87925 | IN HOT BOX AT PIT AT ENTRANCE IN BUSHES
5222 | AVERY RD | 43016- | Not Required by DOW | 21273 | WATTS | 919 | RP | 1.000 | 102686 | MECHANICAL ROOM
5222 | AVERY RD | 43016- | Not Required by DOW | 19159 | WATTS | 919QT | RP | 2.000 | 92234 | BETWEEN PIT & HOT BOX AT ENTRANCE
5284 | AVERY RD | 43016-9708 | Not Required by DOW | 4557598 | WILKINS | 975XL | RP | 1.500 | 3636779 | MAINT GARAGE
5284 | AVERY RD | 43016-9708 | Active | RE-1866 | WATTS | 957 | RP | 4.000 | 3630262 | HOT BOX SW PARKING LOT
5284 | AVERY RD | 43016-9708 | Active | RH-0547 | WATTS | 957 | RPDA | 6.000 | 3630263 | HOT BOX SW PARKING LOT
5284 | AVERY RD | 43016-9708 | Active | 70430 | WATTS | 919-QT | RP | 0.750 | 3630266 | HOT BOX SW PARKING LOT FIRE SIDE CAR
5298 | AVERY RD | 43016 | Active | TE-1593 | AMES | COLT 300GV | DCDA | 6.000 | 3639098 | IN PIT
5298 | AVERY RD | 43016 | Active | TA-2416 | WATTS | 957 | RP | 4.000 | 3639092 | IN HOT BOX AT PIT
5298 | AVERY RD | 43016 | Active | 56751 | AMES | 2000BM3 | DC | 0.750 | 3639099 | IN PIT
5303 | AVERY RD | 43016 | Active | 3940126 | WILKINS | 975XL2 | RP | 1.000 | 3609343 | 5315 -AVERY BROOK APTS -POOL MECH ROOM
5303 | AVERY RD | 43016 | Active | 1817411213 | AMES | 3000SS | DCDA | 6.000 | 3613436 | 5315 -AVERY BROOK APTS -METER HSE -AT MAIL KIOSK
5303 | AVERY RD | 43016 | Active | 21611 | WATTS | 007M1QT | DC | 0.750 | 3613437 | 5315 -AVERY BROOK APTS -METER HSE -AT MAIL KIOSK
5303 | AVERY RD | 43016 | Active | 1278310214 | AMES | 4000SS | RP | 3.000 | 3613438 | 5315 -AVERY BROOK APTS -METER HSE -AT MAIL KIOSK
5304 | AVERY RD | 43016 | Active | VK-0147 | AMES | 300-GV | DCDA | 8.000 | 3652885 | VAULT NORTH OF DRIVE
5304 | AVERY RD | 43016 | Active | VK-0076 | AMES | COLT 400 | RP | 4.000 | 3652884 | HOTBOX NORTH OF DRIVE
5304 | AVERY RD | 43016 | Not Required by DOW | 28246 | WATTS | 919QT | RP | 1.000 | 3653102 | CLUBHOUSE MECH ROOM
5304 | AVERY RD | 43016 | Active | 67075 | AMES | 2000BM3 | DC | 0.750 | 3652886 | HOTBOX NORTH OF DRIVE
5314 | AVERY RD | 43016 | Active | RE-1894 | AMES | COLT 400 | RP | 4.000 | 3624466 | BUILDING SW CORNER OF PROPERTY
5314 | AVERY RD | 43016 | Active | 64618 | WATTS | 919QT | RP | 0.750 | 3624465 | BUILDING SW CORNER OF PROPERTY
5314 | AVERY RD | 43016 | Active | RC-0125 | AMES | COLT 500-GV | RPDA | 6.000 | 3624464 | BUILDING SW CORNER OF PROPERTY
5314 | AVERY RD | 43016 | Not Required by DOW | CB638403 | WILKINS | 720A | PVB | 0.750 | 3648657 | REAR WATER ROOM BUILDING 5927 AVERY WOODS CROSSING
5378 | AVERY RD | 43016-6933 | Active | 2776721 | WILKINS | 975XLBMS | RP | 1.000 | 92428 | AT WATER METER UNDER WINDOW
5544 | AVERY RD | 43017 | Active | 3784963 | WILKINS | 975XL2 | RP | 0.750 | 3603090 | BY METER
5689 | AVERY RD | 43016-8765 | Due Install |  |  |  | RP | 1.000 | 3589436 | MID E WALL IN WORK/CUBICAL AREA AT WATER METER
5695 | AVERY RD | 43016-7097 | Active | 56944 | WATTS | 009QT | RP | 1.500 | 67625 | MID N MENS ROOM ABOVE MOP SINK AT WATER METER
5695 | AVERY RD | 43016-7097 | Not Required by DOW | 274937 | WATTS | 800QT | PVB | 1.000 | 67624 | RIGHT CENTER OUTSIDE ON NORTH WEST SIDE OF BLDG
5704 | AVERY RD | 43016-8755 | Active | W284433 | WILKINS | 975XL | RP | 0.750 | 88760 | NORTH SIDE OF BLDG AT METER
5720 | AVERY RD | 43016-8755 | Active | 05197 | WATTS | 009M3QT | RP | 0.750 | 67708 | DAYCARE NE LUNCH ROOM SINGLE DOOR CLOSET AT WATER METER
5725 | AVERY RD | 43016-8756 | Active | 32085A | APOLLO | RPLF4A | RP | 0.750 | 90456 | MID N CLOSET IN OFFICE AT WATER METER
5740 | AVERY RD | 43016-8755 | Active | 225560 | WATTS | 009M2QT | RP | 2.000 | 67766 | CAR WASH -AT WATER MTR MID MECH/METER RM
6025 | AVERY RD | 43016-8759 | Active | A05332 | WATTS | 009M3QT | RP | 0.750 | 93265 | IN BASEMENT
6055 | AVERY RD | 43016- | Active | 4488900 | WILKINS | 975XL2 | RP | 2.000 | 3636141 | SE MECH ROOM OUTSIDE DOOR AT WATER METER
6055 | AVERY RD | 43016- | Active | 1946400318 | AMES | 3000SS | DCDA | 4.000 | 3632662 | SE MECH ROOM OUTSIDE DOOR
6055 | AVERY RD | 43016- | Active | 79913 | AMES | 2000B | DC | 0.750 | 3632677 | SE MECH ROOM OUTSIDE DOOR
6100 | AVERY RD | 43016 | Active | 4229523 | WILKINS | 975XL2 | RP | 1.000 | 3629673 | MID S MECH/FURN ROOM AT WATER METER
6131 | AVERY RD | 43016-8761 | Active | 110680 | WATTS | 007QT | DC | 0.750 | 95957 | EAST MECHANICAL ROOM -ABOVE METER LIMITED FIRE
6131 | AVERY RD | 43016-8761 | Active | 17838 | WATTS | 919AQT | RP | 0.750 | 95956 | IN MECH ROOM AT WATER METER
6141 | AVERY RD | 43016-8761 | Active | 258733 | WILKINS | 975XL | RP | 1.500 | 69122 | NE OF WAREHOUSE AREA AT WATER METER
6151 | AVERY RD | 43016-9614 | Active | W068027 | WILKINS | 975XL2 | RP | 0.750 | 95931 | IN UTILITY ROOM AT WATER METER
6205 | avery rd |  | Active | 216762 | WATTS | LF009M2QT | RP | 2.000 | 3654671 | IN HOT BOX LEFT OF DRIVE IN LINE WITH CAR WASH
6231 | avery rd |  | Active | ACH1389 | WILKINS | 975XL2 | RP | 2.000 | 3654867 | rear storage room of Turkey Hill gas station
7100 | AVERY RD | 43016 | Active | T361341 | WILKINS | 720 | PVB | 0.750 | 3624725 | FRONT RIGHT IN COVE
7136 | AVERY RD | 43017-2701 | Active | 40302 | WATTS | 919AQT | RP | 0.750 | 101477 | BASEMENT
7152 | AVERY RD | 43017-2701 | Active | 5026 | FEBCO | 765 | PVB | 1.000 | 71509 | LEFT SIDE OF HOUSE
7164 | AVERY RD | 43017- | Active | 10551 | WATTS | 800M2QT | PVB | 1.000 | 71526 | BACK OF STONEWALL SOUTH OF ROAD
7179 | AVERY RD | 43017-2702 | Active | A00369 | WATTS | 009M2QT | RP | 1.500 | 91964 | MECH ROOM 114, IN PASTORIAL CTR -AT WATER METER (RECTORY)
7179 | AVERY RD | 43017-2702 | Not required by DOW | A05658 | WATTS | 009M2QT | RP | 1.000 | 92082 | WALL OF MECH ROOM 114, IN PASTORIAL CENTER ABOVE METER
7240 | AVERY RD | 43017- | Active | W210497 | WILKINS | 975XLBMS | RP | 0.750 | 71670 | MECH ROOM UNDER HWT BRIGIDS GREEN ATHLETIC FIELD
7400 | AVERY RD | 43017 | Not Required by DOW |  |  |  | RP | 0.750 | 3650068
7401 | AVERY RD | 43017- | Active | 21463 | WATTS | 919qt | RP | 1.500 | 95260 | 7401 BLDG -AVERY RD S BLDG -MECH RM THRU MENS ROOM -FAC
7501 | AVERY RD | 43017- | Active | 333917 | WATTS | 909M1HWQT | RP | 1.500 | 90733 | 7605 BLDG -DAY BLDG -AVERY N CONCESSION -AT METER -FAC
7501 | AVERY RD | 43017- | Active | 255650 | WATTS | 009M2QT | RP | 1.000 | 72131 | 7501 BLDG -MIDDLE AVERY CONSESSION -MECH RM -FAC
8000 | AVERY RD | 43017-9527 | Active | W274062 | WILKINS | 975XLBMS | RP | 1.500 | 90527 | Basement SOUTH WALL OF MECH.ROOM
8040 | AVERY RD | 43017-9527 | Active | 36272 | WATTS | 919AQT | RP | 1.000 | 73243 | NORTHWEST CORNER OF BASEMENT
8155 | AVERY RD | 43017 | Active | F137563 | WILKINS | 720A | PVB | 0.750 | 99914 | RIGHT SIDE OF HOUSE BY GAS METER
8163 | AVERY RD | 43017 | Active | CB113820 | WILKINS | 720A | PVB | 0.750 | 3611438 | RIGHT SIDE
8171 | AVERY RD | 43017-9527 | Active | CB025662 | WILKINS | 720A | PVB | 0.750 | 102995 | RIGHT SIDE
8179 | AVERY RD | 43017-9527 | Active | G281069 | WILKINS | 720A | PVB | 1.000 | 87004 | RIGHT FRONT
8195 | AVERY RD | 43017-9527 | Active | 681750 | WATTS | 800M2QT | PVB | 1.000 | 97463 | LEFT CENTER
8705 | AVERY RD | 43017-9511 | Not Required by DOW | 402821 | WATTS | 009QT | RP | 1.000 | 74207 | MECHANICAL ROOM SOUTH OF BOILER
8705 | AVERY RD | 43017-9511 | Active | B03587 | WILKINS | 975 | RP | 4.000 | 74206 | MECHANICAL ROOM NW CORNER
8705 | AVERY RD | 43017-9511 | Not Required by DOW | 135388 | WILKINS | 975 | RP | 1.000 | 74204 | MECHANICAL ROOM SOUTH OF BOILER
8705 | AVERY RD | 43017-9511 | Due Install |  |  |  | DCDA | 6.000 | 3644716
8815 | AVERY RD | 43017-9511 | Due Install |  |  |  | RP | 6.000 | 3641000 | IN HOT BOX AT PIT N OF S ENTRANCE DEER RUN ELEMTRY
8815 | AVERY RD | 43017-9511 | Active | 603249 | WATTS | 909PCHWQT | RP | 0.750 | 74329 | SW CORNER MECHANICAL ROOM
7179 | AVERY RD UNIT A | 43017-2702 | Not required by DOW | 2EL0342 | AMES | 2000SS | DC | 4.000 | 71548 | IN 7175 -SCHOOL- MECH/RISER/BOILER ROOM
7179 | AVERY RD UNIT A | 43017-2702 | Not required by DOW | 52089 | WATTS | LF919QT | RP | 1.000 | 3616835 | N WALL
7179 | AVERY RD UNIT A | 43017-2702 | Active | H012134 | FEBCO | 805YB | DC | 0.750 | 92815 | UNDER WEST STEPS OF CHURCH
7179 | AVERY RD UNIT A | 43017-2702 | Active | N0704090117 | FEBCO | 876V | DCDA | 6.000 | 92814 | UNDER WEST STEPS OF CHURCH
7179 | AVERY RD UNIT A | 43017-2702 | Not required by DOW | 100380 | WILKINS | 550 | DC | 1.000 | 71549 | BASEMENT AIR HANDLER RM N WALL ABOVE 48" RD DUT DUET
7179 | AVERY RD UNIT A | 43017-2702 | Not required by DOW | 409366 | WATTS | 909QT | RP | 1.000 | 71552 | IN BOILER ROOM CEILING
7179 | AVERY RD UNIT A | 43017-2702 | Not required by DOW | 22583 | WILKINS | 575 | RP | 0.750 | 71551 | BOILER ROOM CEILING BY AIR SEPERATOR
7179 | AVERY RD UNIT A | 43017-2702 | Active | 149048 | WATTS | 909 | RP | 3.000 | 71550 | AT FRONT WALL BASEMENT AT WATER METER (SERVES CHURCH & SCHOOL)
5235 | AVERY RUN RD | 43016 | Active | 136089 | WATTS | LF009M2QT | RP | 1.000 | 3630251
5235 | AVERY RUN RD | 43016 | Active | 116569 | WATTS | 774 | DCDA | 6.000 | 3630259
5235 | AVERY RUN RD | 43016 | Active | 26973 | WATTS | 007M1-QT | DC | 0.750 | 3630260
3757 | AVIARY DR | 43026 | Active | T432228 | WILKINS | 720A | PVB | 0.750 | 3652321 | LEFT SIDE
3765 | AVIARY DR | 43026 | Active | T411292 | WILKINS | 720A | PVB | 0.750 | 3650436 | RIGHT SIDE OF HOUSE
3772 | AVIARY LOOP | 43026 | Active | EAF6163 | WILKINS | 720A | PVB | 0.750 | 3652319 | RIGHT SIDE OF HOUSE
3799 | AVIARY LOOP | 43026 | Active | CB630417 | Wilkins | 720A | PVB | 0.750 | 3650149 | LEFT SIDE OF HOUSE
3808 | AVIARY LOOP | 43026 | Active | CAA06442 | WILKINS | 720A | PVB | 0.750 | 3651456
3812 | AVIARY LOOP | 43026 | Active | T411301 | WILKINS | 720A | PVB | 0.750 | 3651850 | RIGHT SIDE OF HOUSE
3824 | AVIARY LOOP | 43026 | Active | T418229 | WILKINS | 720A | PVB | 0.750 | 3652657
3845 | AVIARY LOOP | 43026 | Active | T418945 | WILKINS | 720 | PVB | 0.750 | 3653919 | RIGHT SIDE
3848 | AVIARY LOOP | 43026 | Active | T432199 | WILKINS | 720A | PVB | 0.750 | 3653169 | LEFT FRONT
3868 | AVIARY LOOP | 43026 | Active | T417661 | WILKINS | 720A | PVB | 0.750 | 3652327 | LEFT SIDE
3511 | AVIGNON PL | 43221-1516 | Active | H817400 | FEBCO | 765 | PVB | 1.000 | 3359985 | RIGHT OF FRONT DOOR
3518 | AVIGNON PL | 43221-1517 | Active | T230715 | WILKINS | 720A | PVB | 0.750 | 3616708 | 3518 Avignon, left of the front door
3518 | AVIGNON PL | 43221-1517 | Active | T055364 | WILKINS | 720A | PVB | 1.000 | 103509 | 3511 RUE DE FLEUR, NEAR HOSE BIBB
3518 | AVIGNON PL | 43221-1517 | Active | 245561 | WATTS | 800M4FR | PVB | 0.750 | 103292 | 3506 AVIGNON, LEFT of the front door
6149 | AVOCET CT | 43017-9514 | Active | A133429 | WILKINS | 720A | PVB | 0.750 | 91117 | RIGHT SIDE OF HOUSE
6150 | AVOCET CT | 43017-9514 | Active | 587243 | WILKINS | 720A | PVB | 0.750 | 69144 | RIGHT FRONT
6157 | AVOCET CT | 43017-9514 | Active | 817232 | WILKINS | 720A | PVB | 0.750 | 69176 | RIGHTSIDE OF HSE
6166 | AVOCET CT | 43017-9514 | Active | 192215 | WATTS | 800MQT | PVB | 0.750 | 69206 | RIGHT FRONT OFFSET
6174 | AVOCET CT | 43017-9514 | Active | 997020 | WILKINS | 720A | PVB | 0.750 | 69248 | RIGHT FRONT
352 | AVON CT | 43017-1354 | Active | 371704 | WILKINS | 720A | PVB | 1.000 | 75101 | FRONT RIGHT SIDE OF BUILDING
89 | AVONDALE AVE | 43222-1410 | Active | 78596 | WATTS | LF919AQT | RP | 1.000 | 3360025 | BASEMENT BY WATER METER
89 | AVONDALE AVE | 43222-1410 | Active | HC53432 | WILKINS | 950XLD | DC | 0.750 | 3652923 | BASEMENT
89 | AVONDALE AVE | 43222-1410 | Active | 25600B | WILKINS | 350ASTDA | DC | 4.000 | 3652922 | BASEMENT S/W
156 | AVONDALE AVE | 43222-1413 | Not Required by DOW | 616731 | WATTS | 909QT | RP | 0.750 | 55403 | BOILER ROOM - Avondale E.S.
156 | AVONDALE AVE | 43222-1413 | Active | L45787 | WILKINS | 375 | RP | 3.000 | 96508 | MECH ROOM NW SIDE OF BLDG - Avondale E. S.
156 | AVONDALE AVE | 43222-1413 | Active | 13939 | AMES | 4000B | RP | 0.750 | 96509 | RISER ROOM - Avondale E. S.
156 | AVONDALE AVE | 43222-1413 | Active | 104392 | AMES | 5000CIV | RPDA | 6.000 | 96510 | RISER ROOM - Avondale E. S.
1045 | AVONDALE AVE | 43212-3401 | Active | CB544466 | WILKINS | 720A | PVB | 0.750 | 3360085 | LEFT SIDE
8202 | AVONDALE RIDGE CT | 43017-8630 | Active | 353535 | WILKINS | 720A | PVB | 0.750 | 73506 | RIGHT HAND SIDE
8210 | AVONDALE RIDGE CT | 43017-8630 | Active | H003969 | FEBCO | 765 | PVB | 0.750 | 73528 | OUTSIDE
8218 | AVONDALE RIDGE CT | 43017-8630 | Active | 3176444 | WILKINS | 975XLBMS | RP | 0.750 | 73543 | LEFT SIDE OF HOUSE
4801 | AVONDALE RIDGE DR | 43017-8623 | Active | F031384 | WILKINS | 720A | PVB | 0.750 | 97389 | LEFT SIDE OF HOUSE
4809 | AVONDALE RIDGE DR | 43017-8623 | Active | 3128875 | WILKINS | 975XL | RP | 0.750 | 97576 | RIGHT FRONT
4817 | AVONDALE RIDGE DR | 43017-8623 | Active | H143683 | FEBCO | 765 | PVB | 1.000 | 65136 | LEFT SIDE
4833 | AVONDALE RIDGE DR | 43017-8624 | Active | 150060 | WILKINS | 720A | PVB | 0.750 | 65184 | LT SIDE
4841 | AVONDALE RIDGE DR | 43017-8624 | Active | 209088 | WILKINS | 720A | PVB | 0.750 | 65199 | LEFT SIDE OF HOUSE
4849 | AVONDALE RIDGE DR | 43017-8624 | Active | T387136 | WILKINS | 720A | PVB | 0.750 | 65219 | LEFT FRONT
4852 | AVONDALE RIDGE DR | 43017-8622 | Active | 209010 | WILKINS | 720A | PVB | 0.750 | 65249 | LEFT FRONT
4860 | AVONDALE RIDGE DR | 43017-8622 | Active | 279387 | WILKINS | 720A | PVB | 0.750 | 65260 | BACK OF HOUSE
4865 | AVONDALE RIDGE DR | 43017-8626 | Active | T178712 | WILKINS | 720A | PVB | 0.750 | 3609322 | RIGHT SIDE
4868 | AVONDALE RIDGE DR | 43017-8622 | Active | AK2183 | FEBCO | 765 | PVB | 0.750 | 65277 | LEFT FRONT
4873 | AVONDALE RIDGE DR | 43017-8626 | Active | 375195 | WILKINS | 720A | PVB | 0.750 | 65290 | LEFT SIDE
4881 | AVONDALE RIDGE DR | 43017-8626 | Active | T396178 | WILKINS | 720A | PVB | 1.000 | 65318 | RIGHT CENTER BY A/C
4897 | AVONDALE RIDGE DR | 43017-8626 | Active | CAA46710 | WILKINS | 720A | PVB | 0.750 | 65370 | RIGHT FRONT
5993 | AVONDALE WOODS BLVD | 43016 | Active | 17620 | WATTS | 007M1 | DC | 0.750 | 102143 | IN PIT (PVT STREETS ESTUARY & DELTA LOOP) NATIONAL CHURCH RES
5993 | AVONDALE WOODS BLVD | 43016 | Not Required by DOW | 336736 | WATTS | 009M2 | RP | 2.000 | 3610071 | 5215 AVERY DR, MECH RM
5993 | AVONDALE WOODS BLVD | 43016 | Active | X23250 | WILKINS | 375A | RP | 6.000 | 102141 | 5215 AVERY N MECH/RISER/MAINT RM (MTR IN PIT) NATIONAL CHRCH RESIDNCE
5993 | AVONDALE WOODS BLVD | 43016 | Active | 114230 | WATTS | 774 | DCDA | 6.000 | 102142 | 5215 AVERY IN PIT S OF AVONDALE WDS @ ESTUARY/DELTA, NATIONAL CHURCH RESIDENCES
6320 | AVONDALE WOODS BLVD | 43016 | Active | RK-2264 | WATTS | 957 | RP | 3.000 | 3630191 | NE ESTUARY LN & AVONDALE WOODS IN METER HOUSE
6320 | AVONDALE WOODS BLVD | 43016 | Active | RJ-2097 | AMES | 500-GV | RPDA | 8.000 | 3630192 | NE ESTUARY LN & AVONDALE WOODS IN METER HOUSE
6320 | AVONDALE WOODS BLVD | 43016 | Active | 71922 | WATTS | 919QT | RP | 0.750 | 3630193 | NE ESTUARY LN & AVONDALE WOODS METER HOUSE
6342 | AVONDALE WOODS BLVD | 43016 | Active | T345282 | WILKINS | 720A | PVB | 0.750 | 3641353
1535 | B DEWEY AV | 43219- | Active | 18840 | WATTS | 919AQT | RP | 0.750 | 99179 | MECHANICAL ROOM
1535 | B DEWEY AV | 43219- | Active | 18140 | WATTS | 919AQT | RP | 1.000 | 99178 | AT WATER METER IN MECHANICAL ROOM
4854 | BACKWORTH DR | 43123-8219 | Active | G208724 | WILKINS | 720A | PVB | 0.750 | 92918 | LEFT SIDE OF HOUSE
351 | BAILEY PL | 43235-4633 | Active | hi37671 | FEBCO | 765 | PVB | 1.000 | 60933 | LEFT REAR BY A/C
1753 | BAIRSFORD DR | 43232- | Due Install |  |  |  | RP | 6.000 | 3360429
1967 | BALD EAGLE DR | 43123-8046 | Active | G215422 | WILKINS | 720A | PVB | 0.750 | 56790 | LEFT SIDE OF HOUSE
2015 | BALD EAGLE DR | 43123-8048 | Active | 016917 | WATTS | LF800M4 | PVB | 0.750 | 88918 | LEFT SIDE
1799 | BALDRIDGE RD | 43221-3811 | Active | T223430 | WILKINS | 720A | PVB | 0.750 | 3360560 | LEFT SIDE
1849 | BALDRIDGE RD | 43221-3811 | Active | 792894 | WILKINS | 720A | PVB | 0.750 | 56399 | LEFT OF DOOR
1870 | BALDRIDGE RD | 43221-4310 | Active | T366129 | WILKINS | 720A | PVB | 0.750 | 89704 | LEFT SIDE
1873 | BALDRIDGE RD | 43221-4309 | Active | G208579 | WILKINS | 720A | PVB | 0.750 | 92417 | FRONT LEFT
1877 | BALDRIDGE RD | 43221-4309 | Active | G245488 | WILKINS | 720A | PVB | 0.750 | 98586 | LEFT SIDE
1 | BALFOUR GREEN | 43054 | Active | T842098 | WILKINS | 720A | PVB | 0.750 | 101570 | REAR OF HOUSE
7361 | BALFOURE CIR | 43017-8559 | Active | T295113 | WILKINS | 720A | PVB | 0.750 | 71854 | LEFT FRONT
7369 | BALFOURE CIR | 43017-8559 | Active | A133602 | WILKINS | 720A | PVB | 0.750 | 71861 | OUTSIDE
7382 | BALFOURE CIR | 43017-8257 | Active | T272910 | WILKINS | 720A | PVB | 0.750 | 89706 | BACK OF HOUSE
7388 | BALFOURE CIR | 43017-8257 | Active | T240342 | WILKINS | 720A | PVB | 0.750 | 3360631 | LEFT SIDE
7398 | BALFOURE CIR | 43017-8257 | Active | 752655 | WILKINS | 720A | PVB | 0.750 | 71897 | RIGHTSIDE
7405 | BALFOURE CIR | 43017-8561 | Active | hc79883 | FEBCO | 765 | PVB | 0.750 | 71925 | LEFT SIDE BY GAS METER
7406 | BALFOURE CIR | 43017-8257 | Active | 598461 | WATTS | 800M2QT | PVB | 1.000 | 71927 | SOUTH SIDE BACK BEHIND FIREPLACE
7411 | BALFOURE CIR | 43017-8561 | Active | t199465 | WILKINS | 720a | PVB | 0.750 | 87500 | RIGHT SIDE OF HOUSE
7418 | BALFOURE CIR | 43017-8257 | Active | 2019 | FEBCO | 765 | PVB | 0.750 | 71952 | NW CORNER OF HOUSE
7423 | BALFOURE CIR | 43017-8561 | Active | 209188 | WILKINS | 720A | PVB | 0.750 | 71960 | LEFT FRONT BY GAS
7424 | BALFOURE CIR | 43017-8257 | Active | 220157 | WILKINS | 720A | PVB | 0.750 | 71961 | RIGHT SIDE OF HOUSE
7430 | BALFOURE CIR | 43017-8257 | Active | 494069 | WATTS | 800M4QT | PVB | 0.750 | 71969 | RIGHT SIDE
7446 | BALFOURE CIR | 43017-8257 | Active | 438792 | WILKINS | 720A | PVB | 0.750 | 89707 | LEFT SIDE OF HOUSE
7455 | BALFOURE CIR | 43017-8539 | Active | T197949 | WILKINS | 720A | PVB | 0.750 | 3610016 | LEFT SIDE
7460 | BALFOURE CIR | 43017-8257 | Active | EH7265 | FEBCO | 765 | PVB | 1.000 | 72030 | RIGHT OF FRONT DOOR
7463 | BALFOURE CIR | 43017-8539 | Active | cb287431 | WILKINS | 720A | PVB | 0.750 | 72035 | LEFT FRONT
7468 | BALFOURE CIR | 43017-8257 | Active | 375205 | WILKINS | 720A | PVB | 0.750 | 72045 | OUTSIDE
7471 | BALFOURE CIR | 43017-8539 | Active | 311114 | WILKINS | 720A | PVB | 0.750 | 72057 | OUTSIDE
7479 | BALFOURE CIR | 43017-8539 | Active | CB600372 | WILKINS | 720A | PVB | 0.750 | 72073 | LEFT FRONT
7484 | BALFOURE CIR | 43017-8257 | Active | H01715 | FEBCO | 765 | PVB | 0.750 | 72081 | OUTSIDE
7487 | BALFOURE CIR | 43017-8539 | Active | t417660 | WILKINS | 720A | PVB | 0.750 | 72086 | LEFT FRONT
7492 | BALFOURE CIR | 43017-8257 | Active | T230723 | WILKINS | 720A | PVB | 0.750 | 72102 | RIGHT CENTER
7503 | BALFOURE CIR | 43017-8558 | Active | 279664 | WILKINS | 720A | PVB | 0.750 | 72133 | LEFTSIDE
7516 | BALFOURE CIR | 43017-8566 | Active | E10338 | FEBCO | 765 | PVB | 1.000 | 72155 | LEFT SIDE OF HOUSE
7519 | BALFOURE CIR | 43017-8558 | Active | CB451928 | WILKINS | 720A | PVB | 0.750 | 72163 | LEFT FRONT
7524 | BALFOURE CIR | 43017-8566 | Active | 353505 | WILKINS | 720A | PVB | 0.750 | 72174 | RH SIDE
7527 | BALFOURE CIR | 43017-8558 | Active | F16480 | FEBCO | 765 | PVB | 1.000 | 72178 | LEFT RONT
7532 | BALFOURE CIR | 43017-8566 | Active | T229330 | WILKINS | 720A | PVB | 1.000 | 3609962 | LEFT FRONT
7543 | BALFOURE CIR | 43017-8558 | Active | G215493 | WILKINS | 720A | PVB | 0.750 | 95165 | RIGHT SIDE
7548 | BALFOURE CIR | 43017-8566 | Active | CB314995 | WILKINS | 720A | PVB | 0.750 | 72208 | RIGHT SIDE OF HOUSE
7551 | BALFOURE CIR | 43017-8558 | Active | G0044000 | WILKINS | 720A | PVB | 0.750 | 72226 | RIGHT CENTER
5729 | BALLANTRAE CIR | 43016-6052 | Active | G186256 | WILKINS | 720A | PVB | 0.750 | 95332 | RIGHT SIDE
5737 | BALLANTRAE CIR | 43016-6052 | Active | CAA31090 | WILKINS | 720A | PVB | 0.750 | 97227 | LEFT SIDE OF HOUSE
5742 | BALLANTRAE CIR | 43016-6057 | Active | 765979 | WILKINS | 720A | PVB | 0.750 | 67771 | LEFT FRONT
5745 | BALLANTRAE CIR | 43016-6052 | Active | 903214 | WILKINS | 720A | PVB | 0.750 | 67780 | FRONT RIGHT OF DOOR
5753 | BALLANTRAE CIR | 43016-6052 | Active | T346126 | WILKINS | 720A | PVB | 0.750 | 67825 | LEFT FRONT
5760 | BALLANTRAE CIR | 43016-6057 | Active | 181995 | WILKINS | 720A | PVB | 0.750 | 91090 | FRONT OF HOUSE RIGHT OF FRONT DOOR
6947 | BALLANTRAE LOOP | 43016-6035 | Active | cb287389 | WILKINS | 720A | PVB | 0.750 | 70991 | LEFT SIDE MIDDLE UNDER WINDOW
6948 | BALLANTRAE LOOP | 43016-6033 | Active | 792650 | WILKINS | 720A | PVB | 0.750 | 70995 | OUTSIDE
6955 | BALLANTRAE LOOP | 43016-6035 | Active | H301773 | FEBCO | 765 | PVB | 0.750 | 90903 | LEFT FRONT
6956 | BALLANTRAE LOOP | 43016-6033 | Active | 875060 | WILKINS | 720A | PVB | 0.750 | 71019 | LEFT FRONT
6963 | BALLANTRAE LOOP | 43016-6035 | Active | T139702 | WILKINS | 720A | PVB | 0.750 | 3611925 | LEFT FRONT
6964 | BALLANTRAE LOOP | 43016-6033 | Active | G245538 | WILKINS | 720A | PVB | 0.750 | 98568 | RIGHT FRONT
6971 | BALLANTRAE LOOP | 43016-6035 | Active | F136624 | WILKINS | 720A | PVB | 0.750 | 71052 | RIGHT SIDE
6972 | BALLANTRAE LOOP | 43016-6033 | Active | CB082970 | WILKINS | 720A | PVB | 0.750 | 71055 | RIGHT FRONT
6979 | BALLANTRAE LOOP | 43016-6035 | Active | 840034 | APOLLO/CONBRACO | PVB4A | PVB | 0.750 | 3588174 | RIGHT SIDE OF THE HOUSE
6987 | BALLANTRAE LOOP | 43016-6035 | Active | A135637 | WILKINS | 720A | PVB | 0.750 | 71101 | RIGHT HAND SIDE OF HOUSE (NORTH)
6988 | BALLANTRAE LOOP | 43016-6033 | Active | T007419 | WILKINS | 720A | PVB | 0.750 | 71103 | FRONT LEFT OF FRONT DOOR
6989 | BALLANTRAE LOOP | 43016-6035 | Active | H007177 | FEBCO | 765 | PVB | 0.750 | 71105 | RT SIDE OF HOUSE MIDDLE
6995 | BALLANTRAE LOOP | 43016-6035 | Active | 813563 | WILKINS | 720A | PVB | 0.750 | 71110 | FRONT OF HOUSE
6996 | BALLANTRAE LOOP | 43016-6033 | Active | H200433 | FEBCO | 765 | PVB | 0.750 | 71112 | LEFT FRONT
7002 | BALLANTRAE LOOP | 43016-6034 | Active | 564805 | WATTS | 800M4QT | PVB | 1.000 | 71248 | LEFT OF SIDE DOOR
7003 | BALLANTRAE LOOP | 43016-6038 | Active | G080923 | WILKINS | 720A | PVB | 0.750 | 71254 | NORTH SIDE OF HOUSE
7004 | BALLANTRAE LOOP | 43016-6034 | Active | G045471 | WILKINS | 720A | PVB | 0.750 | 71255 | RIGHT FRONT
7011 | BALLANTRAE LOOP | 43016-6038 | Active | G169992 | WILKINS | 720A | PVB | 0.750 | 71280 | MIDDLE FRONT OF HOUSE (EAST)
7012 | BALLANTRAE LOOP | 43016 | Active | A151137 | WILKINS | 720A | PVB | 0.750 | 71281 | FRONT OF HOUSE
7015 | BALLANTRAE LOOP | 43016-6038 | Active | 813662 | WILKINS | 720A | PVB | 0.750 | 71285 | RIGHT FRONT OF HSE
7019 | BALLANTRAE LOOP | 43016 | Active | H107414 | FEBCO | 765 | PVB | 0.750 | 71289 | RIGHT SIDE OF HSE
6486 | BALLANTRAE PL | 43016-6047 | Active | T387170 | WILKINS | 720A | PVB | 1.000 | 3596923 | LEFT FRONT
6492 | BALLANTRAE PL | 43016-6047 | Active | CB114018 | WILKINS | 720A | PVB | 0.750 | 70035 | RIGHT CENTER
6493 | BALLANTRAE PL | 43016-6048 | Active | A135555 | WILKINS | 720A | PVB | 0.750 | 70036 | LEFT SIDE OF HOUSE
6500 | BALLANTRAE PL | 43016-6049 | Active | H154133 | FEBCO | 765 | PVB | 0.750 | 70106 | RIGHT FRONT
6501 | BALLANTRAE PL | 43016-6050 | Active | CB440268 | WILKINS | 720A | PVB | 0.750 | 96610 | LEFT FRONT
6508 | BALLANTRAE PL | 43016 | Active | H755314 | FEBCO | 765 | PVB | 0.750 | 3602869 | FRONT RIGHT
6509 | BALLANTRAE PL | 43016-6050 | Active | H112051 | FEBCO | 765 | PVB | 0.750 | 70142 | LEFT FRONT
6517 | BALLANTRAE PL | 43016-6050 | Active | caa46731 | WILKINS | 720A | PVB | 0.750 | 70156 | RIGHT CENTER BY GAS
6524 | BALLANTRAE PL | 43016-6049 | Active | A107211 | WILKINS | 720A | PVB | 0.750 | 70173 | LEFT FRONT IN BUSHES
6532 | BALLANTRAE PL | 43016-6049 | Active | CB620322 | WILKINS | 720A | PVB | 0.750 | 70204 | LEFT FRONT
6533 | BALLANTRAE PL | 43016-6050 | Active | 239073 | WATTS | 800M4QT | PVB | 0.750 | 70208 | FRONT LEFT SIDE OF HOUSE
6540 | BALLANTRAE PL | 43016-6049 | Active | H115939 | FEBCO | 765 | PVB | 0.750 | 70214 | RIGHT SIDE
6548 | BALLANTRAE PL | 43016-6049 | Active | H312300 | FEBCO | 765 | PVB | 0.750 | 87372 | FRONT OF HOUSE - LEFT OF DOOR
6549 | BALLANTRAE PL | 43016-6050 | Active | 563043 | APOLLO | PVB4A | PVB | 0.750 | 3611489 | LEFT FRONT
6556 | BALLANTRAE PL | 43016-6049 | Active | T294950 | WILKINS | 720A | PVB | 0.750 | 89708 | LEFT FRONT
6557 | BALLANTRAE PL | 43016-6050 | Active | H038379 | FEBCO | 765 | PVB | 0.750 | 70246 | RIGHTSIDE
6564 | BALLANTRAE PL | 43016-6049 | Active | G208752 | WILKINS | 720A | PVB | 0.750 | 92416 | FRONT LEFT IN COVE
6565 | BALLANTRAE PL | 43016-6050 | Active | 779776 | WILKINS | 720A | PVB | 0.750 | 70256 | LEFT SIDE OF HOUSE
6572 | BALLANTRAE PL | 43016-6049 | Active | G045370 | WILKINS | 720A | PVB | 0.750 | 87606 | LEFT FRONT
6580 | BALLANTRAE PL | 43016-6049 | Active | G125053 | WILKINS | 720A | PVB | 0.750 | 87325 | RIGHT FRONT
6581 | BALLANTRAE PL | 43016-6050 | Active | 817165 | WILKINS | 720A | PVB | 0.750 | 70276 | LEFT SIDE OF HOUSE
6588 | BALLANTRAE PL | 43016-6049 | Active | G086630 | WILKINS | 720A | PVB | 0.750 | 88619 | RIGHT FRONT
6596 | BALLANTRAE PL | 43016-6049 | Active | 60152 | WILKINS | 720A | PVB | 0.750 | 70291 | RIGHT SIDE
6604 | BALLANTRAE PL | 43016-6023 | Active | F034671 | WILKINS | 720A | PVB | 0.750 | 97238 | RIGHT FRONT
6607 | BALLANTRAE PL | 43016-6020 | Active | G216288 | WILKINS | 720A | PVB | 0.750 | 97079 | REAR OF HOUSE
6612 | BALLANTRAE PL | 43016-6023 | Active | 253067 | WATTS | 800M2QT | PVB | 0.750 | 89124 | RIGHT FRONT
6620 | BALLANTRAE PL | 43016-6023 | Active | T429006 | WILKINS | 720A | PVB | 1.000 | 3611476 | LEFT FRONT
6636 | BALLANTRAE PL | 43016-6023 | Active | 902495 | WILKINS | 720A | PVB | 0.750 | 70406 | RIGHT FRONT
6639 | BALLANTRAE PL | 43016-6020 | Active | 996952 | WILKINS | 720A | PVB | 0.750 | 70410 | RIGHT CENTER OF HOUSE
6644 | BALLANTRAE PL | 43016-6023 | Active | 225959 | WATTS | 800QT | PVB | 0.750 | 70417 | RIGHT SIDE OF HOUSE
6647 | BALLANTRAE PL | 43016-6020 | Active | H095700 | FEBCO | 765 | PVB | 0.750 | 70420 | RIGHT FRONT
6652 | BALLANTRAE PL | 43016-6023 | Active | CB084308 | WILKINS | 720A | PVB | 0.750 | 91248 | RIGHT FRONT
6655 | BALLANTRAE PL | 43016-6020 | Active | T081571 | WILKINS | 720A | PVB | 0.750 | 101408 | LEFT SIDE
6668 | BALLANTRAE PL | 43016-6023 | Active | 813462 | WILKINS | 720A | PVB | 0.750 | 70461 | LEFT FRONT
6671 | BALLANTRAE PL | 43016-6020 | Active | T411270 | WILKINS | 720A | PVB | 0.750 | 97236 | LEFT SIDE OF HOUSE
6684 | BALLANTRAE PL | 43016-6023 | Active | T295169 | WILKINS | 720A | PVB | 0.750 | 70481 | LH SIDE
6692 | BALLANTRAE PL | 43016-6023 | Active | CB026805 | WILKINS | 720A | PVB | 0.750 | 103109 | RIGHT FRONT
6700 | BALLANTRAE PL | 43016-6024 | Active | H448222 | FEBCO | 765 | PVB | 0.750 | 92171 | RIGHT SIDE OF HOUSE
6703 | BALLANTRAE PL | 43016-6021 | Active | 557883 | WATTS | 800QT | PVB | 1.000 | 87015 | RIGHT FRONT
6708 | BALLANTRAE PL | 43016-6024 | Active | T086315 | WILKINS | 720A | PVB | 1.000 | 3594328 | RIGHT FRONT
6711 | BALLANTRAE PL | 43016-6021 | Active | G125355 | WILKINS | 720A | PVB | 0.750 | 95352 | LEFT FRONT
6724 | BALLANTRAE PL | 43016-6024 | Active | 298943 | WATTS | 800M4QT | PVB | 0.750 | 95675 | LEFT SIDE OF HOUSE
6732 | BALLANTRAE PL | 43016-6024 | Active | G213636 | WILKINS | 720A | PVB | 0.750 | 96913 | RIGHT FRONT
6735 | BALLANTRAE PL | 43016-6021 | Active | H153530 | FEBCO | 765 | PVB | 0.750 | 70563 | RIGHT FRONT
6743 | BALLANTRAE PL | 43016-6021 | Active | H275593 | FEBCO | 765 | PVB | 0.750 | 70580 | LEFT FRONT
6748 | BALLANTRAE PL | 43016-6024 | Active | 274532 | WATTS | 800M4QT | PVB | 0.750 | 70583 | RIGHT SIDE OF HOUSE
6756 | BALLANTRAE PL | 43016-6024 | Active | CAA46453 | WILKINS | 720A | PVB | 0.750 | 70601 | RIGHT FRONT CORNER OF HOUSE
6759 | BALLANTRAE PL | 43016-6021 | Active | T272720 | WILKINS | 720A | PVB | 0.750 | 3594632 | LEFT REAR
6764 | BALLANTRAE PL | 43016-6024 | Active | C8629340 | WILKINS | 720A | PVB | 0.750 | 87531 | RIGHT FRONT
6767 | BALLANTRAE PL | 43016-6021 | Active | G037779 | WILKINS | 720A | PVB | 0.750 | 88395 | FRONT OF HOUSE LEFT FRONT DOOR
6775 | BALLANTRAE PL | 43016-6021 | Active | G176672 | WILKINS | 720A | PVB | 0.750 | 92064 | LEFT FRONT
6783 | BALLANTRAE PL | 43016-6021 | Active | G043766 | WILKINS | 720A | PVB | 0.750 | 92201 | FRONT RIGHT OF FRONT DOOR
6788 | BALLANTRAE PL | 43016-6025 | Active | H154130 | FEBCO | 765 | PVB | 0.750 | 70678 | RIGHT SIDE FRONT
6799 | BALLANTRAE PL | 43016-6021 | Active | T191704 | WILKINS | 720A | PVB | 0.750 | 3611528 | RIGHT SIDE OF HOUSE
6807 | BALLANTRAE PL | 43016-6022 | Active | G212926 | WILKINS | 720A | PVB | 0.750 | 95235 | RIGHT SIDE OF HOUSE
6812 | BALLANTRAE PL | 43016-6026 | Active | 285489 | WATTS | 009M2PCQT | RP | 1.000 | 91132 | LEFT SIDE
6820 | BALLANTRAE PL | 43016-6026 | Active | A082642 | WILKINS | 720A | PVB | 0.750 | 70758 | RIGHT SIDE OF HOUSE
6843 | BALLANTRAE PL | 43016-6022 | Active | cb205728 | WILKINS | 720A | PVB | 0.750 | 70809 | LEFT OF DOOR FRONT
6844 | BALLANTRAE PL | 43016-6026 | Active | CB508388 | WILKINS | 720A | PVB | 1.000 | 70815 | RIGHT FRONT
6851 | BALLANTRAE PL | 43016-6022 | Active | 902614 | WILKINS | 720A | PVB | 0.750 | 70835 | FRT OF HSE
6852 | BALLANTRAE PL | 43016-6026 | Active | A006658 | WILKINS | 720A | PVB | 0.750 | 70839 | RIGHT FRONT CORNER OF HOUSE
6859 | BALLANTRAE PL | 43016-6022 | Active | G513711 | WILKINS | 720A | PVB | 0.750 | 97806 | FRONT OF HOUSE RT.OF FRONT DOOR
6860 | BALLANTRAE PL | 43016-6026 | Active | T423931 | WILKINS | 720A | PVB | 0.750 | 70846 | RIGHT SIDE OF HOUSE
6868 | BALLANTRAE PL | 43016-6026 | Active | G086238 | WILKINS | 720A | PVB | 0.750 | 89161 | FRONT LEFT OF FRONT DOOR
6877 | BALLANTRAE PL | 43016-6022 | Active | A006789 | WILKINS | 720A | PVB | 0.750 | 70870 | LEFT OF GARAGE
6884 | BALLANTRAE PL | 43016-6026 | Active | H631876 | FEBCO | 765 | PVB | 0.750 | 92939 | LEFT SIDE OF HOUSE
6891 | BALLANTRAE PL | 43016-6022 | Active | G043804 | WILKINS | 720A | PVB | 0.750 | 91895 | RIGHT FRONT
6892 | BALLANTRAE PL | 43016 | Active | T188379 | WILKINS | 720A | PVB | 0.750 | 3613557 | FRONT RIGHT OF DOOR
6895 | BALLANTRAE PL | 43016-6022 | Active | H253892 | FEBCO | 765 | PVB | 0.750 | 90943 | FRONT LEFT OF DOOR
6900 | BALLANTRAE PL | 43016-6056 | Active | A008776 | WILKINS | 720A | PVB | 0.750 | 87203 | FRONT LEFT OF FRONT DOOR IN COVE
6903 | BALLANTRAE PL | 43016-6053 | Active | 813545 | WILKINS | 720A | PVB | 0.750 | 70914 | RIGHT REAR AT FENCE
6908 | BALLANTRAE PL | 43016-6056 | Active | A072736 | WILKINS | 720A | PVB | 0.750 | 70920 | LEFT REAR IN A/C COVE
6916 | BALLANTRAE PL | 43016-6056 | Active | G043862 | WILKINS | 720A | PVB | 0.750 | 91249 | LEFT FRONT
6924 | BALLANTRAE PL | 43016-6056 | Active | A135566 | WILKINS | 720A | PVB | 0.750 | 89076 | RIGHT SIDE OF HOUSE
6932 | BALLANTRAE PL | 43016-6033 | Active | H387414 | FEBCO | 765 | PVB | 0.750 | 90531 | LEFT SIDE MIDDLE BY AC OF HOUSE
6940 | BALLANTRAE PL | 43016-6033 | Active | 751335 | WILKINS | 720A | PVB | 0.750 | 70983 | FRONT OF HOUSE
5514 | BALLANTRAE WOODS DR | 43016 | Active | CB325617 | WILKINS | 720A | PVB | 0.750 | 3622812 | LEFT SIDE OF HOUSE
5517 | BALLANTRAE WOODS DR | 43016 | Active | CB674844 | WILKINS | 720 | PVB | 0.750 | 3640911 | LEFT FRONT
5544 | BALLANTRAE WOODS DR | 43016 | Active | T424177 | WILKINS | 720A | PVB | 0.750 | 3636523 | RIGHT SIDE
5553 | BALLANTRAE WOODS DR | 43016 | Active | T299930 | WILKINS | 720A | PVB | 0.750 | 3624378 | LEFT SIDE OF HOUSE
5583 | BALLANTRAE WOODS DR | 43016 | Active | CB630288 | WILKINS | 720A | PVB | 0.750 | 3638979 | RIGHT FRONT
5589 | BALLANTRAE WOODS DR | 43016 | Active | T41892 | WILKINS | 720A | PVB | 0.750 | 3626818 | RIGHT SIDE
5601 | BALLANTRAE WOODS DR | 43016 | Active | CB674712 | WILKINS | 720A | PVB | 0.750 | 3636893 | LEFT FRONT
5610 | BALLANTRAE WOODS DR | 43016 | Active | 452329 | WILKINS | 420 | PVB | 0.750 | 3633551 | RIGHT FRONT
5616 | BALLANTRAE WOODS DR | 43016 | Active | CAA31023 | WILKINS | 720 | PVB | 0.750 | 3641264 | LEFT SIDE
5622 | BALLANTRAE WOODS DR | 43016 | Active | T404493 | WILKINS | 720 | PVB | 0.750 | 3625117 | RIGHT FRONT
5625 | BALLANTRAE WOODS DR | 43016 | Active | CAA29687 | WILKINS | 720A | PVB | 0.750 | 3635435 | RIGHT SIDE OF HOUSE
5631 | BALLANTRAE WOODS DR | 43016 | Active | CB673071 | WILKINS | 720A | PVB | 0.750 | 3633458 | LEFT FRONT
5637 | BALLANTRAE WOODS DR | 43016 | Active | EAD4865 | WILKINS | 720A | PVB | 0.750 | 3632876 | LEFT SIDE OF THE HOUSE
5011 | BALLEYBRIDGE LN | 43017-8211 | Active | CB600639 | WILKINS | 720A | PVB | 0.750 | 3360705 | LEFT CENTER
8168 | BALLOCH CT | 43017-8709 | Active | 023194 | watts | 800 | PVB | 1.000 | 73450 | BACK CENTER AT DECK
8173 | BALLOCH CT | 43017-8709 | Active | 38216 | WATTS | 800M2QT | PVB | 1.000 | 73463 | SOUTH SIDE LEFT REAR
8174 | BALLOCH CT | 43017-8709 | Active | 444202 | WILKINS | 720A | PVB | 1.000 | 73464 | LEFT SIDE OF HOUSE NEAR FRONT
8186 | BALLOCH CT | 43017-8709 | Active | 955082 | WILKINS | 720A | PVB | 0.750 | 73478 | LEFT SIDE OF HOUSE
8189 | BALLOCH CT | 43017-8709 | Active | 143602 | WILKINS | 420 | PVB | 0.750 | 91651 | FRONT RIGHT OF DOOR
8197 | BALLOCH CT | 43017-8709 | Active | 583638 | Watts | 800 | PVB | 1.000 | 73492 | RIGHT REAR
5030 | BALLYBRIDGE DR | 43017-8201 | Active | 638873 | WATTS | 800M4QT | PVB | 1.000 | 91029 | RIGHT SIDE
5035 | BALLYBRIDGE DR | 43017-8216 | Active | CB589638 | WILKINS | 720A | PVB | 0.750 | 65784 | RIGHT FRONT
5036 | BALLYBRIDGE DR | 43017-8201 | Active | 672892 | WILKINS | 720A | PVB | 0.750 | 65794 | FRONT RIGHT OF DOOR UNDER WINDOW
5047 | BALLYBRIDGE DR | 43017-8216 | Active | CB547232 | WILKINS | 720A | PVB | 0.750 | 65811 | LEFT SIDE OF HOUSE
5065 | BALLYBRIDGE DR | 43017-8216 | Active | cb388625 | WILKINS | 720A | PVB | 0.750 | 103160 | LEFT SIDE
5018 | BALLYBRIDGE LN | 43017-8201 | Active | H05178 | FEBCO | 765 | PVB | 1.000 | 65733 | RT CORNER
5824 | BALLYMEAD BLVD | 43016-4346 | Active | H069424 | FEBCO | 765 | PVB | 1.000 | 3360730 | BACK RIGHT SIDE OF HOUSE
5920 | BALLYMEAD BLVD | 43016- | Active | 385567 | WILKINS | 420 | PVB | 0.750 | 87740 | LEFT OF GUARD SHACK W SIDE OF SHACK
8002 | BALMORAL CT | 43017-8599 | Active | F119975 | WILKINS | 720A | PVB | 1.000 | 73194 | RIGHT CENTER
8010 | BALMORAL CT | 43017-8599 | Active | T235945 | WILKINS | 720A | PVB | 0.750 | 73207 | RIGHT SIDE OF HOUSE
8015 | BALMORAL CT | 43017-8599 | Active | G150325 | WILKINS | 720A | PVB | 1.000 | 73208 | OUTSIDE NORTH SIDE
8025 | BALMORAL CT | 43017-8599 | Active | H264423 | FEBCO | 765 | PVB | 0.750 | 73220 | RIGHT HAND SIDE
8026 | BALMORAL CT | 43017-8599 | Active | 277975 | WILKINS | 720A | PVB | 1.000 | 73223 | LEFT SIDE OF HOUSE
8034 | BALMORAL CT | 43017-8599 | Active | E19168 | FEBCO | 765 | PVB | 1.000 | 73234 | LFET SIDE OF HOUSE
6098 | BALMORAL DR | 43017-8529 | Active | 595535 | WATTS | 800M4QT | PVB | 1.000 | 91111 | LEFT SIDE OF HOUSE
6106 | BALMORAL DR | 43017-8529 | Active | DJ8820 | FEBCO | 765 | PVB | 0.750 | 69025 | LEFT FRONT
6114 | BALMORAL DR | 43017-8529 | Active | T199214 | WILKINS | 720A | PVB | 0.750 | 69045 | RIGHT FRONT
6122 | BALMORAL DR | 43017-8529 | Active | cb987887 | WILKINS | 720A | PVB | 0.750 | 69074 | LEFT FRONT
6129 | BALMORAL DR | 43017-8528 | Active | 375358 | WILKINS | 720A | PVB | 0.750 | 69094 | FRONT 10' RIGHT OF DOOR
6130 | BALMORAL DR | 43017-8529 | Active | 11811 | WATTS | 919AQT | RP | 0.750 | 91934 | BACK CENTER FOR IRRIGATION
6146 | BALMORAL DR | 43017-8529 | Active | 444387 | WILKINS | 720A | PVB | 0.750 | 89710 | RIGHT SIDE CENTER OF HOUSE
6161 | BALMORAL DR | 43017-8528 | Active | H817071 | FEBCO | 765 | PVB | 1.000 | 69190 | RIGHT SIDE
6162 | BALMORAL DR | 43017-8529 | Active | H015960 | FEBCO | 765 | PVB | 0.750 | 69200 | LEFT FRONT
6169 | BALMORAL DR | 43017-8528 | Active | 813781 | WILKINS | 720A | PVB | 0.750 | 69220 | RIGHT SIDE
6170 | BALMORAL DR | 43017-8529 | Active | 513546 | WILKINS | 720A | PVB | 0.750 | 69222 | LEFT SIDE OF HOUSE
6177 | BALMORAL DR | 43017-8528 | Active | 902574 | WILKINS | 720A | PVB | 0.750 | 69265 | FRONT OF HOUSE RIGHT FRONT DOOR
6178 | BALMORAL DR | 43017-8529 | Active | T340344 | WILKINS | 720A | PVB | 0.750 | 69266 | OUTSIDE
6186 | BALMORAL DR | 43017-8529 | Active | H007162 | FEBCO | 765 | PVB | 0.750 | 69286 | L/SIDE OF HSE
6194 | BALMORAL DR | 43017-8529 | Active | T305083 | WILKINS | 720A | PVB | 0.750 | 91622 | LEFT SIDE OF HOUSE
6201 | BALMORAL DR | 43017-8595 | Active | H448121 | FEBCO | 765 | PVB | 1.000 | 91472 | RIGHT FRONT
6202 | BALMORAL DR | 43017-8529 | Active | G046878 | WILKINS | 720A | PVB | 0.750 | 91623 | LEFT SIDE
6210 | BALMORAL DR | 43017-8529 | Active | CB585204 | WILKINS | 720 | PVB | 0.750 | 3360770 | RIGHT SIDE OF HOUSE
6225 | BALMORAL DR | 43017-8595 | Active | T590444 | WILKINS | 720A | PVB | 1.000 | 69414 | FRONT LEFT OF FRONT DOOR
6226 | BALMORAL DR | 43017-8529 | Active | EK3573 | FEBCO | 765 | PVB | 1.000 | 69419 | LEFT HAND SIDE
6233 | BALMORAL DR | 43017-8595 | Active | DK6585 | FEBCO | 765 | PVB | 0.750 | 69437 | RIGHT SIDE
6241 | BALMORAL DR | 43017-8595 | Active | AC7315 | FEBCO | 765 | PVB | 0.750 | 69456 | LT SIDE REAR BY GAS METER
6242 | BALMORAL DR | 43017-8529 | Active | G230961 | WILKINS | 720A | PVB | 0.750 | 69460 | RIGHT HAND SIDE
5748 | BANAVIE CT | 43017-8710 | Active | 4897 | FEBCO | 765 | PVB | 0.750 | 67797 | LEFT SIDE OF HOUSE
5754 | BANAVIE CT | 43017-8710 | Active | T191705 | Wilkins | 720A | PVB | 0.750 | 67828 | RIGHT SIDE
5757 | BANAVIE CT | 43017-8710 | Active | A133457 | WILKINS | 720A | PVB | 0.750 | 67841 | RIGHT FRONT
5760 | BANAVIE CT | 43017-8710 | Active | 617 | FEBCO | 765 | PVB | 1.000 | 67855 | LEFT SIDE OF HOUSE
5763 | BANAVIE CT | 43017-8710 | Active | T172108 | WILKINS | 720A | PVB | 1.000 | 67867 | NW SIDE OF HOUSE
5769 | BANAVIE CT | 43017-8710 | Active | T082915 | WILKINS | 720A | PVB | 0.750 | 67885 | RIGHT HAND SIDE MIDDLE
5772 | BANAVIE CT | 43017-8710 | Active | DC6977 | FEBCO | 765 | PVB | 0.750 | 89711 | LEFT SIDE CENTER
5775 | BANAVIE CT | 43017-8710 | Active | AH2288 | FEBCO | 765 | PVB | 0.750 | 67918 | LEFT SIDE OF HOUSE OUTSIDE
2198 | BANCROFT ST | 43219-1043 | Due Install |  |  |  | RP |  | 3360956
4160 | BANGLE CT | 43016-7333 | Active | CB234799 | WILKINS | 720-A | PVB | 0.750 | 92081 | RIGHT SIDE
4167 | BANGLE CT | 43016-7333 | Active | G251966 | WILKINS | 720A | PVB | 0.750 | 99159 | RIGHT SIDE
4168 | BANGLE CT | 43016-7333 | Active | G251690 | WILKINS | 720A | PVB | 0.750 | 99648 | RIGHT FRONT
4175 | BANGLE CT | 43016-7333 | Active | 665958 | WATTS | 800M4QT | PVB | 1.000 | 95275 | RIGHT SIDE FRONT
4184 | BANGLE CT | 43016-7333 | Active | 190687 | WILKINS | 720A | PVB | 0.750 | 95274 | LEFT SIDE OF HOUSE
4192 | BANGLE CT | 43016-7333 | Active | T034280 | WILKINS | 720A | PVB | 0.750 | 100624 | LEFT SIDE
4200 | BANGLE CT | 43016-7333 | Active | T145864 | WILKINS | 720A | PVB | 0.750 | 103588 | RIGHT SIDE OF HOUSE
790 | BANK ST | 43206-1943 | Active | 835411 | WILKINS | 720A | PVB | 0.750 | 91437 | NORTHEAST CORNER BY ELECTRIC METER
50 | BANNOCKBURN BLVD | 43004-9785 | Active | 67422 | AMES | 2000B | DC | 0.750 | 3650874
50 | BANNOCKBURN BLVD | 43004-9785 | Active | VK-1374 | AMES | COLT 300ABF | DCDA | 4.000 | 3653554
50 | BANNOCKBURN BLVD | 43004-9785 | Active | 236050 | WATTS | LF009M2QT | RP | 1.000 | 3361077
115 | BANNOCKBURN BLVD | 43004- | Active | 345182 | WATTS | 009QT | RP | 1.000 | 54057 | POOL ROOM
115 | BANNOCKBURN BLVD | 43004- | Due Install |  |  |  | RP |  | 3650289
132 | BANNOCKBURN BLVD | 43004-9786 | Active | 8182 | FEBCO | 825YA | RP | 1.000 | 54663 | BASEMENT BY WATER METER
2855 | BANWICK RD | 43232 | Active | 47229 | WATTS | 919QT | RP | 1.000 | 3609520 | GARAGE AREA NEXT TO SIDE DOOR
2876 | BANWICK RD | 43232-3838 | Due Install |  |  |  | RP |  | 3361150 | AT METER
2924 | BANWICK RD | 43232- | Active | 119166 | WILKINS | 975 | RP | 0.750 | 59581 | 2924 SIDE AT WATER METER BY MOP SINK UNDER COUNTER
1800 | BAR HARBOR RD | 43219 | Active | 00976 | WATTS | 007M1 | DCDA | 2.000 | 3649545 | BETWEEN ADDRESSES 2520 JOI AND 1762 REBECCA IN HOTBOX IN FIELD
1800 | BAR HARBOR RD | 43219 | Active | 61955 | WATTS | 007 | DC | 0.500 | 3649560 | BETWEEN ADDRESSES 2520 JOI AND 1762 REBECCA IN HOTBOX IN FIELD
1806 | BAR HARBOR RD | 43219 | Active | VB-0383 | AMES | COLT 300 | DCDA | 6.000 | 3649546 | BETWEEN ADDRESSES 2520 JOI AND 1762 REBECCA IN HOTBOX IN FIELD
1806 | BAR HARBOR RD | 43219 | Active | 64230 | AMES | 2000B | DC | 0.750 | 3649579 | BETWEEN ADDRESSES 2520 JOI AND 1762 REBECCA IN HOTBOX IN FIELD
1818 | BAR HARBOR RD | 43219 | Active | 01015 | WATTS | 007MQDCDA | DCDA | 2.000 | 3649460 | WEST OF 1ST BLDG IN HOTBOX
1818 | BAR HARBOR RD | 43219 | Active | 62030 | WATTS | 007 | DC | 0.500 | 3649461 | WEST OF 1ST BLDG IN HOTBOX
9010 | BARASSIE PL | 43017-9454 | Active | CB485750 | WILKINS | 720A | PVB | 1.000 | 74495 | RIGHT HAND SIDE
9030 | BARASSIE PL | 43017-9454 | Active | T189321 | WILKINS | 720A | PVB | 1.000 | 3610189 | RIGHT HAND SIDE
9045 | BARASSIE PL | 43017-9455 | Active | H656399 | FEBCO | 765 | PVB | 0.750 | 97479 | left side of house
5752 | BARBARA DR | 43026-7354 | Active | T084752 | WILKINS | 720A | PVB | 0.750 | 101934 | LEFT SIDE
5765 | BARBARA DR | 43026-7355 | Active | T081555 | WILKINS | 720A | PVB | 0.750 | 101900 | RIGHT FRONT
5773 | BARBARA DR | 43026-7355 | Active | T205021 | WILKINS | 720-a | PVB | 0.750 | 67912 | RIGHT SIDE OF HOUSE
4859 | BARBEAU LN | 43026-6219 | Active | F005881 | WILKINS | 720A | PVB | 0.750 | 98827 | FRONT LEFT
4867 | BARBEAU LN | 43026-6219 | Active | CB674883 | WILKINS | 720A | PVB | 1.000 | 3599923 | RIGHT FRONT
4876 | BARBEAU LN | 43026-6219 | Active | H792241 | FEBCO | 765 | PVB | 0.750 | 3611280 | LEFT FRONT
4881 | BARBEAU LN | 43026-6219 | Active | T382183 | WILKINS | 720A | PVB | 0.750 | 3599925 | RIGHT FRONT
4896 | BARBEAU LN | 43026-6219 | Active | CB073817 | WILKINS | 720A | PVB | 0.750 | 3599926 | LEFT FRONT
4897 | BARBEAU LN | 43026-6219 | Active | T346133 | WILKINS | 720A | PVB | 0.750 | 3599924 | LEFT FRONT
4927 | BARBEAU LN | 43026 | Active | T419465 | WILKINS | 720A | PVB | 0.750 | 3646649 | RIGHT FRONT
1010 | BARBERRY LN | 43213-3310 | Active | CB993313 | WILKINS | 720A | PVB | 0.750 | 3361335 | RIGHT SIDE OF HOUSE
1107 | BARBERRY LN | 43213-3314 | Active | 263437 | WILKINS | 420 | PVB | 1.000 | 53898 | BACK OF HOUSE BY AC
7475 | BARDSTON DR | 43017-2412 | Active | T339956 | WILKINS | 720A | PVB | 0.750 | 89713 | LEFT FRONT
7483 | BARDSTON DR | 43017-2412 | Active | 359034 | WILKINS | 720A | PVB | 0.750 | 89714 | BACK OF HOUSE
7497 | BARDSTON DR | 43017-2412 | Active | T308349 | WILKINS | 720 | PVB | 0.750 | 3361376 | RIGHT SIDE OF HOUSE
7539 | BARDSTON DR | 43017-2412 | Active | H516683 | FEBCO | 765 | PVB | 0.750 | 95273 | RIGHT SIDE OF HOUSE
7548 | BARDSTON DR | 43017-2413 | Active | H516978 | FEBCO | 765 | PVB | 0.750 | 95294 | LEFT SDIE OF HOUSE
7485 | BARISTER DR | 43016-7020 | Active | 813422 | WILKINS | 720A | PVB | 0.750 | 72084 | LEFT SIDE
283 | BARKLEY W PL | 43213- | Due Install |  |  |  | RP |  | 3361450
9047 | BARLEY LOFT DR | 43240-6043 | Active | H494489 | FEBCO | 765 | PVB | 0.750 | 95667 | LEFT FRONT
1896 | BARNARD DR | 43065-8812 | Active | CB867298 | WILKINS | 720A | PVB | 0.750 | 3361509 | RIGHT CENTER BY A/C
930 | BARNETT RD | 43227-1110 | Active | 4494696 | WILKINS | 975XLTCU | RP | 0.750 | 3361633 | MID N WALL AT WATER MTR FURN ROOM
940 | BARNETT RD | 43227-1110 | Active | 4487127 | WILKINS | 975XLTCU | RP | 0.750 | 3361637 | S WALL AT WATER METER RESTROOM
960 | BARNETT RD | 43227-1110 | Not Required by DOW |  |  |  | RP |  | 3361643
1010 | BARNETT RD | 43227-1375 | Not Required by DOW |  |  |  | RP |  | 3361649 | MTR IS IN RESTROOM IN SE CORNER UNDER SINK *SD*
1020 | BARNETT RD | 43227-1112 | Not Required by DOW |  |  |  | RP |  | 3361651 | MTR IS IN WOMENS RESTROOM *SD*
1037 | BARNETT RD | 43227- | Active | 280519 | WATTS | LF009M3QT | RP | 0.750 | 3361653 | AT METER
1184 | BARNETT RD | 43227-1114 | Not Required by DOW | 06618 | WATTS | LF719QT | DC | 1.000 | 3635730 | LIMITED FIRE
1184 | BARNETT RD | 43227-1114 | Active | 32397 | WATTS | 919QT | RP | 2.000 | 3635731 | AFTER DOMESTIC WATER METER
1184 | BARNETT RD | 43227-1114 | Not Required by DOW | 643989 | WATTS | 800M4QT | PVB | 1.000 | 92461 | STORAGE TANK
1184 | BARNETT RD | 43227-1114 | Not Required by DOW | 631311 | WATTS | 909HWQT | RP | 1.000 | 54197 | BOILER ROOM
1300 | BARNETT RD | 43227- | Due Install |  |  |  | RP |  | 3361668
1300 | BARNETT RD | 43227- | Due Install |  |  |  | DCDA |  | 3640967
1370 | BARNETT RD | 43227-3269 | Active | WK-0095 | Watts | 757 | DCDA | 6.000 | 3652291
1370 | BARNETT RD | 43227-3269 | Active | L150433 | Zurn | 375 | RP | 3.000 | 3361677
1370 | BARNETT RD | 43227-3269 | Active | 232908 | Watts | 007M3 | DC | 0.750 | 3654532
1400 | BARNETT RD | 43227-3268 | Active | 32659 | WATTS | 919QT | RP | 2.000 | 3629822 | AT WATER METER
1400 | BARNETT RD | 43227-3268 | Not Required by DOW | 27294 | AMES | 2000B | DC | 2.000 | 103840 | MAINTENANCE SHOP
1400 | BARNETT RD | 43227-3268 | Active | 16583 | WATTS | 007M1QT | DC | 0.750 | 99507 | FRONT OF BUILDING HOT BOX
1400 | BARNETT RD | 43227-3268 | Active | 1725220710 | AMES | 3000SS | DCDA | 6.000 | 99506 | FRONT OF BUILDING HOT BOX
1184 | BARNETT RD REAR | 43227-1114 | Active | 71020 | WATTS | LF 919;QT | RP | 1.500 | 3599640 | BARNETT RD SPLASH PAD
5574 | BARNEY DR | 43016-3251 | Active | CB857809 | WILKINS | 720A | PVB | 0.750 | 3361718 | LEFT FRONT
5598 | BARNEY DR | 43016-3251 | Active | G204761 | WILKINS | 720A | PVB | 0.750 | 87107 | SOUTH SIDE OF HOUSE
4929 | BARNHURST LN | 43026-8183 | Active | 55426 | WATTS | 800M2QT | PVB | 1.000 | 65440 | RIGHT SIDE OF HOUSE
4653 | BARNWOOD DR | 43123-3664 | Active | 293531 | WATTS | 800M4QT | PVB | 0.750 | 94499 | NW CORNER OF HOUSE OUTSIDE
4714 | BARNWOOD DR | 43123-3672 | Active | T555753 | WILKINS | 720A | PVB | 1.000 | 93388 | RIGHT SIDE OF HOUSE
4756 | BARNWOOD DR | 43123-3686 | Active | CB440072 | wilkins | 720 | PVB | 0.750 | 3647012 | LEFT HOUSE
4759 | BARNWOOD DR | 43123-3673 | Active | H180526 | FEBCO | 765 | PVB | 0.750 | 88551 | LEFT SIDE OF HOUSE
6778 | BARONET BL | 43017 | Active | T261314 | WILKINS | 720A | PVB | 0.750 | 3619960 | RIGHT FRONT
6794 | BARONET BL | 43017 | Active | T232778 | WILKINS | 720A | PVB | 0.750 | 3616482 | LEFT SIDE OF HOUSE BY GAS METER
6810 | BARONET BL | 43017 | Active | T315427 | WILKINS | 720A | PVB | 0.750 | 3632621 | RIGHT SIDE OF HOUSE
6741 | BARONET BLVD | 43017 | Active | CB072613 | WILKINS | 720 | PVB | 0.750 | 3605807 | LEFT SIDE
6746 | BARONET BLVD | 43017 | Active | CB153086 | WILKINS | 720A | PVB | 0.750 | 3605831 | RIGHT FRONT
6754 | BARONET BLVD | 43017 | Active | T147001 | WILKINS | 720A | PVB | 0.750 | 3605985 | LEFT FRONT
6762 | BARONET BLVD | 43017 | Active | CB325181 | WILKINS | 720A | PVB | 0.750 | 3622961 | FRONT LEFT CORNER
6765 | BARONET BLVD | 43017 | Active | CB072459 | WILKINS | 720A | PVB | 0.750 | 3603855 | RIGHT SIDE
6770 | BARONET BLVD | 43017 | Active | T261783 | WILKINS | 720A | PVB | 0.750 | 3622623 | LEFT FRONT
6773 | BARONET BLVD | 43017 | Active | T188101 | WILKINS | 720 | PVB | 0.750 | 3607493 | LEFT SIDE
6786 | BARONET BLVD | 43016 | Active | T386113 | WILKINS | 720A | PVB | 0.750 | 3629700 | FRONT RIGHT CENTER
6802 | BARONET BLVD | 43016 | Active | T234643 | WILKINS | 720A | PVB | 0.750 | 3621238 | FRONT RIGHT CORNER BY GAS METER
6595 | BARONSCOURT CIR | 43016-6088 | Active | H500759 | FEBCO | 765 | PVB | 0.750 | 96912 | RIGHT FRONT
6570 | BARONSCOURT LOOP | 43016-6080 | Active | G242422 | WILKINS | 720A | PVB | 0.750 | 98557 | RIGHT SIDE
6575 | BARONSCOURT LOOP | 43016-6087 | Active | A072767 | WILKINS | 720A | PVB | 0.750 | 70272 | RIGHT FRONT
6578 | BARONSCOURT LOOP | 43016-6080 | Active | T361212 | WILKINS | 720A | PVB | 0.750 | 87014 | LEFT FRONT
6579 | BARONSCOURT LOOP | 43016-6087 | Active | 234380 | APOLLO/CONBRACO | 4050402 | PVB | 0.750 | 90530 | RIGHT FRONT
6583 | BARONSCOURT LOOP | 43016-6087 | Active | A135472 | WILKINS | 720A | PVB | 0.750 | 70278 | LEFT SIDE OF HOUSE
6586 | BARONSCOURT LOOP | 43016-6080 | Active | H492992 | FEBCO | 765 | PVB | 0.750 | 95063 | RIGHT CENTER
6587 | BARONSCOURT LOOP | 43016-6087 | Active | T085861 | WILKINS | 720A | PVB | 0.750 | 88782 | LEFT FRONT
6594 | BARONSCOURT LOOP | 43016-6080 | Active | H492454 | FEBCO | 765 | PVB | 0.750 | 95125 | LEFT FRONT
6599 | BARONSCOURT LOOP | 43016-6088 | Active | 243508 | WATTS | 800M4FR | PVB | 0.750 | 75083 | FRONT OUTSIDE BY GARAGE
6602 | BARONSCOURT LOOP | 43016-6082 | Active | H154011 | FEBCO | 765 | PVB | 0.750 | 70362 | LEFT SIDE FRONT
6603 | BARONSCOURT LOOP | 43016-6089 | Active | T070619 | WILKINS | 720A | PVB | 0.750 | 87413 | FRONT OF HOUSE LEFT OF FRONT DOOR
6607 | BARONSCOURT LOOP | 43016-6089 | Active | T423027 | WILKINS | 720A | PVB | 1.000 | 87207 | LEFT SIDE OF HOUSE
6610 | BARONSCOURT LOOP | 43016-6082 | Active | G152230 | WILKINS | 720A | PVB | 0.750 | 93089 | FRONT OF HOUSE
6611 | BARONSCOURT LOOP | 43016-6089 | Active | A072763 | WILKINS | 720A | PVB | 0.750 | 70375 | RIGHT FRONT CORNER OF HOUSE
6615 | BARONSCOURT LOOP | 43016-6090 | Active | 185290 | WILKINS | 720A | PVB | 0.750 | 88723 | RT SIDE OF HOUSE REAR
6618 | BARONSCOURT LOOP | 43016-6082 | Active | T417591 | WILKINS | 720A | PVB | 1.000 | 87435 | RIGHT SIDE OF HOUSE
6619 | BARONSCOURT LOOP | 43016-6090 | Active | G214134 | WILKINS | 720A | PVB | 0.750 | 96282 | RIGHT FRONT
6626 | BARONSCOURT LOOP | 43016-6082 | Active | F031615 | WILKINS | 720A | PVB | 0.750 | 97478 | LEFT SIDE OF HOUSE
6627 | BARONSCOURT LOOP | 43016-6090 | Active | H323167 | FEBCO | 765 | PVB | 0.750 | 3596876 | LEFT SIDE
6631 | BARONSCOURT LOOP | 43016-6090 | Active | T424402 | WILKINS | 720A | PVB | 0.750 | 99170 | OUTSIDE, RIGHT REAR OF HOME
6634 | BARONSCOURT LOOP | 43016-6082 | Active | T304552 | WILKINS | 720A | PVB | 0.750 | 70404 | LEFT CENTER
6639 | BARONSCOURT LOOP | 43016-6090 | Active | T213609 | WILKINS | 720A | PVB | 0.750 | 3610184 | RIGHT SIDE
6642 | BARONSCOURT LOOP | 43016-6082 | Active | CB029267 | WILKINS | 720A | PVB | 0.750 | 3610223 | RIGHT SIDE
6643 | BARONSCOURT LOOP | 43016-6090 | Active | G171807 | WILKINS | 720A | PVB | 0.750 | 92436 | LEFT SIDE OF HOUSE
6647 | BARONSCOURT LOOP | 43016-6090 | Active | G043875 | WILKINS | 720A | PVB | 0.750 | 91812 | RIGHT FRONT
6650 | BARONSCOURT LOOP | 43016-6082 | Active | G080915 | WILKINS | 720A | PVB | 0.750 | 70424 | RIGHT FRONT
6651 | BARONSCOURT LOOP | 43016-6090 | Active | A038318 | WILKINS | 720A | PVB | 0.750 | 87356 | LEFT SIDE OF HOUSE
6655 | BARONSCOURT LOOP | 43016-6090 | Active | T418122 | WILKINS | 720A | PVB | 0.750 | 88824 | LEFT FRONT
6671 | BARONSCOURT LOOP | 43016-6090 | Active | cb288627 | WILKINS | 720A | PVB | 0.750 | 93394 | RIGHT FRONT
6675 | BARONSCOURT LOOP | 43016-6090 | Active | G176720 | WILKINS | 720A | PVB | 0.750 | 93090 | LEFT SIDE OF HOUSE
5779 | BARONSCOURT WAY | 43016-6046 | Active | 673095 | WILKINS | 720A | PVB | 0.750 | 67941 | LEFT FRONT
5780 | BARONSCOURT WAY | 43016-6045 | Active | T178586 | WILKINS | 720A | PVB | 0.750 | 3609469 | FRONT LEFT OF FRONT DOOR
5787 | BARONSCOURT WAY | 43016-6046 | Active | G231082 | WILKINS | 720A | PVB | 0.750 | 3600427 | FRONT OF HOUSE
5788 | BARONSCOURT WAY | 43016-6045 | Active | CB584777 | WILKINS | 720A | PVB | 0.750 | 3610076 | RIGHT FRONT
5795 | BARONSCOURT WAY | 43016-6046 | Active | H277552 | FEBCO | 765 | PVB | 0.750 | 87543 | RIGHT SIDE OF HOUSE
5796 | BARONSCOURT WAY | 43016-6045 | Active | CB157605 | WILKINS | 720A | PVB | 1.000 | 67974 | LEFT SIDE OF HOUSE
5803 | BARONSCOURT WAY | 43016-6085 | Active | CB001836 | WILKINS | 720A | PVB | 0.750 | 95562 | LEFT SIDE
5811 | BARONSCOURT WAY | 43016-6085 | Active | CB101239 | WILKINS | 720A | PVB | 0.750 | 3595192 | LEFT FRONT
5819 | BARONSCOURT WAY | 43016-6085 | Active | T340350 | WILKINS | 720A | PVB | 0.750 | 91337 | LEFT SIDE
5820 | BARONSCOURT WAY | 43016-6077 | Active | CB603027 | WILKINS | 720A | PVB | 0.750 | 68077 | RIGHT FRONT
5827 | BARONSCOURT WAY | 43016-6085 | Active | T418175 | WILKINS | 720A | PVB | 0.750 | 68095 | LEFT FRONT
5835 | BARONSCOURT WAY | 43016-6085 | Active | T021902 | WILKINS | 720A | PVB | 0.750 | 99992 | LEFT FRONT
5836 | BARONSCOURT WAY | 43016-6077 | Active | 245173 | WATTS | 800M4QT | PVB | 0.750 | 68114 | LEFT FRONT
5843 | BARONSCOURT WAY | 43016-6085 | Active | H203814 | FEBCO | 765 | PVB | 0.750 | 68124 | RIGHT FRONT
5851 | BARONSCOURT WAY | 43016-6085 | Active | H333690 | FEBCO | 765 | PVB | 0.750 | 92435 | LEFT SIDE
5852 | BARONSCOURT WAY | 43016-6077 | Active | CB078646 | WILKINS | 720A | PVB | 0.750 | 3607611 | RIGHT FRONT
5859 | BARONSCOURT WAY | 43016-6085 | Active | H195497 | FEBCO | 765 | PVB | 0.750 | 68168 | RIGHT FRONT
5860 | BARONSCOURT WAY | 43016-6077 | Active | G242147 | WILKINS | 720A | PVB | 0.750 | 99152 | OUTSIDE, LEFT SIDE OF HOME
5867 | BARONSCOURT WAY | 43016-6085 | Active | EAF4432 | WILKINS | 720A | PVB | 0.750 | 68186 | LEFT FRONT
5868 | BARONSCOURT WAY | 43016-6077 | Active | H449563 | FEBCO | 765 | PVB | 0.750 | 92432 | RIGHT SIDE OF HOUSE
5875 | BARONSCOURT WAY | 43016-6085 | Active | T345805 | WILKINS | 720A | PVB | 0.750 | 68205 | LEFT OF FRONT DOOR OUTSIDE
5884 | BARONSCOURT WAY | 43016-6077 | Active | H242307 | FEBCO | 765 | PVB | 1.000 | 68220 | LEFT FRONT
5891 | BARONSCOURT WAY | 43016-6085 | Active | CB953029 | WILKINS | 720A | PVB | 0.750 | 98559 | FRONT LEFT OF DOOR
5892 | BARONSCOURT WAY | 43016-6077 | Active | A151109 | WILKINS | 720A | PVB | 0.750 | 87379 | RIGHT SIDE OF HOUSE
5900 | BARONSCOURT WAY | 43016-6078 | Active | 181711 | WILKINS | 720A | PVB | 0.750 | 88673 | RIGHT SIDE OF HOUSE
5907 | BARONSCOURT WAY | 43016-6079 | Active | 176094 | WILKINS | 720A | PVB | 0.750 | 68290 | LEFT HAND SIDE
5908 | BARONSCOURT WAY | 43016-6078 | Active | F137569 | WILKINS | 720A | PVB | 0.750 | 68291 | RIGHT SIDE OF HOME
5916 | BARONSCOURT WAY | 43016-6078 | Active | T417884 | WILKINS | 720A | PVB | 0.75 | 68319 | LEFT SIDE OF HOME
5923 | BARONSCOURT WAY | 43016-6079 | Active | A008667 | WILKINS | 720A | PVB | 0.750 | 92202 | LEFT SIDE OF HOUSE
5924 | BARONSCOURT WAY | 43016-6078 | Active | G218048 | WILKINS | 720A | PVB | 0.750 | 96914 | LEFT SIDE
5939 | BARONSCOURT WAY | 43016-6079 | Active | 343808 | WATTS | 800M4FR | PVB | 0.750 | 95317 | RIGHT SIDE OF HOUSE
5964 | BARONSCOURT WAY | 43016-6092 | Active | G217848 | WILKINS | 720A | PVB | 0.750 | 96144 | RIGHT SIDE
5972 | BARONSCOURT WAY | 43016-6092 | Active | G107906 | WILKINS | 720A | PVB | 1.000 | 98208 | LEFT FRONT IN TALL GRASS
5973 | BARONSCOURT WAY | 43016-6079 | Active | A072794 | WILKINS | 720A | PVB | 0.750 | 68442 | LEFT HAND SIDE OF HOUSE (EAST)
5980 | BARONSCOURT WAY | 43016-6092 | Active | A072755 | WILKINS | 720A | PVB | 0.750 | 68458 | LEFT FRONT CORNER OF HOUSE
5997 | BARONSCOURT WAY | 43016-6084 | Active | G043858 | WILKINS | 720A | PVB | 0.750 | 91948 | LEFT CENTER
6021 | BARONSCOURT WAY | 43016-6083 | Active | 373167 | WATTS | 800CMQT | PVB | 0.750 | 89022 | LEFT SIDE
6029 | BARONSCOURT WAY | 43016-6083 | Active | T293636 | WILKINS | 720A | PVB | 0.750 | 98745 | RIGHT FRONT
6045 | BARONSCOURT WAY | 43016-6091 | Active | 440625 | WILKINS | 420XL | PVB | 0.750 | 91198 | RIGHT FRONT
6053 | BARONSCOURT WAY | 43016-6091 | Active | G242327 | WILKINS | 720A | PVB | 0.750 | 99347 | RIGHT FRONT
6061 | BARONSCOURT WAY | 43016-6091 | Active | T419156 | Wilkins | 720A | PVB | 0.750 | 3650625 | FRONT RIGHT
3430 | BARONSMEDE CT | 43221-1518 | Active | 72054 | WATTS | 800M4FR | PVB | 0.750 | 3361777 | BACK OF HOUSE
1545 | BARRINGTON RD | 43221-3836 | Active | F136408 | WILKINS | 720A | PVB | 0.750 | 100008 | LEFT SIDE OF HOUSE
1553 | BARRINGTON RD | 43221-3836 | Active | 621445 | WATTS | 800M4 | PVB | 1.000 | 55378 | LEFT SIDE OF HOUSE
1590 | BARRINGTON RD | 43221-3882 | Active | CB001264 | WILKINS | 720A | PVB | 0.750 | 3607857 | RIGHT HAND SIDE, FRONT
1608 | BARRINGTON RD | 43221-3837 | Active | T223596 | WILKINS | 720A | PVB | 0.750 | 3361806 | RIGHT SIDE OF THE HOUSE
1677 | BARRINGTON RD | 43221-3825 | Active | G176814 | WILKINS | 720A | PVB | 0.750 | 92075 | EAST WALL
1751 | BARRINGTON RD | 43221-3838 | Active | H603653 | FEBCO | 765 | PVB | 0.750 | 99853 | REAR OF HOME
1767 | BARRINGTON RD | 43221-3838 | Active | T304768 | WILKINS | 720A | PVB | 0.750 | 99355 | RIGHT SIDE
1780 | BARRINGTON RD | 43221-3839 | Not Required by DOW | 29830 | WATTS | 007QT | DC | 0.750 | 56124 | EAST SIDE OF BASEMENT
1780 | BARRINGTON RD | 43221-3839 | Active | TF-1144 | WATTS | 957 | RP | 3.000 | 3633194 | MECHANIC ROOM
1780 | BARRINGTON RD | 43221-3839 | Not Required by DOW | 70669 | WATTS | 919QT | RP | 1.000 | 3650253 | CHILLED WATER
1780 | BARRINGTON RD | 43221-3839 | Active | M12944 | WILKINS | 375ADA | RPDA | 6.000 | 3648556 | MECH ROOM
1780 | BARRINGTON RD | 43221-3839 | Not Required by DOW | 434574 | WATTS | 909QT | RP | 1.000 | 56127 | CHILLER ROOM
1780 | BARRINGTON RD | 43221-3839 | Not Required by DOW | 419906 | WILKINS | 950 | DC | 1.000 | 56126 | HALLWAY CEILING NEXT TO ELECTRICAL ROOM
1780 | BARRINGTON RD | 43221-3839 | Not Required by DOW | 36015 | WATTS | LF919QT | RP | 2.000 | 3644829 | IN JANITOR CLOSET BY BOYS RESTROOM
1780 | BARRINGTON RD | 43221-3839 | Active | 4856044 | WILKINS | 975XL2 | RP | 0.750 | 3648557 | MECH ROOM
7446 | BARRISTER DR | 43016 | Active | H245758 | FEBCO | 765 | PVB | 1.000 | 89211 | LEFT SIDE
7454 | BARRISTER DR | 43016-7019 | Active | T018790 | WILKINS | 720A | PVB | 0.750 | 91133 | right side of house
7461 | BARRISTER DR | 43016-7020 | Active | H176126 | FEBCO | 765 | PVB | 0.750 | 72034 | LEFT FRONT
7462 | BARRISTER DR | 43016-7019 | Active | T133164 | WILKINS | 720A | PVB | 0.750 | 103064 | LEFT SIDE OF HOUSE
7470 | BARRISTER DR | 43016-7019 | Active | T066545 | WILKINS | 720A | PVB | 0.750 | 102015 | RIGHT SIDE OF HOUSE
7478 | BARRISTER DR | 43016-7019 | Active | T258097 | WILKINS | 720 | PVB | 0.750 | 3592429 | RIGHT SIDE
7486 | BARRISTER DR | 43016-7019 | Active | H167690 | FEBCO | 765 | PVB | 0.750 | 72085 | LEFT SIDE OF HOUSE
7502 | BARRISTER DR | 43016-7027 | Active | CB332957 | WILKINS | 720 | PVB | 0.750 | 3591536 | RIGHT SIDE
7519 | BARRISTER DR | 43016 | Active | CAB50078 | WILKINS | 720A | PVB | 0.750 | 3653174
7526 | BARRISTER DR | 43016 | Active | T385789 | Wilkins | 720A | PVB | 0.750 | 3646459 | RIGHT FRONT
7550 | BARRISTER DR | 43016 | Active | CB867190 | WILKINS | 720 | PVB | 0.750 | 3639458 | LEFT FRONT
7551 | BARRISTER DR | 43016 | Active | CAA46800 | WILKINS | 720 | PVB | 0.750 | 3644873 | LEFT SIDE
7566 | BARRISTER DR | 43016 | Active | T418815 | Wilkins | 720A | PVB | 0.750 | 3649532 | RIGHT FRONT
7574 | BARRISTER DR | 43016 | Active | T399461 | WILKINS | 720 | PVB | 0.750 | 3649256 | RIGHT FRONT
7575 | BARRISTER DR | 43016 | Active | CB640251 | WILKINS | 720A | PVB | 0.750 | 3646993 | RIGHT FRONT
7582 | BARRISTER DR | 43016 | Active | CB629091 | WILKINS | 720A | PVB | 0.750 | 3646804 | LEFT CENTER
5685 | BARRONSMORE N WAY | 43016 | Active | CB073641 | WILKINS | 720A | PVB | 0.750 | 3607561 | RIGHT REAR
5693 | BARRONSMORE N WAY | 43016 | Active | HA17741 | FEBCO | 765 | PVB | 0.750 | 3632913 | LEFT FRONT
5709 | BARRONSMORE N WAY | 43016 | Active | T411340 | WILKINS | 720 | PVB | 0.750 | 3607544
5653 | BARRONSMORE S WAY | 43016 | Active | A013533 | APOLLO | PVB4A | PVB | 0.750 | 3604436 | left side of house
5661 | BARRONSMORE S WAY | 43016 | Active | 396210 | WATTS | 800M4FR | PVB | 0.750 | 3607488 | SE CORNER
5669 | BARRONSMORE S WAY | 43016 | Active | CB076707 | WILKINS | 720A | PVB | 0.750 | 3604046 | RIGHT FRONT
6830 | BARRONSMORE WAY | 43016-6054 | Active | T197935 | WILKINS | 720A | PVB | 0.750 | 3611810 | LEFT FRONT
6837 | BARRONSMORE WAY | 43016 | Active | CB073575 | WILKINS | 720A | PVB | 0.750 | 3611864 | LEFT FRONT
6838 | BARRONSMORE WAY | 43016-6054 | Active | A008588 | WILKINS | 720A | PVB | 0.750 | 70797 | RIGHT FRONT
6845 | BARRONSMORE WAY | 43016 | Active | T253893 | WILKINS | 720A | PVB | 0.750 | 3619965
3107 | BARRY TRACE CT UNIT IRRIG | 43017-2212 | Active | 16402 | WATTS | 800QT | PVB | 1.000 | 59983 | SOUTHEAST CORNER OF HOUSE
5655 | BARRY TRCE UNIT IRRIG | 43017-2203 | Active | 15845 | WATTS | 800QT | PVB | 1.000 | 67512 | EAST SIDE OF HOUSE 3112 DARTFORD
5688 | BARRY TRCE UNIT IRRIG | 43017-2230 | Active | 9396 | FEBCO | 765 | PVB | 1.000 | 67599 | NW CORNER OF HOUSE
5723 | BARRY TRCE UNIT IRRIG | 43017-2231 | Active | 7530 | FEBCO | 765 | PVB | 1.000 | 67719 | NE CORNER OF HOUSE
5730 | BARRY TRCE UNIT IRRIG | 43017-2249 | Active | 7224 | FEBCO | 765 | PVB | 1.000 | 67742 | NW CORNER OF HOUSE
4660 | BARRYMEDE CT | 43220-2802 | Active | G241622 | WILKINS | 720A | PVB | 1.000 | 99608 | LEFT SIDE OF HOUSE
775 | BARTFIELD DR | 43207-4153 | Active | NB-1202 | WATTS | 957 | RP | 3.000 | 102967 | MECHANIC ROOM EAST SIDE OF BUILDING - Cedarwood E. S.
775 | BARTFIELD DR | 43207-4153 | Active | 20052 | WATTS | 007M2QT | DC | 0.750 | 103116 | METER PIT @ ENTRANCE - Cedarwood E. S.
775 | BARTFIELD DR | 43207-4153 | LPS - Due Install | [5 empty] | 3632776
775 | BARTFIELD DR | 43207-4153 | Active | 1148190412 | WATTS | 774X | DCDA | 8.000 | 103115 | METER PIT @ ENTRANCE - Cedarwood E. S.
775 | BARTFIELD DR | 43207-4153 | Not Required by DOW | 10437 | WATTS | 919QT | RP | 1.250 | 103114 | MECH ROOM ABOVE BOOSTER PUMP EAST MECH ROOM - Cedarwood E. S.
379 | BARTHMAN AVE | 43207-1921 | Due Install | [5 empty] | 3362089
4030 | BASSWOOD AVE | 43123-9202 | Active | 133404 | WATTS | 800M2QT | PVB | 0.750 | 89717 | LEFT
705 | BASSWOOD RD | 43207-3947 | Active | ABW6545 | WILKINS | 975XL | RP | 0.750 | 3654537
4504 | BATTLES ST | 43054-8637 | Active | T133271 | WILKINS | 720A | PVB | 0.750 | 102621 | REAR
3898 | BAUGHMAN GRANT | 43054-9011 | Active | H479905 | FEBCO | 765 | PVB | 1.000 | 62079 | WEST OF FRONT ENTRY IN OFFSET
3954 | BAUGHMAN GRANT | 43054-8933 | Active | B12085 | FEBCO | 765 | PVB | 0.750 | 62351 | WEST SIDE OF HOUSE NEAR GAS METER
3980 | BAUGHMAN GRANT | 43054-8933 | Active | T361209 | WILKINS | 720A | PVB | 0.750 | 3609622 | LEFT OF FRONT DOOR
4000 | BAUGHMAN GRANT | 43054-8933 | Active | H651001 | FEBCO | 765 | PVB | 0.750 | 89718 | LEFT SIDE OF HOUSE
4060 | BAUGHMAN GRANT | 43054-8933 | Active | T209626 | WILKINS | 720A | PVB | 1.000 | 62792 | AT WATER SERVICE
4060 | BAUGHMAN GRANT | 43054-8933 | Active | 891683 | WILKINS | 975 | RP | 0.750 | 3640840 | AT WATER SERVICE
4090 | BAUGHMAN GRANT | 43054-8933 | Active | T374500 | WILKINS | 720A | PVB | 1.000 | 62858 | LEFT SIDE OF HOUSE
4130 | BAUGHMAN GRANT | 43054-8933 | Active | 5375 | FEBCO | 765 | PVB | 0.750 | 62991 | LEFT SIDE OF HOUSE
4158 | BAUGHMAN GRANT | 43054-8934 | Active | 381505 | WILKINS | 420 | PVB | 1.000 | 63113 | RIGHT FRONT
4184 | BAUGHMAN GRANT | 43054-8934 | Active | 03486 | WATTS | 800QT | PVB | 1.000 | 63185 | LEFT FRONT OF BLDG
4220 | BAUGHMAN GRANT | 43054-8935 | Active | A107029 | WILKINS | 720A | PVB | 0.750 | 63323 | RIGHT SIDE OF HOUSE
4040 | BAUGHMAN GRANT DR | 43054-8933 | Active | 618954 | WATTS | 800M2QT | PVB | 1.000 | 89481 | FRONT OF HOUSE
4040 | BAUGHMAN GRANT DR | 43054-8933 | Active | 3230677 | WILKINS | 975XL | RP | 0.750 | 96198 | AT WATER METER
6134 | BAUMEISTER DR | 43026 | Active | T084098 | WILKINS | 720A | PVB | 0.750 | 101628 | RIGHT SIDE OF HOUSE
6146 | BAUMEISTER DR | 43026 | Active | T304614 | WILKINS | 720A | PVB | 0.750 | 101617 | LEFT SIDE OF HOUSE
6157 | BAUMEISTER DR | 43026 | Active | T166213 | WILKINS | 720A | PVB | 0.750 | 3603091 | RIGHT SIDE
6182 | BAUMEISTER DR | 43026 | Active | CB101179 | WILKINS | 720A | PVB | 0.750 | 3602544 | FRONT OF HOUSE
6205 | BAUMEISTER DR | 43026 | Active | T084905 | WILKINS | 720A | PVB | 0.750 | 102257 | RIGHT FRONT
6206 | BAUMEISTER DR | 43026 | Active | T417959 | WILKINS | 720A | PVB | 0.750 | 3602908 | LEFT FRONT
6218 | BAUMEISTER DR | 43026 | Active | CB440051 | WILKINS | 720A | PVB | 0.750 | 3602653 | FRONT OF HOUSE
6230 | BAUMEISTER DR | 43026 | Active | CB154424 | WILKINS | 720A | PVB | 0.750 | 3602999 | LEFT SIDE OF HOUSE
6241 | BAUMEISTER DR | 43026 | Active | CB638610 | WILKINS | 720A | PVB | 0.750 | 3603306 | LEFT SIDE OF HOUSE
6242 | BAUMEISTER DR | 43026 | Active | T147264 | WILKINS | 720A | PVB | 0.750 | 3603318 | LEFT SIDE OF HOUSE BY GAS METER
6254 | BAUMEISTER DR | 43026 | Active | T230703 | WILKINS | 720A | PVB | 0.750 | 3603351 | LEFT SIDE OF THE HOUSE
6289 | BAUMEISTER DR | 43026 | Active | CB316437 | WILKINS | 720A | PVB | 0.750 | 3603331 | RIGHT SIDE OF HOUSE
6301 | BAUMEISTER DR | 43026 | Active | CB073901 | WILKINS | 720A | PVB | 0.750 | 3603316 | LEFT SIDE OF HOUSE
6325 | BAUMEISTER DR | 43026 | Active | H844270 | FEBCO | 765 | PVB | 0.750 | 3603307 | Right side of house
1040 | BAUMOCK BURN DR | 43235-2166 | Active | 565349 | APOLLO | 100 | PVB | 1.000 | 89719 | RIGHT SIDE MIDDLE BY AC
1052 | BAUMOCK BURN DR | 43235-2166 | Active | 128511 | WILKINS | 420 | PVB | 1.000 | 53728 | NW
1064 | BAUMOCK BURN DR | 43235-2166 | Active | T385871 | WILKINS | 720 | PVB | 0.750 | 3362368 | RIGHTS SIDE OF HOUSE
1076 | BAUMOCK BURN DR | 43235-2166 | Active | F082562 | WILKINS | 720A | PVB | 0.750 | 97451 | OUTSIDE FRONT RIGHT SIDE OF HOUSE
1093 | BAUMOCK BURN DR | 43235-2167 | Active | CAA46787 | WILKINS | 720A | PVB | 1.000 | 53846 | LEFT SIDE OF HOUSE
1105 | BAUMOCK BURN DR | 43235-2167 | Active | AG3512 | FEBCO | 765 | PVB | 1.000 | 94652 | BACK OF HOUSE SW UNDER ELEC METER
1108 | BAUMOCK BURN DR | 43235-2166 | Active | 151815 | WILKINS | 420 | PVB | 1.000 | 53899 | LEFT SIDE
1122 | BAUMOCK BURN DR | 43235-2166 | Active | CC0082 | FEBCO | 765 | PVB | 1.000 | 54001 | LEFT SIDE OF HOUSE
1133 | BAUMOCK BURN DR | 43235-2167 | Active | H05225 | FEBCO | 765 | PVB | 1.000 | 54027 | LEFT SIDE OF HOUSE NEAR FIRE PLACE
1139 | BAUMOCK BURN DR | 43235-2167 | Active | T363401 | WILKINS | 720A | PVB | 0.750 | 89721 | LEFT SIDE OF HOUSE
1145 | BAUMOCK BURN DR | 43235-2167 | Active | CAA47222 | WILKINS | 720A | PVB | 0.750 | 89722 | LEFT SIDE OF HOUSE
1148 | BAUMOCK BURN DR | 43235-5101 | Active | T520077 | WILKINS | 720A | PVB | 1.000 | 3611912 | FRONT OF HOUSE
1151 | BAUMOCK BURN DR | 43235-2167 | Active | H517521 | FEBCO | 765 | PVB | 0.750 | 97064 | LEFT FRONT OF HOUSE
1157 | BAUMOCK BURN DR | 43235-2167 | Active | 3644 | FEBCO | 765 | PVB | 1.000 | 54090 | FRONT OF HOUSE
1163 | BAUMOCK BURN DR | 43235-2167 | Active | CB092963 | WILKINS | 720 | PVB | 0.750 | 89723 | RIGHT SIDE OF HOUSE
1169 | BAUMOCK BURN DR | 43235-2167 | Active | T178650 | WILKINS | 720A | PVB | 0.750 | 89724 | LEFT FRONT
1841 | BAY PORT DR | 43123-4886 | Active | CAB48871 | WILKINS | 720A | PVB | 0.750 | 3654007 | LEFT SIDE OF HOUSE
4081 | BAYBERRY CT | 43220-4928 | Active | T403536 | Wilkins | 720A | PVB | 0.750 | 3362558 | OUTSIDE
4090 | BAYBERRY CT | 43220-4928 | Active | 150285 | WILKINS | 720A | PVB | 0.750 | 89725 | FRONT OF HOUSE
5590 | BAYBROOK LN | 43016-2239 | Active | HC0580 | FEBCO | 765 | PVB | 1.000 | 67346 | LEFT FRONT
5012 | BAYCROFT DR | 43026-7108 | [6 empty] | 3604334
4680 | BAYFORD CT | 43220-2803 | Active | 72802 | RAINBIRD | 100R | DC | 1.000 | 64782 | IN THE BASEMENT BESIDE THE WATER METER
4700 | BAYFORD CT | 43220-2803 | Active | T013469 | WILKINS | 720A | PVB | 0.750 | 99881 | RIGHT SIDE
4726 | BAYFORD CT | 43220-2803 | Active | AC4496 | FEBCO | 765 | PVB | 0.750 | 89726 | RIGHT SIDE MIDDLE
6809 | BEARCLOVER DR | 43016-6507 | Active | T459219 | WILKINS | 720A | PVB | 0.750 | 100094 | RIGHT SIDE
6810 | BEARCLOVER DR | 43016-6508 | Active | G045301 | WILKINS | 720A | PVB | 0.750 | 88528 | LEFT FRONT
6818 | BEARCLOVER DR | 43016 | Active | H722872 | FEBCO | 765 | PVB | 0.750 | 98617 | RIGHT FRONT
6825 | BEARCLOVER DR | 43016-6507 | Active | G086137 | WILKINS | 720A | PVB | 0.750 | 91159 | LEFT OF HOUSE
6826 | BEARCLOVER DR | 43016-6508 | Active | T294933 | WILKINS | 720A | PVB | 0.750 | 70772 | RIGHT SIDE OF HOUSE
6833 | BEARCLOVER DR | 43016-6507 | Active | F022369 | WILKINS | 720A | PVB | 0.750 | 97174 | LEFT SIDE, IN BISHOP RUN OFF OF CARAWAY AVE
6834 | BEARCLOVER DR | 43016-6508 | Active | CB029552 | WILKINS | 720A | PVB | 0.750 | 3609941 | RIGHT SIDE OF HOUSE
4938 | BEATRICE DR UNIT A | 43227-2113 | Not Required by DOW |  |  |  | RP |  | 3627956
4938 | BEATRICE DR UNIT A | 43227-2113 | Due Install |  |  |  | RP |  | 3362884
2375 | BEAUMONT RD | 43221-3903 | Active | A135510 | WILKINS | 720A | PVB | 0.750 | 58107 | LEFT SIDE OF HOUSE
638 | BEAUTYVIEW CT | 43214-2902 | Active | CB316401 | WILKINS | 720A | PVB | 0.750 | 3363256
184 | BECK ST | 43206-1209 | Active | 543703 | WILKINS | 720A | PVB | 0.750 | 56366 | RIGHT SIDE OF HOUSE
1680 | BECKET AVE | 43235-7308 | Active | 4973337 | WILKINS | 975 | RP | 2.000 | 3635407 | AT WATER METER
1696 | BEDFORD RD | 43212-2002 | Active | EAD8183 | WILKINS | 720A | PVB | 0.750 | 3363585 | RIGHT SIDE
1716 | BEDFORD RD | 43212-2002 | Active | F136457 | WILKINS | 720A | PVB | 0.750 | 99962 | LEFT SIDE OF HOUSE
1759 | BEDFORD RD | 43212-2004 | Active | T299944 | WILKINS | 720 | PVB | 0.750 | 3363590 | LEFT SIDE OF HOUSE
1767 | BEDFORD RD | 43212-2004 | Active | G251909 | WILKINS | 720A | PVB | 0.750 | 98967 | RIGHT SIDE
1775 | BEDFORD RD | 43212-2004 | Active | EAB1131 | WILKINS | 720A | PVB | 0.750 | 102576 | FRONT RIGHT SIDE OF FRONT DOOR
1811 | BEDFORD RD | 43212-2004 | Active | CB828102 | WILKINS | 720A | PVB | 0.750 | 3363600 | RIGHT FRONT
1812 | BEDFORD RD | 43212-2003 | Active | CB987673 | WILKINS | 720A | PVB | 0.750 | 94639 | FRONT OF HOUSE RIGHT SIDE
1851 | BEDFORD RD | 43212-1007 | Active | 541546 | WILKINS | 720 | PVB | 0.750 | 3363603 | LEFT SIDE OF HOUSE
1858 | BEDFORD RD | 43212-1008 | Active | CB260755 | WILKINS | 720 | PVB | 0.750 | 3363605 | RIGHT SIDE
1885 | BEDFORD RD | 43212-1007 | Active | T023556 | WILKINS | 720 | PVB | 0.750 | 3363612 | LEFT SIDE OF HOUSE
1924 | BEDFORD RD | 43212-1009 | Active | H023226 | FEBCO | 765 | PVB | 0.750 | 100874 | FRONT OF HOUSE FAR LEFT SIDE
1974 | BEDFORD RD | 43212-1009 | Active | T361455 | WILKINS | 720A | PVB | 0.750 | 3363625 | RIGHT SIDE OF HOUSE
2050 | BEDFORD RD | 43212-1011 | Active | T065369 | WILKINS | 720A | PVB | 1.000 | 100509 | LEFT SIDE OF HOUSE
2055 | BEDFORD RD | 43212-1012 | Active | G200287 | WILKINS | 720A | PVB | 1.000 | 97043 | RIGHT SIDE-ON CORNER OF BEDFORD AND WALTHAM
2135 | BEECH NW RD | 43054 | Active | 101371 | WATTS | LF009M2QT | RP | 1.500 | 3652939 | HOTBOX AT NE CORNER
2570 | BEECH RD | 43054 | Not Required by DOW | 66806 | WATTS | LF909 | RP | 2.000 | 3649979 | 2560 BEECH RD FIRE PUMP ROOM
2570 | BEECH RD | 43054 | Not Required by DOW | 84025 | AMES | 2000SS | DC | 0.750 | 3649606 | BASEMENT MECH METER ROOM
2570 | BEECH RD | 43054 | Not Required by DOW | 38407 | WATTS | LF909QT | RP | 0.750 | 3649593 | ELECTRIC ROOM 8 NORTH WALL
2570 | BEECH RD | 43054 | Not Required by DOW | 015732 | WATTS | LF909 | RP | 2.000 | 3648805 | MECHANICAL ROOM
2570 | BEECH RD | 43054 | Not Required by DOW | 17280 | WATTS | LF909 | RP | 8.000 | 3648804 | MECHANICAL ROOM
2570 | BEECH RD | 43054 | Not Required by DOW | 1994230920 | AMES | 3000SS | DC | 8.000 | 3649621 | FIRE PUMP ROOM
2570 | BEECH RD | 43054 | Not Required by DOW | 1982580120 | AMES | 3000SS | DC | 8.000 | 3649978 | 2560 BEECH RD FIRE PUMP ROOM DCDA
2570 | BEECH RD | 43054 | Not Required by DOW | 91022 | WATTS | LF909M1QT | RP | 2.000 | 3652757 | RISER ROOM
2570 | BEECH RD | 43054 | Not Required by DOW | 001329 | WATTS | LF909 | RP | 3.000 | 3626367 | 2550 BEECH RD, PUMP MECHANICAL ROOM
2570 | BEECH RD | 43054 | Not Required by DOW | 05126 | AMES | 3000SS | DCDA | 8.000 | 3652758 | RISER ROOM
2570 | BEECH RD | 43054 | Not Required by DOW | 16125 | WATTS | LF909M1 | RP | 8.000 | 3626366 | 2550 BEECH RD, INDUSTRIAL WATER, PUMP MECHANICAL ROOM
2570 | BEECH RD | 43054 | Not Required by DOW | 82392 | AMES | 2000B | DC | 0.750 | 3649977 | 2560 BEECH RD FIRE PUMP ROOM DCDA BYPASS
2570 | BEECH RD | 43054 | Not Required by DOW | 1912440317 | AMES | 3000SS | DCDA | 8.000 | 3624955 | RISER ROOM
2570 | BEECH RD | 43054 | Not Required by DOW | 78076 | AMES | 2000B | DC | 0.750 | 3624954 | RISER ROOM
2570 | BEECH RD | 43054 | Not Required by DOW | PI-0167 | AMES | COLT 200 | DC | 8.000 | 3615012 | MAIN RISER ROOM SIDE OF BUILDING
2570 | BEECH RD | 43054 | Active | UL-1175 | AMES | COLT 400 | RP | 10.000 | 3613266 | ON SMITHSMILL RD N W OF DRIVE IN BIG GREEN HOT BOX
1101 | BEECH SW RD | 43054 | Not Required by DOW | 20693 | WILKINS | 375AST | RP | 4.000 | 3646885 | CCNR (DC) UPPER DEVICE
1101 | BEECH SW RD | 43054 | Active | 74113 | APOLLO | RPLF4A | RP | 12.000 | 3641463 | AT METER PIT IN HOT BOX
1101 | BEECH SW RD | 43054 | Not Required by DOW | 058330 | WATTS | 007M1QT | DC | 2.000 | 3646886 | CCNR (DC)
1101 | BEECH SW RD | 43054 | Not Required by DOW | WD-0859 | WATTS | 957 | RP | 8.000 | 3652727 | AT MCU 12
1101 | BEECH SW RD | 43054 | Not Required by DOW | 23768 | WILKINS | 375AST | RP |  | 3652667
1101 | BEECH SW RD | 43054 | Not Required by DOW | 025058 | WATTS | LF009M2QT | RP | 2.000 | 3652422 | CTB#3
1101 | BEECH SW RD | 43054 | Not Required by DOW | 71609 | WATTS | LF919QT | RP | 1.000 | 3646894 | TRAILER DC-10
1101 | BEECH SW RD | 43054 | Active | 74114 | APOLLO | RPLF4A | RP | 12.000 | 3641464 | AT METER PIT IN HOT BOX
1101 | BEECH SW RD | 43054 | Not Required by DOW | 21864 | WILKINS | 375AST | RP | 10.000 | 3646887 | UTILITY CLOSET (UTE) MAKE UP WATER TANKS
1101 | BEECH SW RD | 43054 | Not Required by DOW | 20692 | WILKINS | 375AST | RP | 4.000 | 3646884 | CCNR (DC) LOWER DEVICE
1101 | BEECH SW RD | 43054 | Not Required by DOW | 20957 | WILKINS | 375AST | RP | 3.000 | 3646888 | UTILITY CLOSET (UTE) - EXPANSION TANKS
1101 | BEECH SW RD | 43054 | Not Required by DOW | 183196 | WATTS | LF009M2QT | RP | 1.000 | 3646889 | CHEMICAL TREATMENT BUILDING - WATER TREATMENT
1101 | BEECH SW RD | 43054 | Not Required by DOW | 022768 | WATTS | LF009M2QT | RP | 2.000 | 3646890 | CHEMICAL TREATMENT BUILDING - COMPLETE BUILDING
1101 | BEECH SW RD | 43054 | Not Required by DOW | 21866 | WILKINS | 375AST | RP | 8.000 | 3646891 | MCP 6 TOWER WATER NEAR CHILLER NUMBER 5
1101 | BEECH SW RD | 43054 | Not Required by DOW | 21055 | WILKINS | 375AST | RP | 3.000 | 3646892 | CUB BUILDING NEAR CHILLER # 1 - COMPLETE BUILDING
1101 | BEECH SW RD | 43054 | Not Required by DOW | 21865 | WILKINS | 375AST | RP | 10.000 | 3646893 | PUMP HOUSE COMPLETE BUILDING/COOLING TOWERS
1245 | BEECH SW RD | 43054 | Active | 81509 | APOLLO | 2021 | RPDA | 12.000 | 3651782
1245 | BEECH SW RD | 43054 | Active | VD-0066 | AMES | COLT400 | RP | 4.000 | 3651781
1245 | BEECH SW RD | 43054 | Active | 16617B | APOLLO | CVALF4A | DC | 0.500 | 3651833 | HOT BOXES OF GANTON PKWY
1500 | BEECH SW RD BLDG NORTH | 43054 | Active | 9136020418 | CONBRACO | CVALF4A | RP | 0.500 | 3635722 | IN GREEN HOT BOX NW CORNER OF PROPERTY FIRE SIDE CAR
1500 | BEECH SW RD BLDG NORTH | 43054 | Not Required by DOW | 12983C | WILKINS | 375AST | RP | 4.000 | 3635723 | AREA A WATER ROOM, NORTH WALL, UPPER DEVICE
1500 | BEECH SW RD BLDG NORTH | 43054 | Active | 69037 | APOLLO | RPDA2LF | RPDA | 12.000 | 3635721 | IN GREEN HOT BOX NW CORNER OF PROPERTY
1500 | BEECH SW RD BLDG NORTH | 43054 | Active | 68864 | APOLLO | RPLF4A | RP | 8.000 | 3635720 | IN HOTBOX NW CORNER OF PROPERTY
1500 | BEECH SW RD BLDG NORTH | 43054 | LPS - Active |  |  |  | LPC |  | 3638483 | DOMESTIC BOOSTER PUMP NUMBER 7 OF 7
1500 | BEECH SW RD BLDG NORTH | 43054 | LPS - Active |  |  |  | LST |  | 3638482 | FIRE PUMP NUMBER 6 OF 7
1500 | BEECH SW RD BLDG NORTH | 43054 | LPS - Active |  |  |  | LPS |  | 3638481 | DOMESTIC BOOSTER PUMP NUMBER 5 OF 7 - 380158
1500 | BEECH SW RD BLDG NORTH | 43054 | LPS - Active |  |  |  | LPC |  | 3638480 | DOMESTIC BOOSTER PUMP NUMBER 4 OF 7 - 380154
1500 | BEECH SW RD BLDG NORTH | 43054 | LPS - Active |  |  |  | LPC |  | 3638479 | DOMESTIC BOOSTER PUMP NUMBER 3 OF 7 - 380154
1500 | BEECH SW RD BLDG NORTH | 43054 | Not Required by DOW | 12984C | WILKINS | 375AST | RP | 4.000 | 3635724 | AREA A WATER ROOM, NORTH WALL, LOWER DEVICE
1500 | BEECH SW RD BLDG NORTH | 43054 | LPS - Active |  |  |  | LPC |  | 3638478 | DOMESTIC BOOSTER PUMP NUMBER 2 OF 7 - 380155
1500 | BEECH SW RD BLDG NORTH | 43054 | Not Required by DOW | B184106 | WILKINS | 375XL | RP | 2.000 | 3635725 | AREA A WATER ROOM NORTH WALL
1500 | BEECH SW RD BLDG NORTH | 43054 | Not Required by DOW | B260916 | WILKINS | 375XL | RP | 1.500 | 3636739 | BUILDING D WATER ROOM, 13085 WORTHINGTON RD
1500 | BEECH SW RD BLDG NORTH | 43054 | Not Required by DOW | B094449 | WILKINS | 375XL | RP | 1.000 | 3635726 | AREA A WATER ROOM NORTH WALL
1500 | BEECH SW RD BLDG NORTH | 43054 | Not Required by DOW | B246548 | WILKINS | 375XL | RP | 1.000 | 3636738 | BUILDING D WATER ROOM, 13085 WORTHINGTON RD
1500 | BEECH SW RD BLDG NORTH | 43054 | Not Required by DOW | B255581 | WILKINS | 375XL | RP | 1.500 | 3635727 | AREA A WATER ROOM NORTHEAST CORNER, UPPER DEVICE. EAST SIDE CHEM FEED
1500 | BEECH SW RD BLDG NORTH | 43054 | Not Required by DOW | B177678 | WILKINS | 375XL | RP | 1.000 | 3636737 | BUILDING D WATER ROOM, 13085 WORTHINGTON RD
1500 | BEECH SW RD BLDG NORTH | 43054 | Not Required by DOW | B260917 | WILKINS | 375XL | RP | 1.500 | 3635728 | AREA A WATER ROOM NORTHEAST CORNER, UPPER DEVICE. WEST SIDE CHEM FEED
1500 | BEECH SW RD BLDG NORTH | 43054 | Not Required by DOW | 65966 | WATTS | 919 | RP | 1.000 | 3636724 | GUARD SHACK, 13085 WORTHINGTON RD
1500 | BEECH SW RD BLDG NORTH | 43054 | Not Required by DOW | B184107 | WILKINS | 375XL | RP | 2.000 | 3636736 | BUILDING D WATER ROOM, 13085 WORTHINGTON RD
1500 | BEECH SW RD BLDG NORTH | 43054 | Not Required by DOW | 12988C | WILKINS | 375AST | RP | 4.000 | 3636735 | BUILDING D WATER ROOM, 13085 WORTHINGTON RD
1500 | BEECH SW RD BLDG NORTH | 43054 | Not Required by DOW | 12987C | WILKINS | 375AST | RP | 4.000 | 3636734 | BUILDING D WATER ROOM, 13085 WORTHINGTON RD
1500 | BEECH SW RD BLDG NORTH | 43054 | Not Required by DOW | B088625 | WILKINS | 375XL | RP | 1.000 | 3636733 | MECH ROOM ADMIN BUILDING, 13085 WORTHINGTON RD
1500 | BEECH SW RD BLDG NORTH | 43054 | LPS - Active |  |  |  | LPC |  | 3636725 | DOMESTIC BOOSTER PUMP NUMBER 1 OF 7 - 380155
1500 | BEECH SW RD BLDG NORTH | 43054 | Not Required by DOW | 15258C | WILKINS | 375AST | RP | 3.000 | 3636731 | MECHANICAL ROOM ADMIN 13085 WORTHINGTON RD
1500 | BEECH SW RD BLDG NORTH | 43054 | Not Required by DOW | 16688C | WILKINS | 375AST | RP | 3.000 | 3636732 | MECH ROOM ADMIN BUILDING, 13085 WORTHINGTON RD
1500 | BEECH SW RD BLDG SOUTH | 43054 | Not Required by DOW | 71039 | WATTS | 919 | RP | 1.000 | 3648433 | AT IRRIGATION METER BEHIND ACCESS COVER
1500 | BEECH SW RD BLDG SOUTH | 43054 | Active | 73962 | APOLLO | RPLF4A | RP | 12.000 | 3648254 | SOUTH ENTRANCE RIGHT OF DRIVE IN HOT BOX
1500 | BEECH SW RD BLDG SOUTH | 43054 | Active | 73913 | APOLLO | RPDA2LF4A | RPDA | 12.000 | 3648255 | SOUTH ENTRANCE RIGHT OF DRIVE IN HOT BOX
1500 | BEECH SW RD BLDG SOUTH | 43054 | Active | 33857A | APOLLO | CVALF4A | RP | 0.500 | 3648256 | SOUTH ENTRANCE RIGHT OF DRIVE IN HOT BOX
1500 | BEECH SW RD BLDG TURNST | 43054 | Active | 79908 | APOLLO | LF4A | RP | 12.000 | 3651834
1500 | BEECH SW RD BLDG TURNST | 43054 | Active | 79946 | APOLLO | 2LF4A | RPDA | 12.000 | 3651835
1500 | BEECH SW RD BLDG TURNST | 43054 | Active | 05630B | APOLLO | CVALF4A | RP | 0.500 | 3651836 | HOTBOXES R ON ENTRANCE
1500 | BEECH SW RD UNIT C | 43054 | Active | 913546 | APOLLO | CVALF4A | RP | 0.500 | 3648752 | WEST OF SECURITY ENTRANCE GATE ON BEECH RD IN GREEN HOT BOX
1500 | BEECH SW RD UNIT C | 43054 | Active | 69042 | APOLLO | RPDA2LF | RPDA | 12.000 | 3648751 | WEST OF SECURITY ENTRANCE GATE ON BEECH RD IN GREEN HOT BOX
1500 | BEECH SW RD UNIT C | 43054 | Active | 68894 | APOLLO | RPLF4A | RP | 12.000 | 3648750 | WEST OF SECURITY ENTRANCE GATE ON BEECH RD IN GREEN HOT BOX
4357 | BEECH WOOD LOOP | 43016-7345 | Active | 190895 | WILKINS | 720A | PVB | 0.750 | 92434 | RIGHT SIDE OF HOUSE
4365 | BEECH WOOD LOOP | 43016 | Active | T084763 | WILKINS | 720A | PVB | 0.750 | 102657 | Front of House
4373 | BEECH WOOD LOOP | 43016 | Active | T138210 | WILKINS | 720A | PVB | 0.750 | 103372 | RIGHT SIDE
4381 | BEECH WOOD LOOP | 43016-7345 | Active | G245465 | WILKINS | 720A | PVB | 0.750 | 92267 | RIGHT FRONT
4389 | BEECH WOOD LOOP | 43016-7345 | Active | G124345 | WILKINS | 720A | PVB | 0.750 | 95264 | FRONT OF HOUSE LEFT FRONT DOOR
4397 | BEECH WOOD LOOP | 43016-7345 | Active | G173863 | WILKINS | 720A | PVB | 0.750 | 92069 | RIGHT SIDE
4405 | BEECH WOOD LOOP | 43016 | Active | hb49170 | FEBCO | 765 | PVB | 0.750 | 101324 | RIGHT SIDE OF HOUSE
4413 | BEECH WOOD LOOP | 43016-7345 | Active | F022309 | WILKINS | 720A | PVB | 0.750 | 97158 | LEFT FRONT
3800 | BEECHAM CT | 43220-4933 | Active | 17146 | WATTS | 919AQT | RP | 0.750 | 95933 | BASEMENT AT METER
3808 | BEECHAM CT | 43220-4933 | Active | 12828 | WATTS | 800M4FR | PVB | 1.000 | 89843 | FRONT LEFT OF HOUSE
3815 | BEECHAM CT | 43220-4933 | Active | 3117313 | WILKINS | 975XLBMS | RP | 0.750 | 61856 | RIGHT SIDE OF HOUSE
3820 | BEECHAM CT | 43220-4933 | Active | 588087 | WILKINS | 720A | PVB | 1.000 | 61867 | LEFT SIDE OF HOUSE
3823 | BEECHAM CT | 43220-4933 | Active | CAA33890 | WILKINS | 720A | PVB | 1.000 | 89846 | NORTH SIDE OF HOUSE
5797 | BEECHCROFT RD | 43229-2758 | Not Required by DOW | 4681022 | WILKINS | 975XL | RP | 1.000 | 3638809 | BASEMENT ABOVE WATER METER SW CORNER OF BUILDING
5797 | BEECHCROFT RD | 43229-2758 | Active | 4674197 | WILKINS | 975XL2 | RP | 1.500 | 3363967 | BASEMENT AT WATER METER SW CORNER OF BUILDING
5905 | BEECHCROFT RD | 43229-9156 | Active | 17379 | WATTS | 909QT | RP | 0.750 | 95110 | MECH ROOM 1ST FLOOR
5905 | BEECHCROFT RD | 43229-9156 | Active | F0601191727 | FEBCO | 825 | RP | 2.500 | 88015 | PUMP ROOM
5905 | BEECHCROFT RD | 43229-9156 | Active | FD1484 | WATTS | 757A | DC | 6.000 | 87931 | FIRE PUMP ROOM
5905 | BEECHCROFT RD | 43229-9156 | Active | A145329 | WILKINS | 375XL | RP | 1.500 | 104157 | LEFT OF DRIVE
6100 | BEECHCROFT RD | 43229-2703 | Active | 4025 | WILKINS | 375 | RP | 4.000 | 68995 | BOILER ROOM - Beechcroft H.S.
6100 | BEECHCROFT RD | 43229-2703 | Active | 04211 | WATTS | 909QT | RP | 1.000 | 68996 | PENTHOUSE MECHANICAL ROOM--BEECHCROFT H.S.
6100 | BEECHCROFT RD | 43229-2703 | Active | 3382306 | WILKINS | 975 | RP | 1.000 | 3609706 | BOILER ROOM - Beechcroft H.S.
6100 | BEECHCROFT RD | 43229-2703 | Active | 3940250 | WILKINS | 975 | RP | 1.500 | 3609708 | NORTH STORAGE ROOM - Beechcroft H.S.
4596 | BEECHER CT | 43054-8901 | Active | 443103 | WILKINS | 720A | PVB | 0.750 | 64426 | SOUTH SIDE OF HOUSE, OUTSIDE
4599 | BEECHER CT | 43054-8901 | Active | 58531 | WATTS | 009M2QT | RP | 0.750 | 64429 | BASEMENT
4619 | BEECHER CT | 43054-8901 | Active | A13178 | FEBCO | 765 | PVB | 1.000 | 64589 | RIGHT FRONT
4628 | BEECHER CT | 43054-8901 | Active | DE5168 | FEBCO | 765 | PVB | 1.000 | 64615 | SOUTH SIDE NEXT TO GAS METER
4635 | BEECHER CT | 43054-8901 | Active | cb269649 | WILKINS | 720A | PVB | 1.000 | 64645 | EAST SIDE
4647 | BEECHER CT | 43054-8901 | Active | 98562 | WATTS | 800M4QT | PVB | 1.000 | 64679 | FRT RT SIDE
4658 | BEECHER CT | 43054-8901 | Active | DH5403 | FEBCO | 763 | PVB | 1.000 | 64712 | NORTH SIDE OF HOUSE NEXT TO GARAGE
4661 | BEECHER CT | 43054-8901 | Active | H471615 | FEBCO | 765 | PVB | 1.000 | 64720 | NORTH SIDE OF HOUSE
4679 | BEECHER CT | 43054-8901 | Active | 301250 | WILKINS | 720A | PVB | 1.000 | 64779 | FRONT OF HOUSE
4305 | BEECHGROVE DR | 43123-3503 | Active | CAB79191 | WILKINS | 720A | PVB | 0.750 | 101486 | FRONT LEFT SIDE OF HOUSE
1111 | BEECHVIEW N DR | 43085- | Active | 46970 | WILKINS | 975 | RP | 0.750 | 53943 | BASEMENT AT WATER METER
5710 | BEECHWOOD CT | 43026-9009 | Active | T046752 | WILKINS | 720A | PVB | 0.750 | 100836 | LEFT FRONT CORNER
5733 | BEECHWOOD CT | 43026-9009 | Active | T410794 | WILKINS | 720 | PVB | 0.750 | 3364592 | RIGHT SIDE
455 | BEECHWOOD RD | 43213-2313 | Active | 25902 | APOLLO/CONBRACO | 4020002 | RP | 3.000 | 101578 | BOILER ROOM
455 | BEECHWOOD RD | 43213-2313 | Active | 175700 | AMES | 3000 | DCDA | 4.000 | 101507 | BEECHWOOD ELEMENTARY MECH ROOM
455 | BEECHWOOD RD | 43213-2313 | Active | 66466 | AMES | 2000B | DC | 0.750 | 101505 | BEECHWOOD ELEMENTARY MECHANIC ROOM
455 | BEECHWOOD RD | 43213-2313 | Not Required by DOW | 359897 | APOLLO/CONBRACO | 4020402 | RP | 0.750 | 101579 | MECHANICAL ROOM
635 | BEECHWOOD RD | 43213-2806 | Active | 088804 | WATTS | LF009M2QT | RP | 1.500 | 3650562 | HOTBOX located in dog park, next to parking lot entrance off Washburn St.
823 | BEECHWOOD RD | 43213-2941 | Active | 256378 | WATTS | LF009M3QT | RP | 0.750 | 3364693 | FURNACE/HWT ROOM AT WATER METER
825 | BEECHWOOD RD | 43213-2941 | Active | 95079 | WATTS | 919QT | RP | 0.750 | 3364695 | FURNACE/HWT ROOM AT WATER METER
900 | BEECHWOOD RD | 43227-1206 | Active | W074822 | WILKINS | 975 | RP | 1.000 | 74454 | MECH ROOM CENTER OF BUILDING
1320 | BEECHWOOD RD | 43227-2013 | Active | 06529 | WATTS | 919AQT | RP | 0.750 | 87503 | MECH ROOM
8403 | BEESWING CT | 43017-9724 | Active | CB602865 | WILKINS | 720A | PVB | 0.750 | 3364792
8415 | BEESWING CT | 43017-9724 | Active | 577173 | WATTS | 800M4QT | PVB | 1.000 | 87256 | LEFT FRONT
8418 | BEESWING CT | 43017-9724 | Active | HC68287 | FEBCO | 765 | PVB | 1.000 | 73824 | FRONT OF HOUSE LEFT OF FRONT DOOR
8426 | BEESWING CT | 43017-9724 | Active | 02326 | FEBCO | 765 | PVB | 1.000 | 73838 | LEFT SIDE OF HOUSE
8443 | BEESWING CT | 43017-9724 | Active | T082568 | WILKINS | 720A | PVB | 1.000 | 73864 | RIGHT HAND FRONT OF HOUSE
1675 | BEGGROW ST | 43137 | Active | 1981610120 | AMES | 3000 | DCDA | 8.000 | 3646898
1675 | BEGGROW ST | 43137 | Active | 83439 | AMES | 2000B | DC | 0.750 | 3646900 | PUMP HOUSE
1675 | BEGGROW ST | 43137 | Active | TJ-2334 | WATTS | 957 | RP | 3.000 | 3646897 | PUMP HOUSE # 1
1675 | BEGGROW ST | 43137 | LPS - Active |  |  |  | LST |  | 3646926 | FIRE PUMP
1675 | BEGGROW ST | 43137 | Not Required by DOW | 151272 | WATTS | LF009M2QT | RP | 2.000 | 3646904 | PUMP HOUSE # 1
1815 | BEGGROW ST | 43137 | Not Required by DOW | 149101 | WATTS | LF009M2QT | RP | 2.000 | 3646903 | PUMP HOUSE # 2
1815 | BEGGROW ST | 43137 | Active | 83779 | AMES | 2000B | DC | 0.750 | 3646902
1815 | BEGGROW ST | 43137 | Active | 1987300420 | AMES | 3000ss | DCDA | 8.000 | 3646901
1815 | BEGGROW ST | 43137 | Active | 144142 | WATTS | LF009M2QT | RP | 2.000 | 3646896 | PUMP HOUSE # 2
1815 | BEGGROW ST | 43137 | LPS - Active |  |  |  | LST |  | 3646929 | FIRE PUMP IN PUMP HOUSE NORTH SIDE OF PROPERTY
1901 | BEGGROW ST | 43137 | Active | 80591 | AMES | 2000B | DC | 0.750 | 3632919 | PUMP HOUSE
1901 | BEGGROW ST | 43137 | LPS - Active |  |  |  | LST |  | 3633169 | LOW PRESSURE SUSTAINING DEVICE FOR BOOSTER PUMP
1901 | BEGGROW ST | 43137 | Active | 4596566 | WILKINS | 975XL2 | RP | 2.000 | 3632894 | PUMP HOUSE WEST WALL
1901 | BEGGROW ST | 43137 | Not Required by DOW | J043841 | FEBCO | 825Y | RP | 2.000 | 3632895
1901 | BEGGROW ST | 43137 | Active | 1944630518 | AMES | 3000SS | DCDA | 8.000 | 3632918 | PUMP HOUSE
1840 | BELCHER DR | 43224-1390 | Not Required by DOW | [5 empty] | 3364811
1930 | BELCHER DR | 43224-1392 | Not Required by DOW |  |  |  | RP |  | 3649415
1952 | BELCHER DR | 43224-1397 | Not Required by DOW | [5 empty] | 3364813
1980 | BELCHER DR | 43224-1372 | Due Install |  |  |  | RP | 4.000 | 3364814
1989 | BELCHER DR | 43224- | Active | VJ-1139 | AMES | COLT 400 | RP | 6.000 | 3364815
2394 | BELCHER DR | 43224-1571 | Due Install |  |  |  |  | 6.000 | 3364890
4765 | BELFIELD CT | 43017-2595 | Active | T132435 | WILKINS | 720A | PVB | 0.750 | 91156 | REAR RIGHT BY A.C.
4807 | BELFIELD CT | 43017-2592 | Active | G025487 | WILKINS | 720A | PVB | 0.750 | 65122 | RIGHT SIDE OF HOUSE
4698 | BELFIELD DR | 43017-2593 | Active | 02974 | FEBCO | 765 | PVB | 1.000 | 3365001 | RIGHT SIDE IN MIDDLE
4718 | BELFIELD DR | 43017-2593 | Active | G044016 | WILKINS | 720A | PVB | 0.750 | 89849 | LEFT OF HOUSE
4731 | BELFIELD DR | 43017-2595 | Active | 446193 | WATTS | 800M4FR | PVB | 0.750 | 64904 | UNDER FRONT RIGHT WINDOW
4822 | BELFIELD DR | 43016-4140 | Active | T013207 | WILKINS | 720A | PVB | 1.000 | 65156 | RIGHT SIDE OF HOUSE
4862 | BELFIELD DR | 43016-4140 | Active | T191718 | WILKINS | 720A | PVB | 0.750 | 87319 | LEFT OF GARAGE SOUTH EAST SIDE OF HOUSE
4870 | BELFIELD DR | 43016-4140 | Active | 263367 | WATTS | 800M4QT | PVB | 1.000 | 65280 | RIGHTSIDE CENTER
4878 | BELFIELD DR | 43016-4184 | Active | H339728 | FEBCO | 765 | PVB | 0.750 | 65306 | OUTSIDE FRONT LEFT
4886 | BELFIELD DR | 43016-4184 | Active | G215319 | WILKINS | 720A | PVB | 0.750 | 97244 | RIGHT SIDE
1938 | BELGRAVE DR | 43220-3024 | Active | AC5008 | FEBCO | 765 | PVB | 0.750 | 56690 | WEST OF FRONT DOOR
1951 | BELGRAVE DR | 43220-3023 | Active | CAA25710 | WILKINS | 720A | PVB | 1.000 | 87118 | Right side of house
1985 | BELGRAVE DR | 43220-3023 | Active | H338551 | FEBCO | 765 | PVB | 0.750 | 100692 | RIGHT SIDE OF HOUSE
1986 | BELGRAVE DR | 43220-3024 | Active | F137586 | WILKINS | 720A | PVB | 0.750 | 100420 | LEFT SIDE OF HOUSE
1995 | BELGRAVE DR | 43220-3023 | Active | 521513 | WATTS | 800M4FR | PVB | 1.000 | 56889 | NORTH EAST CORNER OF HOUSE OUTSIDE
8844 | BELISLE CT | 43017-9406 | Active | CB639213 | WILKINS | 720A | PVB | 1.000 | 3365074 | BACK OF HOUSE
8890 | BELISLE CT | 43017-9406 | Active | B019453 | WATTS | 800M4QT | PVB | 1.000 | 91510 | FRONT LEFT OF DOOR
4706 | BELL CLASSIC DR | 43123 | Active | T410973 | WILKINS | 720A | PVB | 0.750 | 3648860 | LEFT SIDE OF HOUSE
4720 | BELL CLASSIC DR | 43123 | Active | CB555994 | WILKINS | 720A | PVB | 0.750 | 3636652 | LEFT SIDE
4734 | BELL CLASSIC DR | 43123 | Active | CB154436 | WILKINS | 720A | PVB | 0.750 | 3611434 | RIGHT SIDE
4748 | BELL CLASSIC DR | 43123 | Active | CB597735 | WILKINS | 720A | PVB | 0.750 | 3638796 | FRONT OF HOUSE
4762 | BELL CLASSIC DR | 43123 | Active | CB674754 | WILKINS | 720A | PVB | 0.750 | 3618374 | LEFT REAR
4776 | BELL CLASSIC DR | 43123 | Active | CB084396 | WILKINS | 720A | PVB | 0.750 | 3604055 | LEFT SIDE
4804 | BELL CLASSIC DR | 43123 | Active | CB597915 | WILKINS | 720A | PVB | 0.750 | 3638988 | RIGHT SIDE
4820 | BELL CLASSIC DR | 43123 | Active | CB874727 | WILKINS | 720A | PVB | 0.750 | 3650111 | RIGHT SIDE
5938 | BELL CLASSIC DR | 43081 | Active | CB014097 | WILKINS | 720A | PVB | 0.750 | 3602721 | SW CORNER BY PORCH
6419 | BELL CROSSING LOOP | 43081 | Active | CB867247 | WILKINS | 720A | PVB | 0.750 | 3650485 | RIGHT SIDE
6450 | BELL CROSSING LOOP | 43081 | Active | T419456 | Wilkins | 720A | PVB | 0.750 | 3650381 | LEFT FRONT
7450 | BELLAIRE AV | 43017-9195 | Active | 83501 | WATTS | 009QT | RP | 0.750 | 72007 | IN BASEMENT BY METER
7455 | BELLAIRE AV | 43017-9193 | Active | W068015 | WILKINS | 975 | RP | 0.750 | 72024 | BASEMENT AT WATER METER WELL
7606 | BELLAIRE AV | 43017-8446 | Active | H206100 | FEBCO | 765 | PVB | 0.750 | 72326 | LEFT SIDE OF HOUSE
4400 | BELLAIRE AVE | 43017-9194 | Active | 170206 | WATTS | 009QT | RP | 0.750 | 63912 | NEXT TO WATER METER IN GARAGE
7360 | BELLAIRE AVE | 43017-9195 | Active | 4775699 | WILKINS | 975XL2 | RP | 0.750 | 71853 | UTILITY ROOM UNDER ELECTRIC BOX
7400 | BELLAIRE AVE | 43017-9195 | Active | 40603 | WATTS | 919AQT | RP | 0.750 | 71911 | BASEMENT
7488 | BELLAIRE AVE | 43017-9195 | Active | 108443 | WATTS | 009QT | RP | 0.750 | 72089 | SE BSMNT AT BK DOOR WELL PUMP & TANK
7530 | BELLAIRE AVE | 43017-8635 | Active | W046871 | WILKINS | 975XL | RP | 0.750 | 72185 | BASEMENT
7535 | BELLAIRE AVE | 43017-9193 | Active | 468860 | WILKINS | 975XLBMS | RP | 0.750 | 72195 | BASEMENT
7575 | BELLAIRE AVE | 43017-9193 | Active | CB885389 | WILKINS | 720 | PVB | 0.750 | 3639610 | BACK OF HOUSE
7575 | BELLAIRE AVE | 43017-9193 | Active | 108876 | WATTS | 009M2PCQT | RP | 0.750 | 72264 | IN BASEMENT AT WATER
7585 | BELLAIRE AVE | 43017-9193 | Active | 4663852 | WILKINS | 975XL2 | RP | 0.750 | 72277 | IN BASEMENT AT METER
7605 | BELLAIRE AVE | 43017-8447 | Active | W008061 | WILKINS | 975XLBMS | RP | 0.750 | 72325 | FURNACE ROOM AT WATER METER
7630 | BELLAIRE AVE | 43017-8446 | Active | 4271 | WATTS | 995QT | RP | 0.750 | 72375 | BASEMENT NORTH WALL
7660 | BELLAIRE AVE | 43017-8446 | Active | A68219 | WATTS | 009M3QT | RP | 0.750 | 72442 | IN BASEMENT AT WATER METER
4395 | BELLAIRE CT | 43017-9746 | Active | 95661 | WATTS | 009QT | RP | 0.750 | 63885 | BASEMENT AT METER
4398 | BELLAIRE CT | 43017-9746 | Active | W046935 | WILKINS | 975 | RP | 0.750 | 63896 | BASEMENT AT METER CLOSET
4410 | BELLAIRE CT | 43017-9746 | Active | W046908 | WILKINS | 975XL | RP | 0.750 | 63959 | BASEMENT BY METER
4766 | BELLANN RD | 43221-5504 | Active | 145896 | WATTS | 009M3QT | RP | 0.750 | 64983 | IN BASEMENT NORTH END OF HOUSE
6452 | BELLBROOK PL | 43085-2988 | Active | G231118 | WILKINS | 720A | PVB | 0.750 | 69957 | FRONT OF HOUSE LEFT OF FRONT DOOR
6464 | BELLBROOK PL | 43085-2988 | Active | 335540 | WILKINS | 720A | PVB | 0.750 | 89850 | RIGHT FRONT
6478 | BELLBROOK PL | 43085-2988 | Active | 28880 | FEBCO | 765 | PVB | 1.000 | 89857 | FRONT LEFT IN OFFSET
6481 | BELLBROOK PL | 43085-2988 | Active | T131854 | WILKINS | 720A | PVB | 0.750 | 89859 | RIGHT SIDE
6490 | BELLBROOK PL | 43085-2988 | Active | CB481099 | WILKINS | 720A | PVB | 1.000 | 70031 | RIGHT REAR OF HOUSE
6493 | BELLBROOK PL | 43085-2988 | Active | AC5013 | FEBCO | 765 | PVB | 0.750 | 96921 | REAR WEST SIDE BY AC UNIT
6502 | BELLBROOK PL | 43085-2988 | Active | A83174 | FEBCO | 765 | PVB | 1.000 | 89861 | FRONT OF HOUSE
4401 | BELLE APPLE ST | 43123 | Active | T434268 | WILKINS | 720A | PVB | 0.750 | 3653955 | RIGHT SIDE OF HOUSE
77 | BELLE ST | 43215 | Active | WA-0777 | AMES | COLT 200 | DC | 6.000 | 3650221
77 | BELLE ST | 43215 | Active | 31114 | WILKINS | 375 | RP | 6.000 | 3650222 | MECHANICAL ROOM ON NORTH SIDE OF BUILDING
7657 | BELLEPOINT PLACE | 43017-8567 | Active | b052605 | WATTS | 800M4QT | PVB | 1.000 | 72435 | NORTH RIGHT SIDE
7616 | BELLEPOINT PLACE CT | 43017-8567 | Active | G215228 | WILKINS | 720A | PVB | 0.750 | 95222 | RIGHT SIDE OF HOUSE
7633 | BELLEPOINT PLACE CT | 43017-8567 | Active | CB010621 | WILKINS | 720A | PVB | 0.750 | 102964 | FRONT OF HOUSE
50 | BELLEVUE AVE | 43207-2412 | Due Install |  |  |  | RP | 0.750 | 3365212
2249 | BELLEVUE AVE | 43207-2817 | Active | 4973877 | WILKINS | 975XL | RP | 0.750 | 3628235
1066 | BELLFLOWER AVE | 43204-2711 | [6 empty] | 3365260
1943 | BELLFLOWER CT | 43123-8346 | Active | CB583050 | WILKINS | 720A | PVB | 0.750 | 3610191 | LEFT SIDE
6268 | BELLOW VALLEY DR | 43016-8585 | Active | T470995 | WILKINS | 720A | PVB | 1.000 | 102083 | FRONT LEFT OF DOOR
6276 | BELLOW VALLEY DR | 43016-8585 | Active | G204865 | WILKINS | 720A | PVB | 0.750 | 92074 | LEFT SIDE OF HOUSE
6292 | BELLOW VALLEY DR | 43016-8586 | Active | F031337 | WILKINS | 720A | PVB | 0.750 | 69571 | LEFT SIDE OF HOUSE
6293 | BELLOW VALLEY DR | 43016-8588 | Active | H152886 | FEBCO | 765 | PVB | 0.750 | 69574 | RIGHT SIDE
6300 | BELLOW VALLEY DR | 43016-8586 | Active | AC5812 | FEBCO | 765 | PVB | 0.750 | 69589 | LEFT FRONT
1066 | BELLOWS AVE | 43223-1442 | Not Required by DOW | [5 empty] | 3365500
4525 | BELLROSE LN | 43220-3069 | Active | G281068 | WILKINS | 720A | PVB | 1.000 | 99185 | LEFT SIDE
4539 | BELLROSE LN | 43220-3069 | Active | 289791 | WATTS | 009M2-FP | RP | 1.000 | 101253 | BASEMENT
4540 | BELLROSE LN | 43220-3013 | Active | W226828 | WILKINS | 975XL | RP | 0.750 | 88825 | BACK OF HOUSE
4551 | BELLROSE LN | 43220-3069 | Active | 2348385 | WILKINS | 975XL | RP | 0.750 | 88832 | LEFT HAND SIDE OF HOME
4090 | BELMONT PL | 43054-8984 | Active | HO99853 | FEBCO | 765 | PVB | 1.000 | 62859 | LEFT SIDE OF HOUSE BY AC
4100 | BELMONT PL | 43054-8984 | Active | 019844 | WATTS | 800M4QT | PVB | 1.000 | 62901 | SOUTHWEST, FRONT OF HOUSE
4107 | BELMONT PL | 43054-8984 | Active | 301849 | WATTS | 800CMQT | PVB | 0.750 | 62935 | LEFT REAR IN COVE
4120 | BELMONT PL | 43054-8984 | Active | 295360 | WATTS | 800M4QT | PVB | 0.750 | 62968 | BACK OF HOUSE
4121 | BELMONT PL | 43054-8984 | Active | CE3108 | FEBCO | 765 | PVB | 0.750 | 62974 | BY GAS METER ON RIGHT SIDE OF HOUSE
4141 | BELMONT PL | 43054-8984 | Active | CR4141 | WILKINS | 720A | PVB | 0.750 | 63023 | FRONT OF HOUSE
4142 | BELMONT PL | 43054-8984 | Active | H185377 | FEBCO | 765 | PVB | 0.750 | 63058 | RIGHT SIDE OF HOUSE
4159 | BELMONT PL | 43054-8984 | Active | 6251627 | WILKINS | 720A | PVB | 0.750 | 63115 | FRONT OF HOUSE
4160 | BELMONT PL | 43054-8984 | Active | FC8805 | FEBCO | 765 | PVB | 1.000 | 63117 | NORTH SIDE OF RESIDENCE (SERIAL # FC8805) Left side of house
4177 | BELMONT PL | 43054-8984 | Active | 006065 | WATTS | 800QT | PVB | 0.750 | 63162 | FRONT OF HOUSE
4178 | BELMONT PL | 43054-8984 | Active | 117536 | FEBCO | 765 | PVB | 1.000 | 63170 | NE (REAR OF HOUSE)
6290 | BELVEDERE GREEN BL | 43016-8582 | Active | T408960 | WILKINS | 720A | PVB | 0.750 | 94664 | RIGHT FRONT
6379 | BELVEDERE GREEN BL | 43016-9421 | Active | 902661 | WILKINS | 720A | PVB | 0.750 | 69832 | LEFTSIDE OF HOUSE BEHIND BUSHES
6250 | BELVEDERE GREEN BLVD | 43016- | Active | J069568 | FEBCO | 825Y | RP | 1.000 | 69475 | NW CORNER BELVEDERE RD AND AVERY
6258 | BELVEDERE GREEN BLVD | 43016-8582 | Active | T229939 | WILKINS | 720A | PVB | 0.750 | 69497 | RIGHT FRONT
6263 | BELVEDERE GREEN BLVD | 43016-8583 | Active | T339968 | WILKINS | 720A | PVB | 0.750 | 69505 | P-3 LL GARAGE
6266 | BELVEDERE GREEN BLVD | 43016-8582 | Active | 138687 | WATTS | 800QT | PVB | 0.750 | 69517 | RIGHT SIDE
6271 | BELVEDERE GREEN BLVD | 43016-8583 | Active | 554060 | WATTS | 800M4QT | PVB | 1.000 | 69533 | LEFT FRONT CORNER OF HOUSE
6274 | BELVEDERE GREEN BLVD | 43016-8582 | Active | 779741 | WILKINS | 720A | PVB | 0.750 | 69536 | RIGHT FRONT
6279 | BELVEDERE GREEN BLVD | 43016-8584 | Active | T070824 | WILKINS | 720A | PVB | 0.750 | 69550 | LEFT SIDE OF HOUSE
6282 | BELVEDERE GREEN BLVD | 43016-8582 | Active | H492332 | FEBCO | 765 | PVB | 0.750 | 94840 | FRONT OF HOUSE
6298 | BELVEDERE GREEN BLVD | 43016-8582 | Active | G045410 | WILKINS | 720A | PVB | 0.750 | 69581 | SW CORNER OF HOUSE
6306 | BELVEDERE GREEN BLVD | 43016-8582 | Active | 141195 | WATTS | 009QT | RP | 0.750 | 69633 | IN BASEMENT @ METER
6311 | BELVEDERE GREEN BLVD | 43016-8584 | Active | CB555949 | WILKINS | 720A | PVB | 0.750 | 69644 | RIGHT CENTER
6314 | BELVEDERE GREEN BLVD | 43016-8582 | Active | 166989 | WATTS | 009M2PCQT | RP | 1.000 | 69649 | BY WATER METER IN BASEMENT
6371 | BELVEDERE GREEN BLVD | 43016-9421 | Active | 89747 | WATTS | 009QT | RP | 0.750 | 69810 | BASEMENT BY WATER METER
115 | BELVIDERE AVE | 43223-1183 | Active | 09138 | WATTS | 919ZQT | RP | 2.000 | 95482 | METER ROOM UNDER STAIRS
115 | BELVIDERE AVE | 43223-1183 | Active | 53973 | AMES | 2000B | DC | 0.750 | 95313 | MECH ROOM
115 | BELVIDERE AVE | 43223-1183 | Active | 159414 | AMES | 3000SS | DCDA | 4.000 | 95481 | MECH ROOM
8663 | BELWORTH SQ | 43054-9074 | Active | A135558 | WILKINS | 720A | PVB | 0.750 | 74162 | RIGHT SIDE FRONT
8683 | BELWORTH SQ | 43054-9074 | Active | F005859 | WILKINS | 720A | PVB | 0.750 | 74179 | RIGHT FRONT
8688 | BELWORTH SQ | 43054-9073 | Active | A006723 | WILKINS | 720A | PVB | 0.750 | 74184 | FRONT OF HOUSE
8693 | BELWORTH SQ | 43054-9074 | Active | CB583110 | WILKINS | 720A | PVB | 0.750 | 74187 | RIGHT SIDE OF HOUSE
8708 | BELWORTH SQ | 43054-9073 | Active | 822891 | WILKINS | 720A | PVB | 0.750 | 74210 | Left Side Middle
8711 | BELWORTH SQ | 43054-9074 | Active | 902532 | WILKINS | 720A | PVB | 0.750 | 74214 | REAR CORNER
8750 | BELWORTH SQ | 43054-9073 | Active | W341600 | WILKINS | 975XL | RP | 0.750 | 97666 | At water meter
8780 | BELWORTH SQ | 43054-9073 | Active | 874930 | WILKINS | 720A | PVB | 0.750 | 74276 | Right side of house
8790 | BELWORTH SQ | 43054-9073 | Active | G043666 | WILKINS | 720A | PVB | 0.750 | 92178 | LEFT SIDE OF BLDG
1452 | BEMAN CT | 43228-7045 | Active | CAA37489 | WILKINS | 720A | PVB | 0.750 | 3362837
3077 | BEMBRIDGE RD | 43221-2201 | Active | A082457 | WILKINS | 720A | PVB | 0.750 | 59914 | FRONT HOME
3082 | BEMBRIDGE RD | 43221-2202 | Active | F006183 | WILKINS | 720A | PVB | 0.750 | 59925 | FRONT MIDDLE OF HOME
3125 | BEMBRIDGE RD | 43221-2203 | Active | 665982 | WATTS | 800M2QT | PVB | 1.000 | 89863 | BACK OF HOUSE
3145 | BEMBRIDGE RD | 43221-2203 | Active | T188368 | WILKINS | 720A | PVB | 0.750 | 3365841 | FRONT OF HOUSE
3154 | BEMBRIDGE RD | 43221-2204 | Active | AD4929 | FEBCO | 765 | PVB | 0.750 | 60072 | RIGHT SIDE OF HOUSE REAR S.E.CORNER
3169 | BEMBRIDGE RD | 43221-2203 | Active | T042202 | WILKINS | 720A | PVB | 0.750 | 101833 | FRONT OF HOUSE
3188 | BEMBRIDGE RD | 43221-2204 | Active | A06112 | WATTS | 009M2PCQT | RP | 1.000 | 89108 | IN BASEMENT - BELOW WATER METERS
3143 | BENBROOK POND DR | 43026-5011 | Active | T191483 | WILKINS | 720A | PVB | 0.750 | 95067 | LEFT SIDE OF HOUSE
3144 | BENBROOK POND DR | 43026-5009 | Active | G214972 | WILKINS | 720A | PVB | 0.750 | 95189 | RIGHT SIDE OF HOUSE
3151 | BENBROOK POND DR | 43026-5011 | Active | G215121 | WILKINS | 720A | PVB | 0.750 | 95190 | LEFT SIDE OF HOUSE
3159 | BENBROOK POND DR | 43026-5011 | Active | G215123 | WILKINS | 720A | PVB | 0.750 | 95188 | RIGHT SIDE OF HOUSE
3167 | BENBROOK POND DR | 43026-5011 | Active | G213872 | WILKINS | 720A | PVB | 0.750 | 95656 | RIGHT SIDE OF HOUSE
3168 | BENBROOK POND DR | 43026-5009 | Active | CB620364 | WILKINS | 720A | PVB | 0.750 | 3587410 | RIGHT FRONT
3175 | BENBROOK POND DR | 43026-5011 | Active | CAB48902 | WILKINS | 720A | PVB | 0.750 | 3592386
3208 | BENBROOK POND DR | 43026-5013 | Active | G215239 | WILKINS | 720A | PVB | 0.750 | 94818 | RIGHT FRONT
3231 | BENBROOK POND DR | 43026-5014 | Active | h932444 | FEBCO | 765 | PVB | 0.750 | 91768 | RIGHT SIDE OF HOUSE
4533 | BENDERTON CT | 43220 | Active | cb213875 | WILKINS | 720A | PVB | 0.750 | 3613196 | RIGHT FRONT
4544 | BENDERTON CT | 43220-3019 | Active | CB485742 | WILKINS | 720A | PVB | 1.000 | 64321 | NORTH SIDE OF HOUSE - OUTSIDE
4545 | BENDERTON CT | 43220-3019 | Active | 185504 | WILKINS | 720A | PVB | 0.750 | 88645 | LEFT SIDE OF HOUSE
4569 | BENDERTON CT | 43220-3019 | Active | 06008 | FEBCO | 765 | PVB | 1.000 | 64368 | OUTSIDE
6685 | BENNELL DR | 43068- | Active | 4761232 | WILKINS | 975XL | RP | 0.750 | 3640822 | BUILDING 10 CRAWL SPACE AT THE MAIN FEED
6685 | BENNELL DR | 43068- | Active | 4769840 | WILKINS | 975XL | RP | 0.750 | 3640823 | BUILDING 11 CRAWL SPACE AT THE MAIN FEED
6685 | BENNELL DR | 43068- | Active | 4769399 | WILKINS | 975XL | RP | 0.750 | 3640825 | BUILDING 12 CRAWL SPACE AT THE MAIN FEED
6685 | BENNELL DR | 43068- | Active | 4703913 | WILKINS | 975XL | RP | 0.750 | 3640826 | BUILDING 13 CRAWL SPACE AT THE MAIN FEED
6685 | BENNELL DR | 43068- | Active | 4734944 | WILKINS | 975XL | RP | 0.750 | 3640827 | BUILDING 14 CRAWL SPACE AT THE MAIN FEED
6685 | BENNELL DR | 43068- | Active | 4761234 | WILKINS | 975XL | RP | 0.750 | 3640829 | BUILDING 15 CRAWL SPACE AT THE MAIN FEED
6685 | BENNELL DR | 43068- | Active | 4703920 | WILKINS | 975XL | RP | 0.750 | 3640830 | BUILDING 16 CRAWL SPACE AT THE MAIN FEED
6685 | BENNELL DR | 43068- | Active | 4753311 | WILKINS | 975XL | RP | 0.750 | 3640831 | BUILDING 17 CRAWL SPACE AT THE MAIN FEED
6685 | BENNELL DR | 43068- | Active | 4769858 | WILKINS | 975XL | RP | 0.750 | 3640817 | BUILDING 5 CRAWL SPACE AT THE MAIN FEED
6685 | BENNELL DR | 43068- | Active | 4784287 | WILKINS | 975XL | RP | 0.750 | 3640832 | BUILDING 18 CRAWL SPACE AT THE MAIN FEED
6685 | BENNELL DR | 43068- | Due Install |  |  |  | RP |  | 3366008
6685 | BENNELL DR | 43068- | Active | 4753328 | WILKINS | 975XL | RP | 0.750 | 3640814 | BUILDING 4 CRAWL SPACE AT THE MAIN FEED
6685 | BENNELL DR | 43068- | Active | 4769850 | WILKINS | 975XL | RP | 0.750 | 3640811 | BUILDING 1 CRAWL SPACE AT THE MAIN FEED
6685 | BENNELL DR | 43068- | Active | 4761220 | WILKINS | 975XL | RP | 0.750 | 3640812 | BUILDING 2 CRAWL SPACE AT THE MAIN FEED
6685 | BENNELL DR | 43068- | Active | 4703919 | WILKINS | 975XL | RP | 0.750 | 3640813 | BUILDING 3 CRAWL SPACE AT THE MAIN FEED
6685 | BENNELL DR | 43068- | Active | 4703905 | WILKINS | 975XL | RP | 0.750 | 3640821 | BUILDING 9 CRAWL SPACE AT THE MAIN FEED
6685 | BENNELL DR | 43068- | Active | 4769849 | WILKINS | 975XL | RP | 0.750 | 3640820 | BUILDING 8 CRAWL SPACE AT THE MAIN FEED
6685 | BENNELL DR | 43068- | Active | 4703924 | WILKINS | 975XL | RP | 0.750 | 3640819 | BUILDING 7 CRAWL SPACE AT THE MAIN FEED
6685 | BENNELL DR | 43068- | Active | 4774839 | WILKINS | 975XL | RP | 0.750 | 3640818 | BUILDING 6 CRAWL SPACE AT THE MAIN FEED
5360 | BENNINGTON HILL DR | 43220-6252 | Active | W614587 | WILKINS | 720A | PVB | 1.000 | 66732 | LEFT- FRONT OF HOUSE NEXT TO DRIVEWAY
5377 | BENNINGTON HILL DR | 43220-6253 | Active | T166264 | WILKINS | 720 | PVB | 0.750 | 3366215 | FRONT OF HOUSE
5402 | BENNINGTON HILL DR | 43220-6252 | Active | H461531 | FEBCO | 765 | PVB | 0.750 | 91962 | NORTH SIDE OF HOUSE-Double-device in 5402 Bennington Hill
5393 | BENNINGTON WOOD CT | 43220-2221 | Active | DD8255 | FEBCO | 765 | PVB | 1.000 | 66775 | LEFT SIDE OF HOUSE - OUTSIDE
5395 | BENNINGTON WOOD CT | 43220-2221 | Active | cb639246 | WILKINS | 720A | PVB | 1.000 | 66780 | RIGHT SIDE OF HOUSE OUTSIDE
5414 | BENNINGTON WOOD CT | 43220-2221 | Active | 343852 | WATTS | 800M4 | PVB | 0.750 | 66866 | LEFT SIDE OF HOUSE
3064 | BENNISON CT | 43026-8508 | Active | CB039001 | WILKINS | 720A | PVB | 0.750 | 3366234 | LEFT SIDE OF HOUSE
3150 | BENNISON CT | 43026-8508 | Active | 645760 | WATTS | 800M4QT | PVB | 1.000 | 60057 | EAST END OF RESIDENCE
5535 | BENPATRICK CT | 43081-8212 | Active | H002605 | FEBCO | 765 | PVB | 0.750 | 67195 | OUTSIDE
4541 | BENT CREEK PL | 43123-3661 | Active | 509014 | WILKINS | 720A | PVB | 0.750 | 89869 | RIGHT SIDE OF HOUSE
4542 | BENT CREEK PL | 43123-3661 | Active | G216434 | WILKINS | 720A | PVB | 0.750 | 87475 | FRONT OF HOUSE
4551 | BENT CREEK PL | 43123-3661 | Active | T231673 | WILKINS | 720A | PVB | 0.750 | 95817 | LEFT SIDE
835 | BENT OAK DR | 43004-8821 | Active | T042162 | WILKINS | 720A | PVB | 0.750 | 100623 | RIGHT SIDE
836 | BENT OAK DR | 43004-8824 | Active | CB209153 | WILKINS | 720A | PVB | 0.750 | 3621352 | RH CORNER OF HOUSE (EXT)
843 | BENT OAK DR | 43004- | Active | ABN5653 | WILKINS | 975 | RP | 0.750 | 100093 | CORNER OF BENT OAK & KENNEDY
844 | BENT OAK DR | 43004- | Active | 3787965 | WILKINS | 975XL | RP | 0.750 | 101977 | ENTRYWAY @ BENT OAK & KENNEDY BY FENCE
7070 | BENT TREE BLVD | 43235-4986 | Not Required by DOW | CB197744 | WILKINS | 720A | PVB | 1.000 | 71365 | SOUTH SIDE
7070 | BENT TREE BLVD | 43235-4986 | LPS - Active |  |  |  | LST |  | 3636236 | FIRE BOOSTER PUMP MECH ROOM OFF KITCHEN
7070 | BENT TREE BLVD | 43235-4986 | Active | 3HM0212 | AMES | 3000SS | DCDA | 4.000 | 71368 | MECH ROOM NEXT TO KITCHEN
7070 | BENT TREE BLVD | 43235-4986 | Active | 0001421 | AMES | 2000B | DC | 0.750 | 71366 | MECH/RISER ROOM OFF KITCHEN
7070 | BENT TREE BLVD | 43235-4986 | Active | 305333 | WATTS | 909M1QT | RP | 2.000 | 71367 | MECH/RISER ROOM OFF KITCHEN AT WATER METER
7090 | BENT TREE BLVD | 43235- | Not Required by DOW | ACA3613 | WILKINS | 975XL2 | RP | 2.000 | 3366302 | STAND ALONE POOL HSE/BLDG BEHIND RENT OFFICE -SAW MILL VILL APTS
7090 | BENT TREE BLVD | 43235- | Active | XB-1377 | AMES | COLT400 | RP | 8.000 | 3648694 | HOTBOX AT ENTRANCE BOTH 8 IN
7090 | BENT TREE BLVD | 43235- | Not Required by DOW | 30657 | WATTS | 950XL | DC | 4.000 | 3654461
7090 | BENT TREE BLVD | 43235- | Active | 40493 | WILKINS | 350AST | DC | 4.000 | 3654623 | HOTBOX AT ENTRANCE BOTH 8 IN & 4 IN
7150 | BENT TREE BLVD | 43235-4978 | Active | 4100597 | WILKINS | 975XL | RP | 1.000 | 71506 | UNDER FAKE ROCK N SIBBY LN ENTRNCE
7150 | BENT TREE BLVD | 43235-4978 | Active | 2536314 | WILKINS | 975XLBMS | RP | 1.000 | 95567 | 100' S OF SIBBY LN ENTRNCE FAKE ROCK, AT F/BOX
7150 | BENT TREE BLVD | 43235-4978 | Active | 3128898 | WILKINS | 975XL2 | RP | 0.750 | 99676 | POOL ROOM
7041 | BENT TREE BLVD UNIT A | 43235-3916 | Due Install |  |  |  | DCDA |  | 3654616
7041 | BENT TREE BLVD UNIT A | 43235-3916 | Due Install |  |  |  | RP | 4.000 | 3654615
7041 | BENT TREE BLVD UNIT A | 43235-3916 | Active | 2CL0525 | AMES | 2000SS | DC | 4.000 | 3622849 | IN PIT FOR FIRE BY DOOR 9 (2 PITS ON PROP)
7041 | BENT TREE BLVD UNIT A | 43235-3916 | Active | T415570 | WILKINS | 720A | PVB | 0.750 | 97786 | front of building left of entrance
7041 | BENT TREE BLVD UNIT A | 43235-3916 | Active | 01842 | WATTS | LF909M1QT | RP | 1.500 | 71307 | HOT WATER TANK CLOSET BY BATHROOMS
5101 | BENTLEY LN | 43220-7210 | Active | 4371132 | WILKINS | 975XL2 | RP | 1.500 | 66028 | BOILER ROOM
5101 | BENTLEY LN | 43220-7210 | Active | 61508 | WATTS | 009QT | RP | 0.500 | 66029 | BOILER ROOM
2720 | BERBER ST | 43065-8692 | Active | T074578 | WILKINS | 720A | PVB | 0.750 | 100945 | LEFT SIDE
5309 | BERINGER DR | 43026-7007 | Active | T070614 | WILKINS | 720A | PVB | 0.750 | 91389 | RIGHT SIDE
5343 | BERINGER DR | 43026-7007 | Active | T038638 | WILKINS | 720A | PVB | 0.750 | 100173 | LEFT SIDE OF HOUSE
5358 | BERINGER DR | 43026-7008 | Active | CB205788 | WILKINS | 720A | PVB | 0.750 | 3366399 | RIGHT SIDE
5394 | BERINGER DR | 43026-7008 | Active | CB448637 | WILKINS | 720A | PVB | 0.750 | 66776 | SIDE OF HOUSE
897 | BERKELEY RD | 43206- | Active | 292380 | WATTS | LF009M3QT | RP | 0.750 | 3647061 | BY METER IN BOX
7276 | BERKLEY N SQ | 43054-8994 | Active | G185984 | WILKINS | 720A | PVB | 0.750 | 71732 | SIDE OF HOUSE
7302 | BERKLEY N SQ | 43054-8995 | Active | H2220 | FEBCO | 765 | PVB | 0.750 | 71783 | FRONT OF HOUSE
7303 | BERKLEY N SQ | 43054-8998 | Active | AC5329 | FEBCO | 765 | PVB | 0.750 | 71784 | RIGHT SIDE OF HOUSE
7320 | BERKLEY N SQ | 43054-8995 | Active | BL7085 | FEBCO | 765 | PVB | 0.750 | 71798 | RIGHT SIDE OF HOUSE
7336 | BERKLEY N SQ | 43054- | Active | T188119 | WILKINS | 720A | PVB | 0.750 | 3611555 | RIGHT SIDE
7350 | BERKLEY N SQ | 43054-8995 | Active | 148765 | WILKINS | 720A | PVB | 0.750 | 71841 | LEFT SIDE
3174 | BERKLEY POINTE DR | 43230-4881 | Active | T166337 | WILKINS | 720 | PVB | 0.750 | 3366722 | RIGHT SIDE OF HOUSE
7257 | BERKLEY S SQ | 43054-8997 | Active | CB333209 | WILKINS | 720A | PVB | 0.750 | 3612976 | SE CORNER OF HOUSE
7273 | BERKLEY S SQ | 43054-8997 | Active | 159966 | WATTS | 800QT | PVB | 1.000 | 71728 | SOUTH SIDE
7285 | BERKLEY S SQ | 43054-8997 | Active | CH1985 | FEBCO | 765 | PVB | 0.750 | 71746 | RIGHT SIDE OF HOUSE
7290 | BERKLEY S SQ | 43054-8994 | Active | 5823 | FEBCO | 765 | PVB | 0.750 | 71753 | LEFT FRONT
7301 | BERKLEY S SQ | 43054-8864 | Active | 383546 | WATTS | 800M4QT | PVB | 0.750 | 71780 | OUTSIDE WEST WALL OF HOUSE
7319 | BERKLEY S SQ | 43054- | Active | 320397 | WILKINS | 720A | PVB | 0.750 | 71795 | RIGHT HAND SIDE
7333 | BERKLEY S SQ | 43054- | Active | H020500 | FEBCO | 765 | PVB | 0.750 | 97723 | right of house
7334 | BERKLEY S SQ | 43054-8865 | Active | G125366 | WILKINS | 720A | PVB | 0.750 | 71822 | FRONT OF HOUSE
1543 | BERKSHIRE RD | 43221-3905 | Active | G517818 | WILKINS | 720A | PVB | 0.750 | 97042 | LEFT SIDE
1644 | BERKSHIRE RD | 43221-3908 | Active | CAA07434 | WILKINS | 720A | PVB | 0.750 | 3366813 | BACK OF HOUSE
1697 | BERKSHIRE RD | 43221-3813 | Active | F031347 | WILKINS | 720A | PVB | 0.750 | 97289 | FRONT OF HOUSE
1698 | BERKSHIRE RD | 43221-3801 | Active | G186840 | WILKINS | 720A | PVB | 0.750 | 92177 | RIGHT SIDE
1722 | BERKSHIRE RD | 43221-3801 | Under renovation | 019842 | WATTS | LF800M4QT | PVB | 0.750 | 3611397 | LEFT SIDE OF HOUSE
1755 | BERKSHIRE RD | 43221-3835 | Active | AD5308 | FEBCO | 765 | PVB | 0.750 | 56032 | BACK OF HOUSE
1851 | BERKSHIRE RD | 43221-3816 | Active | 813185 | WILKINS | 720A | PVB | 0.750 | 56420 | RIGHT SIDE OF HOUSE
1873 | BERKSHIRE RD | 43221-3816 | Active | H541722 | FEBCO | 765 | PVB | 0.750 | 97233 | LEFT SIDE OF HOUSE
1905 | BERKSHIRE RD | 43221-3745 | Active | h782294 | APOLLO | PVB4A | PVB | 0.750 | 98852 | RIGHT SIDE
1923 | BERKSHIRE RD | 43221-3745 | Active | 321025 | WATTS | 800M4QT | PVB | 0.750 | 98352 | LEFT SIDE OF HOUSE TOWARDS FRONT
1931 | BERKSHIRE RD | 43221-3745 | Active | F137531 | WILKINS | 720A | PVB | 0.750 | 99746 | RIGHT SIDE OF FRONT DOOR
1961 | BERKSHIRE RD | 43221-3745 | Active | CB214661 | WILKINS | 720 | PVB | 0.750 | 3366851 | RIGHT SIDE OF HOUSE
1966 | BERKSHIRE RD | 43221-3746 | Active | CAA99256 | WILKINS | 720A | PVB | 1.000 | 87365 | WEST SIDE
1983 | BERKSHIRE RD | 43221-3745 | Active | T166267 | WILKINS | 720A | PVB | 0.750 | 3366856 | LEFT SIDE AND FRONT CORNER
1988 | BERKSHIRE RD | 43221-3746 | Active | CB597897 | WILKINS | 720A | PVB | 0.750 | 3606303 | FRONT WEST CORNER
1998 | BERKSHIRE RD | 43221-3746 | Active | LC653349 | WILKINS | 720A | PVB | 0.750 | 89870 | LEFT CENTER BY A/C
2004 | BERKSHIRE RD | 43221-3772 | Active | 327605 | WATTS | 800 M4 | PVB | 0.750 | 98846 | Front Left
2005 | BERKSHIRE RD | 43221-3771 | Active | T433673 | WILKINS | 720 | PVB | 0.750 | 3366859 | RIGHT SIDE OF HOUSE
2010 | BERKSHIRE RD | 43221-3772 | Active | AC6403 | FEBCO | 765 | PVB | 0.750 | 3366860 | RIGHT SIDE
2024 | BERKSHIRE RD | 43221-3772 | Active | G242365 | WILKINS | 720A | PVB | 0.750 | 57058 | RIGHT OF FRONT DOOR
2036 | BERKSHIRE RD | 43221-3772 | Active | DK6606 | FEBCO | 765 | PVB | 0.750 | 57084 | FRONT SE CORNER OF HOUSE
525 | BERNHARD RD | 43213-2852 | Active | 162238 | WATTS | 009M2QT | RP | 0.750 | 66487 | IN BOILER ROOM N WALL
1047 | BERNHARD RD | 43227-1231 | Active | 101987 | WATTS | 800M4QT | PVB | 0.750 | 53699 | REAR OF HOME
3885 | BERRY LEAF LN | 43026-3105 | Active | 62727 | WATTS | 009QT | RP | 1.000 | 62056 | MECHANICAL ROOM (HOT WATER TANK)
3925 | BERRY LEAF LN | 43026-3140 | Active | 63698 | WATTS | 009QT | RP | 1.000 | 62225 | MECHANICAL ROOM AT 3931
3960 | BERRY LEAF LN | 43026- | Active | T065309 | WILKINS | 720A | PVB | 1.000 | 89872 | BACKSIDE OF NORTH GAURD SHACK
2386 | BERWICK BLVD | 43209-2806 | Active | 220543 | WATTS | 800M4QT | PVB | 1.000 | 89873 | AT FRONT OF THE HOUSE
2467 | BERWICK BLVD | 43209-2807 | Active | 601455 | WILKINS | 720A | PVB | 0.750 | 58380 | FRONT OF HOUSE
2862 | BERWICK BLVD | 43209-3001 | Active | AD5312 | FEBCO | 765 | PVB | 0.750 | 59459 | LEFT SIDE OF HOUSE
2915 | BERWICK BLVD | 43209-3002 | Active | AF2046 | FEBCO | 765 | PVB | 1.000 | 89727 | FRONT OF HOUSE
2538 | BERWYN RD | 43221-3206 | Active | 01609 | FEBCO | 765 | PVB | 1.000 | 89728 | LEFT SIDE
2555 | BERWYN RD | 43221-3205 | Active | T131873 | WILKINS | 720A | PVB | 0.750 | 101964 | LEFT SIDE OF HOUSE
2563 | BERWYN RD | 43221-3205 | Active | T390882 | WILKINS | 720A | PVB | 0.750 | 3367486 | LEFT SIDE
2571 | BERWYN RD | 43221-3205 | Active | H203618 | FEBCO | 765 | PVB | 0.750 | 91377 | LEFT SIDE OF HOUSE
2610 | BERWYN RD | 43221-3208 | Active | AM9462 | FEBCO | 765 | PVB | 1.000 | 89729 | SOUTH SIDE OF HOUSE
2621 | BERWYN RD | 43221-3207 | Active | T189012 | WILKINS | 720A | PVB | 0.750 | 3367498 | LEFT REAR
2631 | BERWYN RD | 43221-3207 | Active | T361524 | WILKINS | 720A | PVB | 1.000 | 58825 | RIGHT SIDE OF HOUSE
2636 | BERWYN RD | 43221-3208 | Active | T386313 | WILKINS | 720 | PVB | 0.750 | 3367500 | RIGHT SIDE OF HOUSE
2655 | BERWYN RD | 43221-3207 | Active | T247423 | WILKINS | 720A | PVB | 1.000 | 3611836 | OUTSIDE SE CORNER OF HOUSE BY GAS METER
2661 | BERWYN RD | 43221-3207 | Active | T237143 | WILKINS | 720-A | PVB | 0.750 | 3367506 | FRONT OF HOUSE BEHIND STONE WALL
2668 | BERWYN RD | 43221-3208 | Active | T337481 | WILKINS | 720A | PVB | 0.750 | 87495 | FRONT OF HOUSE
2698 | BERWYN RD | 43221-3208 | Active | 209076 | WILKINS | 720A | PVB | 0.750 | 89730 | FFRONT OF HOUSE
2717 | BERWYN RD | 43221-3209 | Active | T433563 | WILKINS | 720 | PVB | 0.750 | 3367517 | RIGHT SIDIE OF HOUSE
711 | BETHEL RD | 43214-1901 | Active | 96268 | WATTS | LF919QT | RP | 0.500 | 71424 | BESIDE ICE MACHINE
711 | BETHEL RD | 43214-1901 | Due Install |  |  |  | RP | 1.500 | 3636494
711 | BETHEL RD | 43214-1901 | Active | 031027 | WATTS | 800M4QT | PVB | 1.000 | 88190 | WEST SIDE OF BLDG
733 | BETHEL RD | 43214-1901 | Active | T223923 | WILKINS | 720A | PVB | 1.000 | 71807 | 733 BETHEL E OF DRIVE THRU WINDOW IN REAR OF BLDG
737 | BETHEL RD | 43214-1901 | Not Required by DOW | H03726 | FEBCO | 825Y | RP | 0.750 | 71864 | 734 BETHEL RD, METER ROOM SOUTH EXIT DOOR
737 | BETHEL RD | 43214-1901 | Active | W005536 | WILKINS | 975XL | RP | 1.500 | 71865 | 734 BETHEL RD, METER ROOM SOUTH EXIT DOOR
739 | BETHEL RD | 43214-1901 | Active | 1111111739 | HYDRO-GAP | XX | AG | 10.000 | 71887 | ABOVE 3 COMPARTMENT SINK--AIR GAP
739 | BETHEL RD | 43214-1901 | Due Install |  |  |  | RP | 1.500 | 3636492 | SE CORNER IN JANITORS CLOSET ABOVE THE WATER METER
739 | BETHEL RD | 43214-1901 | Active | 252502 | WATTS | 009M2QT | RP | 1.000 | 71888 | SE CORNER IN JANITORS CLOSET ABOVE THE WATER METER
747 | BETHEL RD | 43214-1901 | Due Install |  |  |  | DCDA | 6.000 | 3635987 | REAR OF 749 BETHEL ( EUROLIFE FURNITURE )
747 | BETHEL RD | 43214-1901 | Due Install |  |  |  | RP | 1.500 | 3367569 | REAR OF 747 BETHEL [ MICRO CENTER ]
749 | BETHEL RD | 43214-1901 | Active | 352748 | WILKINS | 975 | RP | 0.750 | 72094 | INSIDE AT BACK OF BLDG IN WATER METER RM (EUROLIFE FURNITURE)
751 | BETHEL RD | 43214-1901 | Active | 352750 | WILKINS | 975 | RP | 1.000 | 72141 | HWH ROOM - INCOMING WATER FOR 783 BETHEL RD (FIVE GUYS)
751 | BETHEL RD | 43214-1901 | Active | 3497529 | WILKINS | 975 | RP | 1.000 | 3644938 | INCOMING WATER FOR (FIVE GUYS)
751 | BETHEL RD | 43214-1901 | Active | 093449 | WATTS | 007M1 | DC | 0.750 | 3644937 | FIVE GUYS - THREE COMPARTMENT SINK
751 | BETHEL RD | 43214-1901 | Due Install |  |  |  | RP | 2.000 | 3630088 | HOT BOX AT PIT (1-MAN LID IN SIDWLK 2-MAN PIT) N OF GREAT CLIPS
751 | BETHEL RD | 43214-1901 | Active | 11828 | WATTS | 919QT | RP | 1.500 | 100331 | 771 Bethel Rd Chipotle, STORE ROOM
751 | BETHEL RD | 43214-1901 | Active | 3402379 | WILKINS | 975XL | RP | 1.500 | 100330 | INSIDE BACK ENTRANCE OF 763 BETHEL RD
760 | BETHEL RD | 43214-1900 | Active | 4636899 | WILKINS | 975XL2 | RP | 1.500 | 3367571 | BEHIND CO2 CANNISTERS BY WALKIN COOLER AT WATER METER
778 | BETHEL RD | 43214-1900 | Due Install |  |  |  | RP |  | 3367575
784 | BETHEL RD | 43214-1900 | Active | 3788750 | WILKINS | 975 | RP | 1.000 | 3367578
788 | BETHEL RD | 43214-1900 | Due Install |  |  |  | RP | 1.000 | 3367580 | AT METER
795 | BETHEL RD | 43214-1901 | Active | 77695 | WATTS | 919AQT | RP | 0.750 | 3643503 | TWO METERS IN 795 UNIT AT 3/4 INCH METER IN BATHROOM IN BOX
796 | BETHEL RD | 43214-1900 | Active | 3940110 | WILKINS | 975xl2 | RP | 1.000 | 3367585 | AT METER BY MOP SINK
798 | BETHEL RD | 43214-1900 | Active | W427447 | WILKINS | 975 | RP | 0.750 | 3367586
802 | BETHEL RD | 43214-1900 | Active | 4552271 | WILKINS | 975XL2 | RP | 0.750 | 3367587 | BACK BATHROOM UNDER SINK AT WATER METER
803 | BETHEL RD | 43214-1903 | Active | 24589 | WATTS | 919-QT | RP | 1.500 | 3367610 | TWO METERS IN 795 UNIT AT 1.5 INCH METER IN BATHROOM IN BOX
805 | BETHEL RD | 43214-1903 | Due Install |  |  |  | RP | 1.000 | 3367590
808 | BETHEL RD | 43214-1900 | Due Install |  |  |  | RP | 0.750 | 3367593
810 | BETHEL RD | 43214-1900 | Due Install |  |  |  | RP | 0.750 | 3367594 | AT METER
814 | BETHEL RD | 43214-1900 | Active | J006381 | FEBCO | 825Y | RP | 0.750 | 3367596 | AT METER
816 | BETHEL RD | 43214-1900 | Active | 32533 | WATTS | 919ZQT | RP | 0.750 | 73440 | REAR IN KITCHEN AT WATER METER UNDR TABLE
817 | BETHEL RD | 43214-1903 | Active | 163250 | WATTS | LF009M2QT | RP | 2.000 | 3367597 | SW MECH ROOM AT WATER METER IN 813
823 | BETHEL RD | 43214-1903 | Due Install |  |  |  | RP | 0.750 | 3367599 | AT WATER METER BACK BATHROOM
825 | BETHEL RD | 43214-1903 | Active | 38112 | WATTS | 009M2QT | RP | 0.750 | 73596 | UTILITY ROOM REAR OF UNIT
827 | BETHEL RD | 43214-1903 | Active | 3176606 | WILKINS | 975XLBMS | RP | 0.750 | 98234
830 | BETHEL RD | 43214-1900 | Active | 102759 | WATTS | 009PCQT | RP | 1.500 | 73649 | IN KITCHEN BESIDE 3 COMP SINK
833 | BETHEL RD | 43214-1903 | Active | 78731 | WATTS | 919 | RP | 0.750 | 3367602 | AT WATER METER
867 | BETHEL RD | 43214-1903 | Due Install | [5 empty] | 3639686
875 | BETHEL RD | 43214-1903 | Active | 310473 | WATTS | 909M1QT | RP | 1.500 | 74246 | SW CORNER OF BUILDING BY WATER METER
878 | BETHEL RD | 43214-1904 | Active | 049803 | WATTS | LF009M2QT | RP | 1.500 | 74274 | MID BACK UTILITY ROOM AT WATER METER OUTSIDE DOOR
878 | BETHEL RD | 43214-1904 | Not Required by DOW | 1332208 | WILKINS | 975XLBMS | RP | 1.500 | 74273 | 0 USE 6/3/15 CAG. REAR OF BMARKET MECH ROOM
889 | BETHEL RD | 43214-1903 | Active | 40252 | AMES | 2000B | DC | 0.750 | 88356 | MID W RISER ROOM AT FDC -OUTSIDE DR
889 | BETHEL RD | 43214-1903 | Active | 682701 | WILKINS | 975 | RP | 2.000 | 74382 | IN 885 NW MECH/METER ROOM AT WATER METER SERVS 885 & 889
889 | BETHEL RD | 43214-1903 | Active | 1366970904 | AMES | 3000SS | DCDA | 4.000 | 88357 | W RISER ROOM DR AT FDC -OUTSIDE DR
900 | BETHEL RD | 43214-1906 | Not Required by DOW | 113532 | WATTS | 009QT | RP | 0.750 | 74457 | NE MECH ROOM THRU OFFICE BY METER
900 | BETHEL RD | 43214-1906 | Not Required by DOW | 100173 | FEBCO | 825Y | RP | 0.750 | 74456 | NE MECH ROOM THRU OFFICE BY METER
900 | BETHEL RD | 43214-1906 | Not Required by DOW | 2563197 | WILKINS | 950XLT | DC | 1.250 | 74455 | MECH ROOM ABOVE METER -FOR LIMITED FIRE
900 | BETHEL RD | 43214-1906 | Active | 4393668 | WILKINS | 975XL2 | RP | 2.000 | 3624629 | NE MECH ROOM THRU OFFICE AT WATER METER
930 | BETHEL RD | 43214-1906 | Active | A002858 | FEBCO | 805 | DC | 0.750 | 74663 | HOT WATER TANK ROOM SOUTH CENTER
930 | BETHEL RD | 43214-1906 | Active | 577988 | WILKINS | 975 | RP | 1.000 | 74664 | OUTSIDE MECHANICAL ROOM
930 | BETHEL RD | 43214-1906 | Active | 9705011259 | FEBCO | 876 | DCDA | 4.000 | 74665 | HOT WATER TANK ROOM SOUTH CENTER
930 | BETHEL RD | 43214-1906 | Active | N1101310549 | FEBCO | 880V | RP | 3.000 | 74666 | MECH ROOM
933 | BETHEL RD | 43214-1905 | Active | 615144 | WATTS | 909QT | RP | 1.000 | 91961 | BACK ROOM (Stock Room)
965 | BETHEL RD | 43214-1905 | Active | 08964 | WATTS | 919QT | RP | 1.500 | 92952 | BACK OF BLDG
965 | BETHEL RD | 43214-1905 | Not Required by DOW | 614581 | WATTS | 909HWQT | RP | 1.000 | 97677 | by rear door
974 | BETHEL RD | 43214-2467 | Not Required by DOW | 954688 | WILKINS | 720A | PVB | 2.000 | 74871 | CENTER REAR MECH ROOM
974 | BETHEL RD | 43214-2467 | Not Required by DOW | W175368 | WILKINS | 975 | RP | 0.750 | 3618456
974 | BETHEL RD | 43214-2467 | Active | 409392 | WATTS | 909M1QT | RP | 2.000 | 74873 | MECH ROOM BY REAR DOOR
975 | BETHEL RD | 43214-1905 | Active | 514007 | WATTS | 909QT | RP | 0.750 | 74876 | IN 875 W MECH ROOM AT WATER METER
985 | BETHEL RD | 43214-1905 | Active | ABA09185 | WILKINS | 975XL2 | RP | 0.750 | 96815 | SUITE A MECH ROOM AT WATER METER GO THRU KITCHENETTE
985 | BETHEL RD | 43214-1905 | Not Required by DOW | OH2392 | FEBCO | 765 | PVB | 0.750 | 91545 | LEFT REAR
999 | BETHEL RD | 43214-1981 | Active | ABH7394 | WILKINS | 975XL2 | RP | 1.000 | 3650532 | SW ROOM OF UNIT C AT WATER METER
1041 | BETHEL RD | 43220- | Active | ACG4221 | WILKINS | 975XL2 | RP | 1.500 | 3650627 | SE MECH/WATER MTR AREA OF UNIT 1041
1041 | BETHEL RD | 43220- | Active | J161621 | FEBCO | 825Y | RP | 1.000 | 3611309 | OUTSIDE SE OF UNIT 1041 E END
1064 | BETHEL RD | 43220-2610 | Due Install |  |  |  | RP |  | 3367611 | IN MECH/METER ROOM THRU MENS ROOM AT WATER METER
1092 | BETHEL RD | 43220-2610 | Due Install |  |  |  | RP | 1.500 | 3367612
1151 | BETHEL RD | 43220-2775 | Not Required by DOW | 172137 | WATTS | 009QT | RP | 0.500 | 92123 | MECH ROOM SUITE 203
1151 | BETHEL RD | 43220-2775 | Not Required by DOW | 280822 | WATTS | 009PCQT | RP | 0.500 | 74997 | 1151 #301 DDS MID RM ON WALL
1151 | BETHEL RD | 43220-2775 | Not Required by DOW | 277389 | WATTS | 009QT | RP | 0.500 | 74996 | 1151 #301 DDS MID RM ON WALL
1151 | BETHEL RD | 43220-2775 | Not Required by DOW | 200361 | WATTS | 009QT | RP | 0.500 | 54069 | 1151 #304 DDS UTILTY CLOSET
1151 | BETHEL RD | 43220-2775 | Active | 138326 | WATTS | 009M2QT | RP | 2.000 | 54066 | IN 1161 BSMNT W IN MTR CLOSET BTWN STAIR CASES
1151 | BETHEL RD | 43220-2775 | Not Required by DOW | 06666 | WATTS | 919 | RP | 0.500 | 54068 | IN 1151 #304 DDS STERILIZATION RM
1265 | BETHEL RD | 43220-2682 | Active | 75386 | WATTS | 919 | RP | 1.000 | 54478 | AT WATER METER
1297 | BETHEL RD | 43220-2611 | Due Install |  |  |  | RP | 0.750 | 3367625
1299 | BETHEL RD | 43220-2611 | Active | 71784 | WATTS | LF919QT | RP | 0.750 | 3367626 | BACK BATHROOM AT WATER METER BEHIND PICTURE
1325 | BETHEL RD | 43220-2611 | Active | 18277 | WATTS | LF919QT | RP | 1.500 | 3367627 | WEST SIDE WASH ROOM AT WATER METER
1331 | BETHEL RD | 43220- | Active | A011792 | FEBCO | 805YB | DC | 0.750 | 89217 | 1329 BETHEL RD, MECHANICAL ROOM
1331 | BETHEL RD | 43220- | Active | 9908121145 | FEBCO | 876 | DCDA | 6.000 | 54710 | BLDG #1 1329 BETHEL, CENTER MECH/RISER ROOM
1331 | BETHEL RD | 43220- | Active | 339873 | WATTS | 909M1QT | RP | 1.500 | 54709 | BLDG #1 1329 BETHEL MIDDLE MECH/RISER ROOM AT WATER METER
1331 | BETHEL RD | 43220- | Not Required by DOW | 54383 | WATTS | 919AQT | RP | 0.750 | 3618601 | ART ROOM CLOSET ROOM 319
1365 | BETHEL RD | 43220-2611 | Active | W187107 | WILKINS | 975 | RP | 1.000 | 54814 | SW BACK BSMNT WALL AT WATER INLET (MTR IN F/BOX ON GODOWN)
1380 | BETHEL RD | 43220-2685 | Active | 42629 | WATTS | LF919QT | RP | 2.000 | 3367633 | HOT BOX
1401 | BETHEL RD | 43220-2611 | Active | 3637337 | WILKINS | 975XL | RP | 1.000 | 54922 | MECHANICAL ROOM
1434 | BETHEL RD | 43220-2002 | Active | 3837248 | WILKINS | 975XL | RP | 1.000 | 89083 | AT WATER METER STR #9147
1440 | BETHEL RD | 43220-2002 | Due Install |  |  |  | RP | 1.500 | 3367635 | REAR OF 1466-1470 BETHEL ( PALM BEACH TAN )
1478 | BETHEL RD | 43220-2002 | Active | 1025171 | WILKINS | 975 | RP | 1.500 | 55104 | NW AREA AT WATER MTR HWT/MOP SINK CITY EGG/OLD COSI OUT FRONT BLDG
1480 | BETHEL RD | 43220-2002 | Active | 128324 | WATTS | 009QT | RP | 2.000 | 55109 | IN 1488 UNIT AT/ABOVE WATER MTR -ACCESS THRU 1490 DINING RM
1505 | BETHEL RD | 43220-2055 | Due Install |  |  |  | RP |  | 3633255
1505 | BETHEL RD | 43220-2055 | Active | A07486 | WATTS | 009M2QT | RP | 1.000 | 89732 | MECH ROOM BASEMENT
1515 | BETHEL RD | 43220-2056 | Due Install |  |  |  | RP |  | 3633584 | MECH ROOM CENTER BASEMENT
1515 | BETHEL RD | 43220-2056 | Active | 42207 | WATTS | 009M2QT | RP | 1.500 | 89733 | UNDER BACK STAIR CASE
1520 | BETHEL RD | 43220-2004 | Active | 103373 | WATTS | 009QT | RP | 1.500 | 55292 | IN STORAGE CLOSET IN DOLLAR GENERAL
1525 | BETHEL RD | 43220-2054 | Active | 07829 | WATTS | 009M2QT | RP | 1.000 | 89734 | MECH ROOM BASEMENT
1536 | BETHEL RD | 43220- | Due Install |  |  |  | RP | 1.500 | 3367637 | BEHIND 5227. BACK OUTSIDE DOOR 5229 AT WATER METER
1540 | BETHEL RD | 43220-2004 | Active | 119258 | WATTS | 009QT | RP | 2.000 | 55338 | BACK MECH RM N END, BEHIND 5220 BETHEL RD CODE 3016*
1545 | BETHEL RD | 43220-2011 | Active | 4077189 | WILKINS | 975XL | RP | 1.000 | 3367638 | BACK MECH/METER ROOM AT WATER METER
1545 | BETHEL RD | 43220-2011 | Active | A721710 | WILKINS | 350 | DC | 1.000 | 3633871 | BACK MECH/METER ROOM AT WATER METER
1555 | BETHEL RD | 43220-2003 | Active | PRD00149911-195 | ARI | RP-500 | RP | 1.000 | 3367639 | AT WATER MTR BACK UTLTY/HWT/ELECTRIC ROOM
1600 | BETHEL RD | 43220-2008 | Due Install |  |  |  | RP | 1.000 | 3367642
1601 | BETHEL RD | 43220-2006 | Active | G192025 | WILKINS | 720A | PVB | 1.000 | 55565 | NORTH SIDE OF BUILDING
1625 | BETHEL RD | 43220-2071 | Active | 139863 | WATTS | LF009M2QT | RP | 1.000 | 3633395
1625 | BETHEL RD | 43220-2071 | Not Required by DOW | 375231 | WILKINS | 720A | PVB | 0.750 | 89735 | FRONT OF BLDG
1707 | BETHEL RD | 43220-1810 | Active | 39714 | WATTS | 919QT | RP | 2.000 | 3367643 | FRONT BSMNT WALL BY HWT AT WATER METER
1717 | BETHEL RD | 43220-1884 | Active | 4059830 | WILKINS | 975XL2 | RP | 1.500 | 3367645 | MECHANICAL ROOM
1727 | BETHEL RD | 43220-1836 | Active | B243922 | WILKINS | 375 | RP | 1.500 | 3633197 | MECHANICAL ROOM
1735 | BETHEL RD | 43220-1870 | Due Install |  |  |  | RP |  | 3629879
1800 | BETHEL RD | 43220-1866 | Active | 568768 | WATTS | 909QT | RP | 1.000 | 56183 | MECHANICAL ROOM IN BASEMENT BY METER
1895 | BETHEL RD | 43220-1869 | Active | 4600174 | WILKINS |  | RP | 1.500 | 3367648 | BASEMENT EAST WALL AT WATER METER
1914 | BETHEL RD | 43220-1802 | Active | T471318 | WILKINS | 720A | PVB | 1.000 | 89736 | SOUTH OF 1918 BETHEL RD WEST OF EXIT DOOR
2000 | BETHEL RD | 43220-5810 | Not Required by DOW | 3841460 | WILKINS | 975XLBMS | RP | 0.750 | 56977 | X-RAY ROOM DENTAL OFFICE
2000 | BETHEL RD | 43220-5810 | Active | 4509108 | WILKINS | 975XL2 | RP | 1.500 | 3633774 | IN DENTIST OFFICE IN SMALL CABINET AT WATER METER
2090 | BETHEL RD | 43220- | Active | 15096 | AMES | 4000B | RP | 0.750 | 3652008 | NE/BACK LOADING DOCK AREA OF KROGERS
2090 | BETHEL RD | 43220- | Active | 1077930221 | AMES | 5000SS | RPDA | 6.000 | 3651876 | NE/BACK LOADING DOCK AREA OF KROGERS
2090 | BETHEL RD | 43220- | Not Required by DOW | 61153 | WATTS | 008PCQT | SVB | 0.500 | 90503 | AT SINK IN BUTCHER SHOP
2090 | BETHEL RD | 43220- | Not Required by DOW | 181134 | WATTS | 008 pcqt | SVB | 0.500 | 90502 | PRODUCE PREP AT SINK
2090 | BETHEL RD | 43220- | Not Required by DOW | 47833 | WATTS | 008PCQT | PVB | 0.500 | 90501 | AT SINK IN DONATOS
2090 | BETHEL RD | 43220- | Not Required by DOW | 29682 | WATTS | 008PCQT | SVB | 0.500 | 90504 | AT SINK IN MEAT DEPT removed
2090 | BETHEL RD | 43220- | Active | 305715 | WATTS | 909M1QT | RP | 2.000 | 57183 | BACK/NE LOADING DOCK AT WATER METER KROGERS
2090 | BETHEL RD | 43220- | Not Required by DOW | 338368 | WILKINS | 975 | RP | 2.000 | 57184 | ABOVE CEILING @ ENTRY
2090 | BETHEL RD | 43220- | Not Required by DOW | 343733 | WILKINS | 975XL | RP | 2.000 | 57185 | BACK MEZZ COMPRESSOR ROOM
2090 | BETHEL RD | 43220- | Not Required by DOW | 63858 | WATTS | 008PCQT | SVB | 0.500 | 99414 | DELI BY SINKS
2100 | BETHEL RD | 43220-1807 | Active | 3809095 | WILKINS | 975XL | RP | 0.750 | 3604329 | MECHANICAL ROOM
2121 | BETHEL RD | 43220-1804 | Due Install |  |  |  | RP | 1.500 | 3633421
2121 | BETHEL RD | 43220-1804 | Active | T223675 | WILKINS | 720 | PVB | 0.750 | 3367654 | FRONT OF BUILDING
2136 | BETHEL RD | 43220-5824 | Active | 4705022 | WILKINS | 975XL2 | RP | 1.500 | 57410 | NW BK STORAGE AREA AT WTR METER
2201 | BETHEL RD | 43220- | Active | 43978 | WATTS | LF919AQT | RP | 1.000 | 57616 | POOL EQUIPMENT ROOM
2285 | BETHEL RD | 43220- | Active | XA-0985 | AMES | COLT400 | RP | 6.000 | 3367655 | HOT BOX AT PIT NEAR MAIL KIOSK
2425 | BETHEL RD | 43220-2292 | Active | X44959 | WILKINS | 375A | RP | 3.000 | 3633715 | AT WATER METER BSMNT MECH/BOILER RM OUTSIDE DR
2480 | BETHEL RD | 43220-2293 | Active | 309548 | WATTS | 909QT | RP | 1.000 | 58418 | POOL EQUIPMENT ROOM IN SIDE POOL AND PARTY HOUSE
2510 | BETHEL RD | 43220-2293 | New Construction |  |  |  | RP | 2.000 | 3367658
2522 | BETHEL RD | 43220-2293 | Active | B22042 | WILKINS | 375 | RP | 0.750 | 3367659 | AT METER DONATOS PIZZA
2530 | BETHEL RD | 43220-2293 | Active | 167070 | WATTS | LF009M2QT | RP | 1.000 | 58562 | ABOVE METER
2555 | BETHEL RD | 43220-2224 | Active | 1009542 | WILKINS | 975XLBMS | RP | 1.500 | 58624 | SOUTH MIDDLE STORAGE ROOM
2626 | BETHEL RD | 43220-6108 | Not Required by DOW | 3898313 | WILKINS | 975XL | RP | 0.750 | 3603481 | IN TIM HORTONS BEHIND OVENS 9' HIGH
2626 | BETHEL RD | 43220-6108 | Not Required by DOW | 103831 | WATTS | 007QT | DC | 1.000 | 58805 | NORTH SIDE MECHANICAL ROOM
2626 | BETHEL RD | 43220-6108 | Not Required by DOW | A48392 | FEBCO | 825Y | RP | 1.500 | 58806 | NORTH SIDE MECHANICAL ROOM
2626 | BETHEL RD | 43220-6108 | Active | 563394 | WILKINS | 975 | RP | 1.500 | 58807 | MID N MECH ROOM AT WATER METER OUTSIDE DOOR
2640 | BETHEL RD | 43220-6108 | Active | 37652 | WATTS | 919AQT | RP | 1.000 | 102290 | WEST WALL BESIDE SHOP RESTROOM
2645 | BETHEL RD | 43220-2224 | Active | 484142 | WATTS | 800M4QT | PVB | 1.000 | 58853 | ON E SIDE OF BUILDING BETWEEN DOOR
2645 | BETHEL RD | 43220-2224 | Active | 223811 | WATTS | 009QT | RP | 0.500 | 58852 | IN BASEMENT ON NORTH WALL IN SOUTH SIDE OF BASEMENT
2645 | BETHEL RD | 43220-2224 | Active | 580153 | WATTS | 909QT | RP | 1.000 | 58854 | EAST SIDE CORNER OF BASEMENT ABOVE WATER METER
2671 | BETHEL RD | 43220- | Active | 263413 | WATTS | 007M1QT | DC | 1.000 | 58931 | MECH ROOM NEXT TO POOL FILTER
2700 | BETHEL RD | 43220-2217 | Active | L32972 | WILKINS | 375 | RP | 3.000 | 90324 | WALLMART N CENTER BACK BLDG RISER/PUMP RM -AT SUB MTR
2700 | BETHEL RD | 43220-2217 | Active | 268917 | WATTS | 800M4QT | PVB | 0.750 | 90325 | WALLMART PRODUCE PREP SW BY SINK WALLMART
2700 | BETHEL RD | 43220-2217 | Active | 268736 | WATTS | 800M4FR | PVB | 0.750 | 90326 | WALLMART SEAFOOD AREA N OF DBLE DR WALLMART
2700 | BETHEL RD | 43220-2217 | Active | 08288 | WATTS | 008PCQT | PVB | 0.750 | 3607743 | WALLMART E WALL PETCARE ABOVE AQUARIUM, SINK WALMART
2700 | BETHEL RD | 43220-2217 | Active | 1505960406 | AMES | 2000SS | DC | 8.000 | 90660 | WALLMART N CENTER BACK BLDG PUMP/RISER RM WALLMART
2700 | BETHEL RD | 43220-2217 | Active | A96334 | WATTS | 009QT | RP | 0.500 | 97962 | IN CHILI VERDE RIGHT OF ICE MACH MID 4852-56 SAWMILL CHILI VERDE
2700 | BETHEL RD | 43220-2217 | Active | 241739 | WILKINS | 950XLT2 | DC | 0.750 | 97974 | CINEMARK #172 -CONCESSION KITCH RIGHT OF ICE MACHINE
2700 | BETHEL RD | 43220-2217 | Active | 52134 | WATTS | 009M2PCQT | RP | 1.000 | 99415 | IN CHILI VERDE 4' N OF 4852 BK DR-HIGH-BHND CEILNG TILE 4852-56 CHILI VERDE
2700 | BETHEL RD | 43220-2217 | Active | W282923 | WILKINS | 975XLBMS | RP | 2.000 | 90323 | WALLMART N WALL GARDEN CNTR WALLMART
2700 | BETHEL RD | 43220-2217 | Active | 15592 | WATTS | LF008 | PVB | 0.750 | 3650248 | WALLMART - 2700 BETHEL RD - MEAT DEPARTMENT WASH SINK
2700 | BETHEL RD | 43220-2217 | Active | 15603 | WATTS | LF008 | PVB | 0.750 | 3650247 | WALLMART - 2700 BETHEL RD - PRODUCE WASH SINK
2700 | BETHEL RD | 43220-2217 | Active | 15590 | WATTS | LF008 | PVB | 0.750 | 3650246 | WALLMART - 2700 BETHEL RD - BAKERY WASH SINK
2700 | BETHEL RD | 43220-2217 | Due Install |  |  |  | RP | 10.000 | 3636473 | IN HOT BOX AT PIT BEHIND WALLMART
2700 | BETHEL RD | 43220-2217 | Active | 391404 | WILKINS | 420XL | PVB | 0.750 | 3611500 | WALLMART DELI BY SINK WALLMART
2704 | BETHEL RD | 43220-2217 | Not Required by DOW | 21618 | WATTS | 009M2QT | RP | 1.500 | 59036 | NEXT TO HOT WATER TANK
2704 | BETHEL RD | 43220-2217 | Active | 9803191449 | FEBCO | 856 | DCDA | 4.000 | 59039 | OUTSIDE IN PIT
2704 | BETHEL RD | 43220-2217 | Active | A007032 | FEBCO | 805Y | DC | 0.750 | 59038 | METER PIT -- FOR FIRE PROTECTION BYPASS
2704 | BETHEL RD | 43220-2217 | Active | 320705 | WATTS | 909M1QT | RP | 2.000 | 59037 | SPRINKLER RISER ROOM
2730 | BETHEL RD | 43220-2217 | Active | TL-2392 | WATTS | 957 | RPDA | 3.000 | 3624942 | BSMNT
2730 | BETHEL RD | 43220-2217 | Active | 4767184 | WILKINS | 975XL2 | RP | 0.750 | 3367661 | BSMNT AT WATER MTR
2730 | BETHEL RD | 43220-2217 | Active | 83957 | WATTS | 919QT | RP | 0.750 | 3643525 | BSMNT
2750 | BETHEL RD | 43220-2217 | Active | 32072 | WATTS | 800QT | PVB | 1.500 | 59209 | NORTHWEST CORNER OF BUILDING BY WATER METER
2750 | BETHEL RD | 43220-2217 | Active | 18466 | WATTS | 009QT | RP | 1.500 | 59208 | NORTHWEST CORNER BY WATER METER (MCDONALD'S)
2797 | BETHEL RD | 43220-2226 | Active | 118338 | WATTS | 709 | DCDA | 6.000 | 59297 | N SPRINKLER ROOM INN TOWN SUITES
2797 | BETHEL RD | 43220-2226 | Due Install |  |  |  | RP |  | 3632437
2797 | BETHEL RD | 43220-2226 | Active | 33968 | WATTS | 007M1 | DC | 0.750 | 59298 | SPRINKLER ROOM
2829 | BETHEL RD | 43220-2226 | Active | 181847 | WATTS | LF009M2QT | RP | 1.000 | 3641169 | AT METER
2880 | BETHEL RD | 43220-6111 | Active | D06970 | WILKINS | 950 | DCDA | 3.000 | 59495 | IN THE BASEMENT IN MECHANICAL ROOM
2880 | BETHEL RD | 43220-6111 | Active | 1009523 | WILKINS | 975XLBMS | RP | 1.500 | 59493 | AT WATER METER; IN BASEMENT MECHANICAL ROOM
2880 | BETHEL RD | 43220-6111 | Active | 941832 | WILKINS | 950 | DC | 0.750 | 59494 | IN BASEMENT IN MECHANICAL ROOM
2886 | BETHEL RD | 43220- | Active | 266B | WILKINS | 350 | DCDA | 6.000 | 103266 | METER BUILDING - WEST OF DRIVE EAST END OF GARAGE
2886 | BETHEL RD | 43220- | Active | X25800 | WILKINS | 375 | RP | 3.000 | 103267 | METER BUILDING WEST OF DRIVE EAST END OF GARAGE A
2886 | BETHEL RD | 43220- | Active | 3575977 | WILKINS | 950XL | DC | 0.750 | 103225 | METER BLDG WEST OF DRIVE EAST END OF GARAGE
2894 | BETHEL RD | 43220- | Active | 424401 | WATTS | 909M1QT | RP | 1.500 | 59532 | 2888 BETHEL RD, MECHANICAL ROOM OF CAR WASH NORTH SIDE
2894 | BETHEL RD | 43220- | Active | 260069 | WATTS | 909M1QT | RP | 2.000 | 59531 | 2888 BETHEL RD, IN MECHANICAL ROOM OF CAR WASH NORTH SIDE
2990 | BETHEL RD | 43220-6111 | Active | 200000214 | WATTS | 800QT | PVB | 1.500 | 59667 | IN JANITOR ROOM AT WATER METER
2990 | BETHEL RD | 43220-6111 | Active | 75432 | WATTS | 009QT | RP | 2.000 | 59668 | JANITOR RM AT WATER METER
3000 | BETHEL RD | 43220-2262 | Active | CL-00339 | AMES | 400N | RP | 4.000 | 59761 | MECHANICAL ROOM/SPRINKLER SYSTEM
3000 | BETHEL RD | 43220-2262 | LPS - Active |  |  |  | LPC |  | 3635405 | DOMESTIC PUMP
3000 | BETHEL RD | 43220-2262 | Active | L05021 | WILKINS | 375 | RP | 3.000 | 59758 | SPRINKLER VALVE ROOM
3000 | BETHEL RD | 43220-2262 | Not Required by DOW | 516096 | WATTS | 909QT | RP | 0.750 | 59760 | BOILER ROOM
3000 | BETHEL RD | 43220-2262 | Not Required by DOW | 050647 | WATTS | LF800M4QT | PVB | 1.000 | 59759 | RIGHT OF FRONT DOOR
3001 | BETHEL RD | 43220-2285 | Active | SK-1726 | WATTS | 957 | RP | 3.000 | 3367664 | Carport SW corner of property
3001 | BETHEL RD | 43220-2285 | Active | 77730 | WATTS | 919 | RP | 0.750 | 3638855 | Carport SW corner of property
3001 | BETHEL RD | 43220-2285 | Active | SK-1761 | WATTS | 957 | RPDA | 6.000 | 3638854 | Carport SW corner of property
1830 | BETHEL RD REAR | 43220-1809 | Active | 847321 | WILKINS | 975XLBMS | RP | 1.500 | 56341 | EAST WALL MECHANICAL ROOM
1830 | BETHEL RD REAR | 43220-1809 | Not Required by DOW | 164050 | WATTS | 007M1QT | DC | 1.000 | 56339 | EAST WALL MECHANICAL ROOM
1830 | BETHEL RD REAR | 43220-1809 | LPS - Due Install |  |  |  | LPC |  | 3629666 | EAST WALL MECHANICAL ROOM
1830 | BETHEL RD REAR | 43220-1809 | Not Required by DOW | 181466 | FEBCO | 825Y | RP | 1.000 | 56340 | MECHANICAL ROOM REAR OF BUILDING
1960 | BETHEL RD UNIT 250 | 43220-1815 | Active | T024262 | WILKINS | 720A | PVB | 1.000 | 87427 | NORTH SIDE MIDDLE OF BUILDING 5300 MCKITRICK BLVD
2800 | BETHEL RD UNIT A | 43220-6110 | Active | 072178 | WATTS | 009M2-FP | RP | 1.000 | 99789 | IN CONVIENIENCE STORE AT WATER METER
805 | BETHEL RD UNIT REAR | 43214-1903 | Due Install |  |  |  | RP | 1.000 | 3367591
805 | BETHEL RD UNIT REAR | 43214-1903 | Due Install |  |  |  | DCDA | 6.000 | 3626881
5259 | BETHEL REED PK | 43220-1812 | Active | 06970 | AMES | 4000B | RP | 2.000 | 3610194 | HOT BOX
5259 | BETHEL REED PK | 43220-1812 | Not Required by DOW | 07106 | WATTS | 919QT | RP | 1.000 | 3610193 | 5248 BETHEL REED PARK
5259 | BETHEL REED PK | 43220-1812 | Not Required by DOW | W186814 | WILKINS | 975XL | RP | 1.000 | 3610196 | HOT BOX
5259 | BETHEL REED PK | 43220-1812 | Not Required by DOW | 01142 | WATTS | 919QT | RP | 1.500 | 3610192 | 5200 BETHEL REED PARK
5259 | BETHEL REED PK | 43220-1812 | Active | 64844 | WATTS | 007M1QT | DC | 0.750 | 3610199 | PIT
5259 | BETHEL REED PK | 43220-1812 | Active | 1428030605 | AMES | 3000SS | DCDA | 6.000 | 3610198 | PIT
5433 | BETHEL SAWMILL CTR | 43235-7204 | Due Install |  |  |  | RP |  | 3367680
5437 | BETHEL SAWMILL CTR | 43235- | Due Install |  |  |  | RP | 0.750 | 3367681 | METER IN 5445
6931 | BETSEY PL | 43085-2305 | Active | A133775 | WILKINS | 720A | PVB | 0.750 | 70972 | LEFT SIDE OF HOUSE
3570 | BEULAH PARK DR | 43123 | Active | 590390 | WATTS | 009 | RP | 0.750 | 3654612
3571 | BEULAH PARK DR | 43123 | Active | 590356 | WATTS | 009 | RP | 0.750 | 3654613 | HOT BOX
3672 | BEULAH PARK DR | 43123 | Active | EAF4499 | WILKINS | 720 | PVB | 0.750 | 3652556 | LEFT SIDE
3754 | BEULAH PARK DR | 43123 | Active | WA-1616 | AMES | 400 | RP | 3.000 | 3653189 | HOT BOX
6701 | BEVELHYMER RD | 43054-6016 | Active | 294737 | WATTS | 009M2QT | RP | 1.000 | 88305 | S.W. CORNER OF BLDG BY WTR MTR
6701 | BEVELHYMER RD | 43054-6016 | Active | 272706 | WATTS | 009M2QT | RP | 1.000 | 91819 | sw corner of room b2
6851 | BEVELHYMER RD | 43054-9764 | Active | W067895 | WILKINS | 975 | RP | 0.750 | 70836 | BASEMENT
6880 | BEVELHYMER RD | 43054-9743 | Active | 221003 | WATTS | 009M3QT | RP | 0.750 | 87930 | BASEMENT AT METER
7800 | BEVELHYMER RD | 43054-8224 | Active | 1450340805 | AMES | 3000SS | DCDA | 6.000 | 92608 | METER PIT
7800 | BEVELHYMER RD | 43054-8224 | Not Required by DOW | 2256967 | WILKINS | 975XL | RP | 2.000 | 91165 | AFTER MAIN SHUT OFF IN MAIN BLDG
7800 | BEVELHYMER RD | 43054-8224 | Active | 1275581113 | AMES | 4000SS | RP | 3.000 | 92610 | HOT BOX BY METER PIT
7800 | BEVELHYMER RD | 43054-8224 | Not Required by DOW | 643971 | WATTS | 800QT | PVB | 1.000 | 93413 | MECH ROOM AT MAIN BLDG AT WATER METER
7800 | BEVELHYMER RD | 43054-8224 | Not Required by DOW | A11846 | WATTS | 009M2QT | RP | 2.000 | 91163 | INWASH BLDG- MECH ROOM
7800 | BEVELHYMER RD | 43054-8224 | Not Required by DOW | 619598 | WATTS | 909QT | RP | 1.000 | 99375 | SEASONAL BUILDING
7800 | BEVELHYMER RD | 43054-8224 | Active | 08805 | AMES | 2000BM3 | DC | 0.750 | 102363 | METER PIT
7950 | BEVELHYMER RD | 43054- | Active | 4429615XLTCU | WILKINS | 975XL2 | RP | 2.000 | 3599080 | IN RR/CONCESSION STAND
248 | BEVERLY PL | 43085-3801 | Active | H143251 | FEBCO | 765 | PVB | 1.000 | 58417 | RIGHT SIDE OF HSE
276 | BEVERLY PL | 43085-3801 | Active | CB993295 | WILKINS | 720 | PVB | 0.750 | 3368163 | LEFTSIDE OF HOUSE
1926 | BEVERLY RD | 43221-4206 | Active | T346045 | WILKINS | 720A | PVB | 0.750 | 3368193 | Front right of house
1928 | BEVERLY RD | 43221-4206 | Active | 3576619 | WILKINS | 975 | RP | 0.750 | 3368194 | FRONT OF HOUSE
1937 | BEVERLY RD | 43221-4205 | Active | 305243 | WATTS | 800M4QT | PVB | 0.750 | 97304 | LEFT FRONT CORNER
1957 | BEVERLY RD | 43221-4205 | Active | F031672 | WILKINS | 720A | PVB | 0.750 | 95385 | LEFT SIDE OF HOUSE
1971 | BEVERLY RD | 43221-4205 | Active | CB215255 | Wilkins | 720A | PVB | 1.000 | 89739 | RIGHT SIDE OF HOUSE
2041 | BEVERLY RD | 43221-4207 | Active | T236932 | WILKINS | 720A | PVB | 0.750 | 3368214 | FRONT RIGHT
3494 | BEXVIE AVE | 43227-3766 | Active | 589243 | WILKINS | 975 | RP | 1.000 | 60843 | REST ROOM AT WATER METER
3624 | BEXVIE AVE | 43227-3769 | Not Required by DOW | [5 empty] | 3368267
3631 | BEXVIE AVE | 43227-3770 | Active | 4871045 | WILKINS | 975XL | RP | 1.000 | 100870
3420 | BEXVIE AVE UNIT C | 43227-3790 | Due Install |  |  |  | RP | 0.750 | 3368260
3420 | BEXVIE AVE UNIT E | 43227-3790 | Due Install |  |  |  | RP | 0.750 | 3368261
3420 | BEXVIE AVE UNIT G | 43227-3790 | Due Install |  |  |  | RP | 0.750 | 3368262 | MTR BY HOT WATER HEATER
4219 | BIBURY CT | 43221-4931 | Active | A13155 | FEBCO | 765 | PVB | 0.750 | 63318 | RT SIDE
4220 | BIBURY CT | 43221-4931 | Active | H586800 | FEBCO | 765 | PVB | 0.750 | 3653089 | RIGHT CENTER BY A/C
4223 | BIBURY CT | 43221-4931 | Active | AK2650 | FEBCO | 765 | PVB | 1.000 | 63334 | WEST SIDE
4230 | BIBURY CT | 43221-4931 | Active | t258909 | WILKINS | 720 | PVB | 1.000 | 63352 | RIGHT SIDE OF HOUSE
4236 | BIBURY CT | 43221-4931 | Active | H245305 | FEBCO | 765 | PVB | 1.000 | 63372 | REAR OF HOUSE
8192 | BIBURY LN | 43016-7440 | Active | G126931 | WILKINS | 720A | PVB | 0.750 | 95266 | RIGHT SIDE OF HOUSE
8200 | BIBURY LN | 43016 | Active | T147260 | WILKINS | 720 | PVB | 0.750 | 3603283 | LEFT SIDE OF HOUSE
8207 | BIBURY LN | 43016-7354 | Active | H850738 | FEBCO | 765 | PVB | 0.750 | 91190 | RIGHT FRONT
8215 | BIBURY LN | 43016-7354 | Active | T147042 | WILKINS | 720A | PVB | 0.750 | 3597587 | LEFT FRONT
8231 | BIBURY LN | 43016-7354 | Active | CB016512 | WILKINS | 720A | PVB | 0.750 | 103384 | LEFT SIDE BY GAS METER
8239 | BIBURY LN | 43016-7354 | Active | A215109 | WILKINS | 720A | PVB | 1.000 | 91453 | FRONT LEFT
8263 | BIBURY LN | 43016-7354 | Active | H461477 | FEBCO | 765 | PVB | 0.750 | 95276 | LEFT SIDE OF HOUSE
8264 | BIBURY LN | 43016-7353 | Active | A151012 | WILKINS | 720A | PVB | 0.750 | 87443 | LEFT FRONT
8272 | BIBURY LN | 43016-7353 | Active | T415566 | WILKINS | 720A | PVB | 0.750 | 3596997 | FRONT JUST RIGHT OF DOOR
8280 | BIBURY LN | 43016-7353 | Active | T236994 | WILKINS | 720A | PVB | 0.750 | 3607340 | FRONT LEFT OF DOOR
3887 | BICKLEY PL | 43220-4714 | Active | 001447 | WATTS | 800M2QT | PVB | 1.000 | 102603 | FRONT CENTER
4001 | BICKLEY PL | 43220- | Active | T584066 | WILKINS | 720A | PVB | 0.750 | 87177 | 4011 BICKLEY PL, IN COURT YARD FRONT OF HOUSE
4011 | BICKLEY PL | 43220-4611 | Active | T584477 | WILKINS | 720A | PVB | 1.000 | 3650577 | IN COURTYARD FRONT OF HOUSE
4023 | BICKLEY PL | 43220-4611 | Active | 65053 | WATTS | 919QT | RP | 0.750 | 3368290 | BASEMENT BY WATER METER
4024 | BICKLEY PL | 43220-4612 | Active | CB794184 | WILKINS | 720A | PVB | 1.000 | 62702 | NORTH
4035 | BICKLEY PL | 43220-4611 | Active | T295546 | WILKINS | 720A | PVB | 0.750 | 62710 | FRONT OF HOUSE
7165 | BIDDICK | 43054-8765 | Active | CB093053 | WILKINS | 720A | PVB | 0.750 | 94847 | LEFT SIDE OF HOUSE
7171 | BIDDICK | 43054- | Active | T230720 | WILKINS | 720A | PVB | 0.750 | 3615284 | REAR OF THE HOUSE
7181 | BIDDICK | 43054-8765 | Active | H275999 | FEBCO | 765 | PVB | 0.750 | 87007 | LEFT SIDE OF HOUSE
7184 | BIDDICK | 43054-8765 | Active | T133274 | WILKINS | 720A | PVB | 0.750 | 103315 | LEFT FRONT
7201 | BIDDICK | 43054-8765 | Active | H096772 | FEBCO | 765 | PVB | 0.750 | 71623 | FRONT RIIGHT IN COVE
7202 | BIDDICK | 43054-8765 | Active | H245029 | FEBCO | 765 | PVB | 0.750 | 71624 | LEFT SIDE OF HOUSE
7217 | BIDDICK | 43054-8765 | Active | AD5980 | FEBCO | 765 | PVB | 0.750 | 71640 | LEFT SIDE OF HOUSE
7218 | BIDDICK | 43054-8765 | Active | G086199 | WILKINS | 720A | PVB | 0.750 | 89245 | RIGHT SIDE OF HOUSE
7235 | BIDDICK | 43054-8765 | Active | 81179 | WILKINS | 720A | PVB | 0.750 | 71666 | RT SIDE
7236 | BIDDICK | 43054-8765 | Active | G046648 | WILKINS | 720A | PVB | 0.750 | 92103 | FRONT OF HOUSE
7253 | BIDDICK | 43054-8765 | Active | CAA31056 | WILKINS | 720A | PVB | 0.750 | 71697 | RIGHT SIDE OF HOUSE
7254 | BIDDICK | 43054-8765 | Active | H245039 | FEBCO | 765 | PVB | 0.750 | 71698 | LEFT SIDE OF HOUSE
7276 | BIDDICK | 43054-8765 | Active | H245100 | FEBCO | 765 | PVB | 0.750 | 71733 | LEFT FRONT BY GAS MTR
4162 | BIDLE CT | 43016-7923 | Active | F022287 | WILKINS | 720A | PVB | 0.750 | 88649 | LEFT SIDE OF HOUSE
4163 | BIDLE CT | 43016 | Active | CB083056 | WILKINS | 720 | PVB | 0.750 | 3603411 | RIGHT SIDE OF HOUSE
4171 | BIDLE CT | 43016-7923 | Active | G183869 | WILKINS | 720A | PVB | 0.750 | 92355 | RIGHT FRONT
4178 | BIDLE CT | 43016-7923 | Active | H205994 | FEBCO | 765 | PVB | 0.750 | 87010 | RIGHT OF FRONT DOOR
4179 | BIDLE CT | 43016-7923 | Active | 903251 | WILKINS | 720A | PVB | 0.750 | 88650 | RIGHT SIDE OF HOUSE
4187 | BIDLE CT | 43016-7923 | Active | A133969 | WILKINS | 720A | PVB | 0.750 | 95277 | FRONT LEFT OF DOOR IN CORNER
3412 | BIG RUN RD | 43123- | Active | 158552 | WATTS | 009M2PCQT | RP | 0.750 | 60640 | IN PLANTING BEHIND WALL
3800 | BIG RUN S RD | 43123 | Active | 47768 | AMES | 2000BM3 | DC | 0.750 | 3623048 | METER PIT OFF OF BIG RUN S BY HOT BOX FIRE PROTECTION BYPASS
3800 | BIG RUN S RD | 43123 | Active | RE-1389 | AMES | 300 | DCDA | 8.000 | 3623047 | METER PIT OFF OF BIG RUN S BY HOT BOX
3800 | BIG RUN S RD | 43123 | Active | RC-2302 | AMES | 400 | RP | 4.000 | 3623046 | HOT BOX OFF OF BIG RUN SOUTH
4828 | BIG RUN S RD | 43123 | Active | TB-1447 | AMES | COLT400 | RP | 8.000 | 3641497 | HOTBOX
4900 | BIG RUN SOUTH RD | 43123-9692 | Active | 104724 | WATTS | 009M3QT | RP | 0.750 | 65375 | JANITOR CLOSET IN NURSERY
4351 | BIG SKY CT | 43230-1388 | Active | B29830 | APOLLO | PVB4A | PVB | 1.000 | 89742 | LEFT SIDE
2176 | BIGBY HOLLOW ST | 43228-9757 | Active | 4281 | FEBCO | 765 | PVB | 0.750 | 57520 | FRONT OF HOUSE
2437 | BILLINGSLEY RD | 43235-1925 | Active | ACD0416 | WILKINS | 975XL | RP | 2.000 | 96673 | 2435 NE CORNER AT WALL-CARSOURCE-E OF NTB CAR PAINT/DETAIL AREA
2439 | BILLINGSLEY RD | 43235- | Active | 363890 | WILKINS | 975XL | RP | 1.500 | 58276 | 2437 BILLINGSLEY NE AT WATER MTR NE SERV GARAGE NTB/TIRE KNGDOM W BLDG
2439 | BILLINGSLEY RD | 43235- | Active | H018118 | FEBCO | 805YB | DC | 0.750 | 103299 | 2435 BILLINGSLEY - PIT NE PROP (E OF DRVWAY) CAR SOURCE
2439 | BILLINGSLEY RD | 43235- | Active | N1208141000 | FEBCO | 856 | DCDA | 6.000 | 103298 | 2435 BILLNGSLEY PIT NE PROP E OF DRVWAY CAR SOURCE
2441 | BILLINGSLEY RD | 43235-1925 | Active | 60716 | WATTS | 007QT | DC | 0.750 | 58295 | PIT - NW PROPERTY OFF BILLINGSLEY RD
2441 | BILLINGSLEY RD | 43235-1925 | Active | 1346090504 | AMES | 3000SS | DCDA | 6.000 | 58294 | PIT - NW MOUND OFF BILLINGSLEY RD
2441 | BILLINGSLEY RD | 43235-1925 | Active | 113583 | WATTS | 009M2QT | RP | 1.500 | 58293 | AT WATER MTR - NW OIL STORAGE ROOM (OUTSIDE DOOR)
2445 | BILLINGSLEY RD | 43235-1925 | Active | 47893 | WATTS | 009QT | RP | 2.000 | 58305 | NE THRU PARTS AT WATER METER BY FIRE RISER
2445 | BILLINGSLEY RD | 43235-1925 | Active | 134609 | AMES | 3000SS | DCDA | 6.000 | 3648795 | IN PIT E OF ENTRANCE
2445 | BILLINGSLEY RD | 43235-1925 | Active | 60716 | WATTS | 007M1QT | DC | 0.750 | 3649094 | IN PIT E OF ENTRANCE
2445 | BILLINGSLEY RD | 43235-1925 | Not Required by DOW | 213733 | WATTS | LF009M2QT | RP | 1.000 | 3649855 | NORTH SIDE OF BUILDING
2455 | BILLINGSLEY RD | 43235-1925 | Not Required by DOW | 3770965 | WILKINS | 975 | RP | 0.750 | 103071 | INSIDE CAR WASH WEST WALL
2455 | BILLINGSLEY RD | 43235-1925 | Not Required by DOW | W187936 | WILKINS | 975XLBMS | RP | 1.000 | 96623 | USED CAR BLDG MECH ROOM
2455 | BILLINGSLEY RD | 43235-1925 | Active | NB-1271 | WATTS | 957 | RP | 6.000 | 102658 | IN HOT BOX AT PIT W OF ENTRANCE
2455 | BILLINGSLEY RD | 43235-1925 | Not Required by DOW | 45348 | WATTS | 919AQT | RP | 0.750 | 102918 | JANITOR
2510 | BILLINGSLEY RD | 43235-1990 | Active | 879381 | APOLLO | RPLF4A | RP | 1.500 | 3368741 | IN 2510 IN MECH/FURN ROOM AT WATER METER
2520 | BILLINGSLEY RD | 43235-1990 | Active | 879367 | APOLLO | RPLF4A | RP | 1.500 | 3368742 | IN 2520 FURN/UTLTY ROOM AT WATER METER
2538 | BILLINGSLEY RD | 43235-1990 | Active | 879383 | APOLLO | RPLF4A | RP | 1.500 | 3368743 | IN 2538 FURN/UTILTY CLOSET AT WATER METER
2539 | BILLINGSLEY RD | 43235-5975 | Active | 259889 | WILKINS | 975XL | RP | 2.000 | 58573 | AT WATER METER SW GARAGE REPAIR AREA
2539 | BILLINGSLEY RD | 43235-5975 | Active | 06719 | WILKINS | 475V | RP | 6.000 | 100761 | AT WATER METER SW REPAIR GARAGE AREA
2539 | BILLINGSLEY RD | 43235-5975 | Not Required by DOW | 258578 | WILKINS | 975XL | RP | 0.750 | 58572 | BEHIND BOOTH LEFT SIDE UP HIGH
2549 | BILLINGSLEY RD | 43235- | Active | 989926 | WILKINS | 975XL | RP | 1.000 | 58598 | NW FURN/ELEC/METER CLOSET AT WATER METER
2580 | BILLINGSLEY RD | 43235-1990 | Active | 879417 | APOLLO | RPLF4A | RP | 1.500 | 3368745 | IN 2510 FURN/UTLTY ROOM AT WATER METER
2589 | BILLINGSLEY RD | 43235 | Active | PK1069 | AMES | COLT 300GV | DCDA | 8.000 | 3617017 | HOT BOX AT ENTRANCE
2589 | BILLINGSLEY RD | 43235 | Active | 20161 | WATTS | LF919QT | RP | 1.500 | 3616730 | HOT BOX AT ENTRANCE - 2589 CHEVY DEALERSHIP
2589 | BILLINGSLEY RD | 43235 | Active | 40738 | AMES | 2000BM3 | DC | 0.750 | 3617020 | HOT BOX AT ENTRANCE
2600 | BILLINGSLEY RD | 43235-1924 | Active | B269613 | WILKINS | 375 | RP | 1.500 | 3368746 | S UNIT MID UTILITY/FURN ROOM AT WATER METER
2620 | BILLINGSLEY RD | 43235-1924 | Active | B269625 | WILKINS | 375 | RP | 1.500 | 3368747 | S UNIT MID UTLITY/FURN ROOM AT WATER METER
2635 | BILLINGSLEY RD | 43235-1904 | Active | 113407 | WATTS | 009M2QT | RP | 1.500 | 58833 | BACK MECH ROOM BY GAS MTR OUSIDE DR AT WATER METER
2640 | BILLINGSLEY RD | 43235-1924 | Active | 14318 | WATTS | 919 | RP | 1.500 | 3368748 | IN 2640 FURN/UTLTY CLOSET AT WATER METER
2661 | BILLINGSLEY RD | 43235-1904 | Active | 235821 | WATTS | 909M1QT | RP | 1.500 | 58915 | BASEMENT UTILITY ROOM
2670 | BILLINGSLEY RD | 43235-1924 | Active | 291409 | WATTS | 909M1QT | RP | 2.000 | 58929 | IN 2670 UNIT FURN/UTLTY ROOM AT WATER METER
2696 | BILLINGSLEY RD | 43235-1924 | Active | 4656155 | WILKINS | 975 | RP | 1.500 | 3368749 | IN 2696 FURN/UTLTY ROOM AT WATER METER
2735 | BILLINGSLEY RD | 43235- | Not Required by DOW | N0684250536 | FEBCO | 870V | DC | 4.000 | 101104 | 7690 NEW MARKET SE POOL MECH/RISER RM BY DOCK AREA -HAUGLAND
2735 | BILLINGSLEY RD | 43235- | Not Required by DOW | N0609500151 | FEBCO | 870V | DC | 4.000 | 101103 | 7690 NEW MARKET RISER ROOM HAUGLAND KID'S CLUB
2735 | BILLINGSLEY RD | 43235- | Active | LJ-0056 | AMES | COLT 400 | RP | 6.000 | 100592 | NE MECH/METER ROOM OUTSIDE DR BEHIND HAUGLAND SCHOOL
2735 | BILLINGSLEY RD | 43235- | Not Required by DOW | 07027 | WATTS | 919QT | RP | 2.000 | 91074 | 7690 NEW MARKET W SIDE CLOSET AT SUB METER - HAUGLAND RISER RM
2735 | BILLINGSLEY RD | 43235- | Not Required by DOW | U0802 | CONBRACO | 4020802 | RP | 2.000 | 87221 | NW CORNER RISER ROOM OF GOLFSMITH
2735 | BILLINGSLEY RD | 43235- | Not Required by DOW | F0510251000 | FEBCO | 870 | DC | 6.000 | 87220 | NW CORNER RISER ROOM OF GOLF SMITH
2777 | BILLINGSLEY RD | 43235-5988 | Not Required by DOW | 740091 | WATTS | 860M4QT | PVB | 1.000 | 99339 | SW BY WATER METER IN BACK OF STORE
2777 | BILLINGSLEY RD | 43235-5988 | Active | 13079 | WATTS | 919AQT | RP | 1.500 | 99340 | SE AT WATER METER BY DO0R TOCO BELL
6188 | BILLINGTON DR | 43213-3479 | Active | 311120 | WILKINS | 720A | PVB | 1.000 | 69291 | SOUTH SIDE
2426 | BILLITON CT | 43220-2804 | Active | G262969 | WILKINS | 720A | PVB | 1.000 | 95007 | LEFT SIDE OF HOUSE
2438 | BILLITON CT | 43220-2804 | Active | T295535 | WILKINS | 720A | PVB | 0.750 | 3368767 | LEFT SIDE OF THE HOUSE TOWARDS BACK CORNER
2450 | BILLITON CT | 43220-2804 | Active | H517356 | FEBCO | 765 | PVB | 0.750 | 95550 | FRONT OF HOUSE
2462 | BILLITON CT | 43220-2804 | Active | 02438 | FEBCO | 765 | PVB | 1.000 | 58374 | OUTSIDE
2465 | BILLITON CT | 43220-2804 | Active | CB153234 | WILKINS | 720A | PVB | 0.750 | 3368770
2475 | BILLITON CT | 43220-2804 | Active | T196956 | WILKINS | 720A | PVB | 0.750 | 3368772 | left side
2486 | BILLITON CT | 43220-2804 | Active | W593288 | WILKINS | 720A | PVB | 1.000 | 58434 | BACK OF HOUSE (SERIAL #W593288)
2494 | BILLITON CT | 43220-2804 | Active | EK3642 | FEBCO | 765 | PVB | 1.000 | 58449 | FRONT OF HOUSE
4380 | BILTMORE CT | 43054-9678 | Active | H527359 | FEBCO | 765 | PVB | 0.750 | 63843 | LEFT REAR OF HOUSE
4381 | BILTMORE CT | 43054-9678 | Active | 010680 | WATTS | 800 | PVB | 1.000 | 3609629 | LEFT SIDE OF HOUSE
4392 | BILTMORE CT | 43054-9678 | Active | T230966 | WILKINS | 720A | PVB | 0.750 | 63871 | LEFT SIDE OF HOUSE
4393 | BILTMORE CT | 43054-9678 | Active | CB081348 | WILKINS | 720A | PVB | 0.750 | 3611326 | RIGHT SIDE OF HOUSE
223 | BINNS BLVD | 43204-2500 | Active | 158228 | WATTS | 800M4QT | PVB | 1.000 | 57679 | NORTHSIDE OF HOUSE
1080 | BINNS BLVD | 43204-2381 | Active | 156002 | AMES | 3000SS | DCDA | 6.000 | 95312 | MECH ROOM - Binns E.S.
1080 | BINNS BLVD | 43204-2381 | Active | 08085 | WATTS | 007M1PCQT | DC | 0.750 | 95401 | MECH ROOM - Binns E. S.
1080 | BINNS BLVD | 43204-2381 | Active | 2298 | WATTS | 957RPDA-GV | RPDA | 3.000 | 95402 | 1ST FLOOR MECH ROOM - Binns E. S.
1080 | BINNS BLVD | 43204-2381 | Active | 16689 | WATTS | 009PCQT | RP | 1.000 | 95403 | 1ST FLOOR MECH ROOM - Binns E. S.
5772 | BIRCH BARK CIR | 43123-8795 | Active | T372348 | WILKINS | 720A | PVB | 0.750 | 3369204 | LEFT SIDE OF HOUSE
5847 | BIRCH BARK CIR | 43123-8796 | Active | H675906 | FEBCO | 765 | PVB | 0.750 | 68125 | LEFT SIDE OF HOUSE
5857 | BIRCH BARK CIR | 43123-8796 | Active | H419302 | FEBCO | 765 | PVB | 0.750 | 91098 | LEFT SIDE OF HOUSE
5882 | BIRCH BARK CIR | 43123-8796 | Active | G216074 | WILKINS | 720A | PVB | 0.750 | 97095 | RIGHT SIDE
5917 | BIRCH BARK CIR | 43123-8508 | Active | CB078526 | WILKINS | 720A | PVB | 0.750 | 68320 | LEFT SIDE OF HOUSE
5757 | BIRCH BARK CT | 43123-8794 | Active | CB050466 | WILKINS | 720A | PVB | 0.750 | 67842 | WEST SIDE OF BUILDING NEXT TO FRONT ALCOVE
5773 | BIRCH BARK CT | 43123-8794 | Active | 320468 | WILKINS | 720A | PVB | 0.750 | 67913 | OUTSIDE
5783 | BIRCH BARK CT | 43123-8794 | Active | H004652 | FEBCO | 765 | PVB | 0.750 | 67947 | SIDE OF HOUSE
5793 | BIRCH BARK CT | 43123-8794 | Active | CH9866 | FEBCO | 745 | PVB | 0.750 | 67967 | OUTSIDE
5813 | BIRCH BARK CT | 43123-8794 | Active | T065574 | WILKINS | 720A | PVB | 1.000 | 68059 | LEFT SIDE OF HOUSE
2162 | BIRCH BARK TR | 43123-8509 | Active | T191482 | WILKINS | 720A | PVB | 0.750 | 3611307 | RIGHT SIDE FRONT
2177 | BIRCH BARK TR | 43123-8510 | Active | 371676 | WILKINS | 720A | PVB | 1.000 | 57523 | LEFT SIDE OF HOUSE
2182 | BIRCH BARK TR | 43123-8509 | Active | H115866 | FEBCO | 765 | PVB | 0.750 | 57537 | SIDE OF HSE
2192 | BIRCH BARK TR | 43123-8509 | Active | H115938 | FEBCO | 765 | PVB | 0.750 | 89749 | BACK OF HOUSE
2197 | BIRCH BARK TR | 43123-8510 | Active | G176135 | WILKINS | 720A | PVB | 0.750 | 92111 | RIGHT HAND SIDE
2202 | BIRCH BARK TR | 43123-8512 | Active | CB011494 | WILKINS | 720A | PVB | 0.750 | 102873 | RIGHT FRONT SIDE
2207 | BIRCH BARK TR | 43123-8511 | Active | G176739 | WILKINS | 720A | PVB | 0.750 | 92114 | LEFT SIDE
2242 | BIRCH BARK TR | 43123-8797 | Active | 811767 | WILKINS | 720A | PVB | 0.750 | 57721 | RH SIDE
2252 | BIRCH BARK TR | 43123-8797 | Active | G231076 | WILKINS | 720A | PVB | 0.750 | 98409 | LEFT SIDE
2445 | BIRCH BARK TR | 43123-8725 | Active | 257442 | WILKINS | 420 | PVB | 0.750 | 58306 | WEST SIDE OF HOUSE
2466 | BIRCH BARK TR | 43123-8725 | Active | 27641 | FEBCO | 765 | PVB | 0.750 | 58377 | E SIDE
1360 | BIRCH DR | 43223-3002 | Not Required by DOW | [5 empty] | 3369184
918 | BIRCHMONT RD | 43220-4121 | Active | 79080 | WATTS | 800QT | PVB | 1.000 | 89751 | EAST SIDE
938 | BIRCHMONT RD | 43220-4121 | Active | 153555 | WATTS | LF009M2QT | RP | 1.000 | 3369386 | RIGHT FRONT
965 | BIRCHMONT RD | 43220-4120 | Active | H387607 | FEBCO | 765 | PVB | 0.750 | 97618 | right side
1007 | BIRCHMONT RD | 43220-4116 | Active | T117272 | WILKINS | 720A | PVB | 1.000 | 53598 | NE CORNER OF HOUSE
8769 | BIRGHAM N CT | 43017-9718 | Active | T231714 | WILKINS | 720A | PVB | 0.750 | 3369435 | LEFT FRONT
8783 | BIRGHAM N CT | 43017 | Active | CB113242 | WILKINS | 720A | PVB | 0.750 | 3609531 | LEFT SIDE OF HOUSE
8797 | BIRGHAM N CT | 43017-9718 | Active | A174702 | WILKINS | 720A | PVB | 1.000 | 74292 | LEFT SIDE OF HOUSE
8811 | BIRGHAM N CT | 43017-9718 | Active | 1211 | FEBCO | 765 | PVB | 1.000 | 74328 | FRONT LEFT FAR LEFT
8820 | BIRGHAM N CT | 43017-9718 | Active | TS199 | CONBRACO | 4V500 | PVB | 1.000 | 74341 | FRONT LEFT
8830 | BIRGHAM N CT | 43017-9718 | Active | 143534 | WILKINS | 420 | PVB | 0.750 | 74345 | FRONT OF HOUSE
8839 | BIRGHAM N CT | 43017-9718 | Active | H25113 | FEBCO | 825Y | RP | 0.750 | 74348 | AT METER IN BASEMENT
8840 | BIRGHAM N CT | 43017-9718 | Active | W614553 | WILKINS | 720A | PVB | 0.750 | 74350 | LEFT SIDE OUTSIDE
8853 | BIRGHAM N CT | 43017-9718 | Active | cb363133 | WILKINS | 720A | PVB | 0.750 | 3609872 | RIGHT SIDE OF GAS METER
8860 | BIRGHAM N CT | 43017-9718 | Active | 339330 | WILKINS | 720A | PVB | 0.750 | 96401 | BACK OF HOUSE
8867 | BIRGHAM N CT | 43017-9718 | Active | H085937 | FEBCO | 765 | PVB | 1.000 | 74368 | LEFT FRONT
8615 | BIRGHAM S CT | 43017-9719 | Active | 531701 | WILKINS | 720A | PVB | 0.750 | 74121 | RIGHT SIDE
8629 | BIRGHAM S CT | 43017-9719 | Active | 01172T | CONBRACO | 40205T | RP | 1.000 | 74128 | BASEMENT AT WATER METER
8643 | BIRGHAM S CT | 43017-9719 | Active | T252154 | WILKINS | 720A | PVB | 0.750 | 3611285 | NORTH SIDE
8650 | BIRGHAM S CT | 43017-9719 | Active | A107265 | WILKINS | 720A | PVB | 0.750 | 74149 | BACK OF HOUSE
8657 | BIRGHAM S CT | 43017 | Active | 375245 | WILKINS | 720A | PVB | 0.750 | 74157 | FRONT LEFT OF DOOR BY ELEC MTR
8680 | BIRGHAM S CT | 43017-9719 | Active | H023268 | FEBCO | 765 | PVB | 0.750 | 100823 | LEFT REAR
8685 | BIRGHAM S CT | 43017 | Active | CB113236 | WILKINS | 720A | PVB | 0.750 | 3608295 | LEFT SIDE OF HOUSE
8710 | BIRGHAM S CT | 43017-9719 | Active | 614622 | WILKINS | 720A | PVB | 1.000 | 74213 | OUTSIDE
8713 | BIRGHAM S CT | 43017-9719 | Active | 811935 | WILKINS | 720A | PVB | 0.750 | 74216 | FRONT RIGHT OF FRONT DOOR
8727 | BIRGHAM S CT | 43017-9719 | Active | CB639273 | WILKINS | 720A | PVB | 1.000 | 3369444 | FRONT RIGHT CORNER
8741 | BIRGHAM S CT | 43017-9719 | Active | T341306 | WILKINS | 720A | PVB | 0.750 | 3369445 | RIGHT SIDE
8755 | BIRGHAM S CT | 43017-9719 | Active | CB363175 | WILKINS | 720A | PVB | 0.750 | 99354 | LEFT CENTER BETWEEN A/C UNITS
4275 | BIRNAM CT | 43221-4939 | Active | AF1739 | FEBCO | 765 | PVB | 1.000 | 63486 | LEFT SIDE OF HOUSE (SERIAL # AF1739)
4281 | BIRNAM CT | 43221-4939 | Active | EG9627 | FEBCO | 765 | PVB | 1.000 | 3609960 | FRONT OF HOUSE
4286 | BIRNAM CT | 43221-4939 | Active | 31813 | WATTS | 009M2PCQT | RP | 1.000 | 63538 | BASEMENT MECHANICAL ROOM
4294 | BIRNAM CT | 43221 | Active | T300091 | WILKINS | 720A | PVB | 0.750 | 3629457 | RIGHT SIDE OF HOUSE
6876 | BISHOPS CROSSING CIR | 43016-8022 | Active | t524005 | WILKINS | 720A | PVB | 0.750 | 97093 | LEFT SIDE
6891 | BISHOPS CROSSING CIR | 43016-8020 | Active | T034722 | WILKINS | 720A | PVB | 0.750 | 103122 | RIGHT SIDE OF HOME
6892 | BISHOPS CROSSING CIR | 43016 | Active | cb635616 | WILKINS | 720A | PVB | 0.750 | 95631 | RIGHT FRONT
6907 | BISHOPS CROSSING CIR | 43016-8021 | Active | A153357 | WILKINS | 720A | PVB | 0.750 | 87582 | RIGHT SIDE
6915 | BISHOPS CROSSING CIR | 43016-8021 | Active | G223114 | WILKINS | 720A | PVB | 0.750 | 91095 | RIGHT SIDE OF HOUSE
6939 | BISHOPS CROSSING CIR | 43016-8021 | Active | H024314 | FEBCO | 765 | PVB | 0.750 | 101302 | RIGHT SIDE
6947 | BISHOPS CROSSING CIR | 43016-8021 | Active | 185384 | WILKINS | 720A | PVB | 0.750 | 88626 | RIGHT SIDE OF HOUSE
6846 | BISHOPS WOOD DR | 43054-8827 | Active | CAA25759 | WILKINS | 720A | PVB | 1.000 | 88696 | BACK OF HOUSE
6816 | BISHOPS WOOD RD | 43054-8827 | Active | 226032 | watts | 800m4qt | PVB | 0.750 | 87453 | RIGHT SIDE OF HOUSE
6826 | BISHOPS WOOD RD | 43054-8827 | Active | AC5872 | FEBCO | 765 | PVB | 0.750 | 70773 | RIGHT SIDE
6847 | BISHOPS WOOD RD | 43054-8646 | Active | 601637 | WILKINS | 720A | PVB | 0.750 | 70820 | RIGHT SIDE
3575 | BIXBY RD | 43125-9454 | Not Required by DOW | 528866 | WILKINS | 975 | RP | 2.000 | 61135 | IN MEN'S RESTROOM AT WATER METER
3575 | BIXBY RD | 43125-9454 | Not Required by DOW | 97856 | WATTS | 009M1QT | RP | 1.500 | 61136 | WATER METER ROOM MEN'S RESTROOM
3575 | BIXBY RD | 43125-9454 | Active | 156452 | WATTS | LF009M2QT | RP | 2.000 | 3647065 | IN HOT BOX BY PIT BY DRIVE ENTRY
3575 | BIXBY RD | 43125-9454 | Active | 117987 | WATTS | 709 | DCDA | 6.000 | 61131 | INSIDE PIT BESIDE FRONT PARKING LOT
3575 | BIXBY RD | 43125-9454 | Not Required by DOW | 200174 | WATTS | 009QT | RP | 2.000 | 61132 | IN WORSHIP CENTER MECH ROOM
3575 | BIXBY RD | 43125-9454 | Active | 33524 | WATTS | 007QT | DC | 0.750 | 61133 | INSIDE PIT BESIDE FRONT PARTING LOT
3575 | BIXBY RD | 43125-9454 | Not Required by DOW | 353084 | WILKINS | 975 | RP | 1.000 | 61134 | IN HALLWAY BY SERVICE DOOR IN EAST SIDE elem school
3860 | BIXBY RD | 43125-9510 | Active | 611649 | WATTS | 909HWQT | RP | 1.000 | 98129 | MAIN BUILDING BEHIND WATERHEATER
3860 | BIXBY RD | 43125-9510 | Due Install |  |  |  | RP | 1.500 | 3636207
3860 | BIXBY RD | 43125-9510 | Active | 156150 | WATTS | 009QT | RP | 0.750 | 61968 | NEXT TO SHELTER HOUSE. under fake rock
3900 | BIXBY RD | 43125-9510 | Active | 33141 | WATTS | 009 | RP | 3.000 | 102239 | FRONT OFFICE BOILER ROOM
3900 | BIXBY RD | 43125-9510 | Active | 34217 | WILKINS | 350A | DC | 3.000 | 102240 | FRONT OFFICE BOILER ROOM
3900 | BIXBY RD | 43125-9510 | Due Install |  |  |  | RP |  | 3639533
3900 | BIXBY RD | 43125-9510 | Active | 04918 | AMES | 4000B | RP | 1.500 | 62097 | MEZZANINE BESDIE DUST COLLECTORS
3900 | BIXBY RD | 43125-9510 | Active | 24148 | WILKINS | 375A | RP | 6.000 | 101303 | COOLING TOWER PUMP HOUSE LOWER LEVEL
3900 | BIXBY RD | 43125-9510 | Active | U33343 | WILKINS | 350A | DC | 6.000 | 101307 | MAINTENANCE SHOP
4001 | BIXBY RD | 43125-9454 | Active | 82116 | AMES | 2000B | DC | 0.750 | 3641022 | METER ROOM
4001 | BIXBY RD | 43125-9454 | Active | 19410C | WILKINS | 375AST | RP | 4.000 | 3635131 | AT WATER METER
4001 | BIXBY RD | 43125-9454 | Active | 1967840618 | AMES | 3000SS | DCDA | 8.000 | 3635130 | METER ROOM
4100 | BIXBY RD | 43125-9625 | Active | 923725 | WILKINS | 975 | RP | 2.000 | 62904 | MECHANICAL ROOM
4100 | BIXBY RD | 43125-9625 | Active | 8858 | AMES | 2000SS | DC | 0.750 | 62903 | WEST SIDE OF BUILDING IN MECHANICAL ROOM
4100 | BIXBY RD | 43125-9625 | Active | 102805 | AMES | 3000 | DCDA | 4.000 | 62902 | WEST SIDE OF BUILDING IN MECHANICAL ROOM
4200 | BIXBY RD | 43125-9509 | Active | 89148 | WATTS | LF919QT | RP | 0.750 | 3636518 | IN HOT BOX AT W ENTRANCE
4200 | BIXBY RD | 43125-9509 | Not required by DOW | 59149 | WATTS | 919QT | RP | 0.750 | 63232 | 2ND FLOOR BOILER RM
4200 | BIXBY RD | 43125-9509 | Active | 167935 | WATTS | 909RP | RP | 3.000 | 63231 | MID W MECH/WATER METER ROOM AT WATER METER OUTSIDE DOOR
4200 | BIXBY RD | 43125-9509 | Active | TA-2670 | WATTS | 957 | RPDA | 4.000 | 3636539 | IN HOT BOX AT W ENTRANCE
7264 | BLACK ABBEY CT | 43017-3422 | Active | A006785 | WILKINS | 720A | PVB | 0.750 | 71707 | RIGHT SIDE OF HOUSE
1 | BLACK AND GOLD BLVD | 43211-2091 | Not Required by DOW | 216401 | WATTS | LF009M2 | RP | 1.000 | 3650133 | MECH ROOM
1 | BLACK AND GOLD BLVD | 43211-2091 | Not Required by DOW | TA-1546 | WATTS | 957 | RP | 4.000 | 3648806 | FIELD HOUSE FOR PRACTICE FIELD - LEFT OF DOOR IN FIELD HOUSE
1 | BLACK AND GOLD BLVD | 43211-2091 | Active | UF-0491 | AMES | COLT 400 | RP | 8.000 | 3628284 | IN HOT BOX AT PIT NORTHEAST SECTION OF PROPERTY NORTH OF PARKING LOT
1 | BLACK AND GOLD BLVD | 43211-2091 | Not Required by DOW | X13728 | WILKINS | 375A | RP | 4.000 | 96639 | EAST PARRT OF COMPLEX IN SPRINKLER VALVE ROOM
1 | BLACK AND GOLD BLVD | 43211-2091 | Not Required by DOW | J00149 | WILKINS | 350 | DC | 6.000 | 53422 | SECTOR #8 SPRINKLER RISER ROOM
1 | BLACK AND GOLD BLVD | 43211-2091 | Not Required by DOW | 9904301409 | FEBCO | 880V | RP | 4.000 | 53421 | CREW LOCKER ROOM STORAGE ROOM
1 | BLACK AND GOLD BLVD | 43211-2091 | Not Required by DOW | 9904271326 | FEBCO | 870V | DC | 6.000 | 53420 | HOME LOCKER ROOM NE CORNER
1 | BLACK AND GOLD BLVD | 43211-2091 | Not Required by DOW | 1077301020 | AMES | 5000 | RPDA | 6.000 | 3653096 | nw riser room
1 | BLACK AND GOLD BLVD | 43211-2091 | Not Required by DOW | 500244 | WILKINS | 350 | DC | 6.000 | 53419 | SECTOR 5
1 | BLACK AND GOLD BLVD | 43211-2091 | Not Required by DOW | 338527 | WATTS | 909M1QT | RP | 1.500 | 53418 | SECTOR #2 CONSESSION
1 | BLACK AND GOLD BLVD | 43211-2091 | Not Required by DOW | 338523 | WATTS | 909M1QT | RP | 1.500 | 53417 | CONCESSION SECTOR 7
1 | BLACK AND GOLD BLVD | 43211-2091 | Not Required by DOW | B26219 | WILKINS | 975 | RP | 6.000 | 53416 | SECTOR 1 ROOM 130
1 | BLACK AND GOLD BLVD | 43211-2091 | Not Required by DOW | B25807 | WILKINS | 975 | RP | 4.000 | 53414 | SECTOR 3 ROOM 135
1 | BLACK AND GOLD BLVD | 43211-2091 | Not Required by DOW | 24205 | WILKINS | 975 | RP | 6.000 | 53413 | SECTOR 5 ROOM 162
1 | BLACK AND GOLD BLVD | 43211-2091 | Not Required by DOW | 205230 | WATTS | 909 | RP | 4.000 | 53412 | LOCKER RM
1 | BLACK AND GOLD BLVD | 43211-2091 | Not Required by DOW | 16435 | WILKINS | 975 | RP | 6.000 | 53411 | SECTOR 8 ROOM 111
1 | BLACK AND GOLD BLVD | 43211-2091 | Not Required by DOW | 153365 | FEBCO | 805Y | RP | 2.000 | 53410 | SE CORNER WATER ROOM
1 | BLACK AND GOLD BLVD | 43211-2091 | Not Required by DOW | 15086 | AMES | 4000B | RP | 0.750 | 3653097 | nw riser room
1 | BLACK AND GOLD BLVD | 43211-2091 | Not Required by DOW | J00150 | WILKINS | 350 | DC | 6.000 | 53409 | SECTOR 1 SPRINKLER ROOM
2930 | BLACK KETTLE TR | 43017-3594 | Active | T038480 | WILKINS | 720A | PVB | 0.750 | 100117 | RIGHT SIDE OF HOUSE
3939 | BLACK PINE DR | 43123-1194 | Active | T363964 | WILKINS | 720A | PVB | 0.750 | 3598235 | OUTSIDE
3974 | BLACK PINE DR | 43123-1194 | Active | 337152 | WILKINS | 720A | PVB | 0.750 | 87585 | LEFT SIDE OF HOME
4832 | BLACK SYCAMORE DR | 43231 | Active | T305950 | WILKINS | 720A | PVB | 0.750 | 3635412 | RIGHT SIDE
4879 | BLACK SYCAMORE DR | 43231 | Active | T419152 | WILKINS | 720A | PVB | 0.750 | 3624543 | LEFT SIDE
4887 | BLACK SYCAMORE DR | 43231 | Active | CB620523 | Wilkins | 720 | PVB | 0.750 | 3624663 | Left side of house
4973 | BLACK SYCAMORE DR | 43231 | Active | CB079389 | WILKINS | 720A | PVB | 0.750 | 3621174 | LEFT SIDE OF THE HOUSE
4981 | BLACK SYCAMORE DR | 43231 | Active | T424528 | WILKINS | 720A | PVB | 0.750 | 3648293
1192 | BLACKSMITH DR | 43081-8019 | Active | G124433 | WILKINS | 720A | PVB | 0.750 | 95902 | LEFT SIDE OF HOUSE
1248 | BLACKSMITH DR | 43081-8019 | Active | G172125 | WILKINS | 720A | PVB | 0.750 | 54402 | LEFT SIDE OF HOUSE
5018 | BLACKSTONE EDGE DR | 43054 | Active | CB153994 | WILKINS | 720 | PVB | 0.750 | 3601882 | RIGHT SIDE OF HOUSE
5019 | BLACKSTONE EDGE DR | 43054 | Active | T034838 | WILKINS | 720A | PVB | 0.750 | 100622 | OUTSIDE
5096 | BLACKSTONE EDGE DR | 43054 | Active | T198196 | WILKINS | 720A | PVB | 0.750 | 3603226 | RIGHT SIDE
5102 | BLACKSTONE EDGE DR | 43054 | Active | CB262909 | WILKINS | 720A | PVB | 0.750 | 3603225 | Right Front
6431 | BLACKWOOD DR | 43081 | Active | CB828360 | WILKINS | 720A | PVB | 0.750 | 3648550 | LEFT SIDE OF HOUSE
6443 | BLACKWOOD DR | 43081 | Active | CB915280 |  | 720A | PVB | 0.750 | 3648893 | LEFT SIDE OF HOUSE
7003 | BLAKEMORE LN | 43016-7189 | Active | T187878 | WILKINS | 720A | PVB | 0.750 | 3608218 | LEFT FRONT
7026 | BLAKEMORE LN | 43016-7190 | Active | G215570 | WILKINS | 720A | PVB | 0.750 | 95299 | LEFT SIDE OF HOUSE
7035 | BLAKEMORE LN | 43016-7189 | Active | T153438 | WILKINS | 720A | PVB | 0.750 | 91189 | RIGHT
7042 | BLAKEMORE LN | 43016-7190 | Active | F006155 | WILKINS | 720A | PVB | 0.750 | 98432 | RIGHT SIDE OF HOUSE
7043 | BLAKEMORE LN | 43016-7189 | Active | Cb590760 | WILKINS | 720A | PVB | 0.750 | 95298 | RIGHT FRONT
7050 | BLAKEMORE LN | 43016-7190 | Active | T407302 | WILKINS | 720A | PVB | 0.750 | 92005 | LEFT FRONT
7058 | BLAKEMORE LN | 43016-7190 | Active | T337695 | WILKINS | 720A | PVB | 0.750 | 97857 | RIGHT FRONT
8640 | BLANCA CT | 43065-9558 | Active | H287625 | FEBCO | 765 | PVB | 0.750 | 87388 | REAR OF HOME BY AC
471 | BLANDINGS CT | 43085-2290 | Active | G281137 | Wilkins | 720A | PVB | 1.000 | 91715 | RIGHT SIDE FRONT
493 | BLANDINGS CT | 43085-2290 | Active | T239975 | Wilkins | 720A | PVB | 0.750 | 65442 | FRONT OF HOUSE
5885 | BLAVERLY DR | 43054-8641 | Active | CB987019 | WILKINS | 720A | PVB | 0.750 | 3586233 | LEFT SIDE OF HOUSE
5925 | BLAVERLY DR | 43054-8696 | Active | A083315 | WILKINS | 720A | PVB | 0.750 | 87743 | LEFT SIDE OF HOUSE
4906 | BLAZER PKWY | 43017- | Due Install |  |  |  | RP | 6.000 | 3636379 | IN HOT BOX AT PIT SW COMPLEX N OF 2ND HYD W FRANTZ
4906 | BLAZER PKWY | 43017- | Active | 365347 | WILKINS | 720A | PVB | 1.500 | 91128 | SW COMPLEX W ENTRANCE N OF 2ND W OF FRANTZ - 4900 BLAZER PKWY
5050 | BLAZER PKWY | 43017-3361 | Due Install |  |  |  | RP | 3.000 | 3635472 | AT WATER METER S MECH ROOM
5110 | BLAZER PKWY | 43017-1339 | Active | 23174C | WILKINS | 375AST | RP | 6.000 | 3370149 | IN HOT BOX AT PIT W OF ENTRANCE
5148 | BLAZER PKWY | 43017-1371 | Not Required by DOW | W002136 | WILKINS | 975 | RP | 1.000 | 66124 | S MECH/FURN RM UNIT A LAW OFFICES
5148 | BLAZER PKWY | 43017-1371 | Active | 47277 | WATTS | 007M1QT | DC | 0.750 | 3635215 | IN PIT ON FIRE LINE
5148 | BLAZER PKWY | 43017-1371 | Active | 109704 | WATTS | 007DCDA | DCDA | 6.000 | 3635214 | IN PIT ON FIRE LINE
5148 | BLAZER PKWY | 43017-1371 | Active | 05243 | AMES | 2000SS | DC | 1.000 | 66126 | S MECH/FURN RM UNIT A LAW OFFICES FOR SPRINKLRS
5148 | BLAZER PKWY | 43017-1371 | Active | 1295977 | WILKINS | 975 | RP | 2.000 | 66125 | S MECH/FURN RM UNIT A LAW OFFICES
5151 | BLAZER PKWY | 43017-3327 | Active | 142256 | WATTS | 909 | RP | 3.000 | 66156 | SUITE C LOADING DOCK MECH/RISER RM Outside Dr AT WATER METER DUAL SET
5151 | BLAZER PKWY | 43017-3327 | Active | 3HN1749 | AMES | 3000SS | DCDA | 6.000 | 66161 | IN PIT N/E OF BUILDING
5151 | BLAZER PKWY | 43017-3327 | Active | 39831 | WATTS | 007QT | DC | 0.750 | 66160 | IN PIT NE OF BUILDING BY BICYCLE PATH
5151 | BLAZER PKWY | 43017-3327 | Active | 178895 | WATTS | 909 | RP | 4.000 | 66158 | SUITE C LOADING DOCK MECH/RISER Outside Door AT WATER METER DUAL SET
5152 | BLAZER PKWY | 43017-7315 | Not Required by DOW | A239889 | WILKINS | 375 | RP | 0.750 | 104030 | N MECH RM N.OSD OF 5152 BLDG BY FILTERS-HWTS-COMPRESSORS
5152 | BLAZER PKWY | 43017-7315 | Not Required by DOW | 162302 | WILKINS | 420 | PVB | 1.000 | 66167 | AT OUTSIDE DR N MECH RM 5152 BLDG OUTSIDE
5152 | BLAZER PKWY | 43017-7315 | Active | 04959 | AMES | 2000B | DC | 1.000 | 66166 | N MECH RM N.OSD OF 5152 BLDG FOR FIRE SPRINKLRS
5152 | BLAZER PKWY | 43017-7315 | Active | 163856 | WATTS | 009 | RP | 2.000 | 3654368 | N MECH RM N.OSD OF 5152 BLDG BY FILTERS-HWTS-COMPRESSORS
5156 | BLAZER PKWY | 43017-7317 | Active | 04966 | AMES | 2000B | DC | 1.000 | 93178 | E MECH RM BY RM 120 "FIRE ALARMS" FOR SPRINKLRS
5156 | BLAZER PKWY | 43017-7317 | Active | 163862 | WATTS | 009QT | RP | 2.000 | 66190 | E MECH RM BY RM 120 "FIRE ALARMS"
5156 | BLAZER PKWY | 43017-7317 | Not Required by DOW | 162380 | WILKINS | 420 | PVB | 1.000 | 66191 | E SIDE BESIDE ELECTRIC MTRS OUTSIDE
5160 | BLAZER PKWY | 43017-1339 | Due Install |  |  |  | DCDA | 6.000 | 3650933 | IN PIT
5160 | BLAZER PKWY | 43017-1339 | Due Install |  |  |  | RP | 3.000 | 3650932 | IN HOT BOX AT PIT
5185 | BLAZER PKWY | 43017 | Active | 29904 | WATTS | 007M1-QT | DC | 0.750 | 3641021 | MID S MECH/RISER ROOM
5185 | BLAZER PKWY | 43017 | Active | 021603 | WATTS | LF909M1QT | RP | 2.000 | 3639688 | MID S MECH/RISER ROOM Outside Dr AT WATER METER
5185 | BLAZER PKWY | 43017 | Not Required by DOW | 021600 | WATTS | LF909M1QT | RP | 2.000 | 3639689 | WATER RISER ROOM SOUTH SIDE OF BUILDING ABOVE WATER METER
5185 | BLAZER PKWY | 43017 | Active | 1980391219 | AMES | 3000SS | DCDA | 6.000 | 3641020 | MID S MECH/RISER ROOM
5195 | BLAZER PKWY | 43017 | Active | 40109 | WATTS | 919QT | RP | 2.000 | 3652129 | OUTSIDE DOOR MTR ROOM ON SW CORNER
5195 | BLAZER PKWY | 43017 | Active | 18491 | WILKINS | 350ASTDA | DCDA | 6.000 | 3652130
5195 | BLAZER PKWY | 43017 | Active | HC36185 | WILKINS | 950XLD | DC | 0.750 | 3652131 | OUTDIDE DOOR MTR ROOM ON SW CORNER
5195 | BLAZER PKWY | 43017 | Not Required by DOW | ACB9389 | WILKINS | 975 | RP | 1.500 | 3652735 | MECHANICAL ROOM ON THE NORTH SIDE OF BUILDING
5200 | BLAZER PKWY | 43017-5309 | LPS - Active |  |  |  | LPC |  | 3635414 | DOM BOOSTER PUMP
5200 | BLAZER PKWY | 43017-5309 | LPS - Active |  |  |  | LPC |  | 3633765 | DOM BOOSTER PUMP
5200 | BLAZER PKWY | 43017-5309 | Due Install |  |  |  | RP | 6.000 | 3633759 | IN HOT BOX AT PIT
5200 | BLAZER PKWY | 43017-5309 | Active | 476270 | WATTS | 909 | RP | 0.750 | 3607902 | TECH WEST DOCK
5200 | BLAZER PKWY | 43017-5309 | Active | 18314 | WILKINS | 975 | RP | 4.000 | 66323 | DA BOILER ROOM Domestic
5200 | BLAZER PKWY | 43017-5309 | Active | 154336 | WATTS | 009 | RP | 3.000 | 66321 | TE High Bay ROOM 171
5200 | BLAZER PKWY | 43017-5309 | Active | 152970 | WATTS | 909 | RP | 3.000 | 66320 | TE BOILER-MECHANICAL ROOM
5200 | BLAZER PKWY | 43017-5309 | Active | 194476 | WATTS | 909 | RP | 3.000 | 66319 | TE BOILER-MECHANICAL ROOM
5200 | BLAZER PKWY | 43017-5309 | Active | 152968 | WATTS | 909 | RP | 3.000 | 66318 | TE BOILER-MECHANICAL ROOM
5200 | BLAZER PKWY | 43017-5309 | Active | 140361 | WATTS | 909 | RP | 3.000 | 66316 | DA BOILER ROOM CEILING
5200 | BLAZER PKWY | 43017-5309 | Active | 1039801 | WILKINS | 975 | RP | 0.750 | 66314 | TW ROOM L 129
5200 | BLAZER PKWY | 43017-5309 | Active | 1272520813 | AMES | 4000SS | RP | 4.000 | 103929 | TW BASEMENT RM B9 Antifreeze Loop
5200 | BLAZER PKWY | 43017-5309 | Active | 13172 | AMES | 4000B | RP | 2.000 | 103923 | TW BASEMENT Cage 23 Antifreeze Loop
5200 | BLAZER PKWY | 43017-5309 | LPS - Active |  |  |  | LST |  | 3635415 | FIRE BOOSTER PUMP
5200 | BLAZER PKWY | 43017-5309 | Active | 12984 | AMES | 4000B | RP | 2.000 | 103921 | TW DOCK AREA FIRE SPRINKLER ANTI FREEZE LINE
5200 | BLAZER PKWY | 43017-5309 | LPS - Active |  |  |  | LST |  | 3635416 | FIRE BOOSTER PUMP
5200 | BLAZER PKWY | 43017-5309 | Active | 244532 | WATTS | 909M1QT | RP | 1.500 | 3636658 | TECH WEST 1ST FLOOR, PILOT PLANT
5200 | BLAZER PKWY | 43017-5309 | Active | 18318 | WILKINS | 975 | RP | 4.000 | 66324 | DA Boiler Rm Domestic
5200 | BLAZER PKWY | 43017-5309 | Active | 338531 | WATTS | 909HWM1QT | RP | 1.500 | 102302 | TW L168 NEAR DOCK
5200 | BLAZER PKWY | 43017-5309 | Active | 628351 | WATTS | 909HWQT | RP | 0.750 | 102301 | DA TUNNEL BY COMPUTER ROOM
5200 | BLAZER PKWY | 43017-5309 | Active | L12496 | WILKINS | 375 | RP | 3.000 | 100743 | TW BASEMENT Mech Rm B-2
5200 | BLAZER PKWY | 43017-5309 | Active | 577981 | WILKINS | 975XL | RP | 1.000 | 100740 | DA #2 MECH RM ACROSS FROM KITCHEN
5200 | BLAZER PKWY | 43017-5309 | Active | 1861 | AMES | 2000B | DC | 0.750 | 66325 | DA BLDG D PUMP RM
5200 | BLAZER PKWY | 43017-5309 | Active | L12497 | WILKINS | 375 | RP | 3.000 | 66348 | TW Basement Mech RM B-2
5200 | BLAZER PKWY | 43017-5309 | Active | 318962 | WATTS | 009M1PCQT | RP | 1.500 | 66328 | TE BOILER-MECHANICAL ROOM
5200 | BLAZER PKWY | 43017-5309 | Active | 318549 | WATTS | 009M1PCQT | RP | 2.000 | 66329 | TE BOILER-MECHANICAL ROOM
5200 | BLAZER PKWY | 43017-5309 | Active | 570750 | WATTS | 909HWQT | RP | 0.750 | 66338 | TW BASEMENT CAGE 12
5200 | BLAZER PKWY | 43017-5309 | Active | 4KM0445 | AMES | 4000CIV | RP | 8.000 | 66336 | T.E. Boiler Room Fire Sprinklers
5200 | BLAZER PKWY | 43017-5309 | Active | 4C00093 | AMES | 4000CIV | RP | 4.000 | 66335 | DA BLDG DOCK AREA Antifreeze Loop
5200 | BLAZER PKWY | 43017-5309 | Active | AT656 | CONBRACO | 40205A2 | RP | 1.000 | 66346 | 6TH FLOOR MECHANICAL ROOM MIDDLE ISLE CEILING
5200 | BLAZER PKWY | 43017-5309 | Active | 3KM0231 | AMES | 3000SS | DCDA | 8.000 | 66331 | DA Fire Pump Room
5200 | BLAZER PKWY | 43017-5309 | Active | 468794 | WATTS | 909QT | RP | 0.750 | 66333 | REALALITY LAB TECH WEST ABOVE CEILING
5520 | BLAZER PKWY | 43016-1525 | Not Required by DOW | 08402 | WATTS | 919 | RP | 0.500 | 3620017 | 5500 BLAZER PKWY MENS WAREHSE AT STEAM PRESS MACHINE
5520 | BLAZER PKWY | 43016-1525 | Active | 4314519 | WILKINS | 975 | RP | 1.000 | 67157 | METER ROOM N CENTER(BACK) OUTSIDE DBLE DOORS
5520 | BLAZER PKWY | 43016-1525 | Not Required by DOW | 665483 | WILKINS | 720A | PVB | 1.000 | 67158 | NORTH SIDE BACK OF BLDG -AT MTR RM DOORS
5550 | BLAZER PKWY | 43017-3477 | Active | 008734 | FEBCO | 805Y | DC | 0.750 | 67239 | E RISER/METER ROOM OUTSIDE DOOR
5550 | BLAZER PKWY | 43017-3477 | Not Required by DOW | 111585 | WATTS | 009M2PCQT | RP | 1.000 | 67240 | MECHANICAL ROOM
5550 | BLAZER PKWY | 43017-3477 | Active | 881603 | WILKINS | 975XL | RP | 1.500 | 67241 | E METER/RISER RM AT METER (DUAL SET) OUTSIDE DR
5550 | BLAZER PKWY | 43017-3477 | Active | 881616 | WILKINS | 975XL | RP | 1.500 | 67242 | E METER/RISER RM AT METER (DUAL SET) OUTSIDE DOOR
5550 | BLAZER PKWY | 43017-3477 | Active | 9810211251 | FEBCO | 856 | DCDA | 4.000 | 67243 | E RISER/METER RM OUTSIDE DR
5550 | BLAZER PKWY | 43017-3477 | Not Required by DOW | 3078190 | WILKINS | 975XLBMS | RP | 1.500 | 97202 | SPRINKLER ROOM
5600 | BLAZER PKWY | 43017-3554 | Active | 756728 | WILKINS | 975XL | RP | 1.000 | 67371 | PUMP ROOM
5600 | BLAZER PKWY | 43017-3554 | Active | 731635 | WILKINS | 975XL | RP | 1.500 | 67370 | METER ROOM
5600 | BLAZER PKWY | 43017-3554 | Active | 731631 | WILKINS | 975XL | RP | 1.500 | 67369 | METER ROOM
5600 | BLAZER PKWY | 43017-3554 | Active | 3B01295 | AMES | 3000SS | DCDA | 4.000 | 67368 | SPRINKLER VALVE ROOM
5600 | BLAZER PKWY | 43017-3554 | Active | 23811 | AMES | 2000B | DC | 0.750 | 87689 | Valve room
5600 | BLAZER PKWY | 43017-3554 | Active | 3078198 | WILKINS | 975XLBMS | RP | 1.500 | 97271 | SPRINKLER ROOM NORTH SIDE OF BLDG
5650 | BLAZER PKWY | 43017-3562 | Active | 350079 | WATTS | 909M1QT | RP | 2.000 | 67503 | FRONT BUILDING, JANITORS CLOSET
5650 | BLAZER PKWY | 43017-3562 | Active | 114089 | AMES | 3000SS | DCDA | 3.000 | 67500 | MECH ROOM
5650 | BLAZER PKWY | 43017-3562 | Active | 19782 | AMES | 2000SS | DC | 0.750 | 67501 | MECH ROOM
5650 | BLAZER PKWY | 43017-3562 | Active | 263787 | FEBCO | 825Y | RP | 1.500 | 67502 | FRONT BUILDING, JANITORS CLOSET
5700 | BLAZER PKWY | 43017-3665 | Active | 14183 | AMES | 2000BM3 | DC | 0.750 | 96195 | MECH ROOM OFF LOBBY
5700 | BLAZER PKWY | 43017-3665 | Active | 113584 | WATTS | 009M2QT | RP | 1.500 | 67639 | IN METER ROOM BY FRONT DOOR
5700 | BLAZER PKWY | 43017-3665 | Active | IH4487 | AMES | COLT 300BF | DCDA | 4.000 | 96194 | MECH ROOM OFF MAIN LOBBY
5700 | BLAZER PKWY | 43017-3665 | Active | 280539 | WILKINS | 975XL | RP | 2.000 | 67640 | IN METER ROOM IN FRONT OF BUILDING
5750 | BLAZER PKWY | 43017-3566 | Active | 0003525 | AMES | 2000B | DC | 0.750 | 88981 | APPARATUS BAY
5750 | BLAZER PKWY | 43017-3566 | Active | 3KM0428 | AMES | 3000SS | DCDA | 4.000 | 88980 | APPARATUS BAY
5750 | BLAZER PKWY | 43017-3566 | Active | 3123 | FLOMATIC | RPZE | RP | 1.000 | 67809 | BASEMENT OF PUMP SIDE, COLS SIDE OF TANK
5805 | BLAZER PKWY | 43017-3707 | Active | 313303 | WATTS | 909HWM1QT | RP | 2.000 | 68031 | TOWER MECHANICAL ROOM AT STEPS TOP BACKFLOW PREVENTION
5805 | BLAZER PKWY | 43017-3707 | Active | 90304 | WATTS | 009M2PCQT | RP | 1.000 | 68032 | SOUTHWALL OF TOWER MECHANICAL ROOM -MARRIOTT HOTEL
5805 | BLAZER PKWY | 43017-3707 | LPS - Active |  |  |  | LPC |  | 3635013 | PUMP DOM
5805 | BLAZER PKWY | 43017-3707 | Active | 310986 | WATTS | 009M1PCQT | RP | 1.500 | 68027 | COMMERICAL MECHANICAL ROOM BOTTOM BACKFLOW PREVENTOR
5805 | BLAZER PKWY | 43017-3707 | LPS - Active |  |  |  | LPC |  | 3635018 | PUMP FIRE LINE
5805 | BLAZER PKWY | 43017-3707 | Active | 311094 | WATTS | 009M1QT | RP | 1.500 | 68028 | COMMERCIAL L BUILDING MECHANICAL ROOM TOP BACKFLOW PREVENTOR
5805 | BLAZER PKWY | 43017-3707 | Active | 313242 | WATTS | 909HWM1QT | RP | 2.000 | 68030 | SOUTHWALL OF TOWER MECHANICAL ROOM
5805 | BLAZER PKWY | 43017-3707 | Due Install |  |  |  | RP | 4.000 | 3633907 | IN HOT BOX AT PIT - DOMESTIC MARRIOTT HOTEL
5805 | BLAZER PKWY | 43017-3707 | Active | 9611141420 | FEBCO | 805Y | DCDA | 6.000 | 68033 | IN PIT BY S ENTRANCE
5805 | BLAZER PKWY | 43017-3707 | Active | A001685 | FEBCO | 805 | DC | 0.750 | 68034 | IN PIT BY S ENTRANCE
5805 | BLAZER PKWY | 43017-3707 | Active | 312012 | WATTS | 909HWM1QT | RP | 2.000 | 68029 | TOWER MECHANICAL ROOM AT STEPS BOTTOM BACKFLOW PREVENTOR
6035 | BLAZER PKWY | 43017-3578 | Active | 378822 | WILKINS | 950 | DC | 1.000 | 68759 | NW MECH ROOM AT WATER METER LIMITED FIRE
6035 | BLAZER PKWY | 43017-3578 | Not Required by DOW | Cb794436 | WILKINS | 720A | PVB | 1.000 | 68758 | IN NW MECHANICAL ROOM
6035 | BLAZER PKWY | 43017-3578 | LPS - Active | 7112 | WATTS | 1024 | LPC |  | 3649406 | DOM BOOSTR PUMP NW MECH ROOM
6035 | BLAZER PKWY | 43017-3578 | Active | 486731 | WILKINS | 975 | RP | 2.000 | 68760 | NW MECH ROOM AT WATER METER Outside Door LONGHORN STEAK HSE
5200 | BLAZER PKWY UNIT B | 43017-5309 | Active | 3714 | CONBRACO | 4020902 | RP | 2.500 | 66352 | DS #1 DOMESTIC WATER MECH RM 1ST FL BTWN AHU 3+4
5200 | BLAZER PKWY UNIT B | 43017-5309 | Active | 291553 | WILKINS | 975 | RP | 2.000 | 66351 | DS #1 ANTIFREEZE SPRINKLER 1ST FL BY DOCK ROLL-UP DR
5200 | BLAZER PKWY UNIT B | 43017-5309 | Active | N7056 | APOLLO/CONBRACO | 4020902 | RP | 2.500 | 66354 | DS #1 DOMESTIC WATER MECH RM 1ST FL BTWN AHU 3+4
5200 | BLAZER PKWY UNIT B | 43017-5309 | Active | GD2115 | WATTS | 957 | RP | 3.000 | 89520 | TECH W #3 BSMNT CAGE #12 DOMESTIC WATER
5200 | BLAZER PKWY UNIT B | 43017-5309 | Active | GE2621 | WATTS | 957 | RP | 3.000 | 89521 | TECH W #3 BSMNT CAGE #12 DOMESTIC WATER
5200 | BLAZER PKWY UNIT B | 43017-5309 | Active | 581050 | WATTS | 909HWQT | RP | 1.000 | 66349 | DS #1 MAKE UP WATER 6TH FL BY OLD FREIGHT ELEVATOR
5200 | BLAZER PKWY UNIT B | 43017-5309 | Due Install |  |  |  | RP | 6.000 | 3633761 | IN HOT BOX AT PIT
5200 | BLAZER PKWY UNIT B | 43017-5309 | LPS - Active |  |  |  | LPC |  | 3633763 | DOM BOOSTER PUMP
5200 | BLAZER PKWY UNIT B | 43017-5309 | LPS - Active |  |  |  | LPC |  | 3635417 | DOM BOOSTER PUMP
5200 | BLAZER PKWY UNIT B | 43017-5309 | LPS - Active |  |  |  | LST |  | 3635418 | FIRE BOOSTER PUMP
827 | BLEDSOE DR | 43119-8781 | Active | EAC4402 | WILKINS | 720A | PVB | 0.750 | 3370194 | RIGHT SIDE OF HOUSE
4976 | BLENDON RAVINE CT | 43230-4213 | Active | 880144 | WILKINS | 720A | PVB | 1.000 | 65530 | LEFT SIDE OF HOUSE
5028 | BLENDON RAVINE CT | 43230-4213 | Active | 289663 | WATTS | 009 | RP | 0.750 | 3370233 | FRONT OF HOUSE LEFT SIDE
2727 | BLENDON WOODS BLVD | 43231- | Not Required by DOW | [5 empty] | 3370252
307 | BLENHEIM RD | 43214-3217 | Active | T315304 | WILKINS | 720A | PVB | 0.750 | 3370385
7160 | BLESSINGTON CT | 43017-2401 | Active | CB143561 | WILKINS | 720A | PVB | 1.000 | 71519 | LH SIDE
7170 | BLESSINGTON CT | 43017 | Active | CAB63131 | WILKINS | 720A | PVB | 1.000 | 98558 | LEFT FRONT
7180 | BLESSINGTON CT | 43017-2401 | Active | 500424 | WILKINS | 720A | PVB | 0.750 | 89757 | LEFT SIDE
7181 | BLESSINGTON CT | 43017-2401 | Active | T375994 | WILKINS | 720A | PVB | 0.750 | 75084 | RIGHT FRONT
2693 | BLOSSOM AVE | 43231-2919 | Active | 4814922 | WILKINS | 975XL2 | RP | 0.750 | 3370623 | BASEMENT BY WATER HEATER
200 | BLUE JAY DR | 43235-4606 | Active | T082112 | WILKINS | 720A | PVB | 0.750 | 101451 | BACK YARD, RIGHT SIDE
214 | BLUE JAY DR | 43235-4606 | Active | T464108 | WILKINS | 720A | PVB | 0.750 | 101450 | RIGHT SIDE
4311 | BLUE RIVER CT | 43230-4504 | Active | CAA52615 | WILKINS | 720A | PVB | 0.750 | 89761 | REAR OF HOUSE, RIGHT SIDE
5589 | BLUE STAR DR | 43123-8020 | Active | 997053 | WILKINS | 720A | PVB | 0.750 | 67342 | LEFT SIDE OF HOUSE
5773 | BLUE STAR DR | 43123 | Active | CAB09358 | Wilkins | 720A | PVB | 0.750 | 3613425 | RIGHT FRONT
5788 | BLUE STAR DR | 43123 | Active | CB598398 | WILKINS | 720A | PVB | 0.750 | 3611439 | LEFT FRONT
5799 | BLUE STAR DR | 43123 | Active | CB658194 | WILKINS | 720 | PVB | 0.750 | 3616770 | Right Side
5800 | BLUE STAR DR | 43123 | Active | T337811 | WILKINS | 720A | PVB | 0.750 | 3611729 | OUTSIDE
5812 | BLUE STAR DR | 43123 | Active | CB994483 | WILKINS | 720 | PVB | 0.750 | 3609834 | RIGHT FRONT
5824 | BLUE STAR DR | 43123 | Active | T361885 | WILKINS | 720A | PVB | 0.750 | 3613056 | RIGHT FRONT
5833 | BLUE STAR DR | 43123 | Active | T390895 | WILKINS | 720A | PVB | 0.750 | 3624315
5836 | BLUE STAR DR | 43123 | Active | T338420 | Wilkins | 720A | PVB | 0.750 | 3616882 | Left side of house
5851 | BLUE STAR DR | 43123 | Active | CAA29570 | WILKINS | 720A | PVB | 0.750 | 3628071 | LEFT FRONT
5876 | BLUE STAR DR | 43123 | Active | T411012 | WILKINS | 720A | PVB | 0.750 | 3609522 | RIGHT SIDE
5888 | BLUE STAR DR | 43123 | Active | CB556060 | WILKINS | 720A | PVB | 0.750 | 3611879 | RIGHT SIDE FRONT
5910 | BLUE STAR DR | 43123 | Active | CB598419 | WILKINS | 720A | PVB | 0.750 | 3624526 | OUTSIDE
5919 | BLUE STAR DR | 43123 | Active | 1870080915 | AMES | 3000SS | DCDA | 8.000 | 3613371 | METER PIT NE CORNER OF PROPERTY
5919 | BLUE STAR DR | 43123 | Active | 39949 | AMES | 2000BM3 | DC | 0.750 | 3613699 | METER PIT NE CORNER OF PROPERTY
5919 | BLUE STAR DR | 43123 | Not Required by DOW | 61485 | WATTS | 009 | RP | 0.750 | 3613701 | IN BOILER ROOM
5919 | BLUE STAR DR | 43123 | Active | PG-3130 | WATTS | 957 | RP | 4.000 | 3613700 | HOT BOX AT METER PIT
5976 | BLUE STAR DR | 43123 | Active | CB994258 | Wilkins | 720A | PVB | 0.750 | 3609483 | RIGHT FRONT
2229 | BLUEBELL LN | 43123-8785 | Active | H869338 | FEBCO | 765 | PVB | 0.750 | 57678 | OUTSIDE
5040 | BLUEJACKET RD | 43081- | Active | 60176 | WATTS | 919QT | RP | 1.000 | 95336 | POOL HOUSE MECH ROOM
3037 | BLUERIDGE RD | 43219-1614 | Active | 903280 | WILKINS | 720A | PVB | 0.750 | 59846 | LEFT SIDE HOME
5535 | BLUEWYNNE PL | 43228- | Active | QL-1833 | AMES | COLT 300GV | DCDA | 6.000 | 3622637 | PIT BY ENTRANCE
5535 | BLUEWYNNE PL | 43228- | Active | QK-2522 | AMES | COLT 400 | RP | 3.000 | 3622636 | HOT BOX AT ENTRANCE
5535 | BLUEWYNNE PL | 43228- | Active | 46276 | AMES | 2000BM3 | DC | 0.750 | 3622638 | PIT BY ENTRANCE
1857 | BLUFF AVE | 43212- | Active | T434876 | WILKINS | 720 | PVB | 0.750 | 3651376 | RIGHT FRONT
1860 | BLUFF AVE | 43212-3224 | Active | 140020 | WATTS | 800M4QT | PVB | 0.750 | 56434 | RIGHT OF FRONT DOOR AT OFFSET
909 | BLUFF RIDGE DR | 43235-1725 | Active | 33640 | WATTS | 800QT | PVB | 1.000 | 74527 | LEFT SIDE OF HOUSE
910 | BLUFF RIDGE DR | 43235-1726 | Active | CB263015 | WILKINS | 720 | PVB | 0.750 | 3371293 | LEFT FRONT OF THE HOUSE
946 | BLUFF RIDGE DR | 43235-1726 | Active | DJ0947 | FEBCO | 765 | PVB | 1.000 | 74740 | RIGHT FRONT
7074 | BLUFFPOINT CT | 43235-2178 | Active | CB288709 | WILKINS | 720A | PVB | 0.750 | 89762 | RIGHT SIDE
7077 | BLUFFPOINT CT | 43235-2178 | Active | H571047 | FEBCO | 765 | PVB | 0.750 | 101534 | LEFT SIDE
7090 | BLUFFPOINT CT | 43235-2178 | Active | T295493 | WILKINS | 720A | PVB | 0.750 | 3371304 | LEFT OF GARAGE DOORS
964 | BLUFFPOINT DR | 43235-2156 | Active | 365051 | WATTS | 800M4FR | PVB | 0.750 | 3371305 | LEFT SIDE OF HOUSE
980 | BLUFFPOINT DR | 43235-2156 | Active | CD5220 | FEBCO | 765 | PVB | 0.750 | 74904 | RIGHT HAND SIDE
985 | BLUFFPOINT DR | 43235-2157 | Active | T096988 | WILKINS | 720A | PVB | 0.750 | 89763 | RIGHT FRONT
988 | BLUFFPOINT DR | 43235-2156 | Active | CB987655 | WILKINS | 720A | PVB | 0.750 | 97308 | RIGHT FRONT
999 | BLUFFPOINT DR | 43235-2157 | Active | t204985 | WILKINS | 720A | PVB | 0.750 | 87155 | LEFT SIDE OF HOUSE
1032 | BLUFFPOINT DR | 43235-2156 | Active | 42146 | WATTS | 800QT | PVB | 0.750 | 53673 | LEFTSIDE
1046 | BLUFFPOINT DR | 43235-2156 | Active | 72080 | WATTS | 800QT | PVB | 0.750 | 87157 | LEFT FRONT
1059 | BLUFFPOINT DR | 43235-2177 | Active | T427901 | WILKINS | 720A | PVB | 0.750 | 89765 | RIGHT SIDE OF HOUSE
1090 | BLUFFPOINT DR | 43235-2156 | Active | 90855 | WATTS | 800M4QT | PVB | 0.750 | 87156 | RIGHT SIDE OF HOUSE
7116 | BLUFFSTREAM CT | 43235-5120 | Active | A19311 | FEBCO | 765 | PVB | 1.000 | 87159 | RIGHT SIDE OF HOUSE
7117 | BLUFFSTREAM CT | 43235-5120 | Active | 23948 | WATTS | 800M4 | PVB | 1.000 | 71449 | LEFT SIDE OF HOUSE
7122 | BLUFFSTREAM CT | 43235-5120 | Active | H206194 | FEBCO | 765 | PVB | 0.750 | 71465 | SW CORNER OF HOUSE
7128 | BLUFFSTREAM CT | 43235-5120 | Active | H491530 | FEBCO | 765 | PVB | 0.750 | 71469 | SOUTH SIDE OF HOUSE
7133 | BLUFFSTREAM CT | 43235-5120 | Active | 124605 | WILKINS | 420 | PVB | 1.000 | 71475 | FRONT RIGHT OF FRONT DOOR
7146 | BLUFFSTREAM CT | 43235-5120 | Active | HE82592 | FEBCO | 765 | PVB | 1.000 | 89766 | RIGHT FRONT
7152 | BLUFFSTREAM CT | 43235-5120 | Active | T259161 | WILKINS | 720A | PVB | 1.000 | 87161 | RIGHT SIDE OF HOUSE
7176 | BLUFFSTREAM CT | 43235-5120 | Active | HF21328 | FEBCO | 765 | PVB | 1.000 | 71545 | LEFT FRONT
679 | BLUFFVIEW DR | 43235-1775 | Active | J069846 | FEBCO | 825Y | RP | 0.750 | 70681 | REAR OF HOUSE UNDER DECK
685 | BLUFFVIEW DR | 43235-1775 | Active | AE3934 | FEBCO | 765 | PVB | 1.000 | 89767 | FRONT RIGHT OF DOOR
716 | BLUFFVIEW DR | 43235-1777 | Active | 814850 | WATTS | 800M2QT | PVB | 1.000 | 89769 | FRONT OF HOUSE LEFT FT.DOOR
727 | BLUFFVIEW DR | 43235-1727 | Active | H142418 | FEBCO | 765 | PVB | 1.000 | 71715 | FRONT CENTER OF HOUSE LEFT FRONT DOOR
728 | BLUFFVIEW DR | 43235-1777 | Active | 497018 | WATTS | 800QT | PVB | 1.000 | 87300 | FRONT LEFT
741 | BLUFFVIEW DR | 43235-1727 | Active | T292930 | WILKINS | 720A | PVB | 0.750 | 89770 | FRONT LEFT - FAR LEFT
769 | BLUFFVIEW DR | 43235-1727 | Active | H095696 | FEBCO | 765 | PVB | 0.750 | 72518 | FRONT RIGHT OF FRONT DOOR
778 | BLUFFVIEW DR | 43235-1777 | Active | AK1979 | FEBCO | 765 | PVB | 1.000 | 90119 | FRONT RIGHT OF DOOR
801 | BLUFFVIEW DR | 43235-1727 | Active | H336000 | FEBCO | 765 | PVB | 0.750 | 73202 | REAR OF HOUSE RIGHT OF DECK
801 | BLUFFVIEW DR | 43235-1727 | Active | H335927 | FEBCO | 765 | PVB | 0.750 | 73203 | FRONT OF HOUSE LEFT OF DOOR
810 | BLUFFVIEW DR | 43235-1728 | Active | BC6980 | FEBCO | 765 | PVB | 0.750 | 90447 | LEFT OF FRONT DOOR
812 | BLUFFVIEW DR | 43235-1728 | Active | G214476 | WILKINS | 720A | PVB | 0.750 | 95692 | WEST SIDE OF HOUSE
818 | BLUFFVIEW DR | 43235-1728 | Active | G223326 | WILKINS | 720A | PVB | 0.750 | 95100 | FRONT OF HOUSE
836 | BLUFFVIEW DR | 43235-1728 | Active | H848897 | FEBCO | 765 | PVB | 0.750 | 98551 | OUTSIDE FRONT - RIGHT SIDE OF HOUSE
847 | BLUFFVIEW DR | 43235-1727 | Active | 336784 | WATTS | 800CMQT | PVB | 0.750 | 101385 | BACK OF HOUSE
850 | BLUFFVIEW DR | 43235-1728 | Active | 6149 | FEBCO | 765 | PVB | 1.000 | 73973 | REAR OF HOUSE
889 | BLUFFVIEW DR | 43235-1727 | Active | T065384 | WILKINS | 720A | PVB | 1.000 | 74383 | RIGHT SIDE
900 | BLUFFVIEW DR | 43235-1728 | Active | 92081 | FEBCO | 765 | PVB | 1.000 | 74460 | 2 WINDOWS LEFT OF FRONT DOOR IN BUSHES
901 | BLUFFVIEW DR | 43235-1776 | Active | AK2011 | FEBCO | 765 | PVB | 1.000 | 89773 | FRONT OF HOUSE
833 | BLUFFWAY DR | 43235-1729 | Active | 341742 | WILKINS | 720A | PVB | 1.000 | 89771 | LEFT HAND SIDE
991 | BLUFFWAY DR | 43235- | Active | A471949 | WILKINS | 375 | RP | 0.750 | 91384 | SW LINWORTH & BLUFFWAY AT FORD BOX WALL/BUSHES
1125 | BLUFFWAY DR | 43235- | Active | 65911 | WATTS | 007M1QT | DC | 0.750 | 94466 | METER PIT BLUFFWAY DR AND VARICK ST.
1125 | BLUFFWAY DR | 43235- | Active | 1150880805 | AMES | 4000SS | RP | 3.000 | 94464 | IN HOT BOX AT PIT BLUFFWAY DR.AND VARICK ST.
1125 | BLUFFWAY DR | 43235- | Active | 145494 | AMES | 3000SS | DCDA | 6.000 | 94465 | METER PIT BLUFFWAY DR AND VARICK ST
6150 | BLUNDEN RD | 43016- | Active | 4FN0619 | AMES | 4000SS | RP | 6.000 | 69145 | METER ROOM -- GARAGE G-5 -NW AVERY CRSNG & LAKESIDE CRSNG (PVT STRETS)
6150 | BLUNDEN RD | 43016- | Not Required by DOW | 557771 | FEBCO | 950xl | DC | 1.000 | 69146 | MECHANICAL ROOM OFF HALL MIDDLE OF BLDG
4368 | BLYTHE RD | 43224-2005 | Active | 606880 | RAINBIRD | 100 | PVB | 1.000 | 63824 | FRONT, RIGHT OF PORCH
6092 | BOARDWALK ST | 43229-2557 | Active | 108007 | WATTS | 009QT | RP | 2.000 | 68968 | METER ROOM BEHIND RESTROOM
6092 | BOARDWALK ST | 43229-2557 | Active | 71414 | WATTS | 009QT | RP | 1.000 | 68969 | METER ROOM
3670 | BOATHOUSE DR | 43026-2600 | Active | 3043534 | WILKINS | 975XL | RP | 1.000 | 97493 | Basement
3671 | BOATHOUSE DR | 43026-2603 | Active | AI1087 | FEBCO | 765 | PVB | 0.750 | 89774 | FRONT LEFT
3681 | BOATHOUSE DR | 43026-2603 | Active | 22708 | WATTS | 800M2QT | PVB | 1.000 | 61455 | LEFT SIDE
3698 | BOATHOUSE DR | 43026-2600 | Active | T230340 | WILKINS | 720A | PVB | 0.750 | 96098 | LEFT FRONT
3739 | BOATHOUSE DR | 43026-2602 | Active | T252157 | WILKINS | 720A | PVB | 1.000 | 3609870 | LEFT OF HOUSE
708 | BOBCAT AVE | 43212 | Active | V57043 | WILKINS | 350ADA | DCDA | 6.000 | 3646027 | RISER ROOM ON BOWMAN WAY
708 | BOBCAT AVE | 43212 | Active | 4904673 | WILKINS | 950XLD | DC | 0.750 | 3651700 | RISER ROOM ON BOWMAN WAY
708 | BOBCAT AVE | 43212 | Active | Q15002 | WILKINS | 475 | RP | 4.000 | 3651708 | IN RISER ROOM AT METER SETTING
787 | BOBCAT AVE | 43212 | Active | 17809 | WILKINS | 375AST | RP | 3.000 | 3641243 | METER ROOM 791
787 | BOBCAT AVE | 43212 | Active | 1980290120 | AMES | 3000SS | DCDA | 4.000 | 3644619 | METER ROOM 791
787 | BOBCAT AVE | 43212 | Not Required by DOW | B334131 | WILKINS | 375XL | RP | 1.500 | 3648711 | WEST SIDE OF BUILDING CENTER SECTION FIRST FLOOR
787 | BOBCAT AVE | 43212 | Active | 83222 | AMES | 2000B | DC | 0.750 | 3644620 | METER ROOM 791
800 | BOBCAT AVE | 43212 | Active | 283238 | WATTS | 009M2QT | RP | 0.750 | 99244 | S SIDE OF MECH ROOM
800 | BOBCAT AVE | 43212 | Active | 277012 | WATTS | 009M2QT | RP | 2.000 | 99297 | NEXT TO METER SETTING
805 | BOBCAT AVE | 43212 | Active | 462947 | WATTS | 909M1QT | RP | 2.000 | 103835 | MECHANICAL ROOM NW
805 | BOBCAT AVE | 43212 | Active | 17667 | WATTS | 007M1QT | DC | 0.750 | 103727 | RISER ROOM NW CORNER
805 | BOBCAT AVE | 43212 | Active | 1739780311 | AMES | 3000SS | DCDA | 6.000 | 103726 | RISER ROOM NW CORNER
805 | BOBCAT AVE | 43212 | Active | MF-6783 | WATTS | 957 | RP | 4.000 | 103716 | MECHANICAL ROOM
828 | BOBCAT AVE | 43212 | Active | 26717 | WATTS | 007M1PCQT | DC | 0.750 | 3623169 | IN METER ROOM
828 | BOBCAT AVE | 43212 | Active | L108588 | WILKINS | 375 | RP | 4.000 | 3622617 | IN METER ROOM
828 | BOBCAT AVE | 43212 | Not Required by DOW | B099188 | WILKINS | 375 | RP | 1.500 | 3622618 | IN METER ROOM
828 | BOBCAT AVE | 43212 | Active | 1915390517 | AMES | 3000SS | DCDA | 6.000 | 3623168 | IN METER ROOM
949 | BOBCAT AVE | 43212 | Active | 2994 | AMES | COLT 400 | RP | 3.000 | 3613546 | E SIDE OF BOBCAT AT FIRST ST BEHIND WALL
960 | BOBCAT AVE | 43212 | Active | 21836 | WATTS | 919QT | RP | 1.500 | 3624873 | WEST METER ROOM LOWER LEVEL
960 | BOBCAT AVE | 43212 | Active | 1926901017 | AMES | 3000SS | DCDA | 8.000 | 3629742
960 | BOBCAT AVE | 43212 | Active | 78911 | AMES | 2000B | DC | 0.750 | 3629743
1175 | BOBCAT AVE | 43212 | Active | 1073240518 | AMES | 5000S | RPDA | 4.000 | 3635790 | NW CORNER
1175 | BOBCAT AVE | 43212 | Not Required by DOW | 031916 | WATTS | 009 | RP | 1.500 | 3635789
1175 | BOBCAT AVE | 43212 | Active | SG2158 | WATTS | 957 | RP | 3.000 | 3635788
1175 | BOBCAT AVE | 43212 | Active | 14396 | AMES | 4000B | RP | 0.750 | 3635791 | NW CORNER
2960 | BOHLEN DR | 43026-8139 | Active | T293852 | WILKINS | 720A | PVB | 0.750 | 89775 | RIGHT FRONT CORNER
2968 | BOHLEN DR | 43026-8139 | Active | T166475 | WILKINS | 720A | PVB | 0.750 | 3582347 | LEFT SIDE
2978 | BOHLEN DR | 43026-8139 | Active | H083715 | FEBCO | 765 | PVB | 1.000 | 59640 | LEFT FRONT
2986 | BOHLEN DR | 43026-8139 | Active | H083621 | FEBCO | 765 | PVB | 1.000 | 59650 | RIGHT FRONT
3015 | BOHLEN DR | 43026-8502 | Active | SA7010 | WATTS | 800M4QT | PVB | 0.750 | 98896 | RIGHT SIDE OF HOUSE
3075 | BOHLEN DR | 43026-8502 | Active | DD0705 | FEBCO | 765 | PVB | 1.000 | 59912 | N/W CORNER
1200 | BOLTONFIELD ST | 43228 | Not Required by DOW | 211324 | WATTS | LF009M2QT | RP | 1.000 | 3649707 | IRRIGATION HOTBOX
1200 | BOLTONFIELD ST | 43228 | Active | 65105 | AMES | 2000BM3 | DC | 0.750 | 3649617 | HOTBOX FIRE 3/4 SIDE CAR
1200 | BOLTONFIELD ST | 43228 | Active | VC-0231 | AMES | COLT 300GV | DCDA | 6.000 | 3649616 | HOTBOX
1200 | BOLTONFIELD ST | 43228 | Active | 092279 | WATTS | LF009M2QT | RP | 1.500 | 3649615 | HOTBOX
1250 | BOLTONFIELD ST | 43228-3683 | Active | 156998 | AMES | 3000SS | DCDA | 8.000 | 93243 | FIRE PUMP ROOM
1250 | BOLTONFIELD ST | 43228-3683 | Active | A04045 | WATTS | 009M2QT | RP | 1.000 | 93242 | WEST SIDE OF FIRE PUMP ROOM
1250 | BOLTONFIELD ST | 43228-3683 | Active | 54869 | AMES | 2000B | DC | 0.750 | 93244 | FIRE PUMP ROOM
1299 | BOLTONFIELD ST | 43228-3693 | Active | 914424 | WILKINS | 975XLBMS | RP | 2.000 | 54550 | FIRE PUMP ROOM
1299 | BOLTONFIELD ST | 43228-3693 | Not Required by DOW | 98911 | AMES | 2000SS | DC | 8.000 | 54551 | FIRE PUMP ROOM
1299 | BOLTONFIELD ST | 43228-3693 | Active | 194141 | AMES | 3000SS | DCDA | 8.000 | 3633654 | IN PIT
1299 | BOLTONFIELD ST | 43228-3693 | Active | 80616 | AMES | 2000B | DC | 0.750 | 3649157 | IN PIT
1299 | BOLTONFIELD ST | 43228-3693 | LPS - Active |  |  |  | LST |  | 3635455 | LOW PRESSURE SUSTAINING DEVICE FOR BOOSTER PUMP
1300 | BOLTONFIELD ST | 43228-3696 | Not Required by DOW | GH224 | APOLLO/CONBRACO | 40207A2 | RP | 1.500 | 54581 | INSIDE NW CORNER
1300 | BOLTONFIELD ST | 43228-3696 | Active | 9855G | WILKINS | 375ASTR | RP | 3.00 | 54582 | SW CORNER INSIDE BLDG
1300 | BOLTONFIELD ST | 43228-3696 | Active | NC400 | CONBRACO | 4020002 | RP | 3.000 | 54583 | NW CORNER INSIDE
1300 | BOLTONFIELD ST | 43228-3696 | Active | 117140 | FEBCO | 805 | DC | 0.750 | 54576 | METER PIT FRONT OF BUILDING AT STREET
1300 | BOLTONFIELD ST | 43228-3696 | Not Required by DOW | 07026 | FEBCO | 805Y | DC | 2.000 | 54577 | WASH ALLEY
1300 | BOLTONFIELD ST | 43228-3696 | Not Required by DOW | 600166 | WATTS | 909QT | RP | 1.000 | 54578 | BOILER ROOM
1300 | BOLTONFIELD ST | 43228-3696 | Not Required by DOW | 9809141315 | FEBCO | 860 | RP | 4.000 | 54580 | WASTE WATER ROOM
1300 | BOLTONFIELD ST | 43228-3696 | Active | 9707221048 | FEBCO | 806 | DCDA | 6.000 | 54579 | METER PIT FRONT OF BUILDING AT STREET
1331 | BOLTONFIELD ST | 43228-3697 | Active | 627752 | WILKINS | 975XL | RP | 2.000 | 54712 | S.E. CORNER OF BUILDING IN MECH ROOM
1331 | BOLTONFIELD ST | 43228-3697 | Active | 2GN0692 | AMES | 2000-DC | DC | 10.000 | 54711 | FIRE PUMP ROOM
1331 | BOLTONFIELD ST | 43228-3697 | LPS - Active | [5 empty] | 3636596 | FIRE BOOSTER PUMP
1331 | BOLTONFIELD ST | 43228-3697 | Not Required by DOW | 716867 | WILKINS | 975 | RP | 1.250 | 54713 | SE CORNER OF BLDG IN MECH ROOM -- FIRE PUMP ROOM
1360 | BOLTONFIELD ST | 43228-3696 | Active | 304221 | WATTS | 909M1QT | RP | 2.000 | 54805 | NORTH END OF BUILDING AT WATER METER
1360 | BOLTONFIELD ST | 43228-3696 | Not Required by DOW | 307251 | WATTS | 909M1QT | RP | 2.000 | 54806 | NORTH END OF BUILDING AT WATER METER
1360 | BOLTONFIELD ST | 43228-3696 | Active | BK5963 | FEBCO | 805Y | DC | 0.750 | 54807 | FRONT OF BUILDING AT WEST END AT STREET IN PIT
1360 | BOLTONFIELD ST | 43228-3696 | Active | 9610241342 | FEBCO | 856 | DCDA | 6.000 | 54808 | FRONT OF BLDG AT WEST END AT STREET IN PIT
1500 | BOLTONFIELD ST | 43228-3669 | Active | 21N0047 | AMES | 2000SS | DC | 8.000 | 55191 | FRONT OF BUILDING CENTER IN RISER ROOM (S# 21N0047)
1500 | BOLTONFIELD ST | 43228-3669 | Not Required by DOW | 416961 | WATTS | 909M1QT | RP | 1.25 | 55192 | SPRINKLER ROOM
1500 | BOLTONFIELD ST | 43228-3669 | Not Required by DOW | W208389 | WILKINS | 975XL | RP | 1.500 | 86950 | NEW BUILDING NE CORNER OF BUILDING
1500 | BOLTONFIELD ST | 43228-3669 | Not Required by DOW | 433185 | WATTS | 909M1QT | RP | 1.250 | 98119 | SPRINKLER ROOM FRONT OF BUILDING
1500 | BOLTONFIELD ST | 43228-3669 | Due Install |  |  |  | DCDA | 6.000 | 3635618
1500 | BOLTONFIELD ST | 43228-3669 | Not Required by DOW | 137181 | WATTS | 007M1 | DC | 1.000 | 55189 | CEILING HALLWAY (OUTSIDE OF BREAK AREA)
1500 | BOLTONFIELD ST | 43228-3669 | Active | 154748 | WATTS | 909 | RP | 3.000 | 55190 | ROOM 54
5083 | BOMAR DR | 43026-7120 | Active | T295248 | WILKINS | 720A | PVB | 0.750 | 65968 | LEFT HAND SIDE
5720 | BONALY CT | 43016-9439 | Active | G208709 | WILKINS | 720A | PVB | 0.750 | 92323 | LEFT SIDE
5721 | BONALY CT | 43016-9439 | Active | 817071 | WILKINS | 720A | PVB | 1.000 | 67715 | LEFT FRONT
5728 | BONALY CT | 43016-9439 | Active | H153965 | FEBCO | 765 | PVB | 0.750 | 67735 | FRONT LEFT
5729 | BONALY CT | 43016-9439 | Active | A007427 | WILKINS | 720A | PVB | 1.000 | 67739 | LEFT FRONT
5736 | BONALY CT | 43016-9439 | Active | A150778 | WILKINS | 720A | PVB | 0.750 | 67756 | LEFT FRONT
5737 | BONALY CT | 43016-9439 | Active | T418226 | WILKINS | 720A | PVB | 0.750 | 67759 | RT SIDE
5744 | BONALY CT | 43016-9439 | Active | T025245 | WILKINS | 720A | PVB | 0.750 | 67777 | LEFT SIDE FRONT
5745 | BONALY CT | 43016-9439 | Active | 996884 | WILKINS | 720A | PVB | 0.750 | 67781 | OUTSIDE LEFT FRONT
5752 | BONALY CT | 43016-9439 | Active | T096925 | WILKINS | 720 | PVB | 0.750 | 100919 | LEFT SIDE OF HOUSE
5753 | BONALY CT | 43016-9439 | Active | T231326 | WILKINS | 720A | PVB | 0.750 | 3588854 | RIGHT SIDE OF HOUSE
5761 | BONALY CT | 43016-9439 | Active | T411376 | WILKINS | 720A | PVB | 0.750 | 67861 | SIDE OF HOUSE
5768 | BONALY CT | 43016-9439 | Active | T097013 | WILKINS | 720A | PVB | 0.750 | 67882 | LEFT SIDE FRONT
5769 | BONALY CT | 43016-9439 | Active | A151142 | WILKINS | 720A | PVB | 0.750 | 67886 | LEFT HAND SIDE OF HOUSE
5776 | BONALY CT | 43016 | Active | T146660 | WILKINS | 720A | PVB | 0.750 | 3603168 | FRONT OF HOUSE LEFT CORNER UNDER WINDOW
5784 | BONALY CT | 43016-9439 | Active | F006172 | WILKINS | 720A | PVB | 0.750 | 3600428 | LEFT SIDE
5792 | BONALY CT | 43016-9439 | Active | G215364 | WILKINS | 720A | PVB | 0.750 | 92663 | LEFT SIDE
487 | BONHAM AVE | 43211- | Not Required by DOW | [5 empty] | 3371777
515 | BONHAM AVE | 43211-2619 | Active | 537545 | WILKINS | 975XL | RP | 0.750 | 66131 | N.W. CORNER OFFICE AT WATER METER
999 | BONHAM AVE | 43211-2901 | Active | 281445 | WATTS | LF009M3QT | RP | 0.750 | 3371787 | AT WATER METER
1000 | BONHAM AVE | 43211-2904 | Active | 25132 | AMES | 2000B | DC | 2.000 | 92493 | ELECTRICAL/MECH ROOM N SIDE OF THE BUILDING
1000 | BONHAM AVE | 43211-2904 | Active | 180801 | WATTS | 909 | RP | 3.000 | 92433 | WEST WALL OF MECH ROOM
4322 | BONNIE AVE | 43123- | Active | 092304 | WATTS | LF009MQT | RP | 1.500 | 3371875 | HOTBOX AT SW CORNER OF SENIOR CENTER
6865 | BONNIE BRAE LN | 43235-2173 | Active | FL0730 | FEBCO | 765 | PVB | 1.000 | 89776 | RIGHT SIDE OF HOUSE
6873 | BONNIE BRAE LN | 43235-2173 | Active | BB4683 | FEBCO | 765 | PVB | 0.750 | 89777 | LEFT SIDE
6881 | BONNIE BRAE LN | 43235-2173 | Active | T034544 | WILKINS | 720A | PVB | 0.750 | 99882 | LEFT FRONT
6897 | BONNIE BRAE LN | 43235-2173 | Active | 017331 | WATTS | 800M4QT | PVB | 1.000 | 3610235 | SOUTH SIDE/LEFT FRONT
6920 | BONNIE BRAE LN | 43235-2172 | Active | T230478 | WILKINS | 720A | PVB | 0.750 | 70945 | BACK CENTER BY ELEC MTR
6949 | BONNIE BRAE LN | 43235-2175 | Active | G215419 | WILKINS | 720 | PVB | 0.750 | 3371887 | RIGHT SIDE
6952 | BONNIE BRAE LN | 43235-2172 | Active | H871851 | FEBCO | 765 | PVB | 0.750 | 3371888 | LEFT SIDE OF HOUSE
6955 | BONNIE BRAE LN | 43235-2175 | Active | 311421 | WATTS | 800M4QT | PVB | 0.750 | 71011 | FRONT LEFT SIDE
6967 | BONNIE BRAE LN | 43235-2175 | Active | 875387 | WATTS | 800M4FR | PVB | 1.000 | 3371891 | LEFT FRONT
6258 | BONO CT | 43016-8516 | Active | 393195 | WATTS | 800M4QT | PVB | 0.750 | 96910 | RIGHT SIDE
526 | BOONE ST | 43215- | Due Install |  |  |  | RP | 2.000 | 3371919 | BSMNT AT WATER METER
7000 | BORDEAUX CT | 43016 | Active | CB262877 | WILKINS | 720A | PVB | 0.750 | 3618170 | Front of house
7008 | BORDEAUX CT | 43016-6121 | Active | G086218 | WILKINS | 720A | PVB | 0.750 | 91097 | RH SIDE OF HOUSE
7016 | BORDEAUX CT | 43016-6121 | Active | G046657 | WILKINS | 720A | PVB | 0.750 | 90442 | RIGHT FRONT BY GAS MTR
7017 | BORDEAUX CT | 43016-6121 | Active | 3143563 | WILKINS | 975XL | RP | 1.000 | 97456 | Basement
7024 | BORDEAUX CT | 43016-6121 | Active | G186272 | WILKINS | 720A | PVB | 0.750 | 91826 | LEFT SIDE
7025 | BORDEAUX CT | 43016-6121 | Active | H448175 | FEBCO | 765 | PVB | 0.750 | 92940 | FRONT RIGHT OF DR IN COVE
7032 | BORDEAUX CT | 43016-6121 | Active | 185503 | WILKINS | 720A | PVB | 0.750 | 89365 | LEFT SIDE OF HOUSE
7037 | BORDEAUX CT | 43016-6121 | Active | H380009 | FEBCO | 765 | PVB | 0.750 | 93425 | LEFT CENTER
7040 | BORDEAUX CT | 43016-6121 | Active | G046038 | WILKINS | 720A | PVB | 0.750 | 98212 | RIGHT FRONT
7045 | BORDEAUX CT | 43016-6121 | Active | F022313 | WILKINS | 720A | PVB | 0.750 | 97165 | FRONT OF HOUSE
7048 | BORDEAUX CT | 43016-6121 | Active | H901714 | FEBCO | 765 | PVB | 0.750 | 98555 | LEFT SIDE OF HOUSE
7056 | BORDEAUX CT | 43016-6121 | Active | HA01966 | CASH ACME | RP100 | RP | 1.000 | 99835 | LEFT SIDE UNDER DECK
4094 | BORGE WAY | 43016-7377 | Active | H312653 | FEBCO | 765 | PVB | 0.750 | 95280 | RIGHT SIDE
4102 | BORGE WAY | 43016- | Active | T146910 | WILKINS | 720A | PVB | 0.750 | 3597636 | RIGHT FRONT
4110 | BORGE WAY | 43016-7266 | Active | Cb092583 | Wilkins | 720 | PVB | 0.750 | 62939 | LEFT SIDE OF HOUSE
4118 | BORGE WAY | 43016-7266 | Active | T084846 | WILKINS | 720A | PVB | 0.750 | 3597631 | RIGHT FRONT
4126 | BORGE WAY | 43016-7266 | Active | G050416 | WILKINS | 720A | PVB | 0.750 | 89373 | RIGHT SIDE
4134 | BORGE WAY | 43016-7266 | Active | 232166 | WATTS | LF009M2QT | RP | 1.000 | 95279 | FRONT SIDE OF HOUSE
4142 | BORGE WAY | 43016-7266 | Active | A038271 | WILKINS | 720A | PVB | 0.750 | 87011 | RIGHT SIDE OF HOUSE
4150 | BORGE WAY | 43016-7266 | Active | G043938 | WILKINS | 720A | PVB | 0.750 | 91439 | RIGHT SIDE
4158 | BORGE WAY | 43016-7266 | Active | G043943 | WILKINS | 720A | PVB | 0.750 | 95278 | right side
4166 | BORGE WAY | 43016-7266 | Active | A133771 | WILKINS | 720A | PVB | 0.750 | 88394 | FRONT OF HOUSE
4174 | BORGE WAY | 43016-7266 | Active | T013507 | WILKINS | 720A | PVB | 0.750 | 100359 | LEFT SIDE
4182 | BORGE WAY | 43016-7266 | Active | T311009 | WILKINS | 720A | PVB | 0.750 | 102720 | LEFT SIDE OS HOUSE
4190 | BORGE WAY | 43016- | Active | CB029148 | WILKINS | 720A | PVB | 0.750 | 103187 | LEFT SIDE
4198 | BORGE WAY | 43016-7266 | Active | 255238 | WATTS | 800QT | PVB | 0.750 | 87528 | OUTSIDE
1365 | BORROR RD | 43123 | Active | 330082 | Watts | LF009M3QT | RP | 0.750 | 3650699 | HOT BOX
1721 | BOSTWICK RD | 43227-3322 | Active | T304559 | WILKINS | 720A | PVB | 0.750 | 96024 | LEFT SIDE OF HOUSE
1850 | BOSTWICK RD | 43227-3374 | Due Install |  |  |  | RP | 6.000 | 3640841 | IN PIT AT ENTRANCE EAST SIDE
1365 | BOSWORTH PL | 43229-1325 | Active | F006248 | WILKINS | 720A | PVB | 0.750 | 98204 | RIGHT SIDE
1 | BOTTOMLEY CRES | 43054-8965 | Active | EAA3336 | WILKINS | 720A | PVB | 1.000 | 53423 | SOUTH SIDE OF OFFSET BY PORCH
2 | BOTTOMLEY CRES | 43054-8909 | Active | 916206 | FEBCO | 765 | PVB | 1.000 | 56904 | LEFT OF FRONT DOOR
3 | BOTTOMLEY CRES | 43054-8965 | Active | 278119 | WILKINS | 975XL | RP | 1.000 | 59674 | NE CORNER OF BASEMENT
3 | BOTTOMLEY CRES | 43054-8965 | Active | EAB5655 | WILKINS | 720A | PVB | 0.750 | 100171 | FRONT OF HOUSE
4 | BOTTOMLEY CRES | 43054-8909 | Active | 255207 | Wilkins | 420 | PVB | 1.000 | 62490 | EAST FRONT SIDE CORNER
5712 | BOUCHER RD | 43016-7348 | Active | G176892 | WILKINS | 720A | PVB | 0.750 | 92068 | LEFT SIDE
4232 | BOULDER CREEK DR | 43230-1393 | Active | 01653 | WATTS | 800M4QT | PVB | 1.000 | 96116
4282 | BOULDER CREEK DR | 43230-1394 | Active | T436244 | WILKINS | 720A | PVB | 0.750 | 3371758 | LEFT SIDE OF HOUSE
7069 | BOWERMOSS DR | 43054-9487 | Active | 185569 | WILKINS | 720A | PVB | 0.750 | 88383 | LEFT SIDE OF HOUSE
7070 | BOWERMOSS DR | 43054-9485 | Active | 953349 | WATTS | 800QT | PVB | 1.000 | 71369 | RIGHT SIDE OF HOUSE
7077 | BOWERMOSS DR | 43054-9487 | Active | H335969 | FEBCO | 765 | PVB | 0.750 | 71374 | RIGHT SIDE OF HOUSE
7085 | BOWERMOSS DR | 43054-9487 | Active | 673062 | WILKINS | 720A | PVB | 0.750 | 71387 | RIGHT SIDE OF HOUSE
7093 | BOWERMOSS DR | 43054-9487 | Active | CAA31016 | WILKINS | 720A | PVB | 0.750 | 3372495 | Left Side
7100 | BOWERMOSS DR | 43054-9485 | Active | 154078 | FEBCO | 765 | PVB | 0.750 | 71413 | RIGHT SIDE
7101 | BOWERMOSS DR | 43054-9487 | Active | F137533 | WILKINS | 720A | PVB | 0.750 | 100893 | LEFT SIDE
7108 | BOWERMOSS DR | 43054-9485 | Active | T146798 | WILKINS | 720 | PVB | 0.750 | 71422 | LEFT SIDE
7115 | BOWERMOSS DR | 43054-9400 | Active | 444356 | WILKINS | 720A | PVB | 1.000 | 71447 | LEFT SIDE OF HOUSE
7123 | BOWERMOSS DR | 43054-9400 | Active | T097085 | WILKINS | 720A | PVB | 0.750 | 102865 | RIGHT SIDE
7131 | BOWERMOSS DR | 43054-9832 | Active | A135456 | WILKINS | 720A | PVB | 0.750 | 71474 | RIGHT SIDE OF HOUSE NEAR A/C
7137 | BOWERMOSS DR | 43054-9832 | Active | T135483 | WILKINS | 720A | PVB | 0.750 | 102863 | LEFT SIDE
7145 | BOWERMOSS DR | 43054-9832 | Active | 175222 | WILKINS | 420 | PVB | 1.000 | 71499 | LEFT SIDE OF HOUSE
6843 | BOWLES CT | 43017-8575 | Active | H069967 | FEBCO | 765 | PVB | 0.750 | 70810 | RIGHT HAND SIDE
4145 | BOWMANSROOT CT | 43026-3006 | Active | T476379 | WILKINS | 720A | PVB | 1.000 | 101413 | BACK OF NE CORNER OF HOUSE
4170 | BOWMANSROOT CT | 43026-3006 | Active | 814799 | WATTS | 800M4QT | PVB | 1.000 | 103592 | RIGHT SIDE OF HOUSE
4171 | BOWMANSROOT CT | 43026-3006 | Active | 14340 | FEBCO | 765 | PVB | 0.750 | 63143 | OUTSIDE- SOUTH SIDE
4181 | BOWMANSROOT CT | 43026-3006 | Active | CB964384 | WILKINS | 720A | PVB | 1.000 | 101387 | RIGHT FRONT CORNER OF HOUSE
4191 | BOWMANSROOT CT | 43026-3006 | Active | 785689 | WATTS | 800M4QT | PVB | 1.000 | 101317 | WEST SIDE OF HOUSE IN THE MIDDLE
4200 | BOWMANSROOT CT | 43026-3006 | Active | G246823 | WILKINS | 720A | PVB | 0.750 | 98831 | LEFT SIDE OF HOUSE
3472 | BOXELDER PL | 43221-4711 | Active | 56484 | FEBCO | 765 | PVB | 1.000 | 60807 | REAR OF HOUSE
3485 | BOXELDER PL | 43221-4711 | Active | CB073897 | WILKINS | 720A | PVB | 0.750 | 3372510 | RIGHT FRONT CORNER OF HOUSE
605 | BOXFORD LN | 43213-2603 | Active | 647649 | WATTS | 800M4QT | PVB | 1.000 | 68795 | SOUTHEAST CORNER OF HOUSE-OUTSIDE
619 | BOXFORD LN | 43213-2603 | Active | T291518 | WILKINS | 720A | PVB | 1.000 | 3372512 | SOUTH SIDE OF HOUSE
633 | BOXFORD LN | 43213-2603 | Active | DA9459 | FEBCO | 765 | PVB | 1.000 | 69722 | RIGHT SIDE OF HOUSE
647 | BOXFORD LN | 43213-2603 | Active | CB597813 | WILKINS | 720A | PVB | 0.750 | 70004 | FRONT OF HOUSE
160 | BOYD DR | 43085-2635 | Active | T304897 | WILKINS | 720A | PVB | 0.750 | 55514 | RIGHT SIDE OF HOUSE
7771 | BOYLSTON CT | 43016-9488 | Active | T329020 | WILKINS | 720A | PVB | 0.750 | 92059 | RIGHT SIDE
7772 | BOYLSTON CT | 43016-9488 | Active | T230847 | WILKINS | 720A | PVB | 0.750 | 72776 | FRONT OF HOUSE
7779 | BOYLSTON CT | 43016-9488 | Active | 835434 | WILKINS | 720A | PVB | 0.750 | 72786 | RIGHT SIDE
7780 | BOYLSTON CT | 43016-9488 | Active | G216803 | WILKINS | 720A | PVB | 0.750 | 92058 | FRONT OF HOUSE LEFT OF FRONT DOOR
7787 | BOYLSTON CT | 43016-9488 | Active | G050364 | WILKINS | 720A | PVB | 0.750 | 72802 | LEFT HAND SINK OF HOUSE
7788 | BOYLSTON CT | 43016-9488 | Active | 792714 | WILKINS | 720A | PVB | 0.750 | 72803 | LEFT FRONT
7795 | BOYLSTON CT | 43016-9488 | Active | T363421 | WILKINS | 720A | PVB | 0.750 | 72816 | FRONT OF HOUSE, CENTER
7796 | BOYLSTON CT | 43016-9488 | Active | H158648 | FEBCO | 765 | PVB | 1.000 | 72817 | LEFT SIDE OF HOUSE
7803 | BOYLSTON CT | 43016-9488 | Active | 556356 | WILKINS | 720A | PVB | 1.000 | 72830 | LEFT OF DOOR
7811 | BOYLSTON CT | 43016-9488 | Active | 997088 | WILKINS | 720A | PVB | 0.750 | 72838 | RH SIDE
2796 | BRACKLEY RD | 43220-4246 | Active | G103490 | WILKINS | 720A | PVB | 0.750 | 59296 | LEFT SIDE OF HOUSE
201 | BRADENTON AVE | 43017-3540 | Active | W599122 | WILKINS | 720A | PVB | 1.500 | 57018 | MECH ROOM ABOVE WATER METER ON IRRIGATION LINE
211 | BRADENTON AVE | 43017-3541 | Active | W599121 | WILKINS | 720A | PVB | 1.500 | 57316 | IN MECH ROOM AB0VE METER
230 | BRADENTON AVE | 43017-7515 | Active | T308560 | WILKINS | 720A | PVB | 0.750 | 3372625 | INSIDE UTILITY ROOM
252 | BRADENTON AVE | 43017-7504 | Active | T055383 | WILKINS | 720A | PVB | 1.000 | 90163 | LEFT SIDE REAR BY ELEC.METERS
252 | BRADENTON AVE | 43017-7504 | Due Install |  |  |  | RP | 1.500 | 3635023 | AT WATER METER
270 | BRADENTON AVE | 43017-7584 | Active | 414232 | WILKINS | 720A | PVB | 0.750 | 3611949 | FRONT -RIGHT OF FRT DR BY A/C IN COVE
270 | BRADENTON AVE | 43017-7584 | Due Install |  |  |  | RP | 1.500 | 3636327 | MECH/ELECTRICAL ROOM AT WATER METER
300 | BRADENTON AVE | 43017-2545 | Active | H012412 | FEBCO | 765 | PVB | 1.500 | 99849 | WEST SIDE CENTER BY AC UNITS - 5656 FRANTZ RD
4925 | BRADENTON AVE | 43017-7532 | Active | 274528 | WATTS | 909M1QT | RP | 1.500 | 65434 | MECHANICAL ROOM NEXT TO METER
4930 | BRADENTON AVE | 43017-7599 | Active | 020479 | WATTS | 800M4QT | PVB | 2.000 | 65443 | INSIDE MECHANICAL ROOM
5000 | BRADENTON AVE | 43017-3520 | Due Install |  |  |  | DCDA | 6.000 | 3639108 | IN PIT AT ENTRANCE
5000 | BRADENTON AVE | 43017-3520 | Due Install |  |  |  | RP | 1.500 | 3372630 | IN MID MECH/FIRE PUMP ROOM AT WATER METER
5000 | BRADENTON AVE | 43017-3520 | LPS - Active |  |  |  | LST |  | 3639146 | IN MID MECH/FIRE PUMP ROOM
5020 | BRADENTON AVE | 43017-3560 | Active | 432868 | WILKINS | 975XL | RP | 1.500 | 65736 | CENTER E MECH RM AT WTR METER
5020 | BRADENTON AVE | 43017-3560 | Active | 24077 | WATTS | 009QT | RP | 1.000 | 65735 | CENTER E MECH RM AT WTR METER -LIMITED FIRE
5025 | BRADENTON AVE | 43017-3506 | Due Install |  |  |  | DCDA | 4.000 | 3635105 | SUB RISER ROOM UNIT E SMALL CLOSET
5025 | BRADENTON AVE | 43017-3506 | Active | BK4889 | FEBCO | 825Y | RP | 1.500 | 65749 | MECH RM AT REAR OF BLDG (SERIAL #BK4889)
5025 | BRADENTON AVE | 43017-3506 | Active | 71731 | WATTS | 009M1QT | RP | 2.000 | 65750 | MECH RM AT REAR OF BLDG
5030 | BRADENTON AVE | 43017-3520 | Active | 67609 | WATTS | 009QT | RP | 1.000 | 65772 | JANITOR'S CLOSET
5030 | BRADENTON AVE | 43017-3520 | Due Install |  |  |  | RP | 1.000 | 3651260 | MIDDLE JANITOR'S CLOSET AT WATER METER
5040 | BRADENTON AVE | 43017-3520 | Active | 101155 | WATTS | 009M2QT | RP | 2.000 | 65797 | IN 5040 MECH ROOM SERVS 5050 BLDG
5040 | BRADENTON AVE | 43017-3520 | Active | 005226 | WATTS | 800QT | PVB | 1.500 | 65799 | IN 5070 UNIT MECH ROOM -IRRIGATION
5040 | BRADENTON AVE | 43017-3520 | Active | 103906 | WATTS | 009QT | RP | 2.000 | 65798 | IN 5070 UNIT MECH ROOM SERVES 5070 UNIT
5040 | BRADENTON AVE | 43017-3520 | Active | 94953 | WATTS | 009QT | RP | 2.000 | 65960 | IN 5070 UNIT MECH ROOM CONTROLS UNITS 5060 & 5070
5040 | BRADENTON AVE | 43017-3520 | Due Install |  |  |  | RP |  | 3635001 | IN HOT BOX AT METER PIT PIT SE OF 5040 BLDG
5040 | BRADENTON AVE | 43017-3520 | Active | 95541 | WATTS | 009QT | RP | 2.000 | 65800 | IN 5040 MECH ROOM SERVS 5040 UNIT
5080 | BRADENTON AVE | 43017-7581 | Active | 112825 | WATTS | 009QT | RP | 1.000 | 65958 | MECH CLOSET MARKED ELECTRIC RM AT WATER METER BY SUITE C
5080 | BRADENTON AVE | 43017-7581 | Not Required by DOW | 247884 | WATTS | 800QT | PVB | 1.000 | 65959 | BY THE BACK DOOR WAY
5130 | BRADENTON AVE | 43017-7067 | Not Required by DOW | 960589 | WILKINS | 720A | PVB | 0.500 | 66097 | 5150 BRADENTON MIDDLE MECH ROOM
5130 | BRADENTON AVE | 43017-7067 | Active | 55762 | WATTS | 009M1PCQT | RP | 1.500 | 66096 | IN 5130 A MECH ROOM AT WATER METER (FOR 3 BLDGS - 5100, 5130, 5150)
5130 | BRADENTON AVE | 43017-7067 | Not Required by DOW | 266507 | WATTS | 800M2QT | PVB | 1.000 | 66095 | IN 5130 MECH ROOM SW CORNER
5155 | BRADENTON AVE | 43017-7558 | Not Required by DOW | 3298179 | WILKINS | 975XL | RP | 1.000 | 66173 | UNDER NORTH STAIRS 1ST FL -IRRIGATION
5155 | BRADENTON AVE | 43017-7558 | Not Required by DOW | 18327 | WATTS | 009M3 | RP | 0.750 | 66175 | MECHANICAL ROOM IN CEILING ABOVE WATER HEATERS
5155 | BRADENTON AVE | 43017-7558 | Active | 06105 | AMES | 2000B | DC | 0.750 | 66177 | UNDER N STAIRS 1ST FL BYPASS/CK
5155 | BRADENTON AVE | 43017-7558 | Active | 781083 | WILKINS | 975XL | RP | 2.000 | 66178 | UNDER N STAIRS 1ST FL AT METER
5155 | BRADENTON AVE | 43017-7558 | Active | 3F01557 | AMES | 3000SS | DCDA | 4.000 | 66176 | UNDER N STAIRS 1ST FL DCDA
4499 | BRADFORD RD | 43220-3846 | Active | BM5367 | FEBCO | 765 | PVB | 0.750 | 89783 | RIGHT SIDE OF HOUSE
4518 | BRADFORD RD | 43220-3846 | Active | 325752 | WATTS | 800M4FR | PVB | 0.750 | 98529 | RIGHT FRONT SIDE HOUSE
1271 | BRADSHIRE DR | 43220-2698 | Active | A06971 | WATTS | 009M3QT | RP | 0.750 | 91019 | IN BASEMENT AT WATER METER
5227 | BRADSTONE LOOP | 43123 | Active | T340051 | WILKINS | 720A | PVB | 0.750 | 3635364
6085 | BRADWOOD DR | 43081 | Active | CB170128 | WILKINS | 720 | PVB | 0.750 | 3629771 | Right Side
6086 | BRADWOOD DR | 43081 | Active | T387083 | WILKINS | 720A | PVB | 0.750 | 3623288 | RIGHT SIDE OF HOUSE
6128 | BRADWOOD DR | 43081 | Active | EAD8327 | WILKINS | 720A | PVB | 0.750 | 3625030
4728 | BRAE LOCK CT | 43123-8772 | Active | D19792 | FEBCO | 765 | PVB | 0.750 | 64893 | EAST SIDE OF REMOTE
8870 | BRAIDS CT | 43017-9409 | Active | H649277 | FEBCO | 765 | PVB | 0.750 | 89784 | RIGHT SIDE
8880 | BRAIDS CT | 43017-9409 | Active | 309218 | WILKINS | 720A | PVB | 0.750 | 90950 | RIGHT FRONT
8885 | BRAIDS CT | 43017-9409 | Active | H132319 | FEBCO | 765 | PVB | 0.750 | 74380 | LEFT SIDE OF HOUSE
3890 | BRAIDWOOD DR | 43026- | Active | 38168642 | WILKINS | 975 | RP | 1.500 | 3603878 | 4450 Schirtzinger Rd N PUMP HSE BLDG(BLOCK BLDG) AT WATER METER
3905 | BRAMFORD RD | 43220-4769 | Active | G212138 | WILKINS | 720A | PVB | 1.000 | 95769 | LEFT SIDE FRONT
3918 | BRAMFORD RD | 43220-4770 | Active | T230420 | WILKINS | 720A | PVB | 0.750 | 62208 | RIGHT SIDE OF HOUSE
3930 | BRAMFORD RD | 43220-4770 | Active | A03402 | WATTS | 009M2QT | RP | 1.000 | 89786 | BASEMENT-BACK WALL
6990 | BRANCH ST | 43235-2105 | Active | H527277 | FEBCO | 765 | PVB | 0.750 | 97002 | FRONT LEFT
4680 | BRAND RD | 43017-9530 | Active | 229393 | WATTS | 009QT | RP | 0.750 | 87927 | BASEMENT BY METER
4700 | BRAND RD | 43017-9530 | Not Required by DOW | 229711 | WATTS | 009QT | RP | 0.750 | 87928 | BASEMENT BY METER **WELL ABANDONED 9/1/20**
4805 | BRAND RD | 43017-8512 | Active | 903269 | WILKINS | 720A | PVB | 0.750 | 65115 | OUTSIDE
4915 | BRAND RD | 43017-8514 | Active | 36243 | WATTS | 919AQT | RP | 0.750 | 65413 | IN BASEMENT BY WATER METER
4975 | BRAND RD | 43017- | Active | 3639238 | WILKINS | 975XL | RP | 1.000 | 65524 | BRAND AND COVENTRY WOODS S.E.CORNER BEHIND WALL
5051 | BRAND RD | 43017-8514 | Active | CB366387 | WILKINS | 720 | PVB | 0.750 | 3373036 | Front of House (N.W. corner)
5475 | BRAND RD | 43017-8206 | Active | 40705 | AMES | 2000B | DC | 0.750 | 66971 | SPRINKLER ROOM BASEMENT
5475 | BRAND RD | 43017-8206 | Active | 443132 | WILKINS | 975XL | RP | 1.500 | 66972 | IN MECHANICAL ROOM 21 Outside
5475 | BRAND RD | 43017-8206 | Active | 1374710904 | AMES | 3000 | DCDA | 4.000 | 66970 | BASEMENT SPRINKLER ROOM
5584 | BRAND RD | 43017-8517 | Active | 112341 | WATTS | 009QT | RP | 0.750 | 67334 | IN BASEMENT AT METER
5615 | BRAND RD | 43017-8519 | Active | 107918 | WATTS | 009QT | RP | 0.750 | 67432 | IN PUMP ROOM IN GARAGE
5710 | BRAND RD | 43017- | Active | 3591125 | WILKINS | 975XL | RP | 1.000 | 67687 | NE OF BRAND & BRANDONWAY AT METER BOX
5720 | BRAND RD | 43017-9529 | Active | H516842 | FEBCO | 765 | PVB | 0.750 | 96275 | FRONT OF HOUSE
5825 | BRAND RD | 43017-8287 | Active | 4628098 | WILKINS | 975XL2 | RP | 2.000 | 3638085 | NE MECH/RISER ROOM AT WATER METER
5825 | BRAND RD | 43017-8287 | Active | 1656100808 | AMES | 3000SS | DCDA | 4.000 | 98391 | NE MECH/RISER ROOM
5825 | BRAND RD | 43017-8287 | Active | 59662 | AMES | 2000B | DC | 0.750 | 97118 | NE MECH/RISER ROOM
6040 | BRAND RD | 43017-9528 | Active | T366291 | WILKINS | 720A | PVB | 0.750 | 97791 | FRONT LEFT IN COVE BTWN GARAGE AND DOOR
5011 | BRANDAMORE CT | 43026-8261 | Active | 484816 | WATTS | 800M4QT | PVB | 0.750 | 65721 | RIGHT FRONT -UNDER BOX
7672 | BRANDBURY PL | 43017-8885 | Active | FK3645 | FEBCO | 765 | PVB | 1.000 | 89787 | LEFT FRONT
7676 | BRANDBURY PL | 43017-8885 | Active | HC5198 | FEBCO | 765 | PVB | 1.000 | 89788 | LEFT SIDE
7684 | BRANDBURY PL | 43017-8885 | Active | 06573 | WATTS | 800M4QT | PVB | 0.750 | 72503 | RIGHT FRONT
7692 | BRANDBURY PL | 43017-8885 | Active | T393125 | WILKINS | 720A | PVB | 0.750 | 97150 | LEFT FRONT
7697 | BRANDBURY PL | 43017-8534 | Active | CB686754 | WILKINS | 720A | PVB | 0.750 | 72541 | RIGHT SIDE
7705 | BRANDBURY PL | 43017-8534 | Active | H545373 | FEBCO | 765 | PVB | 0.750 | 72585 | LEFT FRONT
2318 | BRANDON RD | 43221-3870 | Active | CB177535 | WILKINS | 720 | PVB | 0.750 | 3373114 | RIGHT OF FRONT DOOR
2357 | BRANDON RD | 43221-3802 | Active | G086169 | WILKINS | 720A | PVB | 0.750 | 88780 | FRONT OF HOUSE
2358 | BRANDON RD | 43221-3803 | Active | 322625 | WATTS | 800QT | PVB | 1.000 | 58060 | FRONT OF HOUSE
2591 | BRANDON RD | 43221-3303 | Active | 20234 | FEBCO | 765 | PVB | 1.000 | 3373155 | SIDE OF HOUSE LEFT
2615 | BRANDON RD | 43221-3303 | Active | G024997 | WILKINS | 720A | PVB | 1.000 | 87545 | OUTSIDE
2670 | BRANDON RD | 43221-3304 | Active | H178820 | FEBCO | 765 | PVB | 0.750 | 92741 | BACK OF HOUSE
2791 | BRANDON RD | 43221-3336 | Active | t419065 | WILKINS | 720A | PVB | 0.750 | 3373196 | LEFT SIDE OF HOUSE
3049 | BRANDON RD | 43221-2205 | Active | CB443309 | WILKINS | 720 | PVB | 0.750 | 3373223 | LEFT SIDE OF HOUSE
3185 | BRANDON RD | 43221-2209 | Active | 792942 | WILKINS | 720A | PVB | 0.750 | 60160 | LEFT OF FRONT DOOR
3194 | BRANDON RD | 43221-2210 | Active | 88477 | WATTS | 800QT | PVB | 1.000 | 60174 | FRONT OF HOUSE
3206 | BRANDON RD | 43221-2212 | Active | 71672 | WATTS | 800QT | PVB | 0.750 | 89790 | FRONT OF HOUSE
7586 | BRANDON RD | 43054- | Active | 312906 | WATTS | 800 | PVB | 0.750 | 3373245 | BY BRICK PILLAR BRANDON AND BAUGHMAN GRANT
7590 | BRANDON RD | 43054-9059 | Active | 880074 | WILKINS | 720A | PVB | 1.000 | 72284 | RIGHT SIDE OF HOUSE
7591 | BRANDON RD | 43054-9376 | Active | 21438 | WATTS | 919AQT | RP | 1.000 | 97347 | BASEMENT AT WATER METER
7640 | BRANDON RD | 43054-9004 | Active | AC9891 | WILKINS | 720A | PVB | 0.750 | 72392 | RIGHT SIDE OF HOUSE
7674 | BRANDON RD | 43054-9006 | Active | H8929 | FEBCO | 765 | PVB | 0.750 | 72473 | RIGHT REAR
7692 | BRANDON RD | 43054-9006 | Active | 256853 | WATTS | 800QT | PVB | 0.750 | 72532 | LEFT SIDE OF HOUSE
7708 | BRANDON RD | 43054-9005 | Active | T390593 | WILKINS | 720A | PVB | 0.750 | 72594 | NW SIDE REAR
7726 | BRANDON RD | 43054-9005 | Active | HC01439 | FEBCO | 765 | PVB | 1.000 | 89792 | FRONT OF HOUSE
7754 | BRANDON RD | 43054-9005 | Active | DJ4146 | FEBCO | 765 | PVB | 0.750 | 72710 | REAR OF HOUSE
7805 | BRANDON RD | 43054-9060 | Active | 3782538 | wilkins | 975XL | RP | 1.000 | 100795 | AT WATER METER IN BASEMENT
7824 | BRANDON RD | 43054-9080 | Active | H275644 | FEBCO | 765 | PVB | 0.750 | 87455 | REAR OF HOUSE
7825 | BRANDON RD | 43054-9060 | Active | H479934 | FEBCO | 765 | PVB | 1.000 | 92408 | FRONT OF HOUSE CENTER
7845 | BRANDON RD | 43054-9060 | Not Required by DOW | 212993 | WATTS | 009M3QT | RP | 0.750 | 72903 | IN BASEMENT AT WATER METER
3622 | BRANDON ST | 43224-2901 | Not Required by DOW |  |  |  | RP |  | 3373257
5187 | BRANDONWAY CT | 43017-8598 | Active | 06713 | WATTS | 800M2QT | PVB | 0.750 | 89793 | LEFT SIDE
5199 | BRANDONWAY CT | 43017-8598 | Active | F170 | FEBCO | 765 | PVB | 1.000 | 89794 | LEFT FRONT
5205 | BRANDONWAY CT | 43017-8598 | Active | H132228 | FEBCO | 765 | PVB | 0.750 | 66400 | LEFT SIDE OF HOUSE
5223 | BRANDONWAY CT | 43017-8598 | Active | AB3151 | FEBCO | 765 | PVB | 1.000 | 66448 | LEFT FRONT
5229 | BRANDONWAY CT | 43017-8598 | Active | G245534 | WILKINS | 720A | PVB | 0.750 | 98550 | LEFT SIDE OF HOUSE
7675 | BRANDONWAY DR | 43017-9019 | Active | 396074 | APOLLO | 0112 | PVB | 1.000 | 3373292 | Right Side of House
7683 | BRANDONWAY DR | 43017-9019 | Active | 371757 | WILKINS | 720A | PVB | 0.750 | 72501 | RT SIDE
7712 | BRANDONWAY DR | 43017- | Active | 4148071 | WILKINS | 975XL2 | RP | 2.000 | 89797 | NORTH EAST CORNER
7767 | BRANDONWAY DR | 43017-8428 | Active | 47911 | WATTS | 800QT | PVB | 0.750 | 72742 | LT SIDE CENTER
7774 | BRANDONWAY DR | 43017-8822 | Active | FL9277 | FEBCO | 765 | PVB | 1.000 | 89798 | LEFT SDIE
7775 | BRANDONWAY DR | 43017-8428 | Active | H009297 | FEBCO | 765 | PVB | 0.750 | 72781 | RIGHT FRONT
7792 | BRANDONWAY DR | 43017-8822 | Active | 07030 | WATTS | 800M2QT | PVB | 0.750 | 72813 | RIGHT SIDE
7798 | BRANDONWAY DR | 43017-8822 | Active | 07754 | WATTS | 800QT | PVB | 0.750 | 72819 | RIGHT SIDE OF HOUSE
7815 | BRANDONWAY DR | 43017-8439 | Active | FH2692 | FEBCO | 765 | PVB | 1.000 | 72843 | RIGHTSIDE OF HOUSE
4845 | BRANDONWAY E DR | 43017- | Active | 3477417 | WILKINS | 975XL | RP | 0.750 | 102033 | USE 06/06/2016 CAG. SW ENTRNCE BRNDWAY & 745 AT N PILAR/WALL AT FORD BOX
4900 | BRANDONWAY E DR | 43017-8418 | Active | 54166 | WATTS | 007M2QT | DC | 0.750 | 65379 | SE WALL OF THE MECHANICAL ROOM BY THE DOOR
4900 | BRANDONWAY E DR | 43017-8418 | Active | 405098 | WATTS | 909QT | RP | 1.000 | 65378 | MECHANICAL ROOM 158
4900 | BRANDONWAY E DR | 43017-8418 | Active | 405094 | WATTS | 909QT | RP | 1.000 | 65377 | MECHANICAL ROOM #158 ABOVE BOILER
4900 | BRANDONWAY E DR | 43017-8418 | Active | 3HK0326 | AMES | 3000SS | DCDA | 6.000 | 65376 | MECH ROOM #158
4900 | BRANDONWAY E DR | 43017-8418 | Active | 9605151141 | FEBCO | 880 | RP | 3.000 | 65380 | RECEIVING ROOM 160 E
1845 | BRANDYWINE DR | 43220-4419 | Active | cb205742 | WILKINS | 720A | PVB | 0.750 | 56394 | REAR OF HOUSE
1903 | BRANDYWINE DR | 43220-4421 | Active | T223498 | Wilkins | 720A | PVB | 0.750 | 3373321
4296 | BRAUNTON RD | 43220-4302 | Active | CB454788 | WILKINS | 720 | PVB | 0.750 | 3373349 | BACK OF HOUSE
4304 | BRAUNTON RD | 43220-4302 | Active | T417932 | WILKINS | 720A | PVB | 0.750 | 94657 | FRONT OF HOUSE LEFT OF GARAGE DOOR
4324 | BRAUNTON RD | 43220-4302 | Active | BE3801 | FEBCO | 765 | PVB | 0.750 | 89800 | BACK OF HOUSE
916 | BREATHITT AVE | 43207-4212 | Not Required by DOW | [5 empty] | 3373439
5025 | BRECKENHURST DR | 43026-8660 | Active | CAA47211 | WILKINS | 720A | PVB | 0.750 | 90956 | Front of House
5034 | BRECKENHURST DR | 43026-8658 | Active | A18511 | APOLLO | PVB4A | PVB | 0.750 | 65782 | LEFT SIDE OF HOUSE
5035 | BRECKENHURST DR | 43026-8660 | Active | 279600 | WILKINS | 720A | PVB | 0.750 | 65785 | RIGHT FRONT
5043 | BRECKENHURST DR | 43026-8660 | Active | BM550 | FEBCO | 765 | PVB | 0.750 | 65803 | RT SIDE
5046 | BRECKENHURST DR | 43026-8658 | Active | H934732 | WILKINS | 720A | PVB | 0.750 | 65810 | Left Side
5053 | BRECKENHURST DR | 43026-8660 | Active | BB8326 | FEBCO | 765 | PVB | 0.750 | 65867 | LT SIDE
5065 | BRECKENHURST DR | 43026-8660 | Active | T304551 | WILKINS | 720A | PVB | 0.750 | 65901 | RIGHT SIDE OF HOUSE
5070 | BRECKENHURST DR | 43026-8658 | Active | 4872572 | WILKINS | 975 | RP | 0.750 | 3373524 | BASEMENT / CRAWL SPACE
5082 | BRECKENHURST DR | 43026-8658 | Active | CB987613 | WILKINS | 720A | PVB | 0.750 | 65966 | LEFT SIDE OF HOUSE
5083 | BRECKENHURST DR | 43026-8660 | Active | 216062 | WATTS | 800M4QT | PVB | 0.750 | 65969 | LEFT SIDE FRONT
8103 | BREEZWOOD CT | 43081-5088 | Active | G245733 | WILKINS | 720A | PVB | 0.750 | 98783 | LEFT SIDE OF HOUSE
472 | BREHL AVE | 43223-1973 | Active | ACJ8779 | WILKINS | 975XLT | RP | 1.500 | 3629913 | OFFICE, inside front door
472 | BREHL AVE | 43223-1973 | Not Required by DOW | 4974325 | WILKINS | 975XL | RP | 1.500 | 96653 | IN WAREHOUSE ABOVE OFFICE DOOR 12' UP
541 | BREHL AVE | 43223-2201 | Active | 907367 | APOLLO | RPLF4A | RP | 1.500 | 66839 | N WALL OF MID OFFICE IN BOX AT WATER METER, OLD CAR WASH
5970 | BREIGHA DR | 43119 | Active | T423942 | Wilkins | 720A | PVB | 0.750 | 3615121 | LEFT SIDE
3015 | BREMEN ST | 43224-4312 | Active | 3420 | FEBCO | 765 | PVB | 1.000 | 59805 | LEFT SIDE OF HOUSE LOOKING AT FRONT DOOR
4090 | BREMO RECESS | 43054-8954 | Active | G245743 | WILKINS | 720A | PVB | 0.750 | 99011 | LEFT SIDE
4103 | BREMO RECESS | 43054-8955 | Active | 16911044 | FEBCO | 765 | PVB | 0.750 | 88618 | Left side of the house
4111 | BREMO RECESS | 43054-8955 | Active | FI0449 | FEBCO | 765 | PVB | 1.000 | 62943 | LEFT SIDE
3382 | BRENDAN DR | 43221-4426 | Active | AB8169 | FEBCO | 765 | PVB | 1.000 | 60555 | LEFT FRONT
9040 | BRENHAM WAY | 43017 | Active | EAC0768 | WILKINS | 720A | PVB | 0.750 | 3653976 | RIGHT SIDE OF HOUSE
9171 | BRENHAM WAY | 43017 | Active | CB074885 | WILKINS | 720A | PVB | 0.750 | 3615296 | RIGHT FRONT
9179 | BRENHAM WAY | 43017 | Active | T262120 | WILKINS | 720A | PVB | 0.750 | 3621468 | LEFT FRONT
9187 | BRENHAM WAY | 43017 | Active | CB601041 | WILKINS | 720A | PVB | 0.750 | 3622788 | RIGHT FRONT
9195 | BRENHAM WAY | 43017 | Active | T272849 | WILKINS | 720A | PVB | 0.750 | 3623194 | RIGHT FRONT
9203 | BRENHAM WAY | 43017 | Active | T315450 | WILKINS | 720A | PVB | 1.000 | 3633236 | LEFT FRONT
9211 | BRENHAM WAY | 43017 | Active | T261624 | WILKINS | 720A | PVB | 0.750 | 3619961 | LEFT FRONT
5363 | BRENNAN CT | 43017 | Active | CB637161 | WILKINS | 720A | PVB | 0.750 | 3638109 | FRONT SIDE OF HOUSE
5369 | BRENNAN CT | 43017 | Active | 79357 | WATTS | LF919AQT | RP | 0.750 | 3638106 | BASEMENT
1065 | BRENTFORD DR | 43220-5005 | Active | AJ0903 | FEBCO | 765 | PVB | 0.750 | 89804 | FRONT OF HOUSE
1033 | BRENTNELL AVE | 43219-2186 | Active | 9520 | CONBRACO | 40-104-02 | DC | 0.750 | 53676 | IN METER HOUSE AT ENTRANCE OF PROPERTY
1033 | BRENTNELL AVE | 43219-2186 | Active | 3283 | CONBRACO | 4060GE3 | DCDA | 10.000 | 53675 | METER BUILDING
1033 | BRENTNELL AVE | 43219-2186 | Active | 38518 | WILKINS | 375AST | RP | 4.000 | 53674 | METER BUILDING
1200 | BRENTNELL AVE | 43219-2017 | Active | B346574 | WILKINS | 375 | RP | 2.000 | 3636441 | AT WATER METER
1200 | BRENTNELL AVE | 43219-2017 | Not Required by DOW | 141218 | WATTS | 009QT | RP | 0.750 | 54256 | COLD WATER LINE ON OVERHEAD LINE MECH ROOM 139
1200 | BRENTNELL AVE | 43219-2017 | Not Required by DOW | 465276 | WATTS | 909QT | RP | 0.750 | 54257 | BOILER ROOM (BY MENS ROOM)
1200 | BRENTNELL AVE | 43219-2017 | Not Required by DOW | 412033 | WATTS | 909QT | RP | 0.750 | 96056 | ABOVE COMBUSTION AIR INTAKE
1270 | BRENTNELL AVE | 43219-2017 | Not Required by DOW | 81359 | WATTS | 909 | RP | 0.750 | 54486 | BOILER ROOM - Brentnell E.S.
1270 | BRENTNELL AVE | 43219-2017 | Active | 41365 | WILKINS | 375AST | RP | 3.000 | 3639074
1270 | BRENTNELL AVE | 43219-2017 | Not Required by DOW | 072086 | WATTS | LF909QT | RP | 0.750 | 3654979 | BOILER ROOM
1270 | BRENTNELL AVE | 43219-2017 | Not Required by DOW | 215911 | WILKINS | 975 | RP | 0.750 | 54485 | MECHANICAL ROOM - EAST - Brentnell E.S.
1280 | BRENTNELL AVE | 43219-2017 | Not Required by DOW | A16816 | WATTS | 009M3QT | RP | 0.750 | 90334 | BOILER ROOM N WALL
1280 | BRENTNELL AVE | 43219-2017 | Active | 433887 | WATTS | 909 | RP | 2.500 | 90333 | WATER METER ROOM
1385 | BRENTNELL AVE | 43219-2058 | Active | 08818 | WATTS | 009QT | RP | 1.000 | 54858 | FURNANCE ROOM BESIDE HOT WATER TANK
1417 | BRENTNELL AVE | 43219-2058 | Not Required by DOW |  |  |  | RP |  | 3374072
1441 | BRENTNELL AVE | 43219-2058 | Not Required by DOW |  |  |  | RP |  | 3626652
1441 | BRENTNELL AVE | 43219-2058 | Not Required by DOW | [5 empty] | 3374074
2762 | BRENTNELL AVE | 43211-1712 | Active | 19084 | WILKINS | 375AST | RP | 8.000 | 3374195 | FRONT YARD 2780
2505 | BRENTNELL BL | 43211-1991 | Active | L28579 | WILKINS | 375 | RP | 3.000 | 91834 | AT WATER METER MAIN ENTRANCE EAST SIDE east linden E.S.
2505 | BRENTNELL BL | 43211-1991 | Active | 48653 | AMES | 2000B | DC | 0.750 | 91835 | MECH ROOM - East Linden E. S.
2505 | BRENTNELL BL | 43211-1991 | Active | 147991 | AMES | 3000SS | DCDA | 4.000 | 91836 | MECH ROOM - East Linden E. S.
2505 | BRENTNELL BL | 43211-1991 | Not Required by DOW | 3537400 | WILKINS | 375 | RP | 0.750 | 91837 | SE SIDE BOILER ROOM - East Linden E. S.
2355 | BRENTNELL BLVD | 43211-1915 | Not Required by DOW | [5 empty] | 3374240
5487 | BRESHLY WAY | 43081-8232 | Active | H017775 | FEBCO | 765 | PVB | 1.000 | 89805 | FRONT RIGHT OF HOUSE
2511 | BRETTON WOODS DR | 43231 | Active | WD-0284 | WATTS | 957 | RP | 3.000 | 3653488
2511 | BRETTON WOODS DR | 43231 | LPS - Active | [5 empty] | 3653499
2511 | BRETTON WOODS DR | 43231 | LPS - Active | [5 empty] | 3653739
2511 | BRETTON WOODS DR | 43231 | Active | 1101750 | AMES | 3000SS | DCDA | 4.000 | 3653004 | MECHANICAL RM BY SW CORNER OUTSIDE ENTRANCE
2511 | BRETTON WOODS DR | 43231 | Active | 85918 | AMES | 2000B | DC | 0.750 | 3653008
3055 | BRETTON WOODS DR | 43231- | Active | 950895 | WILKINS | 975XLT | RP | 0.750 | 3580403 | KILBOURNE RUN SPORTS PARK STORAGE BLDG.
217 | BREVOORT RD | 43214-3825 | Active | Ead4617 | WILKINS | 720A | PVB | 0.750 | 3374551 | LEFT SIDE OF HOUSE
225 | BREVOORT RD | 43214-3825 | Active | CB076727 | WILKINS | 720 | PVB | 0.750 | 3374552 | LEFT SIDE
277 | BREVOORT RD | 43214-3825 | Active | CAA47235 | WILKINS | 720A | PVB | 0.750 | 103497 | LEFT SIDE OF HOUSE
7870 | BRIANNA DR | 43004-9094 | Active | T012975 | WILKINS | 720A | PVB | 0.750 | 91554 | LEFT SIDE OF HOUSE
4823 | BRIARGROVE DR | 43125-9248 | Active | H003838 | FEBCO | 765 | PVB | 0.750 | 89806 | RIGHT SIDE
4836 | BRIARGROVE DR | 43125-9247 | Active | T013208 | WILKINS | 720A | PVB | 0.750 | 99815 | LEFT SIDE
1101 | BRIARMEADOW DR | 43235-1607 | Active | H762887 | FEBCO | 765 | PVB | 0.750 | 91604 | RIGHT SIDE REAR OF HOUSE
1129 | BRIARMEADOW DR | 43235-1607 | Active | T146835 | WILKINS | 720A | PVB | 0.750 | 3609562 | FRONT OF HOUSE
1183 | BRIARMEADOW DR | 43235-1607 | Active | T372089 | WILKINS | 720A | PVB | 0.750 | 102003 | LEFT SIDE OF HOUSE
1196 | BRIARMEADOW DR | 43235-1634 | Active | CAA25730 | WILKINS | 720A | PVB | 1.000 | 54224 | RIGHT SIDE OF HOUSE
1334 | BRIARMEADOW DR | 43235-1616 | Active | G192140 | WILKINS | 720A | PVB | 1.000 | 97302 | LEFT SIDE
1341 | BRIARMEADOW DR | 43235-1612 | Active | A174678 | WILKINS | 720A | PVB | 1.000 | 89807 | REAR OF HOME NEAR AC UNIT
1399 | BRIARMEADOW DR | 43235-1612 | Active | CC1956 | FEBCO | 765 | PVB | 0.750 | 54890 | FRONT
1446 | BRIARMEADOW DR | 43235-1650 | Active | 817149 | WILKINS | 720A | PVB | 0.750 | 55045 | RIGHT SIDE OF HOUSE
1468 | BRIARMEADOW DR | 43235-1650 | Active | T293770 | WILKINS | 720A | PVB | 0.750 | 55092 | FRONT RIGHT OF FRONT DOOR
1484 | BRIARMEADOW DR | 43235-1650 | Active | G241970 | WILKINS | 720A | PVB | 0.750 | 55120 | FRONT OF HOUSE WEST OF DOOR
1509 | BRIARMEADOW DR | 43235-1651 | Active | CC1941 | FEBCO | 765 | PVB | 0.750 | 55247 | FRONT OF HOUSE
1548 | BRIARMEADOW DR | 43235-1650 | Active | H30146 | FEBCO | 860U | RP | 1.000 | 89808 | BSMNT ABOVE WATER METER ON IRRIGATION
1350 | BRIARWOOD AVE | 43211 | Active | 15052 | AMES | 4000 | RP | 0.750 | 3646295 | MECH ROOM AT FIRE RISER - FIRE BYPASS
1350 | BRIARWOOD AVE | 43211 | Active | 1077560820 | AMES | 5000 | RPDA | 6.000 | 3646294 | MECH ROOM AT FIRE RISER EAST
1350 | BRIARWOOD AVE | 43211 | Not Required by DOW | B341570 | WILKINS | 375XL | RP | 0.750 | 3649141 | BOILER, 2ND FLOOR WEST MECH ROOM
1350 | BRIARWOOD AVE | 43211 | LPS - Active |  |  |  | LPC |  | 3646293 | MECH ROOM DOMESTIC WATER BOOSTER PUMP
1350 | BRIARWOOD AVE | 43211 | Not Required by DOW | 089379 | WATTS | LF009M2QT | RP | 1.500 | 3649264 | 1ST FLOOR CHILLER ROOM
1350 | BRIARWOOD AVE | 43211 | Not Required by DOW | B346521 | WILKINS | 375XL | RP | 2.000 | 3649142 | SPLASH PAD - SPRAY PUMP ROOM
1350 | BRIARWOOD AVE | 43211 | Not Required by DOW | B341547 | WILKINS | 375XL | RP | 0.750 | 3649143 | 1ST FLOOR CHILLER ROOM
1350 | BRIARWOOD AVE | 43211 | Active | 17846C | WILKINS | 375AST | RP | 3.000 | 3646292 | NE MECH/RISER ROOM AT WATER METER
346 | BRIARWOOD DR | 43213-4049 | Active | 665606 | WILKINS | 720A | PVB | 1.000 | 89809 | BACK YARD CENTER
349 | BRIARWOOD DR | 43213-2055 | Active | HB09192 | FEBCO | 765 | PVB | 0.750 | 89810 | IN FRONT OF HOUSE
4888 | BRICE MEADOW DR | 43110- | Active | 67732 | WATTS | 009M1PCQT | RP | 1.500 | 65348 | ABOVE METER PIT
1911 | BRICE RD | 43232-4743 | Active | 16076 | WATTS | 919ZQT | RP | 1.000 | 95635 | IN REST ROOM BY WATER METER
2025 | BRICE RD | 43068-3447 | Active | 631285 | WATTS | 909QT | RP | 1.000 | 99763 | METER ROOM ABOVE WATER METER
2045 | BRICE RD | 43068-3447 | Active | 103231 | WATTS | LF009M2QT | RP | 1.500 | 57098 | MECH ROOM
2055 | BRICE RD | 43068-3447 | Due Install |  |  |  | RP | 6.000 | 3630352 | SW MECH/POOL ROOM AT WATER METER
2445 | BRICE RD | 43068-3455 | Not Required by DOW | A131151 | FEBCO | 825Y | RP | 1.000 | 58307 | SW BEHIND MTR- MOP SINK IN STORAGE AREA
2445 | BRICE RD | 43068-3455 | Active | 695609 | WILKINS | 975XLBMS | RP | 1.500 | 58308 | SW STORAGE AREA AT WATER MTR - UNDER HWT
2447 | BRICE RD | 43068 | Due Install | [5 empty] | 3375055 | PIT SOUTHEAST OF TIM HORTON PARKING LOT
2449 | BRICE RD | 43068-3455 | Active | 4707704 | WILKINS | 975 | RP | 2.000 | 3375056 | BOILER ROOM SOUTH BLDG WEST END
2515 | BRICE RD | 43068-3401 | Active | 128514 | WATTS | 009M3QT | RP | 0.750 | 58523 | AT WATER METER
2515 | BRICE RD | 43068-3401 | Active | 22869 | WATTS | 919AQT | RP | 0.750 | 98396 | METER ROOM
2555 | BRICE RD | 43068-3401 | Active | 326884 | WATTS | 009M2PCQT | RP | 0.750 | 100613 | BY WATER METER
2580 | BRICE RD | 43068-3402 | Not Required by DOW | W149857 | WILKINS | 975XLBMS | RP | 1.500 | 58670 | KITCHEN OVER WATER HEATER
2580 | BRICE RD | 43068-3402 | Active | W149858 | WILKINS | 975A | RP | 1.500 | 58671 | RIGHT REAR INSIDE
2601 | BRICE RD | 43068-3401 | Active | 4147990 | WILKINS | 975XL2 | RP | 1.500 | 3611840 | MID N METER/HWT ROOM - OS DOOR
2601 | BRICE RD | 43068-3401 | Not Required by DOW | 021085 | WATTS | LF800M4FR | PVB | 1.000 | 92872 | LEFT SIDE OF BLDG
2615 | BRICE RD | 43068-3420 | Active | 39395 | AMES | 2000B | DC | 0.750 | 88279 | WTR MTR RM
2615 | BRICE RD | 43068-3420 | Active | W210377 | WATTS | 009QT | RP | 1.500 | 87900 | WATER MTR RM
2615 | BRICE RD | 43068-3420 | Not Required by DOW | 58800 | FEBCO | 825YA | RP | 1.000 | 88167 | W. SIDE OF BLDG IN WATER MTR RM
2615 | BRICE RD | 43068-3420 | Active | 1352800704 | AMES | 3000SS | DCDA | 4.000 | 88278 | WTR MTR RM
2621 | BRICE RD | 43068-3420 | Active | W183700 | WILKINS | 975XL | RP | 1.250 | 58788 | IN MECH ROOM
2621 | BRICE RD | 43068-3420 | Not Required by DOW | 372729 | WATTS | 007M1QT | DC | 1.000 | 58787 | IN MECH ROOM
2678 | BRICE RD | 43068 | Not Required by DOW | 41739 | WATTS | LF008PCQT | SVB | SIZE | 3651297
2678 | BRICE RD | 43068 | Active | 4923347 | WILKINS | 975XL | RP | 2.000 | 3651306
2720 | BRICE RD | 43068-3486 | Active | 4661709 | WILKINS | 975XL | RP | 1.500 | 59087 | MECHANICAL ROOM
2720 | BRICE RD | 43068-3486 | Not Required by DOW | 4583583 | WILKINS | 975XL | RP | 0.750 | 59086 | MECHANICAL/JANITOR CLOSET
2727 | BRICE RD | 43068- | Active | 4572910 | WILKINS | 975XL2 | RP | 1.500 | 59103 | MECH ROOM
2736 | BRICE RD | 43068-3486 | Due Install |  |  |  | DCDA |  | 3638506
2736 | BRICE RD | 43068-3486 | Due Install | [5 empty] | 3636278
2755 | BRICE RD | 43068-3400 | Active | 431328 | WILKINS | 975 | RP | 2.000 | 59217 | IN CLOSET NEXT TO THE WATER METER IN THE KITCHEN AREA
2760 | BRICE RD | 43068-3486 | Active | 57482 | WATTS | 919AQT | RP | 1.000 | 99860 | 0 USE 6/3/15 CAG. IN REAR BY WATER METER
2765 | BRICE RD | 43068-3400 | Not Required by DOW | 584120 | WILKINS | 975XL | RP | 0.750 | 59232 | SOUTHWEST CORNER IN DOCK AREA (Back Room)
2766 | BRICE RD | 43068-3486 | Active | 47744 | WATTS | 009QT | RP | 1.000 | 59233 | EAST WALL IN STOCK ROOM
2770 | BRICE RD | 43068-3486 | Active | 081128 | WATTS | 009QT | RP | 1.500 | 59255 | MAINT ROOM REAR
2770 | BRICE RD | 43068-3486 | Active | 094766 | WATTS | 009M2QT | RP | 1.500 | 59254 | MAINT ROOM REAR
2775 | BRICE RD | 43068-3400 | Due Install |  |  |  | RP |  | 3636633
2775 | BRICE RD | 43068-3400 | Active | 00386 | WATTS | 007M1QT | DC | 1.000 | 59270 | AT MAIN WATER METER TO RIGHT INSIDE OFFICE DOOR
2775 | BRICE RD | 43068-3400 | Active | 612546 | WATTS | 800QT | PVB | 1.000 | 59269 | AT METER
2800 | BRICE RD | 43068-3468 | Due Install |  |  |  | RP | 1.500 | 3375063
2800 | BRICE RD | 43068-3468 | Due Install |  |  |  | DCDA | 4.000 | 3652666
2811 | BRICE RD | 43068- | Active | 55030 | WATTS | 009M1QT | RP | 2.000 | 59368 | 5865 CHANTRY DR (BUILDERS SQUARE), RECEIVING LOAD DOCK, BACK RM E WALL
2811 | BRICE RD | 43068- | Active | 302447 | WATTS | 909M1QT | RP | 2.000 | 59365 | 5751 CHANTRY DR MECHANICAL ROOM BY WATER METER
2811 | BRICE RD | 43068- | Active | 62471 | WATTS | 009QT | RP | 2.000 | 59372 | 5819 CHANTRY DR, OTHER WOLD JANITORS RM NW CORNER
2811 | BRICE RD | 43068- | Active | 18264 | WATTS | 919AQT | RP | 1.500 | 59370 | 5745 CHANTRY DR (Xtreme Trampoline) RIGHT REAR OF STORE
2811 | BRICE RD | 43068- | Under renovation | 18265 | WATTS | 919AQT | RP | 1.500 | 59366 | 5751 CHANTRY DR ROSS DEVELOPMENT SPR RM/WTR MTR RM
2811 | BRICE RD | 43068- | Active | 62462 | WATTS | 009M1QT | RP | 2.000 | 59371 | 5781 CHANTRY DR (PETSMART STORE #551), WTR MTR RM SW CORNER
2811 | BRICE RD | 43068- | Active | 52633 | WATTS | 009QT | RP | 1.500 | 59373 | 5825 CHANTRY - OFFICE MAX, REAR OF STORE
2811 | BRICE RD | 43068- | Active | 2LJ1284 | AMES | 2000SS | DC | 4.000 | 97885 | 5781 CHANTRY DR BACK WALL OF STORE
2811 | BRICE RD | 43068- | Active | 2BJ0824 | AMES | 2000SE | DC | 8.000 | 59362 | 5865 CHANTRY DR, BACK ROOM BY FIRE RISER
2811 | BRICE RD | 43068- | Active | 2AJ0514 | AMES | 2000SS | DC | 6.000 | 59361 | 5825 CHANTRY DR (OFFICE MAX), FRONT RISER ROOM
2811 | BRICE RD | 43068- | Active | 03089 | WATTS | 009M2QT | RP | 1.500 | 59357 | 5777 CHANTRY DR, DOLLAR TREE, METER RM REAR OF BLDG
2811 | BRICE RD | 43068- | Active | 174185 | AMES | 2000SS | DC | 6.000 | 3606212 | 5745 CHANTRY DR, RIGHT REAR OF BUILDING NEAR RECEIVING(Xtreme Trampoline)
2811 | BRICE RD | 43068- | Under renovation | 47101 | WATTS | 919AQT | RP | 1.000 | 3605669 | 5733 CHANTRY DR, RT OF BACK DOOR, ENTER THRU 5737, CRAWL THRU HOLE IN WALL
2811 | BRICE RD | 43068- | Under renovation | 174228 | AMES | 2000SS | DC | 4.000 | 3606211 | 5751 CHANTRY DR, MAINT SHOP BEHIND MALL, GLASS BLOCK BY DOOR
2811 | BRICE RD | 43068- | Due Install |  |  |  | RP | 8.000 | 3628234 | AT PIT SE BRICE RD ENTRANCE
2825 | BRICE RD | 43068- | Active | 383264 | WATTS | 909M1QT | RP | 2.000 | 59384 | IN MECH ROOM NEXT TO WATER METER
2882 | BRICE RD | 43232 | Active | 305329 | WATTS | 909M1QT | RP | 1.500 | 59503 | METER ROOM
2900 | BRICE RD | 43068- | Active | 204519 | WILKINS | 975 | RP | 2.000 | 59551 | 2888 BRICE RD (LOWE'S), FIRE PUMP RISER ROOM
2900 | BRICE RD | 43068- | Active | TH-2173 | AMES | COLT 300GV | DCDA | 8.000 | 3633894 | 2888 BRICE RD (LOWE'S), FIRE PUMP RISER ROOM
2900 | BRICE RD | 43068- | Active | 58020 | AMES | 2000BM3 | DC | 0.750 | 3640688 | 2888 BRICE RD (LOWE'S), FIRE PUMP RISER ROOM
2900 | BRICE RD | 43068- | Not Required by DOW | 195085 | WILKINS | 975 | RP | 1.000 | 59550 | 2888 BRICE RD, CORNER HOUSE BEHIND RACKS
2936 | BRICE RD | 43109- | Not Required by DOW | 07319 | WATTS | LF919QT | RP | 0.500 | 3615181 | IN IGLOO IN KITCHEN NW AT METER
2950 | BRICE RD | 43109- | Active | 91579 | WATTS | LF-919 QT | RP | 0.750 | 3649858 | INSIDE MECH ROOM AT METER
3160 | BRICE RD | 43109- | Active | 1176461 | WILKINS | 975 | RP | 2.000 | 60086 | RM 104 MECH ROOM
3200 | BRICE RD | 43110-9710 | Not Required by DOW | W210415 | WILKINS | 975XL | RP | 0.750 | 60188 | STOCK ROOM IRRIGATION SYSTEM
3200 | BRICE RD | 43110-9710 | Active | 2277962 | WILKINS | 975XL | RP | 0.750 | 60187 | STOCK ROOM AFTER WATER METER
3407 | BRICE RD | 43232 | Active | 69709 | AMES | 2000B | DC | 0.750 | 3654982 | PIT AT ENTRANCE
3407 | BRICE RD | 43232 | Active | XA-0535 | AMES | COLT 950 | RP | 6.000 | 3375083
3407 | BRICE RD | 43232 | Active | WE-0851 | AMES | 3000DCDA | DCDA | 8.000 | 3654948 | PIT AT ENTRANCE
3919 | BRICE RD | 43110-9150 | Active | J016835 | FEBCO | 825Y | RP | 1.500 | 100191 | HOT BOX FRONT OF BUILDING
5260 | BRICE RD | 43110- | Active | 1012650304 | WATTS | 994 | RP | 6.000 | 66515 | HOT BOX
17 | BRICKEL ST | 43215-7502 | Active | 2277905 | WILKINS | 975XLBMS | RP | 0.750 | 89333 | IN CLOSET IN CENTER OF SUITE A
52 | BRICKEL ST | 43215 | Active | A266177 | WILKINS | 375 | RP | 0.750 | 3602820 | MECHANICAL ROOM
908 | BRICKER BLVD | 43221-1642 | Due Install |  |  |  | RP | 1.500 | 3654457 | AT METER
5949 | BRICKLIN ST | 43081 | Active | T188981 | WILKINS | 720A | PVB | 0.750 | 3603180 | LEFT SIDE OF HOUSE
5950 | BRICKLIN ST | 43081 | Active | CB154416 | WILKINS | 720A | PVB | 0.750 | 3603202 | RIGHT FRONT
5955 | BRICKLIN ST | 43081 | Active | CB072699 | WILKINS | 720A | PVB | 0.750 | 3603143 | LEFT SIDE
5992 | BRICKLIN ST | 43081 | Active | T146959 | WILKINS | 720A | PVB | 0.750 | 3603236 | RIGHT SIDE
4475 | BRIDGE PARK AVE | 43017 | LPS - Active | 27500756E | Cla-Val | 50B-5KG | LST | 6.000 | 3646946 | FIRE PUMP S CENTER MECH/RISER RM OUTSIDE DR E FACING MAN DOOR
4475 | BRIDGE PARK AVE | 43017 | LPS - Active |  |  |  | LPC | 3.000 | 3646945 | DOM PUMP S CENTER MECH/RISER RM OUTSIDE DR E FACING MAN DOOR
4475 | BRIDGE PARK AVE | 43017 | Active | X46789 | WILKINS | 375A | RP | 3.000 | 3641395 | S CENTER MECH/RISER RM AT WTR MTR OUTSIDE DR E FACING MAN DOOR
4475 | BRIDGE PARK AVE | 43017 | Active | 1981810120 | AMES | 3000SS | DCDA | 6.000 | 3646943 | S CENTER MECH/RISER RM OUTSIDE DR E FACING MAN DOOR
4475 | BRIDGE PARK AVE | 43017 | Active | 29974 | WATTS | 007M1QT | DC | 0.750 | 3646944 | S CENTER MECH/RISER RM OUTSIDE DR E FACING MAN DOOR
1526 | BRIDGETON DR | 43220-3908 | Active | 749829 | WILKINS | 720A | PVB | 1.000 | 89813 | FRONT OF HOUSE IN BOX
2651 | BRIDGEVIEW RD | 43221-2506 | Active | HC80014 | FEBCO | 765 | PVB | 1.000 | 3375399 | INSIDE STORGE ROOM
594 | BRIDGEWATER CT | 43081-5055 | Active | T087272 | WILKINS | 720A | PVB | 0.750 | 102946 | RIGHT SIDE OF HOUSE
1560 | BRIDGEWAY AV | 43219- | Active | 21364 | WATTS | LF009M2QT | RP | 1.000 | 55406 | HOT BOX EAST OF BUILDING
3945 | BRIDGEWAY AVE | 43219-1823 | Active | 2306 | WILKINS | 375 | RP | 3.000 | 62294 | MECH ROOM
3945 | BRIDGEWAY AVE | 43219-1823 | Active | 7584D | WILKINS | 975 | RP | 6.000 | 62295 | MECH ROOM
3945 | BRIDGEWAY AVE | 43219-1823 | Not Required by DOW | 602005 | WILKINS | 720A | PVB | 1.500 | 62296 | NORTH SIDE OF BUILDING
3945 | BRIDGEWAY AVE | 43219-1823 | Active | 7585D | WILKINS | 375ASTDA | RPDA | 6.000 | 62297 | MECH ROOM
3945 | BRIDGEWAY AVE | 43219-1823 | Not Required by DOW | 648597 | WATTS | 909HWQT | RP | 1.000 | 102640 | BACK SHOP BLD
3945 | BRIDGEWAY AVE | 43219-1823 | LPS - Active | [5 empty] | 3639427 | FIRE PUMP
3945 | BRIDGEWAY AVE | 43219-1823 | Active | AB00301 | WILKINS | 975XL2 | RP | 0.750 | 3653371 | MECH ROOM
3945 | BRIDGEWAY AVE | 43219-1823 | Not Required by DOW | 21776 | WATTS | 919ZQT | RP | 0.750 | 62293 | CORRIDDER CEILING 104
3945 | BRIDGEWAY AVE | 43219-1823 | Not Required by DOW | 114287 | WILKINS | 975XLBMS | RP | 0.750 | 62291 | MECH ROOM
3945 | BRIDGEWAY AVE | 43219-1823 | Active | 4955476 | WILKINS | 975XL2 | RP | 0.750 | 62292 | MECH ROOM
4010 | BRIDGEWAY AVE | 43219 | Active | 516247 | APOLLO/CONBRACO | RPLF4A | RP | 2.000 | 3607426 | AT METER
4010 | BRIDGEWAY AVE | 43219 | Active | 599789 | APOLLO/CONBRACO | RPLF4A | RP | 2.000 | 3607522 | AT METER
4010 | BRIDGEWAY AVE | 43219 | Active | 1156600414 | WATTS | 774 | DCDA | 6.000 | 3607523 | NW MECHANICAL ROOM
4010 | BRIDGEWAY AVE | 43219 | Active | 22375 | WATTS | 007M1QT | DC | 0.750 | 3607524 | NW MECHANICAL ROOM
4010 | BRIDGEWAY AVE | 43219 | Not Required by DOW | 621845 | APOLLO/CONBRACO | RPLF4A | RP | 1.000 | 3613182 | AT METER
4111 | BRIDGEWAY AVE | 43219-1882 | Active | 4D00805 | AMES | 4000SS | RP | 6.000 | 62947 | INSIDE OF SMALL BUILDINGS TO WEST OF WATER TANKS
4111 | BRIDGEWAY AVE | 43219-1882 | Active | 4E00960 | AMES | 4000SS | RP | 6.000 | 62948 | WATER TANK ROOM
4111 | BRIDGEWAY AVE | 43219-1882 | Due Install |  |  |  | RP |  | 3638947 | PIT BY NORTHWEST EXIT GATE
4111 | BRIDGEWAY AVE | 43219-1882 | Due Install |  |  |  | DCDA |  | 3638948 | PIT BY NORTHWEST EXIT GATE
4111 | BRIDGEWAY AVE | 43219-1882 | Active | 468807 | WATTS | 909QT | RP | 1.000 | 62946 | BOILER ROOM NORTHEAST CORNER OF HANGER BUILDING
4111 | BRIDGEWAY AVE | 43219-1882 | Active | 3613443 | WILKINS | 975XL | RP | 1.500 | 62944 | OUT SIDE WEST ENTRANCE BY PITS
4111 | BRIDGEWAY AVE | 43219-1882 | Active | 16209 | WATTS | 909 | RP | 4.000 | 62945 | BOILER ROOM NE CORNER OF HANGER BLDG
4151 | BRIDGEWAY AVE | 43219 | Active | 123926 | AMES | 4000SS | RP | 3.000 | 101945 | 4151 BRIDGEWAY, LOCATED IN HOT BOX OUTSIDE METER PIT
4151 | BRIDGEWAY AVE | 43219 | Active | 66856 | AMES | 2000B | DC | 0.750 | 101944 | LOCATED IN METER PIT
4151 | BRIDGEWAY AVE | 43219 | Not Required by DOW | 342215 | WATTS | 009QT | RP | 0.500 | 103127 | KITCHEN
4151 | BRIDGEWAY AVE | 43219 | Not Required by DOW | 3867532 | WILKINS | 975XL | RP | 2.000 | 3607371 | MECH ROOM
4151 | BRIDGEWAY AVE | 43219 | Active | 1750410511 | AMES | 3000SS | DCDA | 8.000 | 101946 | IN METER PIT
4480 | BRIDGEWAY AVE | 43219 | Active | 16246 | WATTS | 919QT | RP | 1.500 | 3608112 | WEST END OF BUILDING
4480 | BRIDGEWAY AVE | 43219 | Active | 47129 | WATTS | 919QT | RP | 1.000 | 3613183 | WEST END OF BUILDING
4480 | BRIDGEWAY AVE | 43219 | Active | 2468B | WILKINS | 350ASTDA | DC | 8.000 | 3613184 | AT WEST END OF BUILDING
4480 | BRIDGEWAY AVE | 43219 | Active | 3987659 | WILKINS | 950XLD | DC | 0.750 | 3613185 | WEST END OF BUILDING
4489 | BRIDGEWAY AVE | 43219 | Active | 015154 | WATTS | LF909M1QT | RP | 2.000 | 3625083 | IN WEST SIDE OF BUILDING FIRE PUMP ROOM
4489 | BRIDGEWAY AVE | 43219 | Active | RF-0379 | AMES | COLT 500-GV | RPDA | 10.000 | 3626381 | HOT BOX BY ROAD
4489 | BRIDGEWAY AVE | 43219 | Active | 69635 | WATTS | 919QT | RP | 0.750 | 3626382 | HOT BOX BY ROAD
4489 | BRIDGEWAY AVE | 43219 | LPS - Active |  |  |  | LST |  | 3635952 | IN WEST SIDE OF BUILDING, FIRE PUMP ROOM
4510 | BRIDGEWAY AVE | 43219 | Active | V43415 | WILKINS | 350ADA | DCDA | 8.000 | 3616716 | EAST SIDE OF BUILDING IN CAGED AREA
4510 | BRIDGEWAY AVE | 43219 | Not Required by DOW | B047228 | WILKINS | 375XL | RP | 1.000 | 3616671 | EAST SIDE OF WAREHOUSE
4510 | BRIDGEWAY AVE | 43219 | Active | 20343 | WATTS | 919QT | RP | 1.500 | 3615421 | EASTSIDE WAREHOUSE BY METER
4510 | BRIDGEWAY AVE | 43219 | Active | 4074341 | WILKINS | 950XLD | DC | 0.750 | 3616717 | EAST SIDE OF BUILDING IN CAGED AREA
4515 | BRIDGEWAY AVE | 43219- | Active | 4490535 | WILKINS | RP | RP | 0.750 | 3375424 | WOMENS RESTROOM AT T-HANGERS
4580 | BRIDGEWAY AVE | 43219 | Not Required by DOW | 114272 | WATTS | LF009M2QT | RP | 1.000 | 3624323
4580 | BRIDGEWAY AVE | 43219 | Not Required by DOW | 107887 | WATTS | LF009M2QT | RP | 1.000 | 3622890 | EAST WALL OF BUILDING
4580 | BRIDGEWAY AVE | 43219 | Active | RF1239 | AMES |  | RPDA | 8.000 | 3622990 | EAST SIDE OF BUILDING
4580 | BRIDGEWAY AVE | 43219 | Active | 69866 | WATTS |  | RPDA | 0.750 | 3622991 | EAST SIDE OF BUILDING
4580 | BRIDGEWAY AVE | 43219 | Active | 30462 | WATTS | 919QT | RP | 2.000 | 3622888 | EAST WALL OF BUILDING
4600 | BRIDGEWAY AVE | 43219-1867 | Not Required by DOW | [5 empty] | 3375425 | BUILDING RAZED
4605 | BRIDGEWAY AVE | 43219- | Not Required by DOW | 117923 | WATTS | 007M2QT | DC | 1.500 | 102165 | ALONG EAST WALL OF WASH BAY
4605 | BRIDGEWAY AVE | 43219- | Active | B09699 | WILKINS | 975 | RP | 3.000 | 64545 | SW CORNER OF PARTS SUPPLY ROOM
4605 | BRIDGEWAY AVE | 43219- | Due Install |  |  |  | DCDA | 8.000 | 3638967
4616 | BRIDGEWAY AVE | 43219 | Not Required by DOW | 158446 | WATTS | LF009M2QT | RP | 2.000 | 3648563 | EAST CENTER WALL BY WATER METER
4616 | BRIDGEWAY AVE | 43219 | Active | 113705 | WATTS | LF009M2QT | RP | 2.000 | 3638376 | EAST CENTER WALL
4616 | BRIDGEWAY AVE | 43219 | Active | SK0845 | AMES | COLT 300 | DCDA | 6.000 | 3638377 | EAST CENTER WALL
4616 | BRIDGEWAY AVE | 43219 | Active | 54386 | AMES | 2000B | DC | 0.750 | 3638378 | EAST CENTER WALL
4726 | BRIDLE PATH CT | 43017-2599 | Active | 22643 | WATTS | 800QT | PVB | 1.000 | 64886 | FRONT OF HOUSE
4731 | BRIDLE PATH CT | 43017-2599 | Active | 601604 | WILKINS | 720A | PVB | 0.750 | 64905 | LEFT SIDE OF HOUSE
4739 | BRIDLE PATH CT | 43017-2599 | Active | T178696 | WILKINS | 720A | PVB | 0.750 | 64920 | LEFT FRONT
4742 | BRIDLE PATH CT | 43017-2599 | Active | H129541 | FEBCO | 765 | PVB | 0.750 | 64928 | FRONT OF HSE
4747 | BRIDLE PATH CT | 43017-2599 | Active | 600712 | WATTS | 800M2QT | PVB | 1.000 | 89815 | LEFT SIDE
4750 | BRIDLE PATH CT | 43017-2599 | Active | 21375 | WATTS | 800QT | PVB | 1.000 | 89814 | LEFT CENTER PAST GAS MTR
4584 | BRIDLE PATH LN | 43017-2597 | Active | T230525 | WILKINS | 720A | PVB | 0.750 | 3375440 | RIGHT BACK CORNER OF HOUSE
4592 | BRIDLE PATH LN | 43017-2597 | Active | 311470 | WATTS | 800 | PVB | 0.750 | 89817 | LEFT FRONT
4598 | BRIDLE PATH LN | 43017-2597 | Active | CB288681 | WILKINS | 720A | PVB | 0.750 | 3375441 | LEFT SIDE OF HOUSE
4603 | BRIDLE PATH LN | 43017-2598 | Active | 11675 | WATTS | 800M4QT | PVB | 1.000 | 64540 | LEFT SIDE OF HOUSE
4611 | BRIDLE PATH LN | 43017-2598 | Active | 631343 | WATTS | 800M4QT | PVB | 1.000 | 89818 | RIGHT SIDE
4612 | BRIDLE PATH LN | 43017-2597 | Active | AA4314 | FEBCO | 765 | PVB | 1.000 | 64570 | FRONT RIGHT OF DOOR
4647 | BRIDLE PATH LN | 43017-2598 | Active | H718338 | WILKINS | 720A | PVB | 0.750 | 96975 | BVACK LEFT UNDER ELECTRIC METER
4648 | BRIDLE PATH LN | 43017-2597 | Active | DF6970 | FEBCO | 765 | PVB | 1.000 | 64682 | SOUTH SIDE -- MIDDLE
6097 | BRIENNE CT | 43026-6073 | Active | T231515 | WILKINS | 720A | PVB | 0.750 | 3593999 | LEFT SIDE
6117 | BRIENNE CT | 43026-6073 | Active | T134701 | WILKINS | 720A | PVB | 0.750 | 102545 | RIGHT SIDE
2555 | BRIGGS RD | 43223-3110 | Due Install |  |  |  | RP |  | 3635876
2555 | BRIGGS RD | 43223-3110 | Active | L117820 | WILKINS | 375 | RP | 3.000 | 3632893 | 1ST FLOOR STORAGE ROOM NEXT TO MAIN ENTRANCE
2555 | BRIGGS RD | 43223-3110 | Active | 316880 | WILKINS | 975 | RP | 1.000 | 58625 | BOILER ROOM - Briggs H.S.
2634 | BRIGGS RD | 43223- | Not Required by DOW | [5 empty] | 3375561
3231 | BRIGGS RD | 43204-1701 | Active | 385037 | WATTS | 909M1QT | RP | 2.000 | 60236 | MECH ROOM BESIDE WATER METER NEW BUILDING
3501 | BRIGGS RD | 43204-1037 | Active | 73452 | AMES | 2000B | DC | 0.750 | 3618135 | METER VAULT WEST OF WEST DRIVE
3501 | BRIGGS RD | 43204-1037 | Active | 184716 | AMES | 3000SS | DCDA | 8.000 | 3618134 | METER VAULT WEST OF WEST DRIVE
3501 | BRIGGS RD | 43204-1037 | Active | 128904 | AMES | 4000SS | RP | 3.000 | 3618133 | HOT BOX AT METER VAULT NW ENTRANCE
3501 | BRIGGS RD | 43204-1037 | Not Required by DOW | 11207 | WATTS | 919QT | RP | 1.250 | 3616581 | BOILER ROOM
3680 | BRIGGS RD | 43228-3131 | Due Install |  |  |  | RP | 1.000 | 3652071 | BOILER ROOM
3680 | BRIGGS RD | 43228-3131 | Active | PK758 | APOLLO/CONBRACO | 4020402 | RP | 0.750 | 61454 | BOILER ROOM
3686 | BRIGGS RD | 43228-3167 | Due Install |  |  |  | RP | 1.000 | 3652072 | BOILER ROOM
3686 | BRIGGS RD | 43228-3167 | Active | ABN7937 | WILKINS | 975XL2 | RP | 0.750 | 61467 | BOILER ROOM
3692 | BRIGGS RD | 43228-3132 | Active | 3489622 | WILKINS | 975XLMS | RP | 0.750 | 61481 | BOILER ROOM
3692 | BRIGGS RD | 43228-3132 | Due Install |  |  |  | RP | 1.000 | 3652073 | BOILER ROOM
3700 | BRIGGS RD | 43228-3163 | Active | PK690 | APOLLO/CONBRACO | 4020402 | RP | 0.750 | 61503 | BOILER ROOM
3700 | BRIGGS RD | 43228-3163 | Due Install |  |  |  | RP | 1.000 | 3652074 | BOILER ROOM
3710 | BRIGGS RD | 43228-3164 | Due Install |  |  |  | RP | 1.000 | 3652075
3710 | BRIGGS RD | 43228-3164 | Active | 384620 | WATTS | 009M3QT | RP | 0.750 | 61543 | BOILER ROOM
3722 | BRIGGS RD | 43228-3165 | Due Install |  |  |  | RP | 1.000 | 3652077 | BOILER ROOM
3766 | BRIGGS RD | 43228-3159 | Due Install |  |  |  | RP | 1.000 | 3652076 | BOILER ROOM
3766 | BRIGGS RD | 43228-3159 | Active | PK706 | CONBRACO | 4020402 | RP | 0.750 | 61699 | BOILER ROOM
3800 | BRIGGS RD | 43228-3144 | LPS - Active | [5 empty] | 3628099
3800 | BRIGGS RD | 43228-3144 | Not Required by DOW | 2542640 | WILKINS | 975XLBMS | RP | 1.000 | 96367 | BOILER ROOM - Wedgewood M. S.
3800 | BRIGGS RD | 43228-3144 | Active | V12771 | WILKINS | 350 | DC | 8.000 | 96365 | SW SIDE OF BLDG SIDE DOOR - Wedgewood M. S.
3800 | BRIGGS RD | 43228-3144 | Due Install |  |  |  |  | 3.000 | 3639562
3800 | BRIGGS RD | 43228-3144 | Active | L35906 | WILKINS | 375DA | RP | 3.000 | 96366 | SW SIDE OF BLDG (SIDE DOOR) - Wedgewood M. S.
3800 | BRIGGS RD | 43228-3144 | Active | 2595994 | WILKINS | 950XLD | DC | 0.750 | 96270 | SW SIDE OF BLDG SIDE DOOR - Wedgewood M. S.
2300 | BRIGGS RD UNIT EAST | 43223-3218 | Active | 83124 | WATTS | 009 | RP | 1.000 | 3375552 | SE IN GARAGE REPAIR AREA AT WATER METER -FAST LANE GARAGE
2300 | BRIGGS RD UNIT WEST | 43223-3218 | Not Required by DOW |  |  |  | RP |  | 3375553 | BSMNT AT WATER METER
631 | BRIGGS ST | 43206-1332 | Active | 4209382 | WILKINS | 975XL | RP | 0.750 | 3375695 | LEFT SIDE OF THE HOUSE
673 | BRIGGS ST | 43206-1332 | Active | 65728 | WATTS | LF919QT | RP | 1.000 | 3631352 | BASEMENT S/E WALL, ALLEY SIDE
4200 | BRIGHT RD | 43016-9513 | Not Required by DOW | T085459 | WILKINS | 720A | PVB | 0.750 | 88584 | E SIDE BRIGHT RD SIDE BEHIND GAS METER
4200 | BRIGHT RD | 43016-9513 | Active | 108864 | WATTS | 009M3QT | RP | 0.750 | 63233 | BASEMENT AT WATER METER
4176 | BRIGHTON ROSE WAY | 43219 | Active | 1979470520 | AMES | 3000 | DCDA | 6.000 | 3644831 | NORTH OUTSIDE MECHANICAL ROOM
4176 | BRIGHTON ROSE WAY | 43219 | Active | 30390 | WATTS | 007 | DC | 0.750 | 3644832 | NORTH OUTSIDE MECHANICAL ROOM
4176 | BRIGHTON ROSE WAY | 43219 | Active | TK-0854 | WATTS | 957 | RP | 4.000 | 3644830 | NORTH OUTSIDE MECHANICAL ROOM
4176 | BRIGHTON ROSE WAY | 43219 | Not Required by DOW | 25432 | WATTS | LF919QT | RP | 1.500 | 3648999 | MECH ROOM NEAR WATER METER
4176 | BRIGHTON ROSE WAY | 43219 | Not Required by DOW | 086584 | WATTS | LF009QT | RP | 1.500 | 3648873 | POOL MECH ROOM
4176 | BRIGHTON ROSE WAY | 43219 | LPS - Active |  |  |  | LPC |  | 3648714 | NORTH OUTSIDE DOOR MECHANICAL ROOM - DOMESTIC BOOSTER PUMP
4176 | BRIGHTON ROSE WAY | 43219 | LPS - Active |  |  |  | LST |  | 3644834 | NORTH OUTSIDE DOOR MECHANICAL ROOM - FIRE BOOSTER PUMP
4201 | BRIGHTON ROSE WAY | 43219 | Active | 43648 | WILKINS | 375A | RP | 4.000 | 3640690 | METER ROOM MACYS GARAGE
4211 | BRIGHTON ROSE WAY | 43219 | Active | HC29935 | WILKINS | 950XLD | DC | 0.750 | 3640919 | METER ROOM MACYS GARAGE
4211 | BRIGHTON ROSE WAY | 43219 | Active | V54540 | WILKINS | 350ADA | DCDA | 6.000 | 3640918 | METER ROOM MACYS GARAGE
4211 | BRIGHTON ROSE WAY | 43219 | Active | 24800C | WILKINS | 375AST | RP | 3.000 | 3640691 | METER ROOM MACYS GARAGE
5900 | BRIGIDS CLOSE DR | 43017-3423 | Active | 34433 | WATTS | 800M2QT | PVB | 1.000 | 68250 | LEFT FRONT
5901 | BRIGIDS CLOSE DR | 43017-3421 | Active | 7062 | WATTS | 800QT | PVB | 0.750 | 68281 | LEFT SIDE OF HOUSE
5925 | BRIGIDS CLOSE DR | 43017-3421 | Active | 34475 | WATTS | 800M4QT | PVB | 1.000 | 89819 | FRONT LEFT OF FRONT DOOR
5933 | BRIGIDS CLOSE DR | 43017-3421 | Active | G043872 | WILKINS | 720A | PVB | 0.750 | 91801 | RIGHT SIDE
5965 | BRIGIDS CLOSE DR | 43017-3421 | Active | 169966 | WATTS | 800M4QT | PVB | 1.000 | 68420 | WEST SIDE OF HOUSE
5973 | BRIGIDS CLOSE DR | 43017-3421 | Active | 18453 | FEBCO | 765 | PVB | 1.000 | 68443 | FRONT LEFT OF DOOR
6000 | BRIGIDS CLOSE DR | 43017-3428 | Active | 6689 | FEBCO | 765 | PVB | 0.750 | 68532 | RIGHT SIDE OF HOUSE
6001 | BRIGIDS CLOSE DR | 43017- | Active | 31105 | WATTS | 800M2QT | PVB | 1.000 | 68577 | ENTRANCE BEHIND S.WALL @ AVERY MUIRFIELD
6008 | BRIGIDS CLOSE DR | 43017-3428 | Active | H193272 | FEBCO | 765 | PVB | 1.000 | 68686 | LEFT CENTER
6025 | BRIGIDS CLOSE DR | 43017-3430 | Active | G105570 | WILKINS | 720A | PVB | 1.000 | 87126 | Left side of house
6048 | BRIGIDS CLOSE DR | 43017-3428 | Active | 149383 | WILKINS | 720A | PVB | 1.000 | 89820 | LEFT SIDE
6065 | BRIGIDS CLOSE DR | 43017-3430 | Active | 150363 | WILKINS | 720A | PVB | 0.750 | 89821 | LEFT OF HOUSE
6096 | BRIGIDS CLOSE DR | 43017-3428 | Active | 277953 | WILKINS | 720A | PVB | 1.000 | 68978 | LEFT SIDE
6104 | BRIGIDS CLOSE DR | 43017-3429 | Active | 509064 | WILKINS | 720A | PVB | 0.750 | 89822 | RIGHT SIDE
6105 | BRIGIDS CLOSE DR | 43017-3431 | Active | cb190323 | WILKINS | 720A | PVB | 0.750 | 89823 | RIGHT SIDE
6112 | BRIGIDS CLOSE DR | 43017-3429 | Active | G246119 | WILKINS | 720A | PVB | 0.750 | 89824 | right side
6120 | BRIGIDS CLOSE DR | 43017-3429 | Active | 263339 | WILKINS | 720A | PVB | 1.000 | 87577 | LEFT SIDE OF HOUSE
4099 | BRINSWORTH DR | 43016-7397 | Active | H336770 | FEBCO | 765 | PVB | 0.750 | 88303 | FRONT OF HOUSE
4107 | BRINSWORTH DR | 43016-7927 | Active | H275571 | FEBCO | 765 | PVB | 0.750 | 95281 | RIGHT SIDE
4115 | BRINSWORTH DR | 43016-7927 | Active | G043806 | WILKINS | 720A | PVB | 0.750 | 91398 | RIGHT SIDE
4123 | BRINSWORTH DR | 43016 | Active | 318000 | WATTS | 800M4QT | PVB | 0.750 | 3601526 | Right Side
4131 | BRINSWORTH DR | 43016-7927 | Not Required by DOW | A083443 | WILKINS | 720A | PVB | 0.750 | 103042 | FRONT
4131 | BRINSWORTH DR | 43016-7927 | Not Required by DOW | 34750 | WATTS | 919AQT | RP | 0.750 | 100807 | BASEMENT BY SUMP PUMP
4131 | BRINSWORTH DR | 43016-7927 | Active | 320822 | WATTS | LF009M3QT | RP | 0.750 | 3650193 | BSMNT AT WATER METER
4165 | BRINSWORTH DR | 43016-7927 | Active | T205438 | WILKINS | 720A | PVB | 0.750 | 3611336 | FRONT -RIGHT OF DOOR
4166 | BRINSWORTH DR | 43016-7926 | Active | F031325 | WILKINS | 720A | PVB | 0.750 | 95282 | RIGHT SIDE
4173 | BRINSWORTH DR | 43016-7927 | Active | T363425 | WILKINS | 720A | PVB | 0.750 | 88963 | RIGHT FRONT
4174 | BRINSWORTH DR | 43016-7926 | Active | T191709 | WILKINS | 720 | PVB | 0.750 | 3609631 | LEFT SIDE OF HOUSE
4181 | BRINSWORTH DR | 43016- | Active | CB078658 | WILKINS | 720 | PVB | 0.750 | 3597592 | LEFT SIDE OF HOUSE
4182 | BRINSWORTH DR | 43016-7926 | Active | G204841 | WILKINS | 720A | PVB | 0.750 | 91864 | RIGHT SIDE OF HOUSE
4189 | BRINSWORTH DR | 43016-7927 | Active | G080969 | WILKINS | 720A | PVB | 0.750 | 95284 | RIGHT SIDE
4190 | BRINSWORTH DR | 43016-7926 | Active | CB548483 | WILKINS | 720A | PVB | 0.750 | 100625 | LEFT SIDE
4197 | BRINSWORTH DR | 43016- | Active | CAA49080 | WILKINS | 720A | PVB | 0.750 | 3607486 | RIGHT FRONT
4198 | BRINSWORTH DR | 43016 | Active | G242173 | WILKINS | 720A | PVB | 0.750 | 98694 | RIGHT SIDE
1604 | BRISTOL COMMONS PL | 43240-2138 | Active | 01525 | WATTS | 800M4FR | PVB | 1.000 | 95166 | RIGHT SIDE OF HOUSE
1609 | BRISTOL COMMONS PL | 43240-2139 | Active | HG29879 | FEBCO | 765 | PVB | 1.000 | 92367 | RIGHT SIDE OF HOUSE
7580 | BRISTOL DR | 43017-8365 | Active | 779318 | WILKINS | 720A | PVB | 1.000 | 72272 | LEFT SIDE REAR
7589 | BRISTOL DR | 43017-8365 | Active | AL0802 | FEBCO | 765 | PVB | 0.750 | 72280 | WEST/SOUTH CORNER
5525 | BRISTOL PKWY | 43017-8359 | Active | T471879 | Wilkins | 720A | PVB | 1.000 | 67167 | LEFT CENTER BY A/C
5532 | BRISTOL PKWY | 43017-8360 | Active | 367543 | WILKINS | 720A | PVB | 1.000 | 67192 | LEFT SIDE OF HOUSE
5539 | BRISTOL PKWY | 43017-8359 | Active | G214409 | WILKINS | 720A | PVB | 0.750 | 96430 | LEFT SIDE FRONT CORNER
5544 | BRISTOL PKWY | 43017-8360 | Active | EAF3517 | WILKINS | 720A | PVB | 1.000 | 3376307 | RIGHT SIDE OF HOUSE
5551 | BRISTOL PKWY | 43017-8359 | Active | CB583119 | WILKINS | 720A | PVB | 0.750 | 96514 | RIGHT SIDE OF HOUSE
5556 | BRISTOL PKWY | 43017-8360 | Active | 23778 | WATTS | 800QT | PVB | 1.000 | 67294 | WEST SIDE OF HOUSE
5563 | BRISTOL PKWY | 43017-8359 | Active | AE3281 | FEBCO | 765 | PVB | 0.750 | 67308 | OUTSIDE/FRONT
5570 | BRISTOL PKWY | 43017-8360 | Active | T315813 | WILKINS | 720A | PVB | 0.750 | 67315 | WEST SIDE OF HOUSE LEFT CENTER
5579 | BRISTOL PKWY | 43017-8359 | Active | 19266 | FEBCO | 765 | PVB | 1.000 | 67327 | FRONT LEFT OF DOOR BY GAR
2237 | BRISTOL RD | 43221-1203 | Active | G142789 | WILKINS | 720A | PVB | 0.750 | 97584 | right of front door
2582 | BRISTOL RD | 43221-1100 | Active | T364311 | WILKINS | 720A | PVB | 0.750 | 90644 | FRONT OF HOUSE
257 | BRISTOL WAY | 43085-3272 | Active | ZK580 | CONBRACO | PVB | PVB | 1.000 | 91877 | LEFT OF FRONT DOOR
275 | BRISTOL WAY | 43085-3272 | Active | A038303 | WILKINS | 720A | PVB | 0.750 | 59171 | RIGHT SIDE OF HOUSE
291 | BRISTOL WOODS CT | 43085-3270 | Active | 3164206 | WILKINS | 975XL2 | RP | 1.000 | 99715 | LEFT SIDE OF HOUSE
292 | BRISTOL WOODS CT | 43085-3270 | Active | W587798 | WILKINS | 720A | PVB | 1.000 | 59576 | S/E CORNER
315 | BRISTOL WOODS CT | 43085-3270 | Active | F040232 | WILKINS | 720A | PVB | 0.750 | 88952 | FRONT OF HOUSE
1936 | BRITAINS LN | 43224-3669 | Due Install |  |  |  | RP |  | 3393213
1175 | BRITTANY LN | 43220-4074 | Active | G239963 | WILKINS | 720A | PVB | 1.000 | 98724 | LEFT OF FRONT DOOR
1180 | BRITTANY LN | 43220-4074 | Active | 748809 | WILKINS | 720A | PVB | 1.000 | 3376553 | RIGHT SIDE
1185 | BRITTANY LN | 43220-4074 | Active | T209624 | WILKINS | 720A | PVB | 1.000 | 54198 | S/W CORNER OF HOUSE
1190 | BRITTANY LN | 43220-4074 | Active | T172114 | WILKINS | 720A | PVB | 1.000 | 54209 | OUTSIDE WEST SIDE OF HOUSE
1195 | BRITTANY LN | 43220-4074 | Active | H006808 | FEBCO | 765 | PVB | 0.750 | 54220 | LEFT SIDE OF HOUSE
1205 | BRITTANY LN | 43220-4074 | Active | H010002 | FEBCO | 765 | PVB | 0.750 | 54287 | RIGHT OF FRONT DOOR
1210 | BRITTANY LN | 43220-4074 | Active | 41051 | WATTS | 800M2QT | PVB | 1.000 | 89827 | RIGHT SIDE
1215 | BRITTANY LN | 43220-4074 | Active | B12074 | FEBCO | 765 | PVB | 0.750 | 75113 | LEFT SIDE OF HOUSE
1220 | BRITTANY LN | 43220-4074 | Active | 243444 | WATTS | 800M4QT | PVB | 0.750 | 54334 | FRONT OF HOUSE
1225 | BRITTANY LN | 43220-4074 | Active | T212034 | WILKINS | 720A | PVB | 1.000 | 3609779 | RIGHT SIDE REAR
1230 | BRITTANY LN | 43220-4074 | Active | 83056 | WATTS | 800M4QT | PVB | 1.000 | 54366 | FRONT OF HOUSE BY GAS METER
1240 | BRITTANY LN | 43220-4074 | Active | HE75319 | FEBCO | 765 | PVB | 1.000 | 89828 | LEFT SIDE OF HOUSE
1250 | BRITTANY LN | 43220-4074 | Active | 585596 | WILKINS | 720A | PVB | 1.000 | 89829 | RIGHT SIDE OF HOUSE
4906 | BRITTON FARMS CT | 43026-8201 | Active | CAA03296 | WILKINS | 720A | PVB | 1.000 | 65393 | RIGHT FRONT
4957 | BRITTON FARMS CT | 43026-8201 | Active | 375145 | WILKINS | 420XL | PVB | 1.000 | 3610079 | N/E CORNER RIGHT SIDE
4965 | BRITTON FARMS CT | 43026-8201 | Active | CB0003332 | WILKINS | 720A | PVB | 0.750 | 3376607
4977 | BRITTON FARMS CT | 43026-8201 | Active | G125098 | WILKINS | 720A | PVB | 0.750 | 65533 | LEFT FRONT
4737 | BRITTON FARMS DR | 43026- | Active | CB157663 | WILKINS | 720A | PVB | 1.000 | 3376609 | NW CORNER BEHIND WALL BRITTON FARMS & DAVIDSON
4765 | BRITTON FARMS DR | 43026-9089 | Active | 809490 | WILKINS | 720A | PVB | 0.750 | 64979 | OUTSIDE
4787 | BRITTON FARMS DR | 43026-9089 | Active | 954965 | WILKINS | 720A | PVB | 1.000 | 65045 | RIGHT SIDE OF HSE CENTER BY GAS METER
4814 | BRITTON FARMS DR | 43026-9092 | Active | A14238 | FEBCO | 765 | PVB | 0.750 | 65130 | LT SIDE
4884 | BRITTON FARMS DR | 43026-9092 | Active | T148712 | WILKINS | 720A | PVB | 0.750 | 65332 | LEFT SIDE OF HOUSE
5104 | BRITTON FARMS DR | 43026-9085 | Active | T381011 | WILKINS | 720 | PVB | 0.750 | 3376655 | LEFT FRONT
5198 | BRITTON FARMS DR | 43026- | Active | AA7716 | FEBCO | 765 | PVB | 1.500 | 3376663 | SW CORNER BRITTON FARMS & BRITTON PKWY
5205 | BRITTON FARMS DR | 43026-8180 | Active | H427788 | WILKINS | 720A | PVB | 1.000 | 66401 | RIGHT FRONT
4123 | BRITTON PKWY | 43026 | Not Required by DOW | R11E1052014 | BEECO | FRP | RP | 3.000 | 3616521 | 4115 RISER ROOM
4123 | BRITTON PKWY | 43026 | Active | 71543 | AMES | 2000B | DC | 0.750 | 3606018 | METER HOUSE N OF DRIVE, E METER ROOM
4123 | BRITTON PKWY | 43026 | Active | 1820011213 | AMES | 3000SS | DCDA | 8.000 | 3606017 | BRICK METER HOUSE N OF DRIVE, NORTH OF LEASING OFFICE
4123 | BRITTON PKWY | 43026 | Active | 1277960214 | AMES | 4000SS | RP | 4.000 | 3605781 | BRICK METER HOUSE N OF DRIVE AT WATER METER N OF LEASING OFFICE
4123 | BRITTON PKWY | 43026 | Not Required by DOW | CB403037 | WILKINS | 720A | PVB | 1.000 | 3632446 | 4115 BRITTON PKWY POOL HOUSE
4401 | BRITTON PKWY | 43026 | Not Required by DOW | 3883610 | WILKINS | 975XL2 | RP | 2.000 | 3605894 | 4363 ALL SEASONS DR, 1ST FL MECH RM - E SIDE OF BLDG
4401 | BRITTON PKWY | 43026 | Not Required by DOW | J048487 | FEBCO | 825Y | RP | 0.750 | 3616995 | SPRINKLER MECH ROOM
4401 | BRITTON PKWY | 43026 | Not Required by DOW | 22327 | WATTS | LF919QT | RP | 2.000 | 103862 | 4343 ALL SEASONS DR, MECHANICAL ROOM
4401 | BRITTON PKWY | 43026 | Active | 70849 | AMES | 2000B | DC | 0.750 | 103870 | IN PIT NE OF GIANT EAGLE PARKNG LOT JUST S OF GAS STATION
4401 | BRITTON PKWY | 43026 | Active | 1272300813 | AMES | 4000SS | RP | 3.000 | 103901 | HOT BOX AT PIT NE OF GIANT EAGLE PARKNG LOT S OF GETGO GAS (4051 BRITTON)
4401 | BRITTON PKWY | 43026 | Active | 1814950313 | AMES | 3000SS | DCDA | 8.000 | 103903 | IN PIT NE OF GIANT EAGLE PARKNG LOT S OF GAS STATI0N ENTRANCE
4401 | BRITTON PKWY | 43026 | Not Required by DOW | 17889 | WATTS | LF919QT | RP | 2.000 | 3605677 | IN CEILING OF HALLWAY NEXT TO COOLER UNIT 3901
4401 | BRITTON PKWY | 43026 | Active | OC-2384 | AMES | 4000CIV | RP | 3.000 | 3603699 | GIANT EAGLE
4401 | BRITTON PKWY | 43026 | Not Required by DOW | 21911 | WATTS | 919QT | RP | 2.000 | 3351130 | 4051 BRITTON PKWY - GET GO, MECHANICAL ROOM
4401 | BRITTON PKWY | 43026 | Not Required by DOW | X29306 | WILKINS | 375A | RP | 3.000 | 3351131 | GIANT EAGLE, SW REAR OF BUILDING
4477 | BRITTON PKWY | 43026- | Not Required by DOW | X10897 | WILKINS | 375A | RP | 4.000 | 3605634 | USE 6/3/15 CAG. CBI MECHANICAL ROOM WEST
4477 | BRITTON PKWY | 43026- | Not Required by DOW | 3094670 | WILKINS | 975XL | RP | 2.000 | 3605635 | USE 6/3/15 CAG. CBI MECHANICAL ROOM WEST
4477 | BRITTON PKWY | 43026- | Not Required by DOW | 201080 | WATTS | 007M3QT | DC | 0.750 | 3605636 | USE 6/3/15 CAG. RBI WEST BASEMENT MECHANICAL ROOM
4477 | BRITTON PKWY | 43026- | Not Required by DOW | IJ-0303 | WATTS | 757 | DC | 6.000 | 3605637 | USE 6/3/15 CAG. RBI WEST BASEMENT MECHANICAL ROOM
4477 | BRITTON PKWY | 43026- | Not Required by DOW | 3117151 | WILKINS | 975XL | RP | 2.000 | 3605638 | USE 6/3/15 CAG. RBI WEST BASEMENT MECHANICAL ROOM
4477 | BRITTON PKWY | 43026- | Not Required by DOW | X10896 | WILKINS | 375A | RP | 4.000 | 3605639 | USE 6/3/15 CAG. RBI WEST BASEMENT MECHANICAL ROOM
4477 | BRITTON PKWY | 43026- | Not Required by DOW | 3078203 | WILKINS | 975XL | RP | 1.500 | 3605640 | USE 6/3/15 CAG. BOILER ROOM EAST WALL
4477 | BRITTON PKWY | 43026- | Not Required by DOW | 3078182 | WILKINS | 975XL | RP | 1.500 | 3605641 | USE 6/3/15 CAG. BOILER ROOM BY AIR SEPARATOR IN CEILING
4477 | BRITTON PKWY | 43026- | Not Required by DOW | L47708 | WILKINS | 375 | RP | 3.000 | 3605642 | USE 6/3/15 CAG. BOILER ROOM BY WEST EXIT
4477 | BRITTON PKWY | 43026- | Not Required by DOW | IE-0606 | WATTS | 757 | DC | 6.000 | 3605633 | USE 6/3/15 CAG. CBI MECHANICAL ROOM WEST
4477 | BRITTON PKWY | 43026- | Not Required by DOW | 225039 | WATTS | 007M3QT | DC | 0.750 | 3605632 | USE 6/3/15 CAG. CBI MECHANICAL ROOM WEST
4477 | BRITTON PKWY | 43026- | Not Required by DOW | 3078172 | WILKINS | 975 | RP | 1.500 | 3605643 | USE 6/3/15 CAG. BOILER ROOM BY BIG EXPANSION TANK IN PUMP PIT
4477 | BRITTON PKWY | 43026- | Not Required by DOW | A02484 | AMES | 2000B | DC | 2.000 | 3605631 | USE 6/3/15 CAG. PUMP HOUSE SOUTH WALL
4504 | BRITTON PKWY | 43026- | Active | 2979513 | WILKINS | 975XL | RP | 2.000 | 103877 | 4192 ANSON DR, HOT BOX NE CORNER OF BRITTON PKWY & S CLARA CT FOR IRRIGATION
4674 | BRITTON PKWY | 43026 | Active | 93196 | WATTS | LF919QT | RP | 0.750 | 3654061 | HOT BOX AT SOUTH END OF PROPERTY
4674 | BRITTON PKWY | 43026 | Not Required by DOW | B115671 | WILKINS | 375XL | RP | 1.50 | 3635803 | MECH ROOM
4674 | BRITTON PKWY | 43026 | Active | RJ-0653 | AMES | COLT 500-GV | RPDA | 8.000 | 3626375 | IN HOT BOX
4674 | BRITTON PKWY | 43026 | Active | QJ-1292 | AMES | COLT 400 | RP | 3.000 | 3626374 | IN HOT BOX
4770 | BRITTON PKWY | 43026 | Active | 3551624 | WILKINS | 975XL | RP | 2.000 | 3603642 | MECHANICAL ROOM / SPRINKLER ROOM
4770 | BRITTON PKWY | 43026 | Not Required by DOW | 45646 | WATTS | 919QT | RP | 1.000 | 3603641 | INSIDE ACCESS PANEL ON THE STAGE
4770 | BRITTON PKWY | 43026 | Not Required by DOW | 16355 | WATTS | 919QT | RP | 1.500 | 3603640 | MECHANICAL ROOM / SPRINKLER ROOM
4770 | BRITTON PKWY | 43026 | Active | 12775 | AMES | 4000B | RP | 0.750 | 3603639 | MECHANICAL ROOM / SPRINKLER ROOM
4770 | BRITTON PKWY | 43026 | Active | 1061260613 | AMES | 5000 | RPDA | 6.000 | 3602796 | MECHANICAL ROOM / SPRINKLER ROOM
5349 | BRITTON PKWY | 43026- | Active | 3791498 | WILKINS | 975XL | RP | 1.500 | 95634 | NWEST SIDE HAYDEN RUN AND BRITTON FOR IRRIGATION SYSTEM
5500 | BRITTON PKWY | 43026-7456 | Active | 52235 | AMES | 2000B | DC | 0.750 | 92455 | MECH/FURN ROOM
5500 | BRITTON PKWY | 43026-7456 | Not Required by DOW | W305214 | WILKINS | 975XLBMS | RP | 1.000 | 92454 | MECH ROOM BEHIND METER
5500 | BRITTON PKWY | 43026-7456 | Active | 2280854 | WILKINS | 975XLBMS | RP | 1.500 | 92430 | MECH/FURN ROOM AT WATER METER
5500 | BRITTON PKWY | 43026-7456 | Active | 1541911006 | AMES | 3000SS | DCDA | 4.000 | 92456 | MECH ROOM 1ST FLOOR
5550 | BRITTON PKWY | 43026-7456 | Active | 113067 | WATTS | 009PCQT | RP | 1.500 | 87678 | FIRE PUMP ROOM
5550 | BRITTON PKWY | 43026-7456 | Active | 241928 | WATTS | 009PCQT | RP | 2.000 | 87677 | FIRE PUMP ROOM
5550 | BRITTON PKWY | 43026-7456 | Active | 240803 | WATTS | 009M2QT | RP | 2.000 | 87676 | FIRE PUMP ROOM
5550 | BRITTON PKWY | 43026-7456 | LPS - Active | [5 empty] | 3639527 | FIRE PUMP
5550 | BRITTON PKWY | 43026-7456 | Active | 07260 | WATTS | 007QT | DC | 0.750 | 88343 | ABOVE CEILING IN 021
5550 | BRITTON PKWY | 43026-7456 | Active | 1431300605 | AMES | 3000SS | DCDA | 8.000 | 87681 | FIRE PUMP ROOM
5550 | BRITTON PKWY | 43026-7456 | Active | 44558 | AMES | 2000B | DC | 0.750 | 87680 | FIRE PUMP ROOM
5550 | BRITTON PKWY | 43026-7456 | Active | 108325 | WATTS | 009PCQT | RP | 1.500 | 87679 | PENTHOUSE
5600 | BRITTON PKWY | 43016-1274 | Not Required by DOW | 4235728 | Wilkins | 975XL | RP | 1.500 | 67373 | IN NW MEC/RISER ROOM BY RESTROOM
5600 | BRITTON PKWY | 43016-1274 | Due Install |  |  |  | DCDA | 6.000 | 3636772 | IN PIT ON FIRE LINE
5600 | BRITTON PKWY | 43016-1274 | Active | 216341 | WATTS | LF009M2QT | RP | 2.000 | 3653834 | IN HOT BOX NW CORNER BY STREET
5600 | BRITTON PKWY | 43016-1274 | Active | 2DL0073 | AMES | 2000SS | DC | 6.000 | 67372 | NW MECAHNICAL ROOM WEST SIDE OF BUILDING
5700 | BRITTON PKWY | 43016-1212 | Not Required by DOW | 290946 | WATTS | 909M1QT | RP | 2.000 | 67641 | MACYS FRONT WEST CORNER
5700 | BRITTON PKWY | 43016-1212 | Not Required by DOW | AC0833 | FEBCO | 765 | PVB | 1.500 | 68000 | SW CORNER @ CURB IN FRONT OF WORLD MARKET
5700 | BRITTON PKWY | 43016-1212 | Active | 114311 | WATTS | LF009M2QT | RP | 1.500 | 3651633 | IN H/BOX AT PIT S OF ENTRANCE - W OF WORLD MARKET FRT DOOR
5800 | BRITTON PKWY | 43016-1206 | Active | 66056 | AMES | 2000BM3 | DC | 0.750 | 3651632 | IN PIT S OF 2nd ENTRANCE NW OF BEST BUY
5800 | BRITTON PKWY | 43016-1206 | Not Required by DOW | 663035 | WILKINS | 975XL | RP | 1.500 | 68001 | MECH/RISER FIRE PANEL RM -S OF 5740 BACK DR
5800 | BRITTON PKWY | 43016-1206 | Not Required by DOW | 77712 | WATTS | 009QT | RP | 2.000 | 68003 | MATTRESS MART SOUTH EAST SIDE
5800 | BRITTON PKWY | 43016-1206 | Active | 097472 | WATTS | LF009M2QT | RP | 1.500 | 3633781 | IN HOT BOT AT PIT S SIDE OF ENTRANCE S OF WALLMART
5800 | BRITTON PKWY | 43016-1206 | Active | VJ-0211 | AMES | COLT 300GV | DCDA | 8.000 | 3651698 | IN PIT S OF 2nd ENTRANCE NW OF BEST BUY
5800 | BRITTON PKWY | 43016-1206 | Not Required by DOW | 77706 | WATTS | 009QT | RP | 2.000 | 68002 | BEST BUY AT MOP SINK (Stock Room)
5800 | BRITTON PKWY | 43016-1206 | Not Required by DOW | 096244 | WATTS | LF009M2QT | RP | 1.500 | 3651197 | IN MESH CAGE AFTER RP CONTINMENT H/BOX AT PIT W OF BEST BUY
5900 | BRITTON PKWY | 43016-1207 | Not Required by DOW | 16379 | WATTS | 919AQT | RP | 1.000 | 95874 | GARDEN CENTER STORAGE ROOM CLOSET
5900 | BRITTON PKWY | 43016-1207 | Not Required by DOW | 00414 | WATTS | 007QT | DC | 0.500 | 96083 | TOP & BEHIND S END OF PRODUCE CASE BY BREAD
5900 | BRITTON PKWY | 43016-1207 | Active | Z5900 | WATTS | 007M1PCQT | DC | 0.750 | 98766 | PIT BY ROAD
5900 | BRITTON PKWY | 43016-1207 | Not Required by DOW | 12157 | WATTS | 008PCQT | PVB | 0.750 | 96407 | MEAT UTILITY ROOM
5900 | BRITTON PKWY | 43016-1207 | Not Required by DOW | 39083 | WATTS | 919QT | RP | 2.000 | 98542 | GARDEN CENTER STORAGE CLOSET
5900 | BRITTON PKWY | 43016-1207 | Not Required by DOW | 21285 | WATTS | 007QT | DC | 0.500 | 98765 | SUBWAY INSIDE PREP DR
5900 | BRITTON PKWY | 43016-1207 | Active | 141241 | WATTS | 709 | DCDA | 6.000 | 98669 | PIT BY ROAD
5900 | BRITTON PKWY | 43016-1207 | Not Required by DOW | 12632 | WATTS | 008PCQT | PVB | 0.750 | 96405 | DELI UTILITY ROOM BY SINK
5900 | BRITTON PKWY | 43016-1207 | Active | 0266 | WATTS | 957 | RP | 3.000 | 98543 | JANITOR CLOSET - VESTIBULE BY N ENTRANCE
5900 | BRITTON PKWY | 43016-1207 | Not Required by DOW | 11747 | WATTS | 008PCQT | PVB | 0.750 | 96406 | SW PRODUCE ABOVE MOP SINK
5900 | BRITTON PKWY | 43016-1207 | Not Required by DOW | 13139 | WATTS | 008PCQT | PVB | 0.750 | 96404 | BAKERY UTILITY ROOM BACK CORNER
5900 | BRITTON PKWY | 43016-1207 | Not Required by DOW | 12868 | WATTS | 008PCQT | PVB | 0.750 | 96408 | SE DOCK ABOVE MOP SINK DAIRY AREA
5900 | BRITTON PKWY | 43016-1207 | Not Required by DOW | 00284 | WATTS | 007QT | DC | 0.750 | 96084 | BEHIND AND ABOVE BAKERY OVEN,HIGH & VERTICLE
5900 | BRITTON PKWY | 43016-1207 | Active | 00737 | AMES | 4000B | RP | 2.000 | 98497 | HOT BOX S OF BANK AT ENTRANCE 5902 BRITTON PKWY A WATER METER 17916001
5915 | BRITTON PKWY | 43016-1291 | Not Required by DOW | 352672 | WILKINS | 975 | RP | 1.000 | 68316 | LAZBOY SHOWROOM -SW MECH/RISER RM AFTER METER FOR IRRIG
5915 | BRITTON PKWY | 43016-1291 | Active | 037686 | WATTS | LF909QT | RP | 1.000 | 3624502 | SW MECH/RISER RM AT WATER METER -LAZBOY
5915 | BRITTON PKWY | 43016-1291 | Active | 97973 | WATTS | 007QT | DC | 0.750 | 68317 | LAZBOY SHOWRM -SW MECH/RISER RM #313
5915 | BRITTON PKWY | 43016-1291 | Active | 3AM0216 | AMES | 3000 | DCDA | 4.000 | 68315 | LAZBOY SHOWRM -SW MECH/RISER RM # 313
5929 | BRITTON PKWY | 43016-1291 | Active | 3AM0444 | AMES | 3000SS | DCDA | 6.000 | 68338 | RECEIVING AREA
5929 | BRITTON PKWY | 43016-1291 | Active | 97905 | WATTS | 007M2QT | DC | 0.750 | 68340 | RECEIVING AREA-FIRE BYPASS
5929 | BRITTON PKWY | 43016-1291 | Active | ABX4531 | WILKINS | 975XL2 | RP | 1.000 | 3654614 | STOCK ROOM
5929 | BRITTON PKWY | 43016-1291 | Active | 87657 | WATTS | 800M4QT | PVB | 1.000 | 68339 | N/W REAR CORNER UNDER SHELF RIGHT OF FIRE DCDA
5930 | BRITTON PKWY | 43016-1207 | Not required by DOW | ABH3027 | WILKINS | 975XL2 | RP | 1.000 | 3650809 | SOUTH MECH ROOM AT DEDUCT METER ABOVE CITY METER
5930 | BRITTON PKWY | 43016-1207 | Active | ACC8809 | WILKINS | 975XL2 | RP | 2.000 | 3650808 | SOUTH MECH ROOM AT WATER METER
6085 | BRITTON PKWY | 43016- | Active | J039924 | FEBCO | 825YA | RP | 1.000 | 68949 | 6085 EMERALD PKWY, INSIDE MECHANICAL ROOM
6085 | BRITTON PKWY | 43016- | Due Install |  |  |  | RP | 1.000 | 3638252 | 6085 EMERALD PKWY MID MECH ROOM AT WATER METER, JUST N OF TUTTLE CR
4501 | BRITTON RD | 43026-9446 | Active | 599575 | WATTS | 909QT | RP | 1.000 | 64234 | BOILER ROOM
4501 | BRITTON RD | 43026-9446 | Due Install |  |  |  | RP | 6.000 | 3636351
4501 | BRITTON RD | 43026-9446 | Active | 54688 | WATTS | 909PCHWQT | RP | 1.000 | 64235 | BOILER ROOM
4501 | BRITTON RD | 43026-9446 | Active | 138348 | WATTS | 909 | RP | 3.000 | 64231 | BOILER ROOM
4501 | BRITTON RD | 43026-9446 | Active | 140169 | WATTS | 909 | RP | 3.000 | 64232 | BOILER RM BY WATER METER--4454 DAVIDSON
4501 | BRITTON RD | 43026-9446 | Active | 612297 | WATTS | 909M1PCHWQT | RP | 1.000 | 64233 | BOILER ROOM -- 4454 DAVIDSON RD
5000 | BRITTON RD | 43026-9445 | Active | 12383 | WILKINS | 375ASTR | RP | 2.500 | 65664 | MECHANICAL ROOM 6TH FLOOR
5000 | BRITTON RD | 43026-9445 | Active | B06359 | WILKINS | 975 | RP | 6.000 | 65666 | 1ST FLOOR ROOM 11055
5000 | BRITTON RD | 43026-9445 | Active | 8003G | WILKINS | 375 | RP | 6.000 | 65665 | 1ST FLOOR ROOM 11055
5075 | BRITTON RD | 43026-9447 | Due Install |  |  |  | RP | 1.500 | 3636823 | MECHANICAL ROOM BY WATER METER
5075 | BRITTON RD | 43026-9447 | Active | 349192 | WILKINS | 975XLBMS | RP | 1.000 | 65916 | MECHANICAL ROOM BY WATER METER
4677 | BRITTONHURST DR | 43026-8650 | Active | 209025 | WILKINS | 720A | PVB | 0.750 | 98615 | LEFT SIDE
4688 | BRITTONHURST DR | 43026-8682 | Active | 375364 | WILKINS | 720A | PVB | 0.750 | 64807 | OFF OF BRENTON OFF OF CARRINGTON WAY SOUTHEAST CORNER
4710 | BRITTONHURST DR | 43026-8683 | Active | 185663 | WILKINS | 720A | PVB | 0.750 | 64865 | OUTSIDE
4722 | BRITTONHURST DR | 43026-8683 | Active | 209105 | WILKINS | 720A | PVB | 0.750 | 64878 | RIGHT SIDE
4727 | BRITTONHURST DR | 43026-8650 | Active | 257416 | WILKINS | 420 | PVB | 0.750 | 64887 | RT SIDE
4734 | BRITTONHURST DR | 43026-8683 | Active | 335461 | WILKINS | 720A | PVB | 0.750 | 64907 | LEFT SIDE OF HOUSE
4739 | BRITTONHURST DR | 43026-8650 | Active | 148714 | WILKINS | 720A | PVB | 0.750 | 64921 | Right side of house
4744 | BRITTONHURST DR | 43026-8683 | Active | T411020 | WILKINS | 720A | PVB | 0.750 | 3376667 | LEFT SIDE OF HOUSE
4747 | BRITTONHURST DR | 43026-8650 | Active | T199406 | WILKINS | 720A | PVB | 0.750 | 3609869 | LT SIDE
4754 | BRITTONHURST DR | 43026-8683 | Active | T147038 | WILKINS | 720A | PVB | 0.750 | 64963 | LEFT SIDE OF HOUSE
4761 | BRITTONHURST DR | 43026-8650 | Active | 403232 | WILKINS | 420XL | PVB | 0.375 | 64975 | LEFT SIDE OF HOUSE
4764 | BRITTONHURST DR | 43026-8683 | Active | G036475 | WILKINS | 720A | PVB | 0.750 | 87306 | FRONT OF HOUSE
4772 | BRITTONHURST DR | 43026-8683 | Active | CB987091 | WILKINS | 720A | PVB | 1.000 | 65003 | RIGHT FRONT
4776 | BRITTONHURST DR | 43026-8683 | Active | F021258 | WILKINS | 720A | PVB | 0.750 | 97795 | Front of house
4780 | BRITTONHURST DR | 43026-8683 | Active | 2037 | FEBCO | 765 | PVB | 0.750 | 65033 | LEFT SIDE OF HOUSE
4784 | BRITTONHURST DR | 43026-8683 | Active | G231123 | WILKINS | 720A | PVB | 0.750 | 96028 | FRONT
7300 | BRITTS W BND | 43054-8916 | Active | A083622 | WILKINS | 720A | PVB | 0.750 | 89372 | LEFT SIDE
7310 | BRITTS W BND | 43054-8916 | Active | T188194 | WILKINS | 720A | PVB | 0.750 | 3610007 | RIGHT SIDE OF HOUSE
7320 | BRITTS W BND | 43054-8916 | Active | F082537 | WILKINS | 720A | PVB | 0.750 | 97486 | right side
7330 | BRITTS W BND | 43054-8916 | Active | H545317 | FEBCO | 765 | PVB | 0.750 | 3610227 | RIGHT FRONT
7340 | BRITTS W BND | 43054-8916 | Active | G215002 | WILKINS | 720A | PVB | 0.750 | 95545 | RIGHT SIDE
7350 | BRITTS W BND | 43054-8916 | Active | T238597 | WILKINS | 720A | PVB | 0.750 | 95458 | LEFT SIDE OF HOUSE
7360 | BRITTS W BND | 43054-8916 | Active | CB630387 | WILKINS | 720A | PVB | 0.750 | 97080 | RIGHT SIDE OF HOUSE SOUTH
7370 | BRITTS W BND | 43054-8916 | Active | CAA31098 | WILKINS | 720A | PVB | 0.750 | 91652 | RIGHT SIDE OF HOUSE
7385 | BRITTS W BND | 43054-9141 | Active | G218344 | WILKINS | 720A | PVB | 0.750 | 96273 | LEFT SIDE OF HOUSE
7395 | BRITTS W BND | 43054-9141 | Active | G044065 | WILKINS | 720A | PVB | 0.750 | 91926 | LEFT SIDE
7405 | BRITTS W BND | 43054-8206 | Active | 190453 | WILKINS | 720A | PVB | 0.750 | 91055 | RIGHT SIDE OF HOUSE
4558 | BRIXSHIRE DR | 43026-7696 | Active | CB072621 | WILKINS | 720A | PVB | 0.750 | 3598143 | RIGHT SIDE
2221 | BRIXTON RD | 43221-3117 | Active | 424529 | WILKINS | 720A | PVB | 0.750 | 89838 | OUTSIDE RIGHT FRONT CORNER OF HOUSE
2243 | BRIXTON RD | 43221-3117 | Active | 751403 | WILKINS | 720A | PVB | 0.750 | 89840 | LEFT OF FRONT DOOR
2251 | BRIXTON RD | 43221 | Active | CB189426 | Wilkins | 720 | PVB | 0.750 | 3618337 | right side of house
2252 | BRIXTON RD | 43221-3118 | Active | CB585171 | WILKINS | 720 | PVB | 0.750 | 3376827 | FRONT MIDDLE
2261 | BRIXTON RD | 43221-3117 | Active | AL5334 | FEBCO | 765 | PVB | 0.750 | 3376828
2264 | BRIXTON RD | 43221-3118 | Active | 200210 | WILKINS | 720A | PVB | 0.750 | 57811 | FRONT OF HOUSE
2271 | BRIXTON RD | 43221-3117 | Active | T396117 | WILKINS | 720A | PVB | 0.750 | 3376829 | BACK MIDDLE OF HOUSE
2272 | BRIXTON RD | 43221-3118 | Active | 661316 | WATTS | 800M4FR | PVB | 1.000 | 89841 | FRONT OF HOUSE
2301 | BRIXTON RD | 43221-3117 | Active | T303372 | WILKINS | 720A | PVB | 0.750 | 3376835 | LEFT SIDE
2321 | BRIXTON RD | 43221-3119 | Active | 212718 | WATTS | 800QT | PVB | 0.750 | 57944 | FRONT OF HOUSE
2326 | BRIXTON RD | 43221-3120 | Active | CB54438 | WILKINS | 720A | PVB | 0.750 | 57976 | Right SIDE OF HOUSE -- OUTSIDE
2331 | BRIXTON RD | 43221-3119 | Active | 208885 | WATTS | 800M4QT | PVB | 1.000 | 57989 | LEFT SIDE OF HOUSE
2341 | BRIXTON RD | 43221-3119 | Active | 22302 | WATTS | 800QT | PVB | 1.000 | 58016 | FRONT OF HOUSE
2355 | BRIXTON RD | 43221-3119 | Active | H446763 | FEBCO | 765 | PVB | 0.750 | 90449 | RIGHT FRONT OF HOUSE
2358 | BRIXTON RD | 43221-3120 | Active | 667070 | RAINBIRD | AC4000 | PVB | 0.750 | 87299 | EAST SIDE OF HOUSE
2374 | BRIXTON RD | 43221-3120 | Active | CB230143 | WILKINS | 720 | PVB | 0.750 | 3376840 | LEFT SIDE OF HOUSE
2375 | BRIXTON RD | 43221-3119 | Active | H178766 | FEBCO | 765 | PVB | 0.750 | 58108 | RIGHT SIDE OF HOUSE
2436 | BRIXTON RD | 43221-3010 | Active | 32657 | WATTS | 919ZQT | RP | 0.750 | 100135 | IN MECH ROOM AT WATER HEATER
2439 | BRIXTON RD | 43221-3009 | Active | H020711 | FEBCO | 765 | PVB | 0.750 | 94654 | EAST SIDE OF HOUSE
2450 | BRIXTON RD | 43221-3010 | Active | 301664 | WATTS | 800M4FR | PVB | 0.750 | 58321 | FRONT OF HOUSE
2451 | BRIXTON RD | 43221-3009 | Active | CAB08837 | WILKINS | 720A | PVB | 1.000 | 89844 | FRONT OF HOUSE LEFT OF PORCH
2460 | BRIXTON RD | 43221-3010 | Active | 1345858 | WILKINS | 975 | RP | 0.750 | 89848 | IN GARAGE
2516 | BRIXTON RD | 43221-3080 | Active | CB262891 | WILKINS | 720A | PVB | 0.750 | 89845 | FRONT OF HOUSE
2517 | BRIXTON RD | 43221-3009 | Active | F136469 | WILKINS | 720A | PVB | 0.750 | 94452 | LEFT SIDE
2545 | BRIXTON RD | 43221-3009 | Active | CB143529 | WILKINS | 720AU | PVB | 1.000 | 3609868 | FRONT OF HOUSE
167 | BROADMEADOWS BLVD | 43214-1001 | Active | 22824 | AMES | 2000B | DC | 1.500 | 98024 | BASEMENT
3100 | BROADMOOR AVE | 43209-2069 | Active | CB316131 | WILKINS | 720 | PVB | 0.750 | 3377843 | LEFT SIDE
3150 | BROADMOOR AVE | 43209-2003 | Active | T300114 | WILKINS | 720A | PVB | 1.000 | 89855 | RIGHT SIDE OF HOUSE
3168 | BROADMOOR AVE | 43209-2003 | Active | 02468 | FEBCO | 765 | PVB | 1.000 | 60140 | LEFT SIDE OF HOME
1059 | BROADVIEW AVE | 43212-3352 | Active | CB492900 | WILKINS | 720A | PVB | 0.750 | 3377883 | LEFT REAR
1087 | BROADVIEW AVE | 43212-3352 | Active | 04535 | Febco | 825Y | RP | 1.000 | 53820 | In the basement at the water meter
1101 | BROADVIEW AVE | 43212-3354 | Active | 3796062 | WILKINS | 975XL | RP | 0.750 | 53886 | LEFT SIDE OF FRONT DOOR
1382 | BROADVIEW AVE | 43212-2826 | Active | IB-0657 | WATTS | 957RPDA-GV | RP | 3.000 | 96271 | FRONT OF BLDG IN HOT BOX
1382 | BROADVIEW AVE | 43212-2826 | Not Required by DOW | G262967 | WILKINS | 720A | PVB | 1.000 | 96712 | RIGHT SIDE OF DOOR
1414 | BROADVIEW AVE | 43212-2826 | Not Required by DOW | 4389723 | WILKINS | 975XL | RP | 1.000 | 3639157
1414 | BROADVIEW AVE | 43212-2826 | LPS - Active |  |  |  | LPC |  | 3632719 | NW CORNER PARKING GARAGE
1414 | BROADVIEW AVE | 43212-2826 | Active | RB1402 | WATTS | 957 | RP | 4.000 | 3621388 | RISER ROOM
1414 | BROADVIEW AVE | 43212-2826 | Active | 1907950117 | AMES | 3000SS | DCDA | 6.000 | 3623309 | NW CORNER PARKING GARAGE
1414 | BROADVIEW AVE | 43212-2826 | LPS - Active | [5 empty] | 3632718 | NW CORNER PARKING GARAGE
1414 | BROADVIEW AVE | 43212-2826 | Active | 26287 | WATTS | 007M1QT | DC | 0.750 | 3623310 | NW CORNER PARKING GARAGE
1444 | BROADVIEW AVE | 43212 | Not Required by DOW | ACD4034 | WILKINS | 975XL2 | RP | 1.500 | 3649710 | 1471 IDA AVE - MECHANICAL ROOM BEHIND BLUE PRESSURE TANK
1444 | BROADVIEW AVE | 43212 | LPS - Active |  |  |  | LPC |  | 3649165 | DOMESTIC PUMP
1444 | BROADVIEW AVE | 43212 | Active | 1989340620 | AMES | 3000SS | DCDA | 6.000 | 3648398 | MECH ROOM SE CORNER OF BUILDING - FIRE METER
1444 | BROADVIEW AVE | 43212 | Active | UF-0956 | WATTS | 957 | RP | 4.000 | 3648397 | INSIDE BUILDING AT METER SOUTHWEST CORNER
1444 | BROADVIEW AVE | 43212 | Active | 30434 | WATTS | 007M1-QT | DC | 0.750 | 3648399 | MECH ROOM SE CORNER OF BUILDING - FIRE METER - 3/4" SIDE CAR
1444 | BROADVIEW AVE | 43212 | LPS - Active |  |  |  | VSS |  | 3648400 | FIRE PUMP
5499 | BROADVIEW RD | 43230- | Not Required by DOW | ABF2545 | WILKINS | 975 | RP | 0.750 | 89056 | TOPSIDE OF METER PIT
5499 | BROADVIEW RD | 43230- | Active | 60753 | WATTS | 007M1PCQT | DC | 1.000 | 67008 | METER PIT
5499 | BROADVIEW RD | 43230- | Active | 1113730204 | AMES | 4000SS | RP | 3.000 | 67006 | ENTRY HOT BOX BY PIT AT ENTRANCE
5499 | BROADVIEW RD | 43230- | Active | 134646054 | AMES | 3000DCDA | DCDA | 6.000 | 67007 | METER PIT
5500 | BROADVIEW RD | 43230- | Active | A174524 | WILKINS | 720A | PVB | 1.000 | 94742 | METER HOUSE
5500 | BROADVIEW RD | 43230- | Active | 06667 | WATTS | 007M1QT | DC | 0.750 | 91840 | METER HOUSE
5500 | BROADVIEW RD | 43230- | Active | 172220806 | AMES | 4000SS | RP | 3.000 | 91838 | METER HOUSE
5500 | BROADVIEW RD | 43230- | Active | 1511540906 | AMES | 3000SS | DCDA | 6.000 | 91839 | METER HOUSE
5651 | BROADVIEW RD | 43230- | Active | 1197011201 | AMES | 3000SS | DCDA | 6.000 | 67507 | SOUTH SIDE METER PIT
5651 | BROADVIEW RD | 43230- | Active | 51544 | WATTS | 007QT | DC | 0.750 | 67508 | IN METER PIT
5702 | BROADVIEW RD | 43230- | Active | H35619 | FEBCO | 825Y | RP | 1.000 | 67670 | CORNER OF BROADVIEW AND HILMARK DR BY FENCE
5746 | BROADVIEW RD | 43230- | Active | 365700904 | AMES | 3000SS | DCDA | 8.000 | 67787 | METER PIT FRONT OF COMPLEX
5746 | BROADVIEW RD | 43230- | Active | 40535 | WATTS | 007QT | DC | 0.750 | 67788 | METER PIT FRONT OF COMPLEX
5746 | BROADVIEW RD | 43230- | Active | 4568125 | WILKINS | 975XL | RP | 1.000 | 67786 | POOL MECH ROOM
5746 | BROADVIEW RD | 43230- | Active | 112609 | AMES | 4000SS | RP | 6.000 | 67785 | HEATED BOX FRONT OF COMPLEX
5746 | BROADVIEW RD | 43230- | Active | H427764 | FEBCO | 765 | PVB | 1.000 | 90694 | FRONT OF CLUB HOUSE
3188 | BROADWAY | 43123-1932 | Active | 225463 | WATTS | 009M2QT | RP | 2.000 | 60162 | MECH ROOM UNDER STAIRS
3300 | BROADWAY | 43123- | Due Install |  |  |  | DCDA | 6.000 | 3650396
3300 | BROADWAY | 43123- | Due Install |  |  |  | RP | 3.000 | 3581121
3331 | BROADWAY | 43123-1972 | Active | 1295974 | WILKINS | 975 | RP | 2.000 | 60488 | MECH ROOM
3331 | BROADWAY | 43123-1972 | Active | 195647 | WATTS | 009QT | RP | 0.750 | 60489 | MECH ROOM
3331 | BROADWAY | 43123-1972 | Not Required by DOW | 246780 | WATTS | 009QT | RP | 0.500 | 60490 | MECH ROOM
3393 | BROADWAY | 43123-1972 | Active | 391910 | WATTS | 909M1QT | RP | 2.000 | 60576 | MECHANICAL ROOM
3393 | BROADWAY | 43123-1972 | Not Required by DOW | 022394 | WATTS | 800M4QT | PVB | 1.500 | 97731 | fire pump mechanical room
3393 | BROADWAY | 43123-1972 | Not Required by DOW | 586454 | WATTS | 909QT | RP | 1.000 | 60577 | EMBALMING ROOM CLOSET
3393 | BROADWAY | 43123-1972 | Not Required by DOW | 586670 | WATTS | 909QT | RP | 0.750 | 60578 | EMBALMING ROOM CLOSET
3393 | BROADWAY | 43123-1972 | Active | H011250 | FEBCO | 805YB | DC | 0.750 | 60580 | SPRINKLER ROOM
3393 | BROADWAY | 43123-1972 | Active | F0411160954 | FEBCO | 876 | DCDA | 4.000 | 60579 | MECH ROOM, WEST SIDE OF BUILDING
3415 | BROADWAY | 43123-1939 | Active | 1255221 | WILKINS | 975 | RP | 0.750 | 60646 | SW CORNER UNDER WTR HTR
3415 | BROADWAY | 43123-1939 | Not Required by DOW | 1207243 | WILKINS | 975 | RP | 1.000 | 60645 | SW CORNER UNDER WTR HTR
3467 | BROADWAY | 43123-1939 | Active | W177801 | WILKINS | 975 | RP | 1.500 | 3595523 | STORE ROOM IN 3457
3627 | BROADWAY | 43123 | Active | 57596 | WATTS | 919QT | RP | 1.000 | 3619812 | AT METER
3627 | BROADWAY | 43123 | Not Required by DOW | 1105245 | FEBCO | 825Y | RP | 1.000 | 3629326 | AT WATER METER
3959 | BROADWAY | 43123 | Not Required by DOW | 54315 | WATTS | 919QT | RP | 1.000 | 3622858 | 2ND FL MECH RM
3959 | BROADWAY | 43123 | Active | 4956B | WILKINS | 350ASTDA | DCDA | 4.000 | 3613822 | MECHANICAL ROOM
3959 | BROADWAY | 43123 | Active | 19494 | WATTS | 919AQT | RP | 1.500 | 3619803 | MECHANICAL ROOM
3959 | BROADWAY | 43123 | Active | 4173538 | WILKINS | 950XLD | DC | 0.750 | 3616828 | MECHANICAL ROOM
4441 | BROADWAY | 43123-3064 | Active | 881832 | WILKINS | 975XLBMS | RP | 0.750 | 64013 | SW CORNER MECHANICAL ROOM
4461 | BROADWAY | 43123-3064 | Active | 312212 | WATTS | 909M1QT | RP | 2.000 | 64085 | METER ROOM IN FRONT PART..OF BLDG
3555 | BROADWAY UNIT A | 43123-2240 | Active | 98118 | WATTS | LF919QT | RP | 0.750 | 92686 | MECH ROOM AT WATER METER
3555 | BROADWAY UNIT B | 43123-2240 | Active | A33188 | WATTS | 009M2QT | RP | 1.000 | 92687 | MECH ROOM AT WATER METER
3065 | BROADWAY ST | 43123-1400 | Active | 52525 | WATTS | 919AQT | RP | 1.000 | 3613622 | AT METER IN SW CORNER IN BACK ROOM
3065 | BROADWAY ST | 43123-1400 | Not Required by DOW | 52297 | WATTS | 919AQT | RP | 1.000 | 3614993 | AT METER
3085 | BROADWAY ST | 43123-1400 | Active | CG647 | CONBRACO | 40205A2 | RP | 1.000 | 59927 | SOUTH EAST CORNER -- MTR IN SEPERATE OUTSIDE ROOM IN BACK
3118 | BROADWAY ST | 43123-1727 | Not Required by DOW | W197828 | WILKINS | 975XLBMS | RP | 2.000 | 60008 | SELF SERVE CAR WASH MECH ROOM
3118 | BROADWAY ST | 43123-1727 | Not Required by DOW | W198131 | WILKINS | 975XLBMS | RP | 2.000 | 60009 | MECH ROOM FRONT WALL OVER METER
3118 | BROADWAY ST | 43123-1727 | Not Required by DOW | H24316 | FEBCO | 825YA | RP | 1.000 | 60005 | MECH ROOM OVER METER
3118 | BROADWAY ST | 43123-1727 | Active | W167516 | WILKINS | 975 | RP | 2.000 | 60007 | EQUIPMENT ROOM BY METER
3135 | BROADWAY ST | 43123-1400 | Active | AEU8837 | WILKINS | 975XL2 | RP | 1.000 | 60030 | OFFICE REAR WALL (AT METER) ST# 9347
3135 | BROADWAY ST | 43123-1400 | Not required by DOW | 660937 | WATTS | 800M4QT | PVB | 1.000 | 60031 | BACK OF BLDG OUTSIDE ST# 9347
3136 | BROADWAY ST | 43123-1779 | Active | 119749 | WATTS | 009QT | RP | 2.000 | 60033 | SOUTH EAST CORNER ROOM 106
3340 | BROADWAY ST | 43123-1932 | Not Required by DOW | 081572 | WATTS | LF009M2QT | RP | 1.500 | 3649006 | HOTBOX
3340 | BROADWAY ST | 43123-1932 | Active | 088197 | WATTS | LF009M2 | RP | 1.500 | 3378048 | 2 HOTBOXES AT SE CORNER OF PROPERTY
3370 | BROADWAY ST | 43123-1942 | Not Required by DOW | 238900 | WILKINS | 720A | PVB | 1.500 | 60538 | WEST WALL IN MECHANICAL ROOM ABOVE METER
3370 | BROADWAY ST | 43123-1942 | Not Required by DOW | 356756 | WILKINS | 975XL | RP | 0.750 | 60539 | WEST WALL IN MECHANICAL ROOM
3370 | BROADWAY ST | 43123-1942 | Not Required by DOW | 28776 | WATTS | 919QT | RP | 1.500 | 60541 | WEST WALL IN MECHANICAL ROOM ABOVE METER
3370 | BROADWAY ST | 43123-1942 | Active | 431333 | WILKINS | 975XL | RP | 2.000 | 60540 | WEST WALL IN MECHANICAL ROOM AT METER
3445 | BROADWAY ST | 43123-1939 | Not Required by DOW | J003441 | FEBCO | 825Y | RP | 1.500 | 60756 | MECH ROOM REAR
3445 | BROADWAY ST | 43123-1939 | Not Required by DOW | 589098 | WILKINS | 975 | RP | 1.000 | 60755 | WEST END BUILDING METER ROOM
3445 | BROADWAY ST | 43123-1939 | Active | 30867 | WATTS | 009QT | RP | 1.500 | 60754 | WEST END BUILDING METER METER
3462 | BROADWAY ST | 43123-1941 | Not Required by DOW | 4119953 | WILKINS | 975XL | RP | 0.750 | 3628058 | REAR AT METER
3462 | BROADWAY ST | 43123-1941 | Active | 4135152 | WILKINS | 975XL | RP | 1.500 | 3378051 | REAR AT METER
3530 | BROADWAY ST | 43123- | Due Install |  |  |  | RP | 3.000 | 3638802
3530 | BROADWAY ST | 43123- | Active | 171144 | WATTS | LF009M3QT | RP | 0.750 | 3633494
3575 | BROADWAY ST | 43123-2240 | Active | 1499300506 | AMES | 3000SS | DCDA | 4.000 | 89102 | NEXT TO WATER METER (Stockroom)
3575 | BROADWAY ST | 43123-2240 | Active | 127137 | WATTS | 009M2 | RP | 1.500 | 89101 | REAR OF BUILDING BY ROLL-UP DOOR (Stockroom)
3575 | BROADWAY ST | 43123-2240 | Active | 50083 | AMES | 2000B | DC | 0.750 | 89103 | ATTACHED TO 4' AMES (Stockroom) I BACK INSIDE DOOR ENTRY
3612 | BROADWAY ST | 43123-2239 | Active | ABU5567 | WILKINS | 975XL2 | RP |  | 3378059 | N WALL
3636 | BROADWAY ST | 43123-2202 | Active | 68683 | WATTS | 909 | RP | 1.000 | 3378060 | MAINTENANCE CLOSET, N SIDE
3656 | BROADWAY ST | 43123-2203 | Active | 16184 | WATTS | 009M2PCQT | RP | 1.000 | 61388 | UTILITY ROOM ABOVE WATER METER
3656 | BROADWAY ST | 43123-2203 | Not Required by DOW | Ead8010 | WILKINS | 720A | PVB | 1.000 | 3652707
3669 | BROADWAY ST | 43123-2254 | Due Install |  |  |  | RP | 4.000 | 3378064 | IN HOT BOX AT PIT IFO 3679 BLDG
3703 | BROADWAY ST | 43123-2201 | Not Required by DOW | [5 empty] | 3378065
3710 | BROADWAY ST | 43123-2235 | Active | 28N1475 | AMES | 2000SS | DC | 4.000 | 97891 | MECHANICAL ROOM EAST END - 3730 BROADWAY
3710 | BROADWAY ST | 43123-2235 | Not Required by DOW | 13430 | WATTS | 919QT | RP | 1.500 | 100154 | CLOSET FRONT ENTRANCE - 3730 BROADWAY
3710 | BROADWAY ST | 43123-2235 | Not Required by DOW | 173966 | WATTS | 009M2QT | RP | 0.750 | 61604 | BASEMENT - 3730 BROADWAY
3710 | BROADWAY ST | 43123-2235 | Active | 127289 | AMES | 4000SS | RP | 4.000 | 3604194 | MECHANICAL ROOM - 3730 BROADWAY
3719 | BROADWAY ST | 43123-2201 | Due Install |  |  |  | RP | 1.000 | 3378067
3793 | BROADWAY ST | 43123-2204 | Not Required by DOW | [5 empty] | 3378084
3869 | BROADWAY ST | 43123-2206 | Active | T386069 | WILKINS | 720A | PVB | 0.750 | 3378104 | in walkway between bldgs., LEFT CENTER
3903 | BROADWAY ST | 43123-2603 | Active | 297327 | WATTS | LF009M3QT | RP | 0.750 | 3378112 | MTR IN SE CORNER OF BASEMENT
3907 | BROADWAY ST | 43123-2603 | Not Required by DOW |  |  |  | RP | 0.750 | 3378113
3920 | BROADWAY ST | 43123-2207 | Active | 393353 | WATTS | 909QT | RP | 0.750 | 62216 | BASEMENT BY WATER METER
3920 | BROADWAY ST | 43123-2207 | Not Required by DOW | 601654 | WILKINS | 720A | PVB | 0.750 | 62218 | FRONT RIGHTN OF BLDG.
3920 | BROADWAY ST | 43123-2207 | Not Required by DOW | 393338 | WATTS | 909QT | RP | 0.750 | 101263 | BASEMENT
3937 | BROADWAY ST | 43123-2261 | Due Install |  |  |  | RP |  | 3378117 | AT METER
3946 | BROADWAY ST | 43123-2623 | Active | 56646 | WATTS | LF919QT | RP | 1.000 | 3378119 | NW CORNER OF UNIT AT METER
3952 | BROADWAY ST | 43123-2623 | Active | 78097 | WATTS | 919 | RP | 0.750 | 3378120
3964 | BROADWAY ST | 43123 | Active | 158570 | WATTS | 009M3-FP | RP | 0.750 | 3622993 | in hot box at meter
3968 | BROADWAY ST | 43123-2638 | Due Install |  |  |  | RP |  | 3378121
3980 | BROADWAY ST | 43123-2638 | Due Install |  |  |  | RP | 0.750 | 3378123
3985 | BROADWAY ST | 43123-2639 | Due Install |  |  |  | RP | 0.750 | 3378126
3989 | BROADWAY ST | 43123-2639 | Active | 60018 | WATTS | LF919QT | RP | 0.750 | 3378127
3995 | BROADWAY ST | 43123-2639 | Active | 4655974 | WILKINS | 975XL | RP | 0.750 | 3378129
4002 | BROADWAY ST | 43123-2605 | Active | 573541 | WATTS | 909QT | RP | 0.750 | 62657 | BASEMENT (REAR ENTRANCE) BY WATER METER
4002 | BROADWAY ST | 43123-2605 | Due Install |  |  |  | RP |  | 3636857 | BASEMENT (REAR ENTRANCE) BY WATER METER
4008 | BROADWAY ST | 43123-2605 | Active | 584656 | WILKINS | 975 | RP | 0.750 | 62663 | NORTHWEST CORNER OF BASEMENT AFTER METER
4018 | BROADWAY ST | 43123-2605 | Due Install |  |  |  | RP | 0.750 | 3378133
4030 | BROADWAY ST | 43123-3026 | Active | 95665 | WATTS | LF919QT | RP | 0.750 | 3378135 | MTR IN BASEMENT IN SW CORNER
4035 | BROADWAY ST | 43123-3001 | Active | 53562 | AMES | 2000BM3 | DC | 0.750 | 3638209 | BASEMENT
4035 | BROADWAY ST | 43123-3001 | Not Required by DOW | A02904 | WATTS | 009M2QT | RP | 1.000 | 62711 | BOILER ROOM
4035 | BROADWAY ST | 43123-3001 | Active | S1-1416 | AMES | COLT300 | DCDA | 4.000 | 3635326 | BASEMENT
4035 | BROADWAY ST | 43123-3001 | Active | 4676411 | WILKINS | 975XL2 | RP | 2.000 | 3633608 | FOR MUSEUM
4035 | BROADWAY ST | 43123-3001 | Active | 456751 | WATTS | 909M1HWQT | RP | 2.000 | 62712 | ABOVE WATER METER IN BASEMENT SPRINKLER ROOM
4048 | BROADWAY ST | 43123-3026 | Active | 266766 | WATTS | 009M2QT | RP | 0.750 | 62755 | NEXT TO METER BASEMENT
4050 | BROADWAY ST | 43123-3026 | Active | 69767 | WATTS | LF919QT | RP | 0.750 | 3378140 | BASEMENT AT WATER METER
4086 | BROADWAY ST | 43123-3025 | Due Install |  |  |  | RP |  | 3378152
4097 | BROADWAY ST | 43123-3061 | Active | 84435 | WATTS | 919 | RP | 0.750 | 3378156 | BASEMENT AT METER
4227 | BROADWAY ST | 43123-3005 | Active | 17924 | WATTS | 009QT | RP | 1.500 | 63342 | NE METER /BOILER ROOM OFF SANCUARY AT WATER METER
4227 | BROADWAY ST | 43123-3005 | Not Required by DOW | H008293 | FEBCO | 765 | PVB | 0.750 | 3613450 | NE CORNER BUILDING
4285 | BROADWAY ST | 43123-3036 | Due Install |  |  |  | RP | 0.750 | 3378199
4350 | BROADWAY ST | 43123-3022 | Due Install |  |  |  | RP | 0.750 | 3378211
4356 | BROADWAY ST | 43123-3022 | Due Install |  |  |  | RP | 0.750 | 3378213
4362 | BROADWAY ST | 43123-3022 | Active | 97272 | WATTS | 919 | RP | 0.500 | 88339 | BEHIND SOFT SERV MACHINE
4401 | BROADWAY ST | 43123-3064 | Active | 50475 | WATTS | LF919QT | RP | 0.750 | 63930 | IN OFFICE AT METER IN BATHROOM
4407 | BROADWAY ST | 43123 | Active | 3983962 | WILKINS | 975XL2 | RP | 0.750 | 3608116 | SE CORNER OF BUILDING
4421 | BROADWAY ST | 43123-3064 | Active | 37356 | WATTS | 919AQT | RP | 0.750 | 63977 | MECHANICAL ROOM - NEXT TO METER
4287 | BROADWAY ST UNIT B | 43123-3017 | Not Required by DOW | [5 empty] | 3378201
4285 | BROADWAY ST UNIT D16 | 43123-3073 | Due Install |  |  |  | RP | 1.000 | 3378200
3135 | BROADWAY ST UNIT WASH | 43123-1400 | Active | 192645 | WILKINS | 975XL | RP | 1.500 | 60029 | MECH RM CAR WASH ST# 9347
6096 | BROADWELL CT | 43119-8516 | Active | 320380 | WILKINS | 720A | PVB | 0.750 | 89860 | RIGHT SIDE
6112 | BROADWELL CT | 43119-8516 | Active | 279673 | WILKINS | 720A | PVB | 0.750 | 69037 | LEFT SIDE FRONT
6113 | BROADWELL CT | 43119-8516 | Active | 149716 | WATTS | 800M2QT | PVB | 1.000 | 69042 | EAST OF BLDG
6120 | BROADWELL CT | 43119-8516 | Active | 175549 | WATTS | 800QT | PVB | 0.750 | 69060 | SIDE OF HOUSE
6121 | BROADWELL CT | 43119-8516 | Active | 84400 | WATTS | 800QT | PVB | 1.000 | 69067 | LEFT SIDE OF HOUSE
7411 | BROCK RD | 43064 | Active | J006343 | FEBCO | LF825Y | RP | 0.750 | 3653370 | RIGHT SIDE OF HOUSE
898 | BROCKWELL DR | 43081-5580 | Active | CB260763 | WILKINS | 720A | PVB | 0.750 | 3378312 | LEFT SIDE OF HOUSE
950 | BROCKWELL DR | 43081-5581 | Active | CH9902 | FEBCO | 765 | PVB | 0.750 | 89862 | left side
974 | BROCKWELL DR | 43081-5581 | Active | AD5605 | FEBCO | 765 | PVB | 0.750 | 74874 | EAST SIDE OF HOUSE
250 | BRODBELT LN | 43215 | Active | 880C | WILKINS | 375AST | RP | 4.000 | 103875 | METER RM SE CORNER OF BLDG, MECH RM
250 | BRODBELT LN | 43215 | Active | 20687 | WATTS | 007M1QT | DC | 0.750 | 103908 | METER RM SE CORNER OF BLDG, RISER RM
250 | BRODBELT LN | 43215 | Active | 22139 | WATTS | 919QT | RP | 2.000 | 103909 | METER RM SE CORNER OF BLDG, MECH RM
250 | BRODBELT LN | 43215 | Active | 1799360313 | AMES | 3000SS | DCDA | 6.000 | 103907 | METER RM SE CORNER OF BLDG, RISER RM
4250 | BROMPTON CT | 43054-8982 | Active | QJ917 | CONBRACO | 4050502 | PVB | 1.000 | 63424 | OUTSIDE
4276 | BROMPTON CT | 43054-8982 | Active | BL2075 | FEBCO | 765 | PVB | 0.750 | 63490 | OUTSIDE BACK SIDE OF HOUSE BY AC
4285 | BROMPTON CT | 43054-8982 | Active | CAB28859 | WILKINS | 720A | PVB | 1.000 | 63536 | BEHIND HOUSE BY BACK DOOR
4299 | BROMPTON CT | 43054-8982 | Active | 122198 | WATTS | 800M4QT | PVB | 0.750 | 63554 | RIGHT HAND SIDE FRONT
4302 | BROMPTON CT | 43054-8982 | Active | 124737 | WILKINS | 420 | PVB | 1.000 | 63644 | RIGHT FRONT
4311 | BROMPTON CT | 43054-8982 | Active | B12003 | FEBCO | 765 | PVB | 0.750 | 63655 | SOUTH SIDE OF HOUSE
4318 | BROMPTON CT | 43054-8982 | Active | T023957 | WILKINS | 720A | PVB | 1.000 | 3611529 | OUTSIDE
4329 | BROMPTON CT | 43054-8982 | Active | B021716 | WATTS | 800M4QT | PVB | 1.000 | 63684 | WEST SIDE (CORNER) OF HOUSE
4332 | BROMPTON CT | 43054-8982 | Active | 751431 | WILKINS | 720A | PVB | 0.750 | 63704 | REAR OF HOUSE, EAST END
4347 | BROMPTON CT | 43054-8982 | Active | H099754 | FEBCO | 765 | PVB | 0.750 | 63760 | LEFT FRONT
4361 | BROMPTON CT | 43054-8982 | Active | 177959 | WILKINS | 420 | PVB | 1.000 | 63809 | FRONT OF HOUSE RIGHT OF DOOR
6072 | BROOK BAY CT | 43110-8737 | Active | CAA46762 | WILKINS | 720A | PVB | 0.750 | 3378478 | LEFT REAR
3536 | BROOK SPRING DR | 43123-4854 | Active | A260720 | FEBCO | 825YA | RP | 1.000 | 61020 | SE CORNER OF HOUSE INSIDE BASEMENT
6458 | BROOKBEND DR | 43235-5000 | Active | T191744 | WILKINS | 720A | PVB | 0.750 | 69964 | LEFT FRONT
6464 | BROOKBEND DR | 43235-5000 | Active | T046826 | WILKINS | 720A | PVB | 0.750 | 69993 | LEFT SIDE OF HOUSE
2910 | BROOKDOWN DR | 43235-5700 | Active | 97472 | WATTS | 009M3 | RP | 0.750 | 59572 | BASEMENT
5679 | BROOKFIELD W SQ | 43229-3708 | Active | 59172 | WATTS | 009M3QT | RP | 0.750 | 90135 | IN BASEMENT
3600 | BROOKHAM DR | 43123-4851 | Active | 3CL0807 | AMES | 3000SS | DCDA | 6.000 | 61224 | SE Corner Building Mechanical - Meter Room
3600 | BROOKHAM DR | 43123-4851 | Active | 297837 | WATTS | 909M1QT | RP | 2.000 | 61223 | SE Corner Building Mechanical - Meter Room
3600 | BROOKHAM DR | 43123-4851 | Not Required by DOW | 297704 | WATTS | 909M1QT | RP | 1.500 | 61222 | SE Corner Building Mechanical - Meter Room
3600 | BROOKHAM DR | 43123-4851 | Active | 67185 | WATTS | 007QT | DC | 0.750 | 61225 | SE Corner Building Mechanical - Meter Room
3650 | BROOKHAM DR | 43123-4929 | Active | 150970 | AMES | 2000SS | DC | 8.000 | 89067 | MECH ROOM 614-537-2259 GLEN FOR ACCESS
3650 | BROOKHAM DR | 43123-4929 | LPS - Active |  |  |  | LPC |  | 3638226 | MECH ROOM 614-537-2259 GLEN FOR ACCESS
3650 | BROOKHAM DR | 43123-4929 | Active | 146752 | WILKINS | 975XL | RP | 2.000 | 61370 | WEST END OF BLDG -- IN METER ROOM
3650 | BROOKHAM DR | 43123-4929 | Not Required by DOW | HO35397 | FEBCO | 765 | PVB | 1.500 | 61371 | WEST END OF BLDG
3655 | BROOKHAM DR | 43123-4852 | Due Install |  |  |  | DCDA | 8.000 | 3638050 | OUTSIDE OF BUILDING EAST END NEXT TO ME
3655 | BROOKHAM DR | 43123-4852 | Active | 270626 | WATTS | 909M1QT | RP | 2.000 | 61383 | EAST END OF BLDG IN METER ROOM
3655 | BROOKHAM DR | 43123-4852 | Not Required by DOW | 020405 | WATTS | 800M4QT | PVB | 1.500 | 61384 | OUTSIDE OF BUILDING EAST END NEXT TO ME
3750 | BROOKHAM DR | 43123-4850 | Due Install |  |  |  | DCDA | 8.000 | 3638056 | W SIDE OF BLDG SOUTH OF MAIN ENTRANCE
3750 | BROOKHAM DR | 43123-4850 | Active | A01196 | WATTS | 009M2QT | RP | 2.000 | 61662 | SOUTHWEST END NEAR LENNOX ENTRANCE (METER ROOM)
3750 | BROOKHAM DR | 43123-4850 | Not Required by DOW | 369845 | WILKINS | 720A | PVB | 1.500 | 61663 | W SIDE OF BLDG SOUTH OF MAIN ENTRANCE
3827 | BROOKHAM DR | 43123-4827 | Not Required by DOW | 385861 | WATTS | 909QT | RP | 0.750 | 61879 | MECHANICAL ROOM - MESSANINE
3827 | BROOKHAM DR | 43123-4827 | Active | 31577 | AMES | 3000SS | DCDA | 6.000 | 61878 | IN MECHANICAL ROOM
3827 | BROOKHAM DR | 43123-4827 | Active | 108358 | WATTS | 007M3QT | DC | 0.750 | 61880 | IN MECHANICAL ROOM
3827 | BROOKHAM DR | 43123-4827 | Active | 282670 | WATTS | 909M1QT | RP | 1.500 | 61877 | MECHANICAL ROOM UPPER DECK
3875 | BROOKHAM DR | 43123-4827 | Active | 90379 | WATTS | 007QT | DC | 0.750 | 62011 | EAST WALL
3875 | BROOKHAM DR | 43123-4827 | Active | 695616 | WILKINS | 975XL | RP | 1.500 | 62010 | MECHANICAL ROOM
3875 | BROOKHAM DR | 43123-4827 | Active | 311061 | AMES | 3000SS | DCDA | 6.000 | 62009 | EAST WALL -- FIRE LINE
3875 | BROOKHAM DR | 43123-4827 | Not Required by DOW | 458279 | WATTS | 909M1HWQT | RP | 2.000 | 62008 | MEZZ MIDDLE BLDG -- FOR PAINT MIXER (S#EQ193)
3875 | BROOKHAM DR | 43123-4827 | Active | 3960562 | WILKINS | 975 | RP | 1.000 | 3609328 | NORTHWALL BY OVERHEAD DOOR
3960 | BROOKHAM DR | 43123-9741 | Active | 187035 | WATTS | 909QTFDA | RP | 3.000 | 96594 | MECH ROOM AT WATER METER
3960 | BROOKHAM DR | 43123-9741 | Active | 112301 | WATTS | 774X | DC | 8.000 | 96830 | METER PIT SOUTH SIDE OF BLDG
3960 | BROOKHAM DR | 43123-9741 | Active | 17979 | WATTS | 007M2QT | DC | 0.750 | 96831 | METER PIT SOUTH SIDE OF BLDG
2077 | BROOKHURST AVE | 43229- | Active | 3637389 | WILKINS | 975XLBMS | RP | 0.750 | 103224 | 2107 BROOKHURST AVENUE, POOL HOUSE
6724 | BROOKLYN HEIGHTS RD | 43081 | Active | T307487 | WILKINS | 720A | PVB | 0.750 | 3633730 | RIGHT SIDE
6742 | BROOKLYN HEIGHTS RD | 43081 | Active | CB544408 | WILKINS | 720A | PVB | 0.750 | 3633731 | RIGHT SIDE OF HOUSE
6820 | BROOKLYN HEIGHTS RD | 43081 | Active | CB597699 | WILKINS | 720A | PVB | 1.000 | 3644857 | LEFT FRONT
6839 | BROOKLYN HEIGHTS RD | 43081 | Active | CB852957 | WILKINS | 720A | PVB | 0.750 | 3641281 | RIGHT FRONT
6863 | BROOKLYN HEIGHTS RD | 43081 | Active | T339973 | WILKINS | 720A | PVB | 0.750 | 3641147 | LEFT FRONT
6219 | BROOKMEADE CIR | 43123-9085 | Active | 350060 | WATTS | 800M4FR | PVB | 0.750 | 89874 | OUTSIDE RIGHT FRONT CORNER
6269 | BROOKMEADE CIR | 43123-9085 | Active | CAA92517 | WILKINS | 720A | PVB | 1.000 | 69526 | LEFT FRONT CORNER OF HOUSE
1200 | BROOKRIDGE DR | 43235-4003 | Active | AG1200A |  |  | AG |  | 3379009 | IN PUMP PIT BY POOL AT WATER METER
1228 | BROOKRIDGE DR | 43235-4003 | Active | 500773 | WATTS | 800M4QT | PVB | 1.000 | 54365 | FRONT OF HOUSE RIGHT OF FRONT DOOR
1400 | BROOKS AVE | 43211-2900 | Active | 4903294 | WILKINS | 975 | RP | 2.000 | 3652804
1400 | BROOKS AVE | 43211-2900 | Active | 2BM1275 | AMES | 2000SS | DC | 6.000 | 54907 | MECHANICAL ROOM - NEXT TO METER
1400 | BROOKS AVE | 43211-2900 | Active | 41L0826 | AMES | 4000RP | RP | 8.000 | 54908 | MECHANICAL ROOM - NEXT TO METER
7166 | BROOKS CLOSE | 43054-9482 | Active | H491770 | FEBCO | 765 | PVB | 0.750 | 89876 | RIGHT SIDE
7167 | BROOKS CLOSE | 43054-9482 | Active | G152194 | WILKINS | 720A | PVB | 0.750 | 92255 | LEFT SIDE OF HOUSE
7174 | BROOKS CLOSE | 43054-9482 | Active | A106992 | WILKINS | 720A | PVB | 0.750 | 71543 | RIGHT SIDE OF HOUSE
7175 | BROOKS CLOSE | 43054-9482 | Active | 562584 | WILKINS | 720A | PVB | 0.750 | 71544 | RIGHT HAND SIDE
4830 | BROOKSVIEW CIR | 43054-9372 | Active | 337154 | WILKINS | 720A | PVB | 0.750 | 65169 | LEFT SIDE
4848 | BROOKSVIEW CIR | 43054-9372 | Active | T261325 | WILKINS | 720A | PVB | 0.750 | 65215 | FRONT RIGHT OF DOOR
4854 | BROOKSVIEW CIR | 43054-9274 | Active | 817185 | WILKINS | 720A | PVB | 0.750 | 65255 | LEFT FRONT CORNER
4864 | BROOKSVIEW CIR | 43054-9274 | Active | H185216 | FEBCO | 765 | PVB | 0.750 | 65265 | LEFT SIDE FRONT
4875 | BROOKSVIEW CIR | 43054-9277 | Active | H049902 | FEBCO | 765 | PVB | 0.750 | 65291 | RIGHT FRONT
4884 | BROOKSVIEW CIR | 43054-9274 | Active | CB000876 | WILKINS | 720A | PVB | 0.750 | 102484 | RIGHT FRONT
4894 | BROOKSVIEW CIR | 43054-9274 | Active | 487560 | WATTS | 800M4QT | PVB | 0.750 | 65366 | RIGHT SIDE
4908 | BROOKSVIEW CIR | 43054-9275 | Active | CAA06426 | WILKINS | 720A | PVB | 0.750 | 65396 | RIGHT SIDE OF HOUSE
4918 | BROOKSVIEW CIR | 43054-9275 | Active | 49897 | FEBCO | 765 | PVB | 0.750 | 65419 | EAST SIDE FRONT
4921 | BROOKSVIEW CIR | 43054-9277 | Active | 337175 | WILKINS | 720A | PVB | 0.750 | 99501 | RIGHT SIDE
4930 | BROOKSVIEW CIR | 43054-9275 | Active | T132727 | WILKINS | 720 | PVB | 0.750 | 3606225 | FRONT OF HOUSE
4931 | BROOKSVIEW CIR | 43054-9277 | Active | CB026319 | WILKINS | 720A | PVB | 0.750 | 103363 | FRONT RIGHT SIDE
4940 | BROOKSVIEW CIR | 43054-9275 | Active | 395867 | WATTS | 800M4FR | PVB | 0.750 | 65464 | FRONT LEFT CORNER - OUTSIDE
4950 | BROOKSVIEW CIR | 43054-9275 | Active | T178699 | WILKINS | 720 | PVB | 0.750 | 3586469 | LEFT SIDE OF HOUSE
4951 | BROOKSVIEW CIR | 43054-9277 | Active | CAA31039 | WILKINS | 720A | PVB | 0.750 | 65496 | LEFT SIDE
4958 | BROOKSVIEW CIR | 43054-9275 | Active | AC5936 | FEBCO | 765 | PVB | 0.750 | 65504 | W SIDE FRONT
4965 | BROOKSVIEW CIR | 43054-9278 | Active | H066711 | FEBCO | 765 | PVB | 0.750 | 65515 | RIGHT FRONT OF HOUSE
4975 | BROOKSVIEW CIR | 43054-9278 | Active | HB58165 | FEBCO | 765 | PVB | 0.750 | 65525 | RIGHT SIDE OF HOUSE
4985 | BROOKSVIEW CIR | 43054-9278 | Active | T380445 | WILKINS | 720A | PVB | 0.750 | 65543 | RIGHT SIDE OF HOUSE
4995 | BROOKSVIEW CIR | 43054-9278 | Active | A072792 | WILKINS | 720A | PVB | 1.000 | 91369 | LEFT SIDE OF HOUSE
5010 | BROOKSVIEW CIR | 43054-9276 | Active | CB000839 | WILKINS | 720A | PVB | 0.750 | 65720 | OUTSIDE
5103 | BROOKSVIEW CIR | 43054- | Active | 2989678 | WILKINS | 975XL | RP | 0.750 | 66039 | BY MTR PIT OF CORNER OF BROOKSVIEW CT & BROOKSVIEW DR
1270 | BROOKWOOD PL | 43209-2892 | Active | 122591 | WATTS | 009QT | RP | 1.000 | 89880 | basement at water meter
1290 | BROOKWOOD PL | 43209-2892 | Active | AE8599 | FEBCO | 765 | PVB | 1.000 | 89882 | FRONT OF HOUSE
1355 | BROOKWOOD PL | 43209-2814 | Active | T392360 | WILKINS | 720A | PVB | 1.000 | 89884 | FRONT OF HOUSE
1370 | BROOKWOOD PL | 43209-2813 | Active | H948410 | FEBCO | 765 | PVB | 1.000 | 91039 | IN FRONT OF THE HOUSE
1373 | BROOKWOOD PL | 43209-2814 | Active | CB077385 | WILKINS | 720A | PVB | 0.750 | 3379210 | LEFT SIDE OF HOUSE
1385 | BROOKWOOD PL | 43209-2814 | Active | 57388 | WATTS | 800M4QT | PVB | 1.000 | 89885 | FRONT LEFT OF DOOR
2323 | BROOKWOOD RD | 43209-2810 | Active | L0717 | FEBCO | 765 | PVB | 1.000 | 89887 | FRONT BY LEFT DOOR
2323 | BROOKWOOD RD | 43209-2810 | Active | F10550 | FEBCO | 765 | PVB | 1.000 | 91408 | REAR OF HOUSE
2330 | BROOKWOOD RD | 43209-2859 | Active | CB638682 | WILKINS | 720 | PVB | 0.750 | 3379218 | LEFT SIDE
2389 | BROOKWOOD RD | 43209-2817 | Active | CB846252 | Wilkins | 720 |  | 0.750 | 3379228 | Left side of house
2401 | BROOKWOOD RD | 43209-2817 | [6 empty] | 3379231
2445 | BROOKWOOD RD | 43209-2817 | Active | HF63579 | FEBCO | 765 | PVB | 1.000 | 58309 | RIGHT OF FRONT DOOR
2469 | BROOKWOOD RD | 43209-2846 | Active | HA20641 | FEBCO | 765 | PVB | 0.750 | 102835 | FRONT MIDDLE
2485 | BROOKWOOD RD | 43209-2901 | Active | 8663 | FEBCO | 765 | PVB | 1.000 | 58431 | RIGHT SIDE OF HOUSE
2491 | BROOKWOOD RD | 43209-2901 | Active | 348109 | WATTS | 800CMQT | PVB | 0.750 | 99895 | FRONT OF HOUSE
2495 | BROOKWOOD RD | 43209-2901 | Active | 010381 | WATTS | 800 | PVB | 1.000 | 58451 | REAR OF HOUSE
2531 | BROOKWOOD RD | 43209-2901 | Active | HH26374 | FEBCO | 765 | PVB | 1.000 | 89888 | LEFT OF HOUSE
2589 | BROOKWOOD RD | 43209-2904 | Active | 602506 | WATTS | 800QT | PVB | 1.000 | 91038 | FRONT OF HOUSE
2605 | BROOKWOOD RD | 43209-2904 | Active | CB588392 | WILKINS | 720-A | PVB | 0.750 | 3379259 | FRONT CENTER
6611 | BROUGHTON AVE | 43213-1523 | Active | 571435 | WILKINS | 975 | RP | 1.500 | 70378 | FIRE PUMP ROOM NORTHWEST CORNER OF THE BUILDING
6611 | BROUGHTON AVE | 43213-1523 | Active | 31994 | AMES | 3000SS | DCDA | 8.000 | 70377 | FIRE PUMP ROOM
6611 | BROUGHTON AVE | 43213-1523 | Active | 126082 | WATTS | 007M2QT | DC | 0.750 | 70376 | FIRE PUMP ROOM
6660 | BROUGHTON AVE | 43213-1691 | Not Required by DOW | 006374 | WATTS | 909 | RP | 3.000 | 70451 | SE CORNER OF MAINTENANCE SHOP
6660 | BROUGHTON AVE | 43213-1691 | Active | WE-2044 | AMES | COLT 400 | RP | 4.000 | 3629749
6660 | BROUGHTON AVE | 43213-1691 | Active | 69090 | AMES | 2000BM3 | DC | 0.750 | 3629518 | METER PIT RIGHT SIDE OF PROPERTY
6660 | BROUGHTON AVE | 43213-1691 | Active | WC-1671 | AMES | COLT 300GV | DCDA | 8.000 | 3629516 | METER PIT RIGHT SIDE OF PROPERTY
6660 | BROUGHTON AVE | 43213-1691 | Not Required by DOW | 263988 | WATTS | 909M1QT | RP | 2.000 | 70452 | NORTH WALL COMPRESSOR ROOM -- UNDER HOLDING TANK
6677 | BROUGHTON AVE | 43213-1523 | Active | 158266 | WATTS | 009M3QT | RP | 0.750 | 70472 | BETWEEN HVAC DUCTS
6677 | BROUGHTON AVE | 43213-1523 | Active | 55381 | AMES | 2000B | DC | 0.750 | 3638547 | METER PIT OUT FRONT
6677 | BROUGHTON AVE | 43213-1523 | Active | TA1595 | AMES | COLT 400 | DCDA | 6.000 | 3633651 | METER PIT OUT FRONT
3880 | BROWN PARK DR | 43026-1150 | Active | 151449 | WATTS | 909QT | RP | 0.750 | 62020 | SE CORNER OF BLDG BY WATER METER
3880 | BROWN PARK DR | 43026-1150 | Active | 127618 | WATTS | 909 | RP | 3.000 | 62019 | SE MECH ROOM AT WATER METER
3880 | BROWN PARK DR | 43026-1150 | Due Install |  |  |  | RP | 3.000 | 3650162 | SE MECH ROOM AT WATER METER
3880 | BROWN PARK DR | 43026-1150 | Active | 613316 | WATTS | 800QT | PVB | 1.000 | 62021 | SOUTH EAST SIDE BUILDING
3927 | BROWN PARK DR | 43026 | Active | 1993650920 | AMES | 3000SS | DCDA | 6.000 | 3648311 | MID S MECH/RISER ROOM Outside Door
3927 | BROWN PARK DR | 43026 | Active | 30706 | WATTS | 007M1QT | DC | 0.750 | 3648312 | MID S MECH/RISER ROOM Outside Door
3927 | BROWN PARK DR | 43026 | Active | 207848 | WATTS | LF009M2QT | RP | 1.000 | 3648310 | MID S MECH/RISER ROOM AT WATER METER Outside Door
3932 | BROWN PARK DR | 43026 | Active | 83514 | AMES | 2000B | DC | 0.750 | 3651311 | SE MECH RISER ROOM
3932 | BROWN PARK DR | 43026 | Active | 1983340320 | AMES | 3000SS | DCDA | 3.000 | 3651310 | SE MECH RISER ROOM
3932 | BROWN PARK DR | 43026 | Active | ACE0258 | WILKINS | 975XL2 | RP | 1.500 | 3651309 | SE MECH RISER ROOM AT WATER METER
3955 | BROWN PARK DR | 43026-3137 | Active | 130726 | WILKINS | 975 | RP | 1.500 | 62352 | EAST END OF BUILDING IN CLOSET
3966 | BROWN PARK DR | 43026-1164 | Active | 4514583 | WILKINS | 975XL2 | RP | 1.500 | 3379417 | IN FURNACE ROOM SUITE A AT METER
3968 | BROWN PARK DR | 43026-1165 | Active | 4678699 | WILKINS | 975XL2 | RP | 0.750 | 3379418 | IN SUITE A MECH/FURN ROOM AT WATER METER
3970 | BROWN PARK DR | 43026-1166 | Active | 4558018 | WILKINS | 975XL2 | RP | 0.750 | 3379419 | IN FURNACE ROOM SUITE C
3972 | BROWN PARK DR | 43026-1167 | Active | 4644779 | WILKINS | 975XL2 | RP | 1.000 | 3379420 | IN SUITE A MECH/FURN ROOM AT WATER METER
3993 | BROWN PARK DR | 43026-1151 | Active | 191352 | WATTS | LF009M2QT | RP | 1.000 | 3633683 | BACK CENTER MECH/FURN ROOM AT WATER METER
3993 | BROWN PARK DR | 43026-1151 | Not Required by DOW | 902554 | WILKINS | 720A | PVB | 0.750 | 102596 | BACK CENTER REAR BY AC UNITS
4000 | BROWN PARK DR | 43026- | Due Install |  |  |  | RP | 3.000 | 3638326
4000 | BROWN PARK DR | 43026- | Active | 83564 | WATTS | 009QT | RP | 0.750 | 62575 | IN BOILER ROOM, 4000 LEAP ROAD
715 | BROWN RD | 43223-2101 | Active | 376443 | WATTS | 909M1QT | RP | 1.500 | 71500 | NEXT TO MOP SINK AND WATER MTR ST# 1076
715 | BROWN RD | 43223-2101 | Not Required by DOW | 526934 | WATTS | 909QT | RP | 0.750 | 71501 | NEXT TO MOP SINK AND WATER MTR ST# 1076
1190 | brown rd |  | New Construction |  |  |  | RP | 8.000 | 3654874
1280 | BROWN RD | 43223-3011 | Active | W074896 | WILKINS | 975XLBMS | RP | 1.000 | 54517 | PREP ROOM SE CORNER
1285 | BROWN RD | 43223-3041 | Active | 115265 | WATTS | 009QT | RP | 0.750 | 54533 | NORTH WALL AT WATER METER
2230 | BROWN RD | 43123-1204 | Active | 4937947 | WILKINS | 975XL | RP | 1.000 | 3652921 | IN GUARD SHACK BY WATER METER
2230 | BROWN RD | 43123-1204 | Active | 4937947 | WILKINS | 975XL | RP | 1.000 | 57685 | 1ST TRAILER ON LEFT IN CLOSET BY WATER METER
2300 | BROWN RD | 43123-1204 | Active | BC1330 | FEBCO | 765 | PVB | 0.750 | 89889 | LEFT SIDE OF HOUSE
3599 | BROWN RUN RD | 43123- | Due Install | [5 empty] | 3379423
831 | BRUCK ST | 43206-2203 | Active | G125266 | WILKINS | 720A | PVB | 0.750 | 95232 | LEFT SIDE OF HOME
873 | BRUCK ST | 43206-2311 | Active | H205826 | FEBCO | 765 | PVB | 0.750 | 3379697 | REAR OF HOUSE
2000 | BRUCK ST | 43207- | Active | 785663 | WATTS | 800M4QT | PVB | 1.000 | 91620 | HUMAN RESOURCES BLDG
2020 | BRUCK ST | 43207-2329 | Not Required by DOW | 26089 | WATTS | 919QT | RP | 2.000 | 3613237 | INDUSTRIAL BUILDING WATER SERVICE
2020 | BRUCK ST | 43207-2329 | Not Required by DOW | 23145 | WATTS | 919QT | RP | 2.000 | 3613236 | INDUSTRIAL BUILDING NON-POTALBE WATER
2020 | BRUCK ST | 43207-2329 | Not Required by DOW | 60689 | WATTS | 009QT | RP | 1.250 | 98889 | POLYMER BOILER ROOM
2020 | BRUCK ST | 43207-2329 | Not Required by DOW | 266949 | WATTS | 009M2PCQT | RP | 2.000 | 88564 | DOCK 3 UPSTAIRS NEXT TO NAUTA 5
2020 | BRUCK ST | 43207-2329 | Not Required by DOW | 41893 | WATTS | 919AQT | RP | 0.750 | 57045 | DOCK #3 BOILER ROOM
2020 | BRUCK ST | 43207-2329 | Not Required by DOW | CW817 | CONBRACO | 40206A2 | RP | 1.500 | 57043 | BP PLANT NORTH EAST CORNER
2020 | BRUCK ST | 43207-2329 | Not Required by DOW | 62777 | WATTS | 009QT | RP | 2.000 | 57042 | BLDG #24 N.W. CORNER (UP HIGH)
2020 | BRUCK ST | 43207-2329 | Not Required by DOW | 10269 | WATTS | 919QT | RP | 1.250 | 57040 | MIS STORAGE ROOM IRRIGATION SYSTEM
2020 | BRUCK ST | 43207-2329 | Not Required by DOW | 20196 | WATTS | 919QT | RP | 2.000 | 57038 | STRUCTURAL BUILDING BOILER RM WATER SERVICE
2020 | BRUCK ST | 43207-2329 | Active | 19741C | WILKINS | 375AST | RP | 8.000 | 3640711 | METER BUILDING AT MAIN WATER METER
2020 | BRUCK ST | 43207-2329 | Not Required by DOW | 181361 | WATTS | 909 | RP | 4.000 | 57036 | NW STAIRWELL BLDG 17C
2020 | BRUCK ST | 43207-2329 | Not Required by DOW | 126965 | WATTS | 909 | RP | 2.500 | 57035 | DOCK-4 S.E. WALL TOP OF STAIRS
2020 | BRUCK ST | 43207-2329 | Not Required by DOW | 11899 | WATTS | 919QT | RP | 0.500 | 3648790 | NORTH SIDE OF PLANT
2020 | BRUCK ST | 43207-2329 | Active | 19659C | WILKINS | 375AST | RP | 6.000 | 3640712 | METER BUILDING AT MAIN WATER METER
2634 | BRYAN CIR | 43123-3527 | Active | T076980 | WILKINS | 720A | PVB | 0.750 | 101280 | RIGHT OF FRONT DOOR
685 | BRYDEN RD | 43205-5004 | Active | 22516 | WATTS | 009QT | RP | 2.000 | 70824 | BASEMENT ABOVE WATER METER
685 | BRYDEN RD | 43205-5004 | Active | 1105 | FEBCO | 765 | PVB | 0.750 | 70823 | OUTSIDE SW CORNER NEXT TO GAS METERS
695 | BRYDEN RD | 43205-1193 | Due Install |  |  |  | RP |  | 3380022
738 | BRYDEN RD | 43205-1002 | Active | 28112 | WATTS | LF919QT | RP | 2.000 | 3621119 | BSMNT - MID W MECH RM AT METER
752 | BRYDEN RD | 43205-1016 | Active | 4746551 | WILKINS | 975XL | RP | 0.750 | 3380026 | BASEMENT BY WATER METER
814 | BRYDEN RD | 43205-1727 | Not Required by DOW | [5 empty] | 3380042
820 | BRYDEN RD | 43205-1727 | Not Required by DOW | [5 empty] | 3380043
851 | BRYDEN RD | 43205-1723 | Not Required by DOW | [5 empty] | 3380045
904 | BRYDEN RD | 43205-1786 | Not Required by DOW | [5 empty] | 3380057
977 | BRYDEN RD | 43205-1896 | Not Required by DOW | [5 empty] | 3380070
1056 | BRYDEN RD | 43205-1863 | Active | W175374 | WILKINS | 975XL | RP | 0.750 | 53740 | BASEMENT CRAWL
1103 | BRYDEN RD | 43205- | Active | 3182155 | WILKINS | 975XL2 | RP | 1.500 | 99241 | LL UNDER REAR DOOR STAIRS
1135 | BRYDEN RD | 43205-1821 | Not Required by DOW | 218031 | WATTS | 009PCQT | RP | 0.500 | 99924 | BASEMENT @ BOILER
1135 | BRYDEN RD | 43205-1821 | Not Required by DOW | A85110 | WATTS | 009PCQT | RP | 0.500 | 99925 | BASEMENT @ BOILER
1169 | BRYDEN RD | 43205-1928 | Active | TK-1518 | AMES | COLT-400 | RP | 3.000 | 3641397 | BASEMENT MECHANIC ROOM
1169 | BRYDEN RD | 43205-1928 | Active | TI-0768 | AMES | COLT-200 | DC | 4.000 | 3641398 | BASEMENT MECHANIC ROOM
1251 | BRYDEN RD | 43205-2037 | Active | 161475 | WATTS | LF009M2QT | RP | 1.000 | 3638145 | BASEMENT AT WATER METER
1314 | BRYDEN RD | 43205-2041 | Not Required by DOW | [5 empty] | 3380144
1337 | BRYDEN RD | 43205-2038 | Not Required by DOW | [5 empty] | 3380150
1390 | BRYDEN RD | 43205-2001 | Active | 229388 | WILKINS | 975 | RP | 0.750 | 54869 | 2ND FLOOR MECHANICAL ROOM - Cols. Girls
1390 | BRYDEN RD | 43205-2001 | Active | 278145 | WILKINS | 975XL | RP | 0.750 | 3624678 | 2ND FLOOR MECHANICAL ROOM - Cols. Girls
1555 | BRYDEN RD | 43205-2149 | Active | 26543C | WILKINS | 375AST | RP | 4.000 | 55381 | METER ROOM, 1ST FLOOR WEST
1555 | BRYDEN RD | 43205-2149 | Active | 9304051030 | FEBCO | 850 | DC | 6.000 | 55383 | PUMP ROOM IN BASEMENT
1555 | BRYDEN RD | 43205-2149 | LPS - Active | [5 empty] | 3638743 | PUMP ROOM IN BASEMENT
1555 | BRYDEN RD | 43205-2149 | Active | B03157 | WILKINS | 975 | RP | 4.000 | 55382 | METER ROOM, 1ST FLOOR WEST
1586 | BRYDEN RD | 43205-2128 | Not Required by DOW | [5 empty] | 3380204
813 | BRYDEN RD UNIT C | 43205-1759 | Active | 352220 | WATTS | 909QT | RP | 0.750 | 102443 | EAST WING BOILER ROOM
813 | BRYDEN RD UNIT C | 43205-1759 | Due Install |  |  |  | RP |  | 3638217
813 | BRYDEN RD UNIT C | 43205-1759 | Due Install |  |  |  | DCDA |  | 3638218
6842 | BRYNE CT | 43017-8576 | Active | 673141 | WILKINS | 720A | PVB | 0.750 | 70807 | RIGHT FRONT
6850 | BRYNE CT | 43017-8576 | Active | hc09400 | FEBCO | 765 | PVB | 0.750 | 3611541 | LEFT FRONT
6858 | BRYNE CT | 43017-8576 | Active | CAA46473 | WILKINS | 720A | PVB | 0.750 | 70844 | LEFT SIDE OF HOUSE
6866 | BRYNE CT | 43017-8576 | Active | 672149 | WILKINS | 720A | PVB | 0.750 | 70858 | LEFT FRONT
6873 | BRYNE CT | 43017-8576 | Active | 672189 | WILKINS | 720A | PVB | 0.750 | 70867 | RIGHT SIDE
358 | BRYNHILD RD | 43202-1403 | Active | H580579 | FEBCO | 765 | PVB | 0.750 | 98313 | R. H. SIDE
372 | BRYNHILD RD | 43202-1403 | Active | CB332869 | WILKINS | 720 | PVB | 0.750 | 3380352 | LEFT SIDE OF HOUSE
5259 | BRYNWOOD DR | 43220-2273 | Active | 589794 | WILKINS | 720A | PVB | 0.750 | 3380376 | LEFT SIDE
4199 | BRYSON COVE CIR | 43016-5022 | Active | CB078554 | WILKINS | 720 | PVB | 0.750 | 3609751 | LEFT FRONT
4206 | BRYSON COVE CIR | 43016-5024 | Active | T240216 | WILKINS | 720A | PVB | 0.750 | 3591728 | RIGHT SIDE OF HOUSE
4231 | BRYSON COVE CIR | 43016-5023 | Active | 531633 | WILKINS | 720A | PVB | 0.750 | 63355 | RIGHT SIDE OF HOUSE
5738 | BUCK RUN DR | 43213-2604 | Active | 255201 | WILKINS | 420 | PVB | 1.000 | 67762 | NORTHWEST CORNER OF HOUSE
871 | BUCKEYE PARK RD | 43207 | Active | 059529 | WATTS | LF909QT | RP | 0.750 | 3649273 | HOT BOX
893 | BUCKEYE PARK RD | 43207 | Active | 82386 | WATTS | 919QT | RP | 0.750 | 3645937 | BATHROOM WEST WALL
900 | BUCKEYE PARK RD | 43207-2591 | Active | 1325559 | WILKINS | 975 | RP | 1.000 | 74461 | SOUTH WALL OF SHOP
987 | BUCKEYE PARK RD | 43207 | Not Required by DOW | 20838 | WATTS | 919AQT | RP | 2.000 | 3611920 | MECHANICAL ROOM
987 | BUCKEYE PARK RD | 43207 | Active | 1127051008 | WATTS | 774DCDA | DCDA | 8.000 | 102162 | METER PIT WEST END OF BUILDING
987 | BUCKEYE PARK RD | 43207 | Active | 18349 | WATTS | 007M2QT | DC | 0.750 | 102163 | METER PIT
987 | BUCKEYE PARK RD | 43207 | Not Required by DOW | 215-B | WILKINS | 350 | DC | 4.000 | 103377 | MECHANICAL ROOM
987 | BUCKEYE PARK RD | 43207 | Not Required by DOW | MG1046 | WATTS | 957 | RP | 3.000 | 3611921 | MECHANICAL ROOM
987 | BUCKEYE PARK RD | 43207 | Not Required by DOW | 3806657 | WILKINS | 950XLT2 | DC | 0.750 | 3606227 | MECHANICAL ROOM
987 | BUCKEYE PARK RD | 43207 | Active | MG-2852 | WATTS | 957 | RP | 3.000 | 102161 | HOT BOX OFF OF BUCKEYE WEST OF BUILDING
1000 | BUCKEYE PARK RD | 43207-2509 | Active | 26408 | watts | 919 | RP | 2.000 | 53550 | MECHANICAL ROOM - FRONT OF BUILDING
1065 | BUCKEYE PARK RD | 43207-2510 | Active | A08156 | WATTS | 009M3QT | RP | 0.750 | 89261 | METER ROOM
1081 | BUCKEYE PARK RD | 43207 | Active | 83741 | WATTS | LF919 | RP | 0.750 | 3646610 | INSIDE AT METER
1534 | BUCKEYE PKWY | 43123- | Active | 132758 | AMES | 3000SS | DCDA | 6.000 | 55331 | IN METER PIT NEXT TO HOT BOX
1534 | BUCKEYE PKWY | 43123- | Active | 60054 | WATTS | 007QT | DC | 0.750 | 55332 | IN METER PIT NEXT TO HOT BOX
1534 | BUCKEYE PKWY | 43123- | Active | WL-1204 | WATTS | 957 | RP | 3.000 | 55330 | IN HOT BOX NEAR FRONT ROADWAY
4092 | BUCKEYE PKWY | 43123- | Active | l145477 | WILKINS | 375 | RP | 3.000 | 62864 | SE CORNER OF BUCKEYE PARKWAY AND STRINGTOWN ROAD
4108 | BUCKEYE PKWY | 43123-8175 | Not Required by DOW | A03770 | WATTS | 009M2QT | RP | 1.500 | 93330 | IN METER ROOM - 4116 BUCKEYE PKWY
4108 | BUCKEYE PKWY | 43123-8175 | Active | 1601110807 | AMES | 3000SS | DCDA | 3.000 | 93329 | MECH ROOM - 4116 BUCKEYE PARKWAY
4108 | BUCKEYE PKWY | 43123-8175 | Active | 56590 | AMES | 2000B | DC | 0.750 | 93328 | MECH ROOM
4108 | BUCKEYE PKWY | 43123-8175 | Active | A18655 | WATTS | 009M2QT | RP | 2.000 | 93268 | WATER METER ROOM IN BACK OF BLDG
4124 | BUCKEYE PKWY | 43123 | Active | 12371 | AMES | 4000B | RP | 0.750 | 103120 | SPRINKLER ROOM
4124 | BUCKEYE PKWY | 43123 | Active | 1059420912 | AMES | 5000 | RPDA | 4.000 | 103119 | SPRINKLER
4124 | BUCKEYE PKWY | 43123 | Active | 3603328 | WILKINS | 975XLBMS | RP | 2.000 | 102719 | REAR DOOR NORTH WALL
4124 | BUCKEYE PKWY | 43123 | Not Required by DOW | T189277 | WILKINS | 720A | PVB | 1.000 | 103975 | KITCHEN BY BACK DOOR
4144 | BUCKEYE PKWY | 43123-8175 | Not Required by DOW | A07905 | WATTS | 009QT | RP | 0.500 | 95651 | CLOSET @ PHOTO LAB
4144 | BUCKEYE PKWY | 43123-8175 | Not Required by DOW | 349462 | WATTS | 009QT | RP | 0.500 | 100392 | WATER VACUUM SYSTEM, NW MECHANICAL ROOM
4144 | BUCKEYE PKWY | 43123-8175 | Not Required by DOW | A08677 | WATTS | 009M2PCQT | RP | 2.000 | 92460 | FRONT MECH ROOM
4144 | BUCKEYE PKWY | 43123-8175 | Not Required by DOW | 4012718 | WILKINS | 975 | RP | 0.750 | 3607937 | RO SYSTEM, KITCHEN AREA OF STARBUCKS
4144 | BUCKEYE PKWY | 43123-8175 | Active | 51480 | AMES | 2000B | DC | 0.750 | 92459 | METER PIT S OF STRINGTOWN
4144 | BUCKEYE PKWY | 43123-8175 | Active | 26620 | WATTS | 009 | RP | 3.000 | 92431 | BACK WATER ROOM
4144 | BUCKEYE PKWY | 43123-8175 | Active | 153570 | AMES | 3000SS | DCDA | 8.000 | 92457 | METER PIT S OF STRINGTOWN ROAD
4145 | BUCKEYE PKWY | 43123 | Not Required by DOW | 4236714 | WILKINS | 975XL2 | RP | 1.500 | 3618622 | MECHANICAL ROOM
4145 | BUCKEYE PKWY | 43123 | Not Required by DOW | 4233972 | WILKINS | 975XL2 | RP | 2.000 | 3618623 | MECHANICAL ROOM
4145 | BUCKEYE PKWY | 43123 | Not Required by DOW | 4239592 | WILKINS | 975XL2 | RP | 1.000 | 3618621 | MECHANICAL ROOM
4145 | BUCKEYE PKWY | 43123 | Not Required by DOW | 4168144 | WILKINS | 975XL2 | RP | 1.000 | 3618620 | MECHANICAL ROOM
4145 | BUCKEYE PKWY | 43123 | Active | 4238890 | WILKINS | 975 | RP | 1.500 | 3618394 | MECHANICAL ROOM
4152 | BUCKEYE PKWY | 43123-8175 | Not Required by DOW | 1572010807 | AMES | 2000SS | DC | 4.000 | 93059 | MECH ROOM
4152 | BUCKEYE PKWY | 43123-8175 | Not Required by DOW | 182585 | WATTS | 909QTFDA | RP | 3.000 | 93162 | COMPLETE BLDG
4152 | BUCKEYE PKWY | 43123-8175 | Not Required by DOW | A05307 | WATTS | 009M2QT | RP | 1.500 | 93163 | IN WATER METER ROOM-BACK OF SHOPPING CENTER
4152 | BUCKEYE PKWY | 43123-8175 | Active | 52665 | AMES | 2000B | DC | 0.750 | 93197 | METER PIT OFF OF BUCKEYE PKWY
4152 | BUCKEYE PKWY | 43123-8175 | Not Required by DOW | W339438 | WILKINS | 975XLBMS | RP | 2.000 | 92932 | 4178 BUCKEYE PKWY, SE CORNER OF WAREHOUSE UNIT
4152 | BUCKEYE PKWY | 43123-8175 | Not Required by DOW | 12462 | WATTS | 919AQT | RP | 1.500 | 103177 | 4192 BUCKEYE PARKWAY, REAR DOCK DOOR AT METER
4152 | BUCKEYE PKWY | 43123-8175 | Not Required by DOW | 17260 | WATTS | 919QT | RP | 2.000 | 100574 | 4182 BUCKEYE PARKWAY, SPRINKLER ROOM
4152 | BUCKEYE PKWY | 43123-8175 | Active | 154859 | AMES | 3000SS | DCDA | 8.000 | 93199 | METER PIT
4152 | BUCKEYE PKWY | 43123-8175 | Not Required by DOW | AC12832 | WILKINS | 975XL | RP | 2.000 | 100564 | 4218 BUCKEYE PARKWAY - THEATER Sprinkler
4152 | BUCKEYE PKWY | 43123-8175 | Not Required by DOW | N1107220902 | FEBCO | 880V | RP | 3.000 | 100563 | 4218 BUCKEYE PARKWAY - THEATER, SPRINKLER ROOM
4152 | BUCKEYE PKWY | 43123-8175 | Not Required by DOW | 658854 | APOLLO/CONBRACO | RPS40 | RP | 0.750 | 100561 | 4218 BUCKEYE PARKWAY - THEATER, FOOD PREP AREA
4152 | BUCKEYE PKWY | 43123-8175 | Active | 119031 | AMES | 4000SS | RP | 3.000 | 93198 | HOT BOX OFF BUCKEYE PKWY
4152 | BUCKEYE PKWY | 43123-8175 | Not Required by DOW | 616618 | WATTS | 009QT | RP | 1.000 | 94200 | 4168 BUCKEYE PARKWAY, IN CEILING ABOVE ELECTRICAL BOXES
4236 | BUCKEYE PKWY | 43123 | Active | 630890 | WATTS | 909HWQT | RP | 1.000 | 100354 | JANITORS CLOSET
4236 | BUCKEYE PKWY | 43123 | Not Required by DOW | 29790 | WATTS | 919AQT | RP | 1.000 | 99441 | HWT ROOM (JANITOR'S ROOM)
4248 | buckeye pkwy |  | Active | WK-1300 | AMES | COLT 300GV | DCDA | 4.000 | 3654331 | IN FIRE RISER ROOM N/W
4248 | buckeye pkwy |  | Active | 71876 | AMES | 2000BM3 | DC | 0.750 | 3654330 | IN FIRE RISER ROOM N/W
4248 | buckeye pkwy |  | Active | 28401 | WATTS | 919AQT | RP | 1.500 | 3654332 | MECH ROOM
4333 | BUCKEYE PKWY | 43123- | Active | 954978 | WILKINS | 720A | PVB | 1.000 | 75089 | 4333 PARKWAY VILLAGE DR, OUTSIDE WALL-CLUBHOUSE MECH ROOM
4333 | BUCKEYE PKWY | 43123- | Active | A33347 | AMES | 2000SS | DC | 0.750 | 63708 | 4333 PARKWAY VILLAGE DR, CLUBHOUSE MECH ROOM
4333 | BUCKEYE PKWY | 43123- | Active | 1295871003 | AMES | 3000SS | DCDA | 8.000 | 63707 | 4333 PARKWAY VILLAGE DR, CLUB HOUSE MECH ROOM
4333 | BUCKEYE PKWY | 43123- | Active | 1109141203 | AMES | 4000SS | RP | 3.000 | 63706 | 4333 PARKWAY VILLAGE DR, CLUB HOUSE MECH ROOM
4333 | BUCKEYE PKWY | 43123- | Active | 301336 | WATTS | 009M3QT | RP | 0.750 | 103415 | 1519 PARKWAY VILLAGE DR, CAR WASH MECHANICAL ROOM
4472 | BUCKEYE PKWY | 43123- | Active | F0501280841 | FEBCO | 860 | RP | 3.000 | 88306 | IN HOT BOX SOUTH OF WHITE RD ACROSS FROM 1549 DELCASTLE LOOP
4499 | BUCKEYE PKWY | 43123- | Active | 1154671005 | AMES | 4000CIV | RP | 3.000 | 89134 | METER HOUSE SOUTH OF MAIN DRIVE
4499 | BUCKEYE PKWY | 43123- | Active | 67252 | WATTS | 007M1PCQT | DC | 0.750 | 89090 | METER HOUSE SOUTH OF MAIN DRIVE
4499 | BUCKEYE PKWY | 43123- | Active | 1461721105 | AMES | 3000SS | DCDA | 6.000 | 89138 | METER HOUSE S OF MAIN DRIVE
4596 | BUCKEYE PKWY | 43123-8163 | Active | W175249 | WILKINS | 975XL | RP | 0.750 | 88578 | LOCKER ROOM @ METER
4714 | BUCKEYE PKWY | 43123- | Active | FH1408 | WATTS | 957 | RP | 4.000 | 91062 | IN hot box NEXT TO METER PIT
4714 | BUCKEYE PKWY | 43123- | Not Required by DOW | 3489538 | WILKINS | 975XL | RP | 1.000 | 92347 | RIGHT OF HOT BOX - 4765 ST ANDREWS DR
4900 | BUCKEYE PKWY | 43123 | Not Required by DOW | 16007 | WATTS | 919 | RP | 1.500 | 3646045 | MECH ROOM
4900 | BUCKEYE PKWY | 43123 | Active | 70218 | AMES | 2000B | DC | 0.750 | 3646044 | INSIDE BUILDING (WEST SIDE) AT FIRE SERVICE ENTRANCE
4900 | BUCKEYE PKWY | 43123 | Active | 180445 | AMES | 3000SS | DCDA | 4.000 | 3646043 | INSIDE BUILDING (WEST SIDE) AT FIRE SERVICE ENTRANCE
4900 | BUCKEYE PKWY | 43123 | Active | 22767 | WATTS | 919 | RP | 2.000 | 3602914 | INSIDE BUILDING (WEST SIDE) AT METER
5227 | BUCKEYE PKWY | 43123- | Active | 219059 | FEBCO | 825Y | RP | 1.000 | 66457 | INSIDE PLANTER BED AT ENTRANCE SIGN
5700 | BUCKEYE PKWY | 43123-9177 | Active | T013203 | WILKINS | 720A | PVB | 0.750 | 99810 | RIGHT SIDE OF HOUSE
5712 | BUCKEYE PKWY | 43123-9177 | Active | F006269 | WILKINS | 720A | PVB | 0.750 | 97513 | L.H. side
5772 | BUCKEYE PKWY | 43123-9177 | Active | 01529 | WATTS | 800M4QT | PVB | 1.000 | 95136 | RIGHT SIDE
5784 | BUCKEYE PKWY | 43123-9177 | Active | 340538 | FEBCO | 765 | PVB | 0.750 | 88919 | LEFT SIDE OF HOUSE
1640 | BUCKEYE PL | 43123 | Active | 4881193XLTCU | WILKINS | 975XL2 | RP | 1.000 | 3647058 | MECH ROOM CENTER OF BUILDING
1640 | BUCKEYE PL | 43123 | Not Required by DOW | CB638655 | WILKINS | 720 | PVB | 0.750 | 3650064 | RIGHT SIDE OF BUILDING
1668 | BUCKEYE PL | 43123 | Active | 23908 | WATTS | 007M1QT | DC | 0.750 | 3620015 | MECHANICAL ROOM
1668 | BUCKEYE PL | 43123 | LPS - Due Install | [5 empty] | 3632804 | MECHANICAL ROOM
1668 | BUCKEYE PL | 43123 | Active | PK-0016 | WATTS | 957 | RP | 3.000 | 3620014 | MECHANICAL ROOM
1668 | BUCKEYE PL | 43123 | Active | 185570 | AMES | 3000SS | DCDA | 6.000 | 3620016 | MECHANICAL ROOM
1668 | BUCKEYE PL | 43123 | LPS - Active |  |  |  | LPC |  | 3632805 | MECHANICAL ROOM
1702 | BUCKEYE PL | 43123-9833 | Active | 55560 | AMES | 2000BM3 | DC | 0.750 | 95393 | LOADING DOCK AREA - 1700 BUCKEYE PL
1702 | BUCKEYE PL | 43123-9833 | Active | 32016 | WATTS | LF919QT | RP | 2.000 | 95314 | BACK RIGHT OF BUILDING
1702 | BUCKEYE PL | 43123-9833 | Not Required by DOW | 08762 | WATTS | 919 | RP | 1.500 | 3627978 | NEXT TO WATER METER
1702 | BUCKEYE PL | 43123-9833 | Active | 159866 | AMES | 3000SS | DCDA | 8.000 | 95394 | LOADING DOCK AREA
1722 | BUCKEYE PL | 43123 | Not Required by DOW | 4526137 | WILKINS | 975XL2 | RP | 1.000 | 3632593 | POOL MECHANICAL ROOM
1722 | BUCKEYE PL | 43123 | Not Required by DOW | 4517411 | WILKINS | 975XL2 | RP | 1.500 | 3632594 | MECHANICAL/RISER ROOM
1722 | BUCKEYE PL | 43123 | Active | 194331 | AMES | 3000SS | DCDA | 6.000 | 3633008 | MECHANICAL ROOM FAR END OF BUILDING
1722 | BUCKEYE PL | 43123 | Active | 28149 | WATTS | 007 | DC | 0.750 | 3633009 | MECHANICAL ROOM FAR END OF BUILDING
1722 | BUCKEYE PL | 43123 | Active | L115077 | WILKINS | 375 | RP | 3.000 | 3632592 | MECHANICAL/RISER ROOM
1750 | BUCKEYE PL | 43123 | Not Required by DOW | 4799606 | WILKINS | 975XL2 | RP | 2.000 | 3646419 | MECH ROOM
1750 | BUCKEYE PL | 43123 | Active | 75040 | WATTS | 919QT | RP | 0.750 | 3633699 | IN HOTBOX FIRE BYPASS
1750 | BUCKEYE PL | 43123 | Active | SE-1073 | AMES | COLT500GV | RPDA | 8.000 | 3633698 | IN HOT BOX
1750 | BUCKEYE PL | 43123 | Active | SH-1440 | AMES | COLT400 | RP | 3.000 | 3633697 | IN HOTBOX AT METER PIT
328 | BUCKINGHAM ST | 43215-2177 | Active | 170544 | AMES | 3000SS | DCDA | 6.000 | 99295 | 1ST FLOOR MECH ROOM SE
328 | BUCKINGHAM ST | 43215-2177 | Not Required by DOW | 3103487 | WILKINS | 975XL2 | RP | 1.000 | 99726 | MECHANIC ROOM
328 | BUCKINGHAM ST | 43215-2177 | Active | 63763 | AMES | 2000B | DC | 0.750 | 99248 | 1ST FLOOR MECH ROOM SE
328 | BUCKINGHAM ST | 43215-2177 | Active | 16586 | WILKINS | 375ADA | RPDA | 4.000 | 99727 | MECHANIC ROOM
2224 | BUCKLEY RD | 43220-4614 | Not Required by DOW | NRQ347138 | WATTS | 007M3QT | DC | 0.750 | 3380590 | ***NOT REQUIRED***BASEMENT CRAWL SPACE
2248 | BUCKLEY RD | 43220-4614 | Active | 33024 | WATTS | 800M4FR | PVB | 0.750 | 99817 | FRONT OF HOUSE TO THE LEFT OF FRONT DOOR
2284 | BUCKLEY RD | 43220-4614 | Active | T419596 | WILKINS | 720A | PVB | 0.750 | 3380599 | RIGHT SIDE
2322 | BUCKLEY RD | 43220-4614 | Active | CAB79160 | WILKINS | 720A | PVB | 0.750 | 3380605 | FRONT OF THE HOUSE
2453 | BUCKLEY RD | 43220-4615 | Active | CB081351 | WILKINS | 720 | PVB | 1.000 | 58334 | FRONT OF HOUSE
1488 | BUCKPOINT LN | 43085-4701 | Active | A047746 | WILKINS | 720A | PVB | 1.000 | 88160 | LEFT SIDE
1517 | BUCKPOINT LN | 43085-1594 | Active | 792778 | WILKINS | 720A | PVB | 1.000 | 55285 | FRONT CENTER
5865 | BUCKSBURN DR | 43119-9810 | Active | F000346 | WILKINS | 720A | PVB | 0.750 | 91441 | RIGHT SIDE
1660 | BUCKSGLEN DR | 43119-8676 | Active | G246812 | WILKINS | 720A | PVB | 0.750 | 98697 | RIGHT HAND SIDE
3906 | BUCKSKIN CT | 43221-5704 | Active | H759825 | FEBCO | 765 | PVB | 0.750 | 3610020 | RIGHT SIDE OF HOUSE
6008 | BUFFALO HEAD TR | 43017-3598 | Active | T240053 | WILKINS | 720A | PVB | 0.750 | 3380826 | LEFT SIDE OF HOUSE
7001 | BUFFALO PKWY | 43229 | Active | PC-3913 | AMES | COLT 300GV | DCDA | 6.000 | 3615028 | MECHANICAL ROOM WEST BUILDING
7001 | BUFFALO PKWY | 43229 | Active | 37990 | AMES | 2000BM3 | DC | 0.750 | 3615157 | MECHANICAL ROOM WEST BUILDING
7001 | BUFFALO PKWY | 43229 | Active | 25433 | WATTS | 919AQT | RP | 2.000 | 3615174 | MECHANICAL ROOM WEST BUILDING
7001 | BUFFALO PKWY | 43229 | Not Required by DOW | 19992 | WATTS | 919QT | RP | 1.500 | 3624324 | MECH RM W BLDG
2020 | BUILDERS PL | 43204-4891 | Active | 1656906 | WILKINS | 975 | RP | 1.500 | 3380852 | AT WATER METER
2020 | BUILDERS PL | 43204-4891 | Active | TF0483 | AMES | COLT 300 | DCDA | 6.000 | 3638745
2020 | BUILDERS PL | 43204-4891 | Active | 57005 | AMES | 2000B | DC | 0.750 | 3640852
2041 | BUILDERS PL | 43204-4886 | Active | 3JM0857 | AMES | 3000SS | DCDA | 4.000 | 57092 | SOUTH END OF BLDG MECHANICAL ROOM (SERIAL #3JM0857)
2041 | BUILDERS PL | 43204-4886 | Active | 125468 | WATTS | 007QT | DCDA | 0.750 | 57091 | SOUTH END OF BLDG MECHANICAL ROOM
2041 | BUILDERS PL | 43204-4886 | Active | 2069 | XX | XX | AG | 4.000 | 3608062 | CHEMICAL TANK, WAREHOUSE BY OVERHEAD DOOR, 2069 GARAGE ON W WALL
2041 | BUILDERS PL | 43204-4886 | Active | 15415 | WATTS | 919AQT | RP | 1.500 | 3608061 | CHEM FILL LINE, IN 2069 GARAGE ON WEST WALL
2041 | BUILDERS PL | 43204-4886 | Active | 57294 | WATTS | 009M2PCQT | RP | 1.500 | 90514 | side side mech room
2041 | BUILDERS PL | 43204-4886 | Active | 589311 | WILKINS | 975A | RP | 1.000 | 57094 | SOUTH END OF BLDG IN PUMP ROOM
2041 | BUILDERS PL | 43204-4886 | Active | 400793 | WILKINS | 975 | RP | 1.500 | 57093 | IN MECHANICAL ROOM ON SOUTH END OF BUILDING
2100 | BUILDERS PL | 43204-4885 | Active | 23379 | WATTS | LF919QT | RP | 1.500 | 3633565 | IN MECHANICAL ROOM
2111 | BUILDERS PL | 43204-4886 | Active | 258924 | WILKINS | 975XL | RP | 1.500 | 57328 | MANUFACTURING AREA
2111 | BUILDERS PL | 43204-4886 | Due Install |  |  |  | DCDA | 4.000 | 3641330 | MANUFACTURING AREA
959 | BULEN AVE | 43206-1805 | Active | W208380 | WILKINS | 975XLBMS | RP | 1.500 | 74793 | BASEMENT MECHANCIAL ROOM
2680 | BULEN AVE | 43207-2722 | Active | 4716470 | WILKINS | 975XL2 | RP | 0.750 | 3599054 | BASEMENT ON LIMITED FIRE
5680 | BULL RUN CT | 43230-1398 | Active | T239774 | WILKINS | 720 | PVB | 0.750 | 3381088 | LEFT SIDE OF HOUSE
5407 | BULLFINCH DR | 43081-8610 | Active | 337105 | WILKINS | 720A | PVB | 0.750 | 99897 | BACK OF HOUSE
5430 | BULLFINCH DR | 43081-8606 | Active | CB092323 | WILKINS | 720A | PVB | 0.750 | 89895 | LEFT SIDE
5439 | BULLFINCH DR | 43081-8610 | Active | 903176 | WILKINS | 720A | PVB | 0.750 | 66906 | RIGHT SIDE OF HOUSE
5446 | BULLFINCH DR | 43081-8606 | Active | 779487 | WILKINS | 720A | PVB | 0.750 | 66918 | LEFT FRONT
5447 | BULLFINCH DR | 43081-8610 | Active | 779782 | WILKINS | 720A | PVB | 0.750 | 66919 | SIDE OF HOUSE
5454 | BULLFINCH DR | 43081-8606 | Active | 954775 | WILKINS | 720A | PVB | 0.750 | 3381098 | Right Side
5455 | BULLFINCH DR | 43081-8610 | Active | H598344 | FEBCO | 765 | PVB | 0.750 | 98723 | FRONT NORTH SIDE
5462 | BULLFINCH DR | 43081-8606 | Active | H602661 | FEBCO | 765 | PVB | 0.750 | 101055 | RIGHT SIDE
5463 | BULLFINCH DR | 43081-8610 | Active | H599710 | FEBCO | 765 | PVB | 0.750 | 98864 | LEFT SIDE
5470 | BULLFINCH DR | 43081-8606 | Active | H592663 | FEBCO | 765 | PVB | 0.750 | 98906 | RIGHT SIDE
5478 | BULLFINCH DR | 43081-8606 | Active | H591358 | FEBCO | 765 | PVB | 0.750 | 98904 | LEFT SIDE
5503 | BULLFINCH DR | 43081-8609 | Active | G176740 | WILKINS | 720A | PVB | 0.750 | 92007 | left side of house
5510 | BULLFINCH DR | 43081-8607 | Active | G185683 | WILKINS | 720A | PVB | 0.750 | 91881
7576 | BULLSEYE DR | 43110 | Active | T348164 | WILKINS | 720A | PVB | 0.750 | 3624743 | LEFT SIDE
6995 | BULRUSH CT | 43054 | Active | T188696 | WILKINS | 720A | PVB | 0.750 | 3609661
7215 | BULRUSH CT | 43054 | Active | T205991 | WILKINS | 720A | PVB | 0.750 | 3611736 | LEFT FRONT
7225 | BULRUSH CT | 43054 | Active | CB072669 | WILKINS | 720A | PVB | 0.750 | 3605990 | LEFT SIDE
7235 | BULRUSH CT | 43054 | Active | T456033 | WILKINS | 720A | PVB | 0.750 | 3603190 | EAST SIDE OF HOUSE
4575 | BURBANK DR | 43220-2805 | Active | H431925 | FEBCO | 765 | PVB | 0.750 | 89896 | FRONT OF HOUSE
4575 | BURBANK DR | 43220-2805 | Active | H431302 | FEBCO | 765 | PVB | 0.750 | 92381 | BACK OF HOUSE
4596 | BURBANK DR | 43220-2806 | Active | CB655362 | WILKINS | 720A | PVB | 0.750 | 88985 | RIGHT SIDE
4618 | BURBANK DR | 43220-2806 | Active | 877733 | WILKINS | 720A | PVB | 1.000 | 89897 | RIGHT SODE OF HOUSE
4671 | BURBANK DR | 43220-2807 | Active | 00785 | WATTS | 995QT | RP | 1.000 | 64754 | BASEMENT AT WATER METER
4680 | BURBANK DR | 43220-2808 | Active | T178945 | WILKINS | 720A | PVB | 0.750 | 102359
4690 | BURBANK DR | 43220-2810 | Active | 622368 | WILKINS | 720A | PVB | 1.000 | 64815 | LEFT HAND SIDE
4700 | BURBANK DR | 43220-2810 | Active | 677117 | RAINBIRD | QR | PVB | 1.000 | 64831 | N/E CORNER
4710 | BURBANK DR | 43220-2810 | Active | EAC0042 | WILKINS | 720A | PVB | 1.000 | 64866 | USE 6/3/15 CAG. WEST L OF FRONT DR AT OFFSET
4711 | BURBANK DR | 43220-2886 | Active | T339388 | WILKINS | 720A | PVB | 0.750 | 3381120 | RIGHT REAR
4721 | BURBANK DR | 43220-2886 | Active | HE75304 | FEBCO | 765 | PVB | 1.000 | 91269 | RIGHT SIDE OF HOUSE
4770 | BURBANK DR | 43220-2800 | Active | 115167 | WATTS | 009M2QT | RP | 0.750 | 64996 | BOILER (MAKE-UP WATER)
4770 | BURBANK DR | 43220-2800 | Due Install |  |  |  | RP |  | 3638464
6749 | BURNETT LN | 43017 | Active | T258869 | WILKINS | 720 | PVB | 1.000 | 3607639 | LEFT FRONT
6757 | BURNETT LN | 43017 | Active | CB629280 | WILKINS | 720A | PVB | 0.750 | 3611271 | LEFT CENTER BY A/C
6781 | BURNETT LN | 43017 | Active | T072632 | WILKINS | 720A | PVB | 0.750 | 101126 | RIGHT SIDE
6789 | BURNETT LN | 43017 | Active | T097091 | WILKINS | 720 | PVB | 0.750 | 3602928 | LEFT SIDE OF HOUSE
9311 | BURNETT LN | 43016 | Active | T273179 | WILKINS | 720A | PVB | 0.750 | 3624735 | RIGHT FRONT
9319 | BURNETT LN | 43017 | Active | T272856 | WILKINS | 720A | PVB | 0.750 | 3622699 | RIGHT SIDE
9327 | BURNETT LN | 43017 | Active | cb098055 | WILKINS | 720A | PVB | 0.750 | 3601884 | RIGHT FRONT
9359 | BURNETT LN | 43017 | Active | T041389 | WILKINS | 720A | PVB | 0.750 | 100498 | LEFT SIDE
9367 | BURNETT LN | 43017 | Active | T291121 | WILKINS | 720A | PVB | 0.750 | 3601724 | RIGHT FRONT
6703 | BURNSIDE LN | 43016-8015 | Active | G125149 | WILKINS | 720A | PVB | 0.750 | 95816 | LEFT SIDE OF HOUSE
6704 | BURNSIDE LN | 43016-8026 | Active | G215182 | WILKINS | 720A | PVB | 0.750 | 88912 | RIGHT SIDE
6711 | BURNSIDE LN | 43016-8015 | Active | T133476 | WILKINS | 720A | PVB | 0.750 | 102670 | LEFT SIDE
6719 | BURNSIDE LN | 43016-8015 | Active | T299948 | WILKINS | 720A | PVB | 0.750 | 3596581 | RIGHT SIDE OF HOUSE
6727 | BURNSIDE LN | 43016-8015 | Active | G124383 | WILKINS | 720A | PVB | 0.750 | 95561 | RIGHT SIDE OF HOUSE
6728 | BURNSIDE LN | 43016-8026 | Active | A151056 | WILKINS | 720A | PVB | 0.750 | 89116 | RIGHT SIDE
6735 | BURNSIDE LN | 43016-8015 | Active | A083600 | WILKINS | 720A | PVB | 0.750 | 87013 | LEFT SIDE OF HOUSE
6743 | BURNSIDE LN | 43016-8015 | Active | G214851 | WILKINS | 720A | PVB | 0.750 | 91736 | RIGHT FRONT SIDE
6744 | BURNSIDE LN | 43016-8026 | Active | T391121 | WILKINS | 720A | PVB | 0.750 | 3596787 | LEFT FRONT
6752 | BURNSIDE LN | 43016-8026 | Active | CB548594 | WILKINS | 720A | PVB | 0.750 | 70595 | LEFT SIDE OF HOME
6759 | BURNSIDE LN | 43016-8015 | Active | T204958 | WILKINS | 720A | PVB | 0.750 | 87367 | RIGHT SIDE OF HOME
6767 | BURNSIDE LN | 43016-8015 | Active | T041402 | WILKINS | 720A | PVB | 0.750 | 100924 | LEFT SIDE OF HOUSE
6775 | BURNSIDE LN | 43016-8015 | Active | EAF5626 | WILKINS | 720A | PVB | 0.750 | 3596590 | LEFT SIDE OF HOUSE
6783 | BURNSIDE LN | 43016-8015 | Active | A135405 | WILKINS | 720A | PVB | 0.750 | 70674 | RIGHT HAND SIDE
6791 | BURNSIDE LN | 43016-8015 | Active | A082451 | WILKINS | 720A | PVB | 0.750 | 70689 | RIGHT FRONT BY GAS
6792 | BURNSIDE LN | 43016-8026 | Active | F006291 | WILKINS | 720A | PVB | 0.750 | 98130 | RIGHTSIDE
6807 | BURNSIDE LN | 43016-8016 | Active | G214885 | WILKINS | 720A | PVB | 0.750 | 70744 | RIGHT SIDE OF HOME
6815 | BURNSIDE LN | 43016-8016 | Active | A151120 | WILKINS | 720A | PVB | 0.750 | 87378 | RIGHT SIDE OF HOUSE
6823 | BURNSIDE LN | 43016-8016 | Active | CB637503 | WILKINS | 720A | PVB | 0.750 | 95246 | LEFT FRONT
6831 | BURNSIDE LN | 43016-8016 | Active | A152169 | WILKINS | 720A | PVB | 0.750 | 87012 | RIGHT CENTER BY AC
810 | BURR AVE | 43212 | Not Required by DOW | B308619 | WILKINS | 375XL | RP | 1.500 | 3648230 | FIRST FLOOR WATER METER ROOM CENTER OF BUILDING
810 | BURR AVE | 43212 | Not Required by DOW | B357391 | WILKINS | 375XL | RP | 0.750 | 3648229 | FOURTH FLOOR TRASH ROOM WEST OF ELEVATOR
810 | BURR AVE | 43212 | Active | 46499 | WILKINS | 375 | RP | 4.000 | 3641016 | INSIDE AT WATER METER #810
810 | BURR AVE | 43212 | Active | HC35881 | WILKINS | 950XLD | DC | 0.750 | 3641018 | INSIDE
810 | BURR AVE | 43212 | Active | 18158B | WILKINS | 350ASTDA | DCDA | 6.000 | 3641017 | INSIDE
865 | BURR AVE | 43212 | Active | 19722 | WATTS | 919QT | RP | 2.000 | 103836 | MECHANICAL ROOM, POOL ROOM
865 | BURR AVE | 43212 | Active | A34807 | WATTS | 009M2QT | RP | 1.500 | 3610239 | MECHANICAL ROOM
865 | BURR AVE | 43212 | Active | LJ0668 | WATTS | 957 | RP | 6.000 | 103218 | MECH ROOM
865 | BURR AVE | 43212 | Active | U32540 | WILKINS | 350A | DC | 6.000 | 103205 | Grandview Yard, 825-827 BURR AVE
6060 | BUSCH BLVD | 43229-2561 | Active | 49137 | WATTS | 009QT | RP | 1.000 | 68831 | AT WATER METER IN BACK ROOM BY CAR WASH
6066 | BUSCH BLVD | 43229-2561 | Active | 14542 | WATTS | 007M1QT | DC | 2.000 | 68842 | BASEMENT WEST WALL UPPER - 6066 BUSCH BLVD
6066 | BUSCH BLVD | 43229-2561 | Active | 57148 | WATTS | 009M1QT | RP | 2.000 | 68843 | IN BASEMENT ON WEST WALL LOWER - 6066 BUSCH BLVD
6161 | BUSCH BLVD | 43229-2508 | Due Install |  |  |  | RP |  | 3629979
6161 | BUSCH BLVD | 43229-2508 | Active | 57533 | WATTS | 919QT | RP | 1.000 | 69191 | LOWER LEVEL BOILER AREA
6170 | BUSCH BLVD | 43229-2567 | Not Required by DOW | 65540 | WATTS | LF009M3QT | RP | 0.750 | 3609441 | W BSEMENT NEXT TO WATER METER
6170 | BUSCH BLVD | 43229-2567 | Not Required by DOW | 4925707 | WILKINS | 975XL | RP | 2.000 | 69223 | RAPALLOS MECH ROOM (6240 BUSCH BLVD)
6170 | BUSCH BLVD | 43229-2567 | Not Required by DOW | 4077203 | WILKINS | 975XL2 | RP | 1.000 | 3610204 | POOL AREA, IN POOL HOUSE BY POOL
6170 | BUSCH BLVD | 43229-2567 | Not Required by DOW | 169852 | WATTS | 009M2PCQT | RP | 2.000 | 69225 | MEN SHOWER ROOM MECH ROOM
6170 | BUSCH BLVD | 43229-2567 | Not Required by DOW | 122093 | WILKINS | 975XLBMS | RP | 2.000 | 69226 | PATIO -- 6188 BUSCH BLVD
6170 | BUSCH BLVD | 43229-2567 | Not Required by DOW | 192280 | WILKINS | 950XL | DC | 1.500 | 69227 | MIDDLE OF BLDG 2ND FL MECH RM (6136 Busch Blvd)
6170 | BUSCH BLVD | 43229-2567 | Not Required by DOW | 26131 | WATTS | 009M3QT | RP | 0.750 | 69228 | PATIO -- 6188 BUSCH BLVD
6170 | BUSCH BLVD | 43229-2567 | Active | L02698 | WILKINS | 375 | RP | 8.000 | 69229 | BASEMENT WATER METER ROOM- Huntington Basement
6170 | BUSCH BLVD | 43229-2567 | Active | L02699 | WILKINS | 375 | RP | 8.000 | 69230 | HUNTINGTON BUILDING BASEMENT
6170 | BUSCH BLVD | 43229-2567 | Not Required by DOW | 390965 | WATTS | 909QT | RP | 0.750 | 69231 | BOILER ROOM -- 6300 BUSCH BLVD
6170 | BUSCH BLVD | 43229-2567 | Not Required by DOW | 558006 | WILKINS | 975 | RP | 1.500 | 69232 | BOILER ROOM -- 6230 BUSCH BLVD
6170 | BUSCH BLVD | 43229-2567 | Not Required by DOW | 64407 | WATTS | 009QT | RP | 2.000 | 69234 | UPSTAIRS MECHANICAL ROOM (6136 BUSCH BLVD-MADE IN AMERICA)
6170 | BUSCH BLVD | 43229-2567 | Not Required by DOW | 180397 | WATTS | 009QT | RP | 1.000 | 96778 | 6132 BUSCH BLVD MECH ROOM
6170 | BUSCH BLVD | 43229-2567 | Not Required by DOW | 4488112 | WILKINS | 975XL | RP | 1.000 | 96779 | 6210 BUSCH BLVD MECH ROOM
6281 | BUSCH BLVD | 43229-1801 | Not Required by DOW | 7002655 | WILKINS | 720A | PVB | 1.500 | 3654553 | PUMP ROOM NORTH SIDE
6281 | BUSCH BLVD | 43229-1801 | Due Install |  |  |  | DCDA | 8.000 | 3639634
6281 | BUSCH BLVD | 43229-1801 | Active | 32929C | WILKINS | 375AST | RP | 3.000 | 3639633 | IN RISER ROOM
6401 | BUSCH BLVD | 43229-1803 | Active | 51706 | WATTS | LF919QT | RP | 1.000 | 3382008 | IN CLOSET OF 6401 PUBLIC STORAGE REAR S/W BLDG
6401 | BUSCH BLVD | 43229-1803 | Due Install |  |  |  | DCDA | 8.000 | 3640715 | 2ND PIT N/DRIVEWAY ALSO HAS 3" METER FOR DIFFERENT CUSTOMER
6415 | BUSCH BLVD | 43229-1862 | Active | 101604 | WILKINS | 975 | RP | 2.000 | 69900 | IN FRONT OF STORE IN CABINET IN UNIT 6421
6460 | BUSCH BLVD | 43229-1753 | Active | 65826 | WATTS | LF919QT | RP | 0.750 | 3382009
6460 | BUSCH BLVD | 43229-1753 | Active | 107741 | WATTS | LF009QT | RP | 0.500 | 3618653 | USGS 1ST FLOOR MICRO LAB
6460 | BUSCH BLVD | 43229-1753 | Active | 107740 | WATTS | LF009QT | RP | 0.500 | 3618654 | USGS 1ST FLOOR MICRO LAB
6460 | BUSCH BLVD | 43229-1753 | Active | 07779 | WATTS | LF009QT | RP | 0.500 | 3618655 | USGS 1ST FLOOR MICRO LAB
6460 | BUSCH BLVD | 43229-1753 | Due Install |  |  |  | RP |  | 3635019
6465 | BUSCH BLVD | 43229-1755 | Active | 1992970820 | AMES | 3000 | DCDA | 8.000 | 3648769 | SILVER HOTBOX BY ROAD/ENTRANCE
6465 | BUSCH BLVD | 43229-1755 | LPS - Active |  |  |  | LPS |  | 3649365 | FIRE BOOSTER PUMP NORTH SIDE OF BUILDING
6465 | BUSCH BLVD | 43229-1755 | Active | 84162 | AMES | 2000 | DC | 0.750 | 3648770 | SILVER HOT BOX AT ENTRANCE
6465 | BUSCH BLVD | 43229-1755 | LPS - Active |  |  |  | LPC |  | 3649313 | DOMESTIC BOOSTER PUMP IN WAREHOUSE UP ON WALL/PLATFORM
6465 | BUSCH BLVD | 43229-1755 | Active | 79203 | APOLLO | RPLF4A | RP | 3.000 | 3649270 | MID N WALL IN WAREHOUSE AT WATER METER
6480 | BUSCH BLVD | 43229-1756 | Due Install |  |  |  | RP |  | 3638366
6525 | BUSCH BLVD | 43229-1789 | Due Install |  |  |  | RP |  | 3382011
6600 | BUSCH BLVD | 43229-8258 | Active | N1805290735 | FEBCO | LF856V | DCDA | 4.000 | 3643523 | ROOM N/WEST ENTRANCE
6600 | BUSCH BLVD | 43229-8258 | Active | 1069721 | WILKINS | 975XL | RP | 1.500 | 70319 | FIRST FLOOR MECH ROOM
6610 | BUSCH BLVD | 43229-1740 | Not Required by DOW | F6668 | APOLLO/CONBRACO | 4020402 | RP | 0.750 | 70371 | 2ND FLOOR EAST BOILER ROOM
6610 | BUSCH BLVD | 43229-1740 | Active | 4775057 | WILKINS | 975XL2 | RP | 1.500 | 3632779 | AT METER
6665 | BUSCH BLVD | 43229-1767 | Due Install |  |  |  | RP | 0.750 | 3382013
6675 | BUSCH BLVD | 43229- | Active | 26879A | WILKINS | 350AST | DC | 3.000 | 3646814 | METER ROOM
6675 | BUSCH BLVD | 43229- | Active | 36016 | WATTS | LF919QT | RP | 2.000 | 3382014
962 | BUSHWOOD LN | 43235-5016 | Active | 41760 | WATTS | 800QT | PVB | 0.750 | 74822 | SOUTH SIDE OF RESIDENCE
964 | BUSHWOOD LN | 43235-5016 | Active | 41903 | WATTS | 800QT | PVB | 0.750 | 74825 | NORTH SIDE OF HOUSE
968 | BUSHWOOD LN | 43235-5016 | Active | 183120 | WILKINS | 720A | PVB | 0.750 | 74837 | SOUTH SIDE OF HOUSE
969 | BUSHWOOD LN | 43235-5017 | Active | 336766 | WATTS | 800CMQT | PVB | 0.750 | 74841 | LEFT SIDE OF HOUSE
970 | BUSHWOOD LN | 43235-5016 | Active | 183116 | WILKINS | 720A | PVB | 0.750 | 74854 | NORTH SIDE OF HOUSE
971 | BUSHWOOD LN | 43235-5017 | Active | 8172 | FEBCO | 765 | PVB | 0.750 | 74864 | RIGHT SIDE OF HOUSE
976 | BUSHWOOD LN | 43235-5016 | Active | 209209 | WILKINS | 720A | PVB | 0.750 | 74887 | SOUTH SIDE OF HOUSE
978 | BUSHWOOD LN | 43235-5016 | Active | 209193 | WILKINS | 720A | PVB | 0.750 | 74894 | NORTH SIDE OF RESIDENCE
981 | BUSHWOOD LN | 43235-5017 | Active | 187779 | WILKINS | 720A | PVB | 0.750 | 74906 | SOUTHSIDE OF HOUSE
983 | BUSHWOOD LN | 43235-5017 | Active | 187776 | WILKINS | 720A | PVB | 0.750 | 74909 | NORTH SIDE OF HOUSE
984 | BUSHWOOD LN | 43235-5016 | Active | 209179 | WILKINS | 720A | PVB | 0.750 | 74912 | SOUTH SIDE OF RESIDENCE
986 | BUSHWOOD LN | 43235-5016 | Active | 209181 | WILKINS | 720A | PVB | 0.750 | 74917 | NORTHWEST SIDE OF HOUSE
992 | BUSHWOOD LN | 43235-5016 | Active | 18777 | WILKINS | 720A | PVB | 0.750 | 74941 | S SIDE
993 | BUSHWOOD LN | 43235-5017 | Active | cb262031 | WILKINS | 720A | PVB | 0.750 | 74945 | SOUTH OF HOUSE
994 | BUSHWOOD LN | 43235-5016 | Active | 171974 | WILKINS | 720A | PVB | 0.750 | 74949 | NORTH SIDE OF HOUSE
995 | BUSHWOOD LN | 43235-5017 | Active | 279583 | WILKINS | 720A | PVB | 0.750 | 74954 | WEST SIDE OF RESIDENCE
1000 | BUSHWOOD LN | 43235-5016 | Active | 148828 | WILKINS | 720A | PVB | 0.750 | 53551 | SOUTHSIDE OF HOUSE
1001 | BUSHWOOD LN | 43235-5017 | Active | 42151 | WATTS | 800QT | PVB | 0.750 | 53583 | ON GARAGE SIDE NEXT TO GAS
1002 | BUSHWOOD LN | 43235-5016 | Active | 209051 | WILKINS | 720A | PVB | 0.750 | 53593 | NORTH SIDE OF HOUSE
1003 | BUSHWOOD LN | 43235-5017 | Active | 61226 | WATTS | 800QT | PVB | 0.750 | 53595 | GARAGE SIDE - NEXT TO GAS METER BETWEEN WINDOW WELLS
1008 | BUSHWOOD LN | 43235-5016 | Active | 279501 | WILKINS | 720A | PVB | 0.750 | 53599 | EAST SIDE OF HOUSE
1010 | BUSHWOOD LN | 43235-5016 | Active | 279364 | WILKINS | 720A | PVB | 0.750 | 53614 | NORTH SIDE
160 | BUSINESS CENTER DR | 43004 | Active | 14843 | WILKINS | 350-ASTDA | DCDA | 6.000 | 3640894 | BAY AREA WEST WALL
160 | BUSINESS CENTER DR | 43004 | Active | 138444 | WATTS | LF009M2QT | RP | 2.000 | 3640893 | WEST WALL OF WAREHOUSE
160 | BUSINESS CENTER DR | 43004 | Active | HC25959 | WILKINS | 950-XLD | DC | 0.750 | 3640895 | BAY AREA WEST WALL
225 | BUSINESS CENTER DR | 43004-9452 | Not Required by DOW | 754241 | WATTS | 800M4QT | PVB | 1.000 | 57745 | SOUTH SIDE OF BLDG IN METER ROOM
225 | BUSINESS CENTER DR | 43004-9452 | Due Install |  |  |  | DCDA |  | 3636259
225 | BUSINESS CENTER DR | 43004-9452 | Active | 150817 | WATTS | 009M2QT | RP | 1.000 | 57744 | SOUTH SIDE OF BLDG, IN METER ROOM
278 | BUSINESS CENTER DR | 43004-9240 | Active | 881164 | WILKINS | 975XLBMS | RP | 1.000 | 59274 | WEST END OF BUILDING
255 | BUSINESS CENTER N DR | 43004 | Active | 282155 | WATTS | 009 | RP | 1.000 | 3654036 | HOT BOX AT ENTRY TO PROPERTY-8026 INDUSTRIAL PKWY
3705 | BUSINESS PARK DR | 43204-5007 | Active | W104521 | WILKINS | 975 | RP | 1.000 | 61539 | JANITORS CLOSET
3705 | BUSINESS PARK DR | 43204-5007 | Not Required by DOW | 429117 | WILKINS | 420 | PVB | 1.000 | 61538 | NORTH SIDE OF BUILDING
3745 | BUSINESS PARK DR | 43204-5007 | Active | 1082272 | WILKINS | 975 | RP | 2.000 | 61639 | ELECT / MECH ROOM
3745 | BUSINESS PARK DR | 43204-5007 | Active | 7170750 | FEBCO | 856 | DCDA | 6.000 | 61641 | METER PIT NW CORNER OF PROPERTY AT STOP SIGN
3745 | BUSINESS PARK DR | 43204-5007 | Active | A014930 | FEBCO | 805Y | DC | 0.750 | 61640 | METER PIT NW CORNER OF PROPERTY AT STOP SIGN
3777 | BUSINESS PARK DR | 43204-5039 | Active | 108020 | WATTS | 007M2QT | DC | 0.750 | 61752 | MECHANICAL ROOM
3777 | BUSINESS PARK DR | 43204-5039 | Active | 3DM1354 | AMES | 2000SS | DCDA | 4.000 | 61754 | SHOP AREA
3777 | BUSINESS PARK DR | 43204-5039 | Active | 309712 | WATTS | 909M1QT | RP | 1.500 | 61753 | FIRE & WATER SERVICE MECHANICAL ROOM
3895 | BUSINESS PARK DR | 43204-5007 | Active | 330531 | WILKINS | 975 | RP | 0.750 | 62071 | INSIDE IN BATHROOM
3900 | BUSINESS PARK DR | 43204- | Active | WE-1797 | AMES | COLT 200NA | DC | 6.000 | 3626705
3900 | BUSINESS PARK DR | 43204- | Active | 213510 | WATTS | LF009M2QT | RP | 2.000 | 3382034
3900 | BUSINESS PARK DR | 43204- | Active | 69627 | AMES | 2000BM3 | DC | 0.750 | 3626706
3905 | BUSINESS PARK DR | 43204-5022 | Active | 330530 | WILKINS | 975 | RP | 0.750 | 62166 | INSIDE IN BATHROOM
3915 | BUSINESS PARK DR | 43204-5022 | Active | 229613 | WILKINS | 975 | RP | 0.750 | 62204 | INSIDE IN OFFICE UNDER BOX
3925 | BUSINESS PARK DR | 43204-5022 | Active | 266704 | WILKINS | 975 | RP | 0.750 | 62226 | RESTROOM @ METER
3949 | BUSINESS PARK DR | 43204-5022 | Active | 49323 | WATTS | 919QT | RP | 1.000 | 3609857 | North Center Wall
3949 | BUSINESS PARK DR | 43204-5022 | Active | 90337 | WATTS | 007M2QT | DC | 0.750 | 62305 | North Center Wall on Sprinkler System
3949 | BUSINESS PARK DR | 43204-5022 | Active | 31L0206 | AMES | 3000SS | DCDA | 6.000 | 62304 | North Center Wall on Sprinkler System
4000 | BUSINESS PARK DR | 43204-5023 | Active | HC32530 | WILKINS | 350 | DC | 0.750 | 3646159 | PIT
4000 | BUSINESS PARK DR | 43204-5023 | Active | 17324 | WILKINS | 350 | DCDA | 6.000 | 3635773 | PIT
4000 | BUSINESS PARK DR | 43204-5023 | Active | 287713 | WATTS | 909M1QT | RP | 1.500 | 62576 | BY WATER METER, NEXT TO FIRE RISERS
4051 | BUSINESS PARK DR | 43204-5022 | Active | 4136791XLTCU | WILKINS | 975XL | RP | 1.000 | 62770 | MECHANICAL ROOM
4060 | BUSINESS PARK DR | 43204-5023 | Active | 90262 | WATTS | 007M1PCQT | DC | 0.750 | 62796 | Building SW Corner - by Docks
4060 | BUSINESS PARK DR | 43204-5023 | Active | 4506144 | WILKINS | 975XL2 | RP | 1.500 | 3629674 | Building west Center - Ionized Water Room/Station
4060 | BUSINESS PARK DR | 43204-5023 | Active | A25488 | FEBCO | 825Y | RP | 1.500 | 62793 | Building SW Corner - by Docks
4060 | BUSINESS PARK DR | 43204-5023 | Active | 31L0317 | AMES | 3000SS | DCDA | 6.000 | 62794 | Building SW Corner - by Docks
4060 | BUSINESS PARK DR | 43204-5023 | Active | 431317 | WILKINS | 975 | RP | 2.000 | 62795 | Building SW Corner - by Docks
4080 | BUSINESS PARK DR | 43204-5023 | Active | 2654 | WATTS | 009QT | RP | 1.000 | 62837 | MECHANICAL ROOM AT WATER METER
2243 | BUTTERCUP LN | 43123-9809 | Active | F005880 | WILKINS | 720A | PVB | 0.750 | 97634 | left side of house
2259 | BUTTERCUP LN | 43123-9809 | Active | 229750 | WATTS | 800M4FR | PVB | 0.750 | 57797 | LEFT SIDE OF HOUSE
444 | BUTTERFLY GARDENS DR | 43215 | LPS - Active |  |  |  | LST |  | 3641058 | LOWER LEVEL FIRE PUMP ROOM
444 | BUTTERFLY GARDENS DR | 43215 | Not Required by DOW | 4784501 | WILKINS | 975XL2 | RP | 2.000 | 3641452 | IRRIGATION SYSTEM, MECH ROOM BH0704
444 | BUTTERFLY GARDENS DR | 43215 | Not Required by DOW | 4765494 | WILKINS | 975XL2 | RP | 1.000 | 3641453 | IRRIGATION SYSTEM, MECH ROOM BH5005
444 | BUTTERFLY GARDENS DR | 43215 | Not Required by DOW | 4784495 | WILKINS | 975XL2 | RP | 2.000 | 3641454 | ROOM BH9601
444 | BUTTERFLY GARDENS DR | 43215 | Not Required by DOW | 152579 | WATTS | LF009M2QT | RP | 1.000 | 3641455 | 520 BUTTERFLY GARDENS - LOWER LEVEL ROOM
444 | BUTTERFLY GARDENS DR | 43215 | Not Required by DOW | 187362 | WATTS | LF009M2QT | RP | 1.000 | 3641456 | RO SYSTEM IN MECH ROOM. 3RD FLOOR
444 | BUTTERFLY GARDENS DR | 43215 | Not Required by DOW | 202369 | WATTS | LF009M3QT | RP | 0.750 | 3644916 | DISHWASHER ROOM, NORTH WALL LOWER LEVEL
444 | BUTTERFLY GARDENS DR | 43215 | Not Required by DOW | 202046 | WATTS | LF009M3QT | RP | 0.750 | 3644917 | DISHWASHER ROOM, NORTH WALL LOWER LEVEL
444 | BUTTERFLY GARDENS DR | 43215 | Not Required by DOW | 4750171 | WILKINS | 975XL | RP | 0.750 | 3644918 | ROOM BH0109A- STORAGE ROOM
444 | BUTTERFLY GARDENS DR | 43215 | Active | 14930 | WILKINS | 375 AST | RP | 10.000 | 3640835 | Room# BH0701 at water meter.
444 | BUTTERFLY GARDENS DR | 43215 | Active | 14595 | WILKINS | 375 AST | RP | 10.000 | 3640836 | Room# BH0701 at water meter.
444 | BUTTERFLY GARDENS DR | 43215 | Active | 131395 | AMES | 4000SS | RP | 10.000 | 3640837 | Room# BH0701 at water meter.
5101 | BUTTERWORTH GREEN DR | 43054 | Active | 3637395 | WILKINS | 975XL | RP | 0.750 | 3606280 | BASEMENT AT SUMP PIT
11 | BUTTLES AVE | 43215-1450 | Active | 4178372 | WILKINS | 975XL2 | RP | 2.000 | 3382201 | 717 N HIGH ST, BASEMENT AFTER WATER METER
16 | BUTTLES AVE | 43215- | Due Install |  |  |  | RP | 0.750 | 3382202
76 | BUTTLES AVE | 43215-1401 | Active | W186808 | WILKINS | 975XL | RP | 1.000 | 91761 | IN BASEMENT
97 | BUTTLES AVE | 43215- | Active | 2871768 | WILKINS | 975XLBMS | RP | 1.500 | 96057 | IN HOT BOX BY POND
104 | BUTTLES AVE | 43215-1401 | Active | 236087 | WATTS | 009QT | RP | 2.000 | 53689 | last unit basement east side at water meter
104 | BUTTLES AVE | 43215-1401 | Active | t198622 | wilkins | 720 | PVB | 0.750 | 88183 | Northeast side of building by gas meters
114 | BUTTLES AVE | 43215-1401 | Active | GB7848 | FEBCO | 765 | PVB | 1.000 | 89899 | RIGHT SIDE OF HOUSE
148 | BUTTLES AVE | 43215-1402 | Active | EAD4544 | WILKINS | 720A | PVB | 0.750 | 103253 | LEFT SIDE
154 | BUTTLES AVE | 43215-1402 | Active | T077055 | WILKINS | 720A | PVB | 0.750 | 102807 | LEFT SIDE
158 | BUTTLES AVE | 43215-1402 | Active | CB214537 | WILKINS | 720A | PVB | 0.750 | 3622946 | FRONT OF HOUSE
158 | BUTTLES AVE | 43215-1402 | Active | T253438 | WILKINS | 720A | PVB | 0.750 | 3382212 | BACK OF HOUSE
226 | BUTTLES AVE | 43215-1349 | Active | 13286 | WATTS | 919QT | RP | 1.500 | 57799 | IN BASEMENT
242 | BUTTLES AVE | 43215 | Active | ACD9254 | WILKINS | 975XL | RP | 1.500 | 3649138
242 | BUTTLES AVE | 43215 | Active | UJ-1530 | AMES | 300-GV | DCDA | 4.000 | 3649139
242 | BUTTLES AVE | 43215 | Active | 63038 | WATTS | 2000M3 | DC | 0.750 | 3649140
8159 | BUTTLESTON DR | 43016-7267 | Active | 654708 | WATTS | 800M4QT | PVB | 1.000 | 97075 | RIGHT SIDE OF HOUSE
8167 | BUTTLESTON DR | 43016-7267 | Active | T366253 | WILKINS | 720A | PVB | 0.750 | 87009 | LEFT SIDE OF HOUSE
6641 | BUTTONBUSH CT | 43026 | Active | T191458 | WILKINS | 720A | PVB | 0.750 | 3606298 | LEFT SIDE
6651 | BUTTONBUSH CT | 43026 | Active | T250772 | WILKINS | 720A | PVB | 0.750 | 3613161 | LEFT SIDE OF THE HOUSE
6661 | BUTTONBUSH CT | 43026 | Active | T239683 | WILKINS | 720A | PVB | 0.750 | 3613854 | LEFT SIDE OF THE HOUSE
6662 | BUTTONBUSH CT | 43026 | Active | T250489 | WILKINS | 720A | PVB | 0.750 | 3613205 | RIGHT SIDE OF THE HOUSE
6672 | BUTTONBUSH CT | 43026 | Active | T346116 | WILKINS | 720A | PVB | 0.750 | 3623100 | RIGHT SIDE
6681 | BUTTONBUSH CT | 43026 | Active | T230660 | WILKINS | 720A | PVB | 0.750 | 3613162 | Right Side
6682 | BUTTONBUSH CT | 43026 | Active | CB597738 | WILKINS | 720A | PVB | 0.750 | 3632556 | RIGHT SIDE
2915 | BUXTON LN | 43123-3547 | Active | 672899 | WATTS | 800M4QT | PVB | 1.000 | 97096 | LEFT SIDE
2926 | BUXTON LN | 43123-3540 | Active | H744625 | FEBCO | 765 | PVB | 0.750 | 3382273 | LEFT SIDE OF HOUSE
2938 | BUXTON LN | 43123-3540 | Active | 159993 | WATTS | 800M4QT | PVB | 1.000 | 59593 | SOUTHEAST CORNER
4865 | BYINGTON LN | 43054-9645 | Active | 151824 | WILKINS | 420 | PVB | 1.000 | 65267 | SOUTHSIDE FRONT
4882 | BYINGTON LN | 43054-9644 | Active | 375256 | WILKINS | 720A | PVB | 0.750 | 65326 | RIGHT SIDE
4891 | BYINGTON LN | 43054-9645 | Active | 178025 | WILKINS | 420 | PVB | 1.000 | 65362 | FRONT SW CORNER
4892 | BYINGTON LN | 43054-9644 | Active | RX148 | APOLLO/CONBRACO | 4020502 | RP | 1.000 | 65364 | BASEMENT
4899 | BYINGTON LN | 43054-9645 | Active | 562549 | WILKINS | 720A | PVB | 0.750 | 65371 | SW ENTRY
7149 | CABERNET CT | 43016 | Active | CAA36887 | WILKINS | 720A | PVB | 0.750 | 3603412 | LEFT SIDE
7160 | CABERNET CT | 43017 | Active | T082105 | WILKINS | 720A | PVB | 0.750 | 101414 | RIGHT SIDE
7168 | CABERNET CT | 43016 | Active | T146902 | WILKINS | 720A | PVB | 0.750 | 3603284 | RIGHT SIDE OF HOUSE BY GAS METER
7173 | CABERNET CT | 43017 | Active | T396480 | WILKINS | 720A | PVB | 0.750 | 99754 | RIGHT FRONT
7176 | CABERNET CT | 43017 | Active | F136675 | WILKINS | 720A | PVB | 0.750 | 99571 | LEFT SIDE
7181 | CABERNET CT | 43016 | Active | T305927 | WILKINS | 720A | PVB | 0.750 | 3609972 | FRONT RIGHT CORNER OF HOUSE
7189 | CABERNET CT | 43016 | Active | T132430 | WILKINS | 720A | PVB | 0.750 | 102705 | FRONT RIGHT CORNER OF HOUSE
1111 | CABLE AVE | 43222-1135 | Active | 4742127 | WILKINS | 975XL | RP | 0.750 | 3382418 | MTR IN BASEMENT ON W WALL.
6800 | CACCHIO LN | 43016 | Active | AB10914 | WILKINS | 975XL2 | RP | 0.750 | 3650951
5571 | CADMORE DR | 43017 | Active | CB511950 | WILKINS | 720A | PVB | 0.750 | 3609353 | RIGHT SIDE OF GARAGE
4937 | CADOGAN PL | 43054-9455 | Active | 01685 | WATTS | 800M2QT | PVB | 1.000 | 97084 | LEFT SIDE OF HOUSE NEAR A/C
4943 | CADOGAN PL | 43054-9455 | Active | T516099 | WILKINS | 720A | PVB | 1.000 | 90789 | LEFT SIDE OF HOUSE
4961 | CADOGAN PL | 43054-9455 | Active | 542801 | WILKINS | 720A | PVB | 0.750 | 65511 | RIGHT SIDE OF HOUSE
4967 | CADOGAN PL | 43054-9455 | Active | 560098 | WATTS | 800QT | PVB | 1.000 | 87700 | LEFT SIDE
4973 | CADOGAN PL | 43054-9455 | Active | T424116 | WILKINS | 720A | PVB | 0.750 | 3382436 | RIGHT SIDE
4979 | CADOGAN PL | 43054-9455 | Active | T565953 | WILKINS | 720A | PVB | 1.000 | 65534 | NE CORNER
4991 | CADOGAN PL | 43054-9455 | Active | FI0496 | FEBCO | 765 | PVB | 1.000 | 89466 | LEFT SDIE OF HOUSE
5005 | CADOGAN PL | 43054-9455 | Active | CB598695 | WILKINS | 720A | PVB | 0.750 | 65698 | RIGHT SIDE OF HOUSE
5012 | CADOGAN PL | 43054-9456 | Active | H022323 | WILKINS | 720A | PVB | 0.750 | 65722 | N SIDE OF HOUSE
752 | CAFFREY W CT | 43123-9487 | Active | A006552 | WILKINS | 720A | PVB | 0.750 | 72164 | RIGHT HAND SIDE
6800 | CAINE RD | 43235-4233 | Active | 4703819 | WILKINS | 975XL2 | RP | 2.000 | 3382459 | SW CORNER OF 6800 IN MOVABLE CABINET AT WATER METER
6829 | CAINE RD | 43235 | Active | 42961 | WATTS | LF009M2QT | RP | 1.500 | 3622539 | W WALL AT WATER MTR BTWN DRS - INDOOR VOLLEYBALL -BY RESTROOMS
6835 | CAINE RD | 43235-4234 | Active | CB544340 | WILKINS | 720A | PVB | 0.750 | 3644555 | AT WATER METER
6835 | CAINE RD | 43235-4234 | Active | 4262645 | WILKINS | 975 | RP | 1.500 | 3616676 | AT WATER METER IN CLOSET MID N WALL FLANIGANS
6845 | CAINE RD | 43235-4234 | Due Install |  |  |  | RP | 1.500 | 3633621 | W BOILER ROOM AT WATER METER
6845 | CAINE RD | 43235-4234 | Active | 47286 | WATTS | 919QT | RP | 1.000 | 70817 | BOILER ROOM
6868 | CAINE RD | 43235-4291 | Active | 4637776 | WILKINS | 975XL | RP | 2.000 | 3382461 | MECH ROOM AT WATER METER
8889 | CAITHNESS DR | 43017- | Active | 2989643 | WILKINS | 975XLBMS | RP | 0.750 | 96268 | NW CORNER OF CAITHNESS & GLICK
8912 | CAITHNESS DR | 43017-9467 | Active | CB081639 | WILKINS | 720 | PVB | 0.750 | 3382494 | LEFT SIDE OF HOUSE
8944 | CAITHNESS DR | 43017-9467 | Active | DA8894 | FEBCO | 765 | PVB | 1.000 | 74413 | OUTSIDE
7004 | CALABRIA PL | 43016 | Active | CB153098 | WILKINS | 720A | PVB | 0.750 | 3611863 | FRONT BY SUMP DISCHARGE - CALABRIA SIDE
7011 | CALABRIA PL | 43016-6110 | Active | H411471 | FEBCO | 765 | PVB | 1.000 | 88730 | RIGHT SIDE OF HOUSE CENTER
7012 | CALABRIA PL | 43016-6107 | Active | G086261 | WILKINS | 720A | PVB | 0.750 | 92356 | FRONT OF HOUSE
7027 | CALABRIA PL | 43016-6110 | Active | CB886978 | WILKINS | 720A | PVB | 0.750 | 92505 | LEFT CENTER BY A/C
7028 | CALABRIA PL | 43016 | Active | CB016319 | WILKINS | 720A | PVB | 0.750 | 103419 | RIGHT SIDE OF HOUSE
7043 | CALABRIA PL | 43016 | Active | CB602838 | WILKINS | 720A | PVB | 0.750 | 3638792 | RIGHT SIDE OF HOUSE
7044 | CALABRIA PL | 43016 | Active | T147256 | WILKINS | 720A | PVB | 0.750 | 3603599 | RIGHT SIDE OF HOUSE BY GAS METER
7051 | CALABRIA PL | 43016 | Active | CB602880 | WILKINS | 720A | PVB | 0.750 | 3638793 | RIGHT SIDE OF HOUSE
7059 | CALABRIA PL | 43016 | Active | T181253 | WILKINS | 720A | PVB | 0.750 | 3609382 | LEFT SIDE
7060 | CALABRIA PL | 43016-6107 | Active | 4012712 | WILKINS | 975 | RP | 0.750 | 3609758 | IN BASEMENT AT WATER METER
7068 | CALABRIA PL | 43016-6107 | Active | 2665972 | WILKINS | 975XLBMS | RP | 0.750 | 95143 | RIGHT SIDE OF HOUSE
7075 | CALABRIA PL | 43016 | Active | CB008212 | WILKINS | 720A | PVB | 0.750 | 103827 | RIGHT SIDE
7076 | CALABRIA PL | 43016-6107 | Active | A083673 | WILKINS | 720A | PVB | 0.750 | 87303 | RIGHT SIDE OF HOUSE BETWEEN DOORS
7083 | CALABRIA PL | 43016-6110 | Active | H718406 | FEBCO | 765 | PVB | 0.750 | 91656 | RIGHT SIDE OF HOUSE
7091 | CALABRIA PL | 43016-6110 | Active | H50767 | FEBCO | 825Y | RP | 1.000 | 88736 | LEFT SIDE OF HOUSE
7099 | CALABRIA PL | 43016-6110 | Active | A133570 | WILKINS | 720A | PVB | 0.750 | 95370 | LEFT SIDE OF HOUSE
7107 | CALABRIA PL | 43016-6109 | Active | 43855 | WATTS | 800M4QT | PVB | 0.750 | 93270 | FRONT LEFT
7114 | CALABRIA PL | 43016 | Active | T419221 | WILKINS | 720 | PVB | 0.750 | 3650219 | RIGHT SIDE
7115 | CALABRIA PL | 43016-6109 | Active | H310290 | FEBCO | 765 | PVB | 1.000 | 88735 | LEFT CENTER BY A/C
7122 | CALABRIA PL | 43016-6108 | Active | H398515 | FEBCO | 765 | PVB | 1.000 | 88731 | LEFT CENTER BY A/C
7123 | CALABRIA PL | 43016-6109 | Active | t429035 | WILKINS | 720A | PVB | 1.000 | 88734 | RIGHT SIDE OF HOUSE
7130 | CALABRIA PL | 43016-6108 | Active | G045292 | WILKINS | 720A | PVB | 0.750 | 89522 | RIGHT REAR
7131 | CALABRIA PL | 43016-6109 | Active | A083319 | WILKINS | 720A | PVB | 0.750 | 88733 | LEFT SIDE OF HOUSE
7138 | CALABRIA PL | 43016-6108 | Active | 4375010 | WILKINS | 975XL | RP | 0.750 | 95908 | LEFT CENTER
7139 | CALABRIA PL | 43016-6109 | Active | W255201 | WILKINS | 975A | RP | 1.000 | 88732 | RIGHT SIDE OF HOUSE
3438 | CALIMERO DR | 43224-2831 | Due Install | [5 empty] | 3382787
6301 | CALLAWAY E SQ | 43054 | Active | CB513928 | WILKINS | 720 | PVB | 0.750 | 3638363 | LEFT FRONT
6339 | CALLAWAY E SQ | 43054 | Active | T415568 | WILKINS | 720A | PVB | 0.750 | 3652279 | RIGHT SIDE OF HOUSE
6225 | CALLAWAY SQ | 43054 | Active | T415677 | WILKINS | 720 | PVB | 0.750 | 3650781 | LEFT SIDE OF HOUSE
6204 | CALLAWAY W SQ | 43054 | Active | CB513924 | WILKINS | 720A | PVB | 0.750 | 3638297 | RIGHT FRONT
6207 | CALLAWAY W SQ | 43054 | Active | CB440730 | WILKINS | 720A | PVB | 0.750 | 3639171 | Left side of the house
6213 | CALLAWAY W SQ | 43054 | Active | T337853 | WILKINS | 720-A | PVB | 1.000 | 3646985 | RIGHT CENTER
6219 | CALLAWAY W SQ | 43054 | Active | T386183 | WILKINS | 720 | PVB | 0.750 | 3648836 | LEFT CENTER
6252 | CALLAWAY W SQ | 43054 | Active | T415389 | WILKINS | 720 | PVB | 0.750 | 3651716 | LEFT FRONT CORNER
4812 | CALLOWAY CT | 43017-8605 | Active | CAA46451 | WILKINS | 720A | PVB | 0.750 | 95069 | RIGHT SIDE HOUSE
4828 | CALLOWAY CT | 43017-8605 | Active | H489648 | FEBCO | 765 | PVB | 0.750 | 96896 | LEFT FRONT
4843 | CALLOWAY CT | 43017-8605 | Active | AB9253 | FEBCO | 765 | PVB | 1.000 | 65205 | LEFT SIDE OF HOUSE
4855 | CALLOWAY CT | 43017-8605 | Active | HA57687 | FEBCO | 765 | PVB | 0.750 | 65256 | LEFT HAND SIDE
4876 | CALLOWAY CT | 43017-8605 | Active | CB440710 | WILKINS | 720A | PVB | 0.750 | 65296 | RIGHT FRONT
4879 | CALLOWAY CT | 43017-8605 | Active | A10564 | FEBCO | 765 | PVB | 0.750 | 65307 | REAR OF HSE OFF DECK BY HOT TUB
1221 | CALUM CT | 43235-1793 | Active | A083605 | WILKINS | 720A | PVB | 0.750 | 54347 | RIGHT SIDE OF HOUSE
1222 | CALUM CT | 43235-1793 | Active | CAA71858 | WILKINS | 720A | PVB | 0.750 | 91048 | left side
5008 | CALUM WAY | 43123 | Active | t372150 | WILKINS | 720A | PVB | 0.750 | 101388 | RIGHT SIDE
5050 | CALUM WAY | 43123 | Active | T145894 | WILKINS | 720A | PVB | 0.750 | 103471 | LEFT SIDE OF HOUSE
5060 | CALUM WAY | 43123 | Active | CB016168 | WILKINS | 720A | PVB | 0.750 | 102971 | RIGHT SIDE OF HOUSE (EXT)
2774 | CALUMET ST | 43202-2360 | Not Required by DOW | 304188 | WILKINS | 975XLBMS | RP | 0.750 | 96520 | BOILER ROOM
2774 | CALUMET ST | 43202-2360 | Not Required by DOW | 57495 | WATTS | 009QT | RP | 0.750 | 59268 | BOILER ROOM
2774 | CALUMET ST | 43202-2360 | Not Required by DOW | 13671 | WATTS | 007QT | DC | 2.000 | 59267 | (BOILER RM), IN MECHANICAL RM OF FIRE MAIN
2774 | CALUMET ST | 43202-2360 | Active | 4578718 | WILKINS | 975XL2 | RP | 2.000 | 3633430 | NEXT TO WATER METER MECHANICAL ROOM
3611 | CALUMET ST | 43214-3831 | Active | H284998 | FEBCO | 765 | PVB | 1.000 | 61272 | FRONT OF HOUSE
7815 | CALVERT CT | 43016-7067 | Active | H152850 | FEBCO | 765 | PVB | 0.750 | 72844 | OUTSIDE RIGHT FRONT
7816 | CALVERT CT | 43016-7067 | Active | A008636 | WILKINS | 720A | PVB | 0.750 | 72848 | LEFT SIDE OF HOUSE
7823 | CALVERT CT | 43016-7067 | Active | T046788 | WILKINS | 720A | PVB | 0.750 | 101299 | LEFT SIDE
7831 | CALVERT CT | 43016-7067 | Active | A133487 | WILKINS | 720A | PVB | 0.750 | 91606 | RIGHT FRONT
7832 | CALVERT CT | 43016-7067 | Active | A135627 | WILKINS | 720A | PVB | 0.750 | 90888 | FRONT OF HOUSE LEFT FRONT DOOR
7840 | CALVERT CT | 43016-7067 | Active | G040798 | WILKINS | 720A | PVB | 0.750 | 90923 | RIGHT SIDE
7855 | CALVERT CT | 43016-7067 | Active | CB601419 | WILKINS | 720A | PVB | 0.750 | 72920 | RIGHT HAND SIDE OF HOUSE
7814 | CALVERTON SQ | 43054-9340 | Active | T154912 | WILKINS | 720 | PVB | 1.000 | 72842 | LEFT SIDE
7815 | CALVERTON SQ | 43054-9341 | Active | 162368 | WILKINS | 420 | PVB | 1.000 | 72845 | RIGHT SIDE BEHIND GARAGE
7822 | CALVERTON SQ | 43054-9340 | Active | 601409 | WILKINS | 720A | PVB | 0.750 | 72861 | RIGHT SIDE
7823 | CALVERTON SQ | 43054-9341 | Active | 877485 | WILKINS | 720A | PVB | 1.000 | 72862 | RIGHT SIDE OF HOUSE
7832 | CALVERTON SQ | 43054-9340 | Active | 125747 | WILKINS | 420 | PVB | 1.000 | 72881 | FRONT OF HOUSE
7833 | CALVERTON SQ | 43054-9341 | Active | 108514 | WILKINS | 420 | PVB | 1.000 | 72883 | LEFT SIDE OF HOUSE
7845 | CALVERTON SQ | 43054-9341 | Active | 018595 | WATTS | LF800 | PVB | 1.000 | 72904 | RIGHT FRONT
7858 | CALVERTON SQ | 43054-9340 | Active | CB197704 | WILKINS | 720A | PVB | 1.000 | 72924 | LEFT SIDE
7859 | CALVERTON SQ | 43054-9343 | Active | 88501 | WATTS | 800M2QT | PVB | 1.000 | 72925 | NORTH SIDE
7871 | CALVERTON SQ | 43054-9343 | Active | 222262 | WATTS | 800QT | PVB | 1.000 | 72936 | WEST
7883 | CALVERTON SQ | 43054-9343 | Active | H212449 | FEBCO | 765 | PVB | 1.000 | 72944 | FRONT OF HOUSE
1946 | CAMARO AVE | 43207-1715 | Due Install |  |  |  | DCDA | 6.000 | 3382864
1946 | CAMARO AVE | 43207-1715 | Due Install |  |  |  | RP |  | 3651009
1949 | CAMARO AVE | 43207-1716 | Active | 11015020C321 | AMES | 3000SS | DCDA | 6.000 | 3652683 | WAREHOUSE FRONT CORNER
1949 | CAMARO AVE | 43207-1716 | Active | ABF2945 | WILKINS | 975XL | RP | 0.750 | 3652614 | Womans restroom at water meter
1949 | CAMARO AVE | 43207-1716 | Active | 31819 | WATTS | 007M1QT | DC | 0.750 | 3651010
1989 | CAMARO AVE | 43207-1716 | Active | 211162 | WATTS | 009QT | RP | 0.750 | 87360 | FRONT MECH ROOOM NEXT TO SPRINKLER RISER
1989 | CAMARO AVE | 43207-1716 | Due Install |  |  |  | DCDA |  | 3636882
1989 | CAMARO AVE | 43207-1716 | Not Required by DOW | 197526 | WATTS | 009M3QT | RP | 0.750 | 87327 | IN WASH BAY
2001 | CAMARO AVE | 43207-1716 | Active | 69173 | AMES | 2000B | DC | 0.750 | 3652508
2001 | CAMARO AVE | 43207-1716 | Active | WC-2009 | AMES | COLT 300GV | DCDA | 6.000 | 3650355 | NORTH SIDE OF BUILDING
2001 | CAMARO AVE | 43207-1716 | Active | 363937 | WATTS | LF009M3QT | RP | 0.750 | 3652509
2025 | CAMARO AVE | 43207-1716 | Active | 18936 | WILKINS | 975 | RP | 0.750 | 3652287
2025 | CAMARO AVE | 43207-1716 | Active | 228864 | WATTS | 007M3-FP | DC | 0.750 | 3651011
2025 | CAMARO AVE | 43207-1716 | Active | VJ-0205 | WATTS | colt | DCDA | 8.000 | 3382867
2042 | CAMARO AVE | 43207-1715 | Active | 67922 | AMES | 2000BM3-FP | DC | 0.750 | 3654941 | S/E
2042 | CAMARO AVE | 43207-1715 | Active | 229095 | WATTS | 009M3QT | RP | 0.750 | 3382868 | S/E
2042 | CAMARO AVE | 43207-1715 | Active | XD-0773 | AMES | 3000SE | DCDA | 6.000 | 3636810 | S/W
2045 | CAMARO AVE | 43207- | Active | ABK8396 | WILKINS | 975 | RP | 1.000 | 3652286 | CENTER EAST SIDE OF BLDG 2025
4220 | CAMBORNE RD | 43220-4339 | Active | 440457 | WILKINS | 420 | PVB | 1.000 | 63325 | FRONT OF HOUSE
4314 | CAMBORNE RD | 43220-4341 | Active | A12695 | FEBCO | 765 | PVB | 0.750 | 63662 | BACK OF HOUSE
4317 | CAMBORNE RD | 43220-4340 | Active | DJ1523 | FEBCO | 765 | PVB | 0.750 | 90068 | FRONT L.H. SIDE OF HOUSE
4326 | CAMBORNE RD | 43220-4341 | Active | CB263057 | WILKINS | 720 | PVB | 0.750 | 3382879 | LEFT SIDE OF HOUSE
1123 | CAMBRIDGE BLVD | 43212-3205 | Active | T417669 | WILKINS | 720A | PVB | 1.000 | 99780 | REAR OF THE HOUSE
1238 | CAMBRIDGE BLVD | 43212-3204 | Active | 001793 | WATTS | 800M4FR | PVB | 1.000 | 3610212 | REAR OF GARAGE
1238 | CAMBRIDGE BLVD | 43212-3204 | Active | CC5630 | FEBCO | 765 | PVB | 0.750 | 54388 | SW CORNER OF HOUSE (FRONT) SERIAL # CC5630
1248 | CAMBRIDGE BLVD | 43212-3204 | Active | CB081627 | WILKINS | 720 | PVB | 0.750 | 3382913 | LEFT SIDE OF HOUSE
1260 | CAMBRIDGE BLVD | 43212-3204 | Active | CB325665 | WILKINS | 720A | PVB | 0.750 | 3382915 | RIGHT SIDE OF THE HOUSE
1272 | CAMBRIDGE BLVD | 43212-3204 | Active | H493372 | FEBCO | 765 | PVB | 0.750 | 92265 | LEFT SIDE OF HOUSE
1320 | CAMBRIDGE BLVD | 43212-3207 | Active | 578871 | WATTS | 909 | RP | 1.000 | 54666 | BASEMENT
1320 | CAMBRIDGE BLVD | 43212-3207 | Active | 015055 | WATTS | 909QT | RP | 0.750 | 54665 | BASEMENT
1320 | CAMBRIDGE BLVD | 43212-3207 | Active | H015982 | FEBCO | 765 | PVB | 0.750 | 100432 | WEST SIDE IN COURTYARD
1320 | CAMBRIDGE BLVD | 43212-3207 | Due Install |  |  |  | RP |  | 3635860
1325 | CAMBRIDGE BLVD | 43212-3206 | Active | T231332 | WILKINS | 720 | PVB | 0.750 | 3382920 | BACK LEFT
1358 | CAMBRIDGE BLVD | 43212-3207 | Active | 481096 | APOLLO/CONBRACO | PVB | PVB | 0.750 | 3382923 | LEFT SIDE OF HOUSE
1370 | CAMBRIDGE BLVD | 43212-3207 | Active | CB639294 | WILKINS | 720A | PVB | 1.000 | 54823 | OUTSIDE, RIGHT SIDE OF PORCH STEPS
1418 | CAMBRIDGE BLVD | 43212-3207 | Active | T180163 | WILKINS | 720A | PVB | 1.000 | 87290 | LEFT HAND SIDE
1423 | CAMBRIDGE BLVD | 43212-3275 | Active | CB016095 | WILKINS | 720A | PVB | 0.750 | 3382932 | FRONT OF HOUSE
1435 | CAMBRIDGE BLVD | 43212-3275 | Active | T147273 | WILKINS | 720A | PVB | 0.750 | 3382934 | RIGHT SIDE OF HOUSE
1505 | CAMBRIDGE BLVD | 43212-2713 | Active | T366156 | WILKINS | 720 | PVB | 0.750 | 3382944 | FRONT OF HOUSE
1550 | CAMBRIDGE BLVD | 43212- | Active | 08769 | WATTS | 919QT | RP | 2.000 | 55355 | ABOVE METER PIT
1553 | CAMBRIDGE BLVD | 43212-2713 | Active | CB218362 | WILKINS | 720 | PVB | 1.000 | 55380 | RIGHT SIDE OF HOUSE
1635 | CAMBRIDGE BLVD | 43212-1926 | Active | A008589 | WILKINS | 720A | PVB | 0.750 | 55664 | NORTH SIDE OF HOUSE NEAR FRONT
1645 | CAMBRIDGE BLVD | 43212-1926 | Active | H562634 | FEBCO | 765 | PVB | 0.750 | 97859 | front of house
1670 | CAMBRIDGE BLVD | 43212-1973 | Active | F011307 | WILKINS | 720A | PVB | 1.000 | 98792 | LEFT SIDE OF HOUSE
1755 | CAMBRIDGE BLVD | 43212-1978 | Active | 487168 | WATTS | 800M4QT | PVB | 0.750 | 87281 | LEFT SIDE OF HOUSE
1760 | CAMBRIDGE BLVD | 43212-1930 | Active | cb857842 | WILKINS | 720A | PVB | 0.750 | 3382970 | LEFT OF FRONT DOOR
1767 | CAMBRIDGE BLVD | 43212-1929 | Active | T097097 | WILKINS | 720A | PVB | 0.750 | 101968 | RIGHT SIDE
1827 | CAMBRIDGE BLVD | 43212-1932 | Active | H012763 | FEBCO | 765 | PVB | 1.000 | 91984 | RIGHT SIDE OF HOUSE
1835 | CAMBRIDGE BLVD | 43212-1932 | Active | HJ25474 | FEBCO | 765 | PVB | 1.000 | 56354 | LEFT FRONT
1861 | CAMBRIDGE BLVD | 43212-1991 | Active | H095697 | FEBCO | 765 | PVB | 0.750 | 56437 | LEFT OF BACK DOOR
1895 | CAMBRIDGE BLVD | 43212-1995 | Active | T047610 | WILKINS | 720A | PVB | 0.750 | 56537 | LEFT SIDE OF HOUSE
1919 | CAMBRIDGE BLVD | 43212-1933 | Active | t231701 | WILKINS | 720A | PVB | 0.750 | 89338 | SOUTH SIDE BY DOOR
1945 | CAMBRIDGE BLVD | 43212-1933 | Active | CB152994 | WILKINS | 720A | PVB | 0.750 | 3609802 | NORTH REAR
1950 | CAMBRIDGE BLVD | 43212-1969 | Active | TQ159 | CONBRACO | PVB | PVB | 1.000 | 90070 | REAR OF HOUSE NEAR PATIO
1960 | CAMBRIDGE BLVD | 43221-4102 | Active | 508026 | RAINBIRD | 100 | PVB | 1.000 | 90071 | SOUTH SIDE OF HOUSE TO RIGHT OF CHIMNEY
1971 | CAMBRIDGE BLVD | 43221-4101 | Active | T256333 | WILKINS | 720A | PVB | 1.000 | 90072 | LEFT SIDE
1981 | CAMBRIDGE BLVD | 43221-4101 | Active | T229282 | WILKINS | 720A | PVB | 1.000 | 3610024 | 10'N OF S/W CORNER OUTSIDE AT BAKER'S, 1941 CAMBRIDGE BLVD, LEFT SIDE OF HOUSE
1988 | CAMBRIDGE BLVD | 43221-4102 | Active | CB113748 | WILKINS | 720A | PVB | 0.750 | 3382978 | LEFT SIDE
1997 | CAMBRIDGE BLVD | 43221-4101 | Active | T315436 | WILKINS | 720A | PVB | 0.750 | 3382979 | LEFT OF FRONT DOOR
2001 | CAMBRIDGE BLVD | 43221-4101 | Active | CAB63113 | WILKINS | 720A | PVB | 1.000 | 90073 | FRONT OF HOUSE
2006 | CAMBRIDGE BLVD | 43221-4102 | Active | T235929 | WILKINS | 720A | PVB | 0.750 | 99276 | RIGHT SIDE OF HOUSE NEXT TO CHIMNEY
2015 | CAMBRIDGE BLVD | 43221-4101 | Active | t390889 | WILKINS | 720A | PVB | 0.750 | 87403 | FRONT OF HOUSE
2030 | CAMBRIDGE BLVD | 43221-4102 | Active | CAA48471 | WILKINS | 720A | PVB | 0.750 | 92030 | REAR OF HOUSE BEHIND GARAGE
2140 | CAMBRIDGE BLVD | 43221-4104 | Active | CAB64679 | WILKINS | 720A | PVB | 1.000 | 57424 | OUTSIDE OF HOUSE (LEFT SIDE FROM THE FRONT OF THE HOUSE)
2160 | CAMBRIDGE BLVD | 43221-4104 | Active | 99977 | WATTS | 009M2QT | RP | 1.500 | 57475 | BASEMENT AT METER
2167 | CAMBRIDGE BLVD | 43221-4103 | Active | HO70219 | FEBCO | 765 | PVB | 0.750 | 57499 | LEFT SIDE OF HOUSE
2175 | CAMBRIDGE BLVD | 43221-4105 | Active | T146505 | WILKINS | 720 | PVB | 1.000 | 57518 | BACK OF HOUSE
2200 | CAMBRIDGE BLVD | 43221-4106 | Active | CB325165 | WILKINS | 720A | PVB | 0.750 | 3382984 | FRONT OF THE HOUSE RIGHT OF THE FRONT DOOR
2230 | CAMBRIDGE BLVD | 43221-4108 | Active | CB157665 | WILKINS | 720A | PVB | 1.000 | 90074 | FRONT OF HOUSE
2251 | CAMBRIDGE BLVD | 43221-4107 | Active | CB615735 | WILKINS | 720A | PVB | 1.000 | 90075 | RIGHT TOF FRONT DOOR
2275 | CAMBRIDGE BLVD | 43221-4109 | Active | A223377 | FEBCO | 825Y | RP | 1.000 | 90076 | IN BASEMENT
2278 | CAMBRIDGE BLVD | 43221-4110 | Active | H245848 | FEBCO | 765 | PVB | 1.000 | 57827 | SW CORNER OF BACK YARD
2300 | CAMBRIDGE BLVD | 43221-4110 | Active | 333791 | WILKINS | 720 | PVB | 0.750 | 3382991 | FRONT
2301 | CAMBRIDGE BLVD | 43221-4109 | Active | CB638691 | WILKINS | 720 | PVB | 0.750 | 3382992 | FRONT RIGHT
2350 | CAMBRIDGE BLVD | 43221-4001 | Active | H245798 | FEBCO | 765 | PVB | 1.000 | 58038 | WEST SIDE OF HOUSE
2363 | CAMBRIDGE BLVD | 43221-4111 | Active | T309841 | WILKINS | 720A | PVB | 0.750 | 3632705 | FRONT CENTER
2383 | CAMBRIDGE BLVD | 43221-4023 | Active | T155153 | WILKINS | 720A | PVB | 1.000 | 3383001 | LEFT SIDE
2400 | CAMBRIDGE BLVD | 43221-4022 | Active | H262019 | FEBCO | 765 | PVB | 0.750 | 58175 | FRONT OF HOUSE
2403 | CAMBRIDGE BLVD | 43221-4023 | Active | CB597717 | WILKINS | 720A | PVB | 0.750 | 3383002 | LEFT SIDE
2427 | CAMBRIDGE BLVD | 43221-4023 | Active | T188444 | WILKINS | 720 | PVB | 0.750 | 3383006 | LEFT SIDE OF HOUSE
2455 | CAMBRIDGE BLVD | 43221-4023 | Active | b078167 | WILKINS | 975XLBMS | RP | 1.500 | 96901 | EAST SIDE OF BUILDING METER ROOM
2455 | CAMBRIDGE BLVD | 43221-4023 | Active | RA-2798 | AMES | 500N-GV | RPDA | 2.500 | 96614 | EAST SIDE METER ROOM
2455 | CAMBRIDGE BLVD | 43221-4023 | Active | T240712 | WILKINS | 720A | PVB | 0.750 | 3621414 | LEFT SIDE OF THE BUILDING NEXT TO MECHANICAL ROOM
2455 | CAMBRIDGE BLVD | 43221-4023 | Active | 67089 | WATTS | 909QT | RP | 0.750 | 96599 | FIRE SPRINKLER RISER ROOM
1998 | CAMBRIDGE BLVD UNIT A | 43221-4102 | Active | A135465 | WILKINS | 720A | PVB | 0.750 | 56894 | BACK OF HOUSE
1581 | CAMBRIDGE BLVD UNIT A | 43212-2713 | Active | 138300 | WATTS | 709QT | DC | 2.000 | 55463 | METER ROOM ABOVE METER
1581 | CAMBRIDGE BLVD UNIT A | 43212-2713 | Due Install |  |  |  | RP | 1.500 | 3648447 | METER ROOM IN BASEMENT
1581 | CAMBRIDGE BLVD UNIT A | 43212-2713 | Active | 2881173 | WILKINS | 950XLD | DC | 0.750 | 96506 | METER ROOM IN BASEMENT
1581 | CAMBRIDGE BLVD UNIT A | 43212-2713 | Active | P03795 | WILKINS | 450 | DCDA | 4.000 | 96507 | METER ROOM IN BASEMENT
1581 | CAMBRIDGE BLVD UNIT A | 43212-2713 | Active | 451084 | WILKINS | 420XL | PVB | 1.000 | 97061 | OUTSIDE - EASTSIDE OF BUILDING
1581 | CAMBRIDGE BLVD UNIT A | 43212-2713 | LPS - Active | [5 empty] | 3641175 | OUTSIDE - EASTSIDE OF BUILDING
1581 | CAMBRIDGE BLVD UNIT A | 43212-2713 | Due Install |  |  |  | RPDA | 4.000 | 3648446 | METER ROOM IN BASEMENT
806 | CAMBRIDGE CT | 43085- | Active | H054378 | WILKINS | 975XL | RP | 0.750 | 3610062 | OUTSIDE AT SOUTH END OF FLOWER BED, NEAR METER PIT
810 | CAMBRIDGE CT | 43085-3475 | Active | 119475 | WATTS | 800M2QT | PVB | 0.750 | 73302 | LEFT SIDE OF HOUSE
824 | CAMBRIDGE CT | 43085-3475 | Active | CB674886 | WILKINS | 720A | PVB | 0.750 | 99612 | RIGHT SIDE LOT 2
838 | CAMBRIDGE CT | 43085-3475 | Active | 367533 | WILKINS | 720A | PVB | 1.000 | 73766 | WEST SIDE BACK
852 | CAMBRIDGE CT | 43085-3475 | Active | CB157601 | WILKINS | 720A | PVB | 1.000 | 74015 | LEFT SIDE FRONT
866 | CAMBRIDGE CT | 43085-3475 | Active | CAA46440 | WILKINS | 720A | PVB | 0.750 | 74158 | LEFT SIDE OF HOUSE
878 | CAMBRIDGE CT | 43085-3475 | Active | T439806 | WILKINS | 720A | PVB | 0.750 | 91559 | SOUTH SIDE OF DWELLING
6927 | CAMDEN DR | 43054-9287 | Active | H049904 | FEBCO | 765 | PVB | 0.750 | 70960 | WEST SIDE
6929 | CAMDEN DR | 43054-9287 | Active | 57073 | WATTS | LF919AQT | RP | 0.750 | 3589182 | ABOVE SUMP PIT NEXT TO WATER METER
6933 | CAMDEN DR | 43054-9287 | Active | 997043 | WILKINS | 720A | PVB | 0.750 | 70973 | OUTSIDE
6939 | CAMDEN DR | 43054-9287 | Active | 953310 | WILKINS | 720A | PVB | 0.750 | 70980 | RIGHT SIDE OF HOUSE
7049 | CAMDEN DR | 43054-7052 | Active | 251242 | WILKINS | 420 | PVB | 1.000 | 71317 | RIGHT SIDE OF HOUSE
7051 | CAMDEN DR | 43054-7052 | Active | CAB79252 | WILKINS | 720 | PVB | 0.750 | 3595146 | LEFT SIDE
4346 | CAMDEN PASSAGE DR | 43230-5415 | Active | 375319 | WILKINS | 720A | PVB | 0.750 | 90080 | RIGHT SIDE OF HOUSE
5529 | CAMDEN PLACE DR | 43221- | Not Required by DOW | 2279611 | WILKINS | 975 | RP | 2.000 | 91547 | INSIDE GATE HOUSE SOUTH SIDE
5529 | CAMDEN PLACE DR | 43221- | Not Required by DOW | 15181 | WATTS | 919AQT | RP | 1.500 | 91548 | SOUTHWEST CORNER OF PROPERTY @ CORNER OF HERALD SQ & QUEENS PK
5529 | CAMDEN PLACE DR | 43221- | Active | 126970603 | AMES | 3000SS | DCDA | 8.000 | 67182 | METER PIT OUTSIDE ALONG HAYDEN RUN ROAD WEST OF CAMDEN
5529 | CAMDEN PLACE DR | 43221- | Active | 31537 | AMES | 2000B | DC | 0.750 | 67183 | METER PIT-ALONG HAYDEN RUN ROAD.100 YDS.WEST OF CAMDEN
5529 | CAMDEN PLACE DR | 43221- | Active | X03875 | WILKINS | 375ADA | RP | 4.000 | 89665 | PUMP HOUSE BY MTR PIT
5601 | CAMDEN PLACE DR | 43016- | Active | 1070510302 | AMES | 4000SS | RP | 4.000 | 67390 | 4130 TIMES SQ BL MECH ROOM AT GARAGE #103 ON UNION SQ AT WATER METER
5601 | CAMDEN PLACE DR | 43016- | Active | 51484 | WATTS | 007QT | DC | 0.750 | 67393 | 4130 TIMES SQ BL METER/RISER RM NE GARAGES #103 ON UNION SUARE
5601 | CAMDEN PLACE DR | 43016- | LPS - Active |  |  |  | LPC |  | 3638347 | DOM BOOSTER PUMP MECH/RISER ROOM AT GARAGE
5601 | CAMDEN PLACE DR | 43016- | Not Required by DOW | 1293516 | WILKINS | 975 | RP | 0.750 | 67392 | ISO 4130 TIMES SQ BL SE CORNER OF BLG #1 RISER CLOSET OSD
5601 | CAMDEN PLACE DR | 43016- | Active | 119782 | AMES | 3000SS | DCDA | 6.000 | 67391 | MECH/RISER ROOM AT GARAGE #103 ON UNION SQUARE BL
5601 | CAMDEN PLACE DR | 43016- | Not Required by DOW | R00061 | WILKINS | 475 | RP | 4.000 | 67394 | ISO 4130 TIMES SQ BL RISER CLOSET APT BLDG #1 OSD
2550 | CAMDEN RD | 43221-3220 | Active | CB214657 | WILKINS | 720 | PVB | 0.750 | 3383041 | RIGHT SIDE OF HOUSE TOWARDS BACK
2577 | CAMDEN RD | 43221-3219 | Active | EAA7069 | WILKINS | 720A | PVB | 0.750 | 100970 | FRONT OF HOUSE
2584 | CAMDEN RD | 43221-3220 | Active | FL0642 | FEBCO | 765 | PVB | 1.000 | 90078 | LEFT FRONT OF HOUSE
2598 | CAMDEN RD | 43221-3220 | Active | 8777 | FEBCO | 765 | PVB | 1.000 | 58697 | FRT OF HSE
2697 | CAMDEN RD | 43221-3221 | Active | CB092767 | WILKINS | 720 | PVB | 0.750 | 3383065 | RIGHT HAND SIDE
6550 | CAMDEN ROW | 43016-8422 | Active | CB101213 | WILKINS | 720A | PVB | 0.750 | 70229 | RH SIDE
6502 | CAMDEN ROW RD | 43016-8422 | Active | 398103 | WILKINS | 420 | PVB | 0.750 | 3607385 | RIGHT FRONT OF HOUSE
6510 | CAMDEN ROW RD | 43016-8422 | Active | T147954 | WILKINS | 720 | PVB | 0.750 | 70146 | LEFT SIDE
6518 | CAMDEN ROW RD | 43016-8422 | Active | 562592 | WILKINS | 720A | PVB | 0.750 | 70158 | LEFT SIDE OF HOUSE
6526 | CAMDEN ROW RD | 43016-8422 | Active | T361809 | WILKINS | 720A | PVB | 0.750 | 70189 | RIGHT FRONT
6534 | CAMDEN ROW RD | 43016-8422 | Active | A151097 | WILKINS | 720A | PVB | 0.750 | 70210 | RIGHT SIDE
6542 | CAMDEN ROW RD | 43016-8422 | Active | 425544 | WILKINS | 720A | PVB | 0.750 | 70217 | LEFT SIDE OF HOUSE
6555 | CAMDEN ROW RD | 43016- | Active | 4531172 | WILKINS | 975XL | RP | 1.500 | 70237 | OUTSIDE S.W. CORNER OF LOMBARD WAY AND CAMDEN RD.
639 | CAMDEN YARD CT | 43235- | Active | 4527472 | WILKINS | 975XL | RP | 0.750 | 69840 | ELECTRIC METER EAST OF WATER
640 | CAMDEN YARD CT | 43235-3492 | Active | T429155 | WILKINS | 720A | PVB | 1.000 | 69856 | LT SIDE
647 | CAMDEN YARD CT | 43235-3492 | Active | FB6360 | FEBCO | 765 | PVB | 1.000 | 70005 | RIGHT SIDE OF HOUSE
648 | CAMDEN YARD CT | 43235-3492 | Active | 83373 | WATTS | 800QT | PVB | 0.750 | 70017 | RT SIDE
655 | CAMDEN YARD CT | 43235-3492 | Active | CB000356 | WILKINS | 720A | PVB | 0.750 | 70221 | LEFT FRONT
656 | CAMDEN YARD CT | 43235-3492 | Active | C41072 | FEBCO | 765 | PVB | 0.750 | 70248 | LT SIDE
663 | CAMDEN YARD CT | 43235-3492 | Active | CB000243 | WILKINS | 720A | PVB | 0.750 | 87615 | FRONT OF HOUSE
664 | CAMDEN YARD CT | 43235-3492 | Active | T078955 | WILKINS | 720A | PVB | 0.750 | 70411 | LEFT FRONT
671 | CAMDEN YARD CT | 43235-3492 | Active | CB451705 | WILKINS | 720A | PVB | 1.000 | 70538 | RIGHT SIDE OF HOUSE
672 | CAMDEN YARD CT | 43235-3492 | Active | T240001 | Wilkins | 720A | PVB | 0.750 | 70550 | FRONT LEFT SIDE OF HOUSE
679 | CAMDEN YARD CT | 43235-3492 | Active | T178566 | WILKINS | 720A | PVB | 0.750 | 3608320 | RIGHT SIDE OF HOUSE
680 | CAMDEN YARD CT | 43235-3492 | Active | CD1746 | FEBCO | 765 | PVB | 0.750 | 70709 | RIGHT SIDE OF BUILDING
687 | CAMDEN YARD CT | 43235-3492 | Active | T340530 | WILKINS | 720A | PVB | 0.750 | 70862 | LEFT SIDE OF HOUSE
688 | CAMDEN YARD CT | 43235-3492 | Active | T148590 | Wilkins | 720A | PVB | 0.750 | 70875 | Front
695 | CAMDEN YARD CT | 43235-3492 | Active | CA0912 | FEBCO | 765 | PVB | 0.750 | 70999 | RIGHT SIDE OF HOUSE
696 | CAMDEN YARD CT | 43235-3492 | Active | T178692 | WILKINS | 720A | PVB | 0.750 | 3609450 | FRONT LEFT SIDE
703 | CAMDEN YARD CT | 43235-3492 | Active | T025137 | WILKINS | 720A | PVB | 0.750 | 87616 | RIGHT SIDE OF HOUSE
704 | CAMDEN YARD CT | 43235-3492 | Active | CB000321 | WILKINS | 720A | PVB | 0.750 | 71304 | RIGHT SIDE OF HOUSE
711 | CAMDEN YARD CT | 43235-3492 | Active | CB000424 | WILKINS | 720A | PVB | 0.750 | 71427 | NORTH SIDE OF RESIDENCE
712 | CAMDEN YARD CT | 43235-3492 | Active | 86009 | WATTS | 800QT | PVB | 0.750 | 71458 | RIGHT CENTER IN BUSHES
1271 | CAMELOT DR | 43220-3909 | Active | CB084362 | WILKINS | 720 | PVB | 0.750 | 3383111 | RIGHT FRONT
1274 | CAMELOT DR | 43220-3910 | Active | 624325 | WILKINS | 720A | PVB | 0.750 | 90081 | FRONT OF HOUSE
1278 | CAMELOT DR | 43220-3910 | Active | 769679 | APOLLO/CONBRACO | PVB4V | PVB | 1.000 | 54511 | FRONT
1280 | CAMELOT DR | 43220-3910 | Active | T024047 | WILKINS | 720A | PVB | 1.000 | 99879 | BACK OF HOUSE
1310 | CAMELOT DR | 43220-3912 | Active | 279547 | WILKINS | 720A | PVB | 0.750 | 54626 | OUTSIDE WEST SIDE OF HOUSE
1360 | CAMELOT DR | 43220-3966 | Active | 90843 | WATTS | 800M4QT | PVB | 0.750 | 90082 | REAR OF HOUSE MIDDLE
1375 | CAMELOT DR | 43220-3911 | Active | CB549653 | WILKINS | 720A | PVB | 1.000 | 3383117
1380 | CAMELOT DR | 43220-3966 | Active | FL0641 | FEBCO | 765 | PVB | 1.000 | 90084 | BACK OF HOUSE
2600 | CAMERON ST | 43123-1733 | Not Required by DOW | 3113752 | WILKINS | 975XL | RP | 1.250 | 3383130 | 1st Floor Mechanical Room. By Water Service Entry
8164 | CAMPDEN LAKES BL | 43016-8251 | Active | G086162 | WILKINS | 720A | PVB | 0.750 | 96155 | RIGHT SIDE OF HOUSE
8220 | CAMPDEN LAKES BL | 43016-8252 | Active | 751402 | WILKINS | 720A | PVB | 0.750 | 73548 | RIGHT SIDE
8124 | CAMPDEN LAKES BLVD | 43016-8251 | Active | BL7311 | FEBCO | 765 | PVB | 0.750 | 73345 | RIGHT FRONT
8132 | CAMPDEN LAKES BLVD | 43016-8251 | Active | HB55835 | FEBCO | 765 | PVB | 0.750 | 73357 | RIGHT HAND SIDE
8140 | CAMPDEN LAKES BLVD | 43016-8251 | Active | H617630 | FEBCO | 765 | PVB | 0.750 | 99996 | LEFT FRONT
8148 | CAMPDEN LAKES BLVD | 43016-8251 | Active | 562526 | WILKINS | 720A | PVB | 0.750 | 73417 | FRT RT
8155 | CAMPDEN LAKES BLVD | 43016-8254 | Active | 996951 | WILKINS | 720A | PVB | 0.750 | 73431 | LEFT FRONT
8156 | CAMPDEN LAKES BLVD | 43016-8251 | Active | F136424 | WILKINS | 720A | PVB | 0.750 | 73433 | FRONT LEFT OF DOOR
8171 | CAMPDEN LAKES BLVD | 43016-8254 | Active | T329834 | WILKINS | 720A | PVB | 0.750 | 73460 | L SIDE OF HOUSE
8172 | CAMPDEN LAKES BLVD | 43016-8251 | Active | H112259 | FEBCO | 765 | PVB | 0.750 | 73461 | SIDE OF HOUSE (RIGHT FRONT)
8187 | CAMPDEN LAKES BLVD | 43016-8254 | Active | CB987565 | WILKINS | 720A | PVB | 0.750 | 73479 | LEFT FRONT
8188 | CAMPDEN LAKES BLVD | 43016-8251 | Active | G246437 | WILKINS | 720A | PVB | 0.750 | 73481 | NORTH SIDE OF HOUSE
8195 | CAMPDEN LAKES BLVD | 43016-8254 | Active | FH2082 | FEBCO | 765 | PVB | 1.000 | 73489 | FRT RT SIDE OF HSE
8196 | CAMPDEN LAKES BLVD | 43016-8251 | Active | 9951 | FEBCO | 765 | PVB | 0.750 | 73490 | LEFT SIDE CENTER OF BUILDING
8203 | CAMPDEN LAKES BLVD | 43016-8257 | Active | 444261 | WILKINS | 720A | PVB | 0.750 | 73512 | RIGHT SIDE OF HOUSE
8204 | CAMPDEN LAKES BLVD | 43016-8252 | Active | A151028 | WILKINS | 720A | PVB | 0.750 | 73513 | RIGHT FRONT
8211 | CAMPDEN LAKES BLVD | 43016-8257 | Active | A072875 | WILKINS | 720A | PVB | 0.750 | 73534 | LEFT FRONT
8212 | CAMPDEN LAKES BLVD | 43016-8252 | Active | 779686 | WILKINS | 720A | PVB | 0.750 | 73536 | OUTSIDE RIGHT SIDE
8219 | CAMPDEN LAKES BLVD | 43016-8257 | Active | 444211 | WILKINS | 720A | PVB | 0.750 | 73547 | FRONT OF HOUSE LEFT OF FRONT DOOR
8227 | CAMPDEN LAKES BLVD | 43016-8257 | Active | 587248 | WILKINS | 720A | PVB | 0.750 | 73563 | RIGHT FRONT
8228 | CAMPDEN LAKES BLVD | 43016-8252 | Active | H068949 | FEBCO | 765 | PVB | 0.750 | 73564 | RIGHT CENTER
8235 | CAMPDEN LAKES BLVD | 43016-8257 | Active | 119516 | WATTS | 800M4QT | PVB | 0.750 | 73576 | FRONT CORNER OF HOME (SERIAL # 119516)
8236 | CAMPDEN LAKES BLVD | 43016-8252 | Active | AD5989 | FEBCO | 765 | PVB | 0.750 | 73578 | LEFT FRONT
8243 | CAMPDEN LAKES BLVD | 43016-8257 | Active | 7111 | FEBCO | 765 | PVB | 0.750 | 73589 | LEFT SIDE OF HOUSE
8244 | CAMPDEN LAKES BLVD | 43016-8252 | Active | CB630273 | WILKINS | 720A | PVB | 0.750 | 3579115 | Left Side
8251 | CAMPDEN LAKES BLVD | 43016-8257 | Active | 811639 | WILKINS | 720A | PVB | 0.750 | 73606 | LEFT SIDE OF HOUSE
8259 | CAMPDEN LAKES BLVD | 43016-8257 | Active | 119907 | WATTS | 800QT | PVB | 0.750 | 73619 | LEFT SIDE OF HOUSE
23 | CAMPUS CT | 43201-1607 | Not Required by DOW | [5 empty] | 3383271
6949 | CANDACE PL | 43085-2884 | Active | 07562 | WATTS | 800QT | PVB | 0.750 | 70997 | RH SIDE
6959 | CANDACE PL | 43085-2884 | Active | T380910 | WILKINS | 720A | PVB | 0.750 | 71024 | FRONT LEFT OF DOOR BY WINDOW
462 | CANDLEGLOW RD | 43004-9398 | Active | 01557 | WATTS | 800M4QT | PVB | 1.000 | 97266 | 462 CANDLEGLOW RIGHT SIDE OF HOUSE
834 | CANDLELITE LN | 43240 | Active | 168711018 | WATTS | 774 | DCDA | 8.000 | 3636536 | Pit next to Hot Box
834 | CANDLELITE LN | 43240 | Active | SE-0981 | WATTS | 957 | RP | 6.000 | 3635400 | Hot Box
834 | CANDLELITE LN | 43240 | Active | 22118 | WATTS | 007 | DC | 0.750 | 3636537 | Pit next to Hot Box
834 | CANDLELITE LN | 43240 | Not Required by DOW | 049918 | WATTS | LF909QT | RP | 1.000 | 3639621 | IN CLUBHSE MECH/RISER ROOM FOR POOL MAKE-UP
851 | CANDLELITE LN | 43035 | Active | 125169 | WATTS | LF009M2QT | RP | 1.000 | 3627983 | IN THE SMALL HOT BOX NEAR THE ENTRANCE ON WEST SIDE OF DRIVEWAY
851 | CANDLELITE LN | 43035 | Active | RJ0939 | AMES | COLT 500-GV | RPDA | 6.000 | 3627993
851 | CANDLELITE LN | 43035 | Active | 71013 | WATTS | 919QT | RP | 0.750 | 3627992
7241 | CANDLESTONE DR | 43068-7091 | Active | EM4879 | FEBCO | 765 | PVB | 1.000 | 90096 | BACK LEFT
3101 | CANNOCK LN | 43219- | Active | 1346044 | WILKINS | 975 | RP | 1.000 | 59975 | S/EAST OF ENTRANCE
3108 | CANNOCK LN | 43219-3000 | Active | F021274 | WILKINS | 720A | PVB | 0.750 | 97740 | left side of house (north)
3188 | CANNOCK LN | 43219-3000 | Active | AD4949 | FEBCO | 765 | PVB | 0.750 | 60164 | BACK SIDE OF HOUSE
3200 | CANNOCK LN | 43219-6044 | Active | G212851 | WILKINS | 720A | PVB | 0.750 | 60189 | LEFT SIDE OF HOUSE
3212 | CANNOCK LN | 43219-6044 | Active | H588874 | FEBCO | 765 | PVB | 0.750 | 60209 | OUTSIDE RIGHT SIDE
3215 | CANNOCK LN | 43219-6038 | Active | A008781 | WILKINS | 720A | PVB | 0.750 | 90647 | FRONT OF HOUSE
3218 | CANNOCK LN | 43219-6044 | Active | F021256 | WILKINS | 720A | PVB | 0.750 | 98220
3224 | CANNOCK LN | 43219-6044 | Active | A09882 | FEBCO | 765 | PVB | 0.750 | 90097 | FRONT RIGHT CORNER OF HOUSE OUTSDIE
3230 | CANNOCK LN | 43219-6044 | Active | T380078 | WILKINS | 720A | PVB | 0.750 | 3383585 | LEFT FRONT
2041 | CANNONGATE CT | 43228-9798 | Active | 1359757 | WILKINS | 950XL | DC | 1.000 | 93008 | BASEMENT
740 | CANONBY PL | 43223-2302 | Due Install |  |  |  | RP | 6.000 | 3632644
740 | CANONBY PL | 43223-2302 | Active | 2GJ0972 | AMES | 2000SS | DC | 4.000 | 71899 | REHAB SPRINKLER ROOM.
769 | CANONBY PL | 43223-2384 | Due Install | [5 empty] | 3383700
2841 | CANTERBURY LN | 43221-3016 | Active | GA00249 | CASH ACME | RP100 | RP | 0.750 | 101488 | BASEMENT CRAWL
2859 | CANTERBURY LN | 43221-3016 | Active | 4289332 | WILKINS | 975XL | RP | 0.750 | 3383777 | GARAGE BY METER
2231 | CANTERBURY RD | 43221-3121 | Active | H847113 | FEBCO | 765 | PVB | 0.750 | 3611486 | back of home
2246 | CANTERBURY RD | 43221-3124 | Active | CAB38003 | WILKINS | 720A | PVB | 1.000 | 92039 | LEFT SIDE
2251 | CANTERBURY RD | 43221-3123 | Active | 119449 | WATTS | 800M4FR | PVB | 0.750 | 102226 | LEFT SIDE BEHIND FENCE
2259 | CANTERBURY RD | 43221-3123 | Active | T424202 | WILKINS | 720 | PVB | 0.750 | 3383722 | BACK OF HOUSE
2279 | CANTERBURY RD | 43221-3155 | Active | CB154546 | WILKINS | 720A | PVB | 0.750 | 3383726
2280 | CANTERBURY RD | 43221-3124 | Active | EJ4699 | FEBCO | 765 | PVB | 1.000 | 57832 | WEST SIDE OF SOUTH OF DOOR
2300 | CANTERBURY RD | 43221- | Active | CB076451 | WILKINS | 720A | PVB | 0.750 | 57879 | FRONT RIGHT SIDE - 2300 CANTERBURY RD
2310 | CANTERBURY RD | 43221-3126 | Active | H178638 | FEBCO | 765 | PVB | 0.750 | 3383728 | RIGHT OF FRONT DOOR
2320 | CANTERBURY RD | 43221-3126 | Active | H156934 | FEBCO | 765 | PVB | 0.750 | 87298 | FRONT OF HOUSE
2330 | CANTERBURY RD | 43221-3126 | Active | T209697 | wilkins | 720A | PVB | 1.000 | 91994 | FRONT RIGHT RIGHT OF FRT DR BY WINDOW
2337 | CANTERBURY RD | 43221-3125 | Active | T308624 | WILKINS | 720A | PVB | 0.750 | 3383731 | RIGHT SIDE OF HOUSE
2350 | CANTERBURY RD | 43221-3126 | Active | t300092 | WILKINS | 720A | PVB | 0.750 | 100993 | FRONT OF HOUSE
2359 | CANTERBURY RD | 43221-3125 | Active | T047897 | WILKINS | 720A | PVB | 0.750 | 58061 | RIGHT SIDE OF HOUSE
2367 | CANTERBURY RD | 43221-3125 | Active | G213972 | WILKINS | 720A | PVB | 0.750 | 97237 | FRONT OF HOUSE
2380 | CANTERBURY RD | 43221-3126 | Active | H088329 | FEBCO | 765 | PVB | 0.750 | 87973 | FRONT OF HOUSE, LEFT OF FRONT DOOR
2389 | CANTERBURY RD | 43221-3125 | Active | 589223 | RAINBIRD | AC4000 | PVB | 1.000 | 58133 | LEFT SIDE OF DOOR (SERIAL #589228)
2399 | CANTERBURY RD | 43221-3125 | Active | T240665 | WILKINS | 720A | PVB | 0.750 | 3383736 | LEFT SIDE
2403 | CANTERBURY RD | 43221-3125 | Active | 380295 | WILKINS | 420 | PVB | 0.750 | 87297 | RIGHT SIDE OF HOUSE
2406 | CANTERBURY RD | 43221-3126 | Active | G281055 | WILKINS | 720A | PVB | 1.000 | 101056 | RIGHT SIDE OF HOUSE
2455 | CANTERBURY RD | 43221-3011 | Active | 562443 | WILKINS | 720A | PVB | 0.750 | 90098 | BACK OF HOUSE
2464 | CANTERBURY RD | 43221-3012 | Active | CAA0745 | WILKINS | 720 | PVB | 0.750 | 3383742 | FRONT OF HOUSE
2483 | CANTERBURY RD | 43221-3011 | Active | 337182 | WILKINS | 720A | PVB | 0.750 | 99665 | WEST SIDE (OUTSIDE)
2535 | CANTERBURY RD | 43221-3081 | Active | AB6177 | FEBCO | 765 | PVB | 0.750 | 90099 | BACK OF HOUSE
2536 | CANTERBURY RD | 43221-3082 | Active | T198308 | WILKINS | 720A | PVB | 0.750 | 3612987 | REAR OF HOUSE RIGHT OF BACK DOOR
2550 | CANTERBURY RD | 43221-3082 | Active | H164978 | FEBCO | 765-1 | PVB | 1.000 | 96479 | BY SIDE DOOR BACK OF HOME
2555 | CANTERBURY RD | 43221-3081 | Active | H045181 | FEBCO | 765 | PVB | 1.000 | 58626 | FRONT FRIGHT
2570 | CANTERBURY RD | 43221-3083 | Active | T178748 | WILKINS | 720A | PVB | 0.750 | 3611928 | LEFT SIDE
2585 | CANTERBURY RD | 43221-3013 | Active | AJ0936 | FEBCO | 765 | PVB | 0.750 | 58677 | EAST FRONT SIDE OF HOUSE
2586 | CANTERBURY RD | 43221-3083 | Active | CB084278 | WILKINS | 720A | PVB | 0.750 | 3383752 | LEFT SIDE
2592 | CANTERBURY RD | 43221-3083 | Active | F031324 | WILKINS | 720A | PVB | 0.750 | 58693 | FRONT OF HOUSE
2595 | CANTERBURY RD | 43221-3013 | Active | T082902 | WILKINS | 720A | PVB | 0.750 | 90100 | FRONT OF HOUSE RIGHT OF FRONT DOOR
2621 | CANTERBURY RD | 43221-3071 | Active | T305094 | WILKINS | 720A | PVB | 0.750 | 89087 | FRONT OF HOUSE
2630 | CANTERBURY RD | 43221-3014 | Active | 696991 | WATTS | 800M4FR | PVB | 1.000 | 90101 | FRONT WALL OF HOUSE OUTSIDE
2640 | CANTERBURY RD | 43221-3014 | Active | T122490 | WILKINS | 720 | PVB | 1.000 | 3383754 | FRONT OF HOUSE
2710 | CANTERBURY RD | 43221-3025 | Active | T039010 | WILKINS | 720A | PVB | 0.750 | 100336 | LEFT REAR OF HOUSE
2726 | CANTERBURY RD | 43221-3025 | Active | HB98023 | FEBCO | 765 | PVB | 0.750 | 59101 | CENTER REAR OF HOUSE
650 | CANTERBURY WAY | 43213-2780 | Active | A03453 | AMES | 2000B | DC | 1.500 | 97176 | FURNACE CLOSET
650 | CANTERBURY WAY | 43213-2780 | Active | A37041 | WATTS | 009M2PCQT | RP | 1.500 | 97160 | FURNACE CLOSET
4805 | CANTERWOOD CT | 43026-8656 | Active | CH2183 | FEBCO | 765 | PVB | 0.750 | 90103 | FRONT LEFT
4809 | CANTERWOOD CT | 43026-8656 | Active | 016778 | WATTS | LF800M4 | PVB | 0.750 | 95047 | left side
4810 | CANTERWOOD CT | 43026-8656 | Active | CB094385 | WILKINS | 720 | PVB | 0.750 | 3609447 | LEFTSIDE OF HOUSE
4813 | CANTERWOOD CT | 43026-8656 | Active | 279578 | WILKINS | 720A | PVB | 1.000 | 65129 | OUTSIDE
4814 | CANTERWOOD CT | 43026-8656 | Active | T209646 | WILKINS | 720A | PVB | 1.000 | 3610190 | RIGHT FRONT
4817 | CANTERWOOD CT | 43026-8656 | Active | T076928 | WILKINS | 720A | PVB | 0.750 | 65137 | LT SIDE FRONT
4820 | CANTERWOOD CT | 43026-8656 | Active | T429033 | WILKINS | 720A | PVB | 1.000 | 65149 | LEFT SIDE FRONT
4824 | CANTERWOOD CT | 43026-8656 | Active | BB9322 | FEBCO | 765 | PVB | 0.750 | 65157 | OUTSIDE
4825 | CANTERWOOD CT | 43026-8656 | Active | 169194 | WATTS | 800QT | PVB | 0.750 | 65159 | LEFT SIDE
4826 | CANTERWOOD CT | 43026-8656 | Active | 158677 | WILKINS | 720A | PVB | 0.750 | 65162 | LEFT FRONT
5038 | CANYON GROVE DR | 43110-8543 | Active | F031633 | WILKINS | 720A | PVB | 0.750 | 97497 | left side
1033 | CAPE CHARLES DR | 43228-9339 | Active | T252116 | WILKINS | 720 | PVB | 1.000 | 3383919 | RIGHT SIDE OF HOUSE
9372 | CAPE WRATH DR | 43017-9681 | Active | T041431 | WILKINS | 720A | PVB | 0.750 | 90104 | RIGHT FRONT
9384 | CAPE WRATH DR | 43017-9681 | Active | T236135 | WILKINS | 720A | PVB | 0.750 | 3383988 | FRONT RIGHT OF DOOR
9389 | CAPE WRATH DR | 43017-9682 | Active | T339989 | WILKINS | 720A | PVB | 0.750 | 97926 | RIGHT SIDE OF HOUSE
9396 | CAPE WRATH DR | 43017 | Active | FF1534 | FEBCO | 765 | PVB | 1.000 | 74708 | RIGHT HAND SIDE
9410 | CAPE WRATH DR | 43017-9681 | Active | T471257 | WILKINS | 720A | PVB | 0.750 | 89534 | RIGHT FRONT
9413 | CAPE WRATH DR | 43017-7624 | Active | 28785 | FEBCO | 765 | PVB | 1.000 | 74724 | RIGHT FRONT
9425 | CAPE WRATH DR | 43017-7624 | Active | CB486371 | WILKINS | 720A | PVB | 1.000 | 74730 | FRONT RIGHT IN OFFSET
9461 | CAPE WRATH DR | 43017-7630 | Active | 17203 | APOLLO/CONBRACO | 4050402 | PVB | 0.750 | 74743 | RIGHT FRONT CORNER OF HOUSE
9473 | CAPE WRATH DR | 43017-7630 | Active | CB878884 | WILKINS | 720A | PVB | 1.000 | 74745 | LEFT FRONT
2939 | CAPITAL PARK CT | 43224-4576 | Due Install |  |  |  | RP |  | 3384017
5600 | CAPLESTONE LN | 43017-2641 | Active | T204983 | WILKINS | 720A | PVB | 0.750 | 3384049 | Back
5608 | CAPLESTONE LN | 43017-2641 | Active | T407313 | WILKINS | 720A | PVB | 0.750 | 67405 | LEFT SIDE OF HOUSE
6102 | CAPLINGER AV | 43081-8067 | Active | T072886 | WILKINS | 720A | PVB | 0.750 | 92743 | LEFT SIDE OF HOUSE
5978 | CAPLINGER AVE | 43081-8001 | Active | H743195 | FEBCO | 765 | PVB | 0.750 | 3611661 | RIGHT FRONT
5984 | CAPLINGER AVE | 43081-8001 | Active | G231071 | WILKINS | 720A | PVB | 0.750 | 97698 | right side
5990 | CAPLINGER AVE | 43081-8001 | Active | T390787 | WILKINS | 720A | PVB | 0.750 | 97697 | right side
5996 | CAPLINGER AVE | 43081-8001 | Active | T272089 | WILKINS | 720A | PVB | 0.750 | 97695 | right side
6046 | CAPLINGER AVE | 43081-8068 | Active | T294450 | WILKINS | 720A | PVB | 0.750 | 92615 | RIGHT SIDE
1859 | CAPLINGER DR | 43123-8106 | Active | T082155 | WILKINS | 720A | PVB | 0.750 | 101453 | RIGHT SIDE
1895 | CAPLINGER DR | 43123-8106 | Active | T046844 | WILKINS | 720 | PVB | 0.750 | 3599704 | LEFT SIDE
1952 | CAPLINGER DR | 43123-8108 | Active | G208598 | WILKINS | 720A | PVB | 0.750 | 92446 | RIGHT SIDE
1955 | CAPLINGER DR | 43123-8107 | Active | T410791 | WILKINS | 720A | PVB | 0.750 | 103362 | RIGHT FRONT
3144 | CAPSTONE WAY | 43221-1982 | Active | CB073809 | WILKINS | 720A | PVB | 0.750 | 3605657 | LEFT SIDE OF HOUSE
7974 | CARAWAY AV | 43016-6500 | Active | 239041 | WATTS | 800M4QT | PVB | 0.750 | 73083 | NORTH SIDE OF FRONT HOUSE
8003 | CARAWAY AV | 43016-6510 | Active | A133678 | WILKINS | 720A | PVB | 0.750 | 88213 | LEFT SIDE OF HOUSE
7910 | CARAWAY AVE | 43016-6500 | Active | G246865 | WILKINS | 720A | PVB | 0.750 | 87022 | LEFT SIDE OF HOME
7918 | CARAWAY AVE | 43016-6500 | Active | 181684 | WILKINS | 720A | PVB | 0.750 | 89485 | LEFT SIDE OF HOUSE
7926 | CARAWAY AVE | 43016-6500 | Active | H844375 | FEBCO | 765 | PVB | 0.750 | 3596704 | RIGHT FRONT
7934 | CARAWAY AVE | 43016-6500 | Active | He44079 | FEBCO | 765 | PVB | 0.750 | 95064 | RIGHT FRONT - NO # ON DEVICE TO READ
7942 | CARAWAY AVE | 43016-6500 | Active | G213971 | WILKINS | 720A | PVB | 0.750 | 96210 | LEFT FRONT
7950 | CARAWAY AVE | 43016-6500 | Active | G086408 | WILKINS | 720A | PVB | 0.750 | 89110 | RIGHT FRONT
7966 | CARAWAY AVE | 43016-6500 | Active | 653238 | WATTS | 800M4QT | PVB | 1.000 | 95300 | LEFT FRONT
7982 | CARAWAY AVE | 43016-6500 | Active | HD77556 | FEBCO | 765 | PVB | 0.750 | 73089 | RIGHT FRONT
7990 | CARAWAY AVE | 43016-6500 | Active | A133530 | WILKINS | 720A | PVB | 0.750 | 88384 | LEFT SIDE OF HOUSE
7995 | CARAWAY AVE | 43016-6511 | Active | G241604 | WILKINS | 720A | PVB | 1.000 | 99681 | LEFT SIDE OF HOUSE
8006 | CARAWAY AVE | 43016-6501 | Active | 631333 | WATTS | 800M4QT | PVB | 1.000 | 92253 | RIGHT FRONT
8011 | CARAWAY AVE | 43016-6510 | Active | H533883 | FEBCO | 765 | PVB | 0.750 | 97619 | LEFTSIDE
8014 | CARAWAY AVE | 43016-6501 | Active | G217345 | WILKINS | 720A | PVB | 0.750 | 96642 | FRONT OF HOUSE RIGHT OF FRONT DOOR
8022 | CARAWAY AVE | 43016-6501 | Active | F031361 | WILKINS | 720A | PVB | 0.750 | 97388 | LEFT SIDE OF HOUSE
8030 | CARAWAY AVE | 43016-6501 | Active | H427735 | FEBCO | 765 | PVB | 1.000 | 91470 | LEFT SIDE
8038 | CARAWAY AVE | 43016-6501 | Active | G208751 | WILKINS | 720A | PVB | 0.750 | 92701 | RIGHT SIDE
5934 | CARBURY WAY | 43081 | Active | CB620499 | WILKINS | 720 | PVB | 0.750 | 3646756 | LEFT SIDE OF HOUSE
1502 | CARDIFF RD | 43221-3910 | Active | cb794181 | WILKINS | 720A | PVB | 1.000 | 55243 | RT OF FRONT DOOR
1548 | CARDIFF RD | 43221-3910 | Active | T131902 | WILKINS | 720A | PVB | 0.750 | 102954 | RIGHT SIDE OF HOUSE
1621 | CARDIFF RD | 43221-3911 | Active | T134086 | WILKINS | 720A | PVB | 0.750 | 3384347 | FRONT OF HOUSE
1660 | CARDIFF RD | 43221-3912 | Active | 190697 | WILKINS | 720 | PVB | 0.750 | 3384356 | LEFT FRONT CORNER OF HOUSE
1711 | CARDIFF RD | 43221-3806 | Active | 141852 | WATTS | 800M4QT | PVB | 0.750 | 55924 | FRONT RIGHT
1723 | CARDIFF RD | 43221-3806 | Active | T294934 | WILKINS | 720A | PVB | 0.750 | 55951 | EAST SIDE OUTSIDE, BY WALL MID HOUSE
2001 | CARDIGAN AVE | 43212-2719 | Active | 571870 | WATTS | 800M4QT | PVB | 1.000 | 86994 | Rear of House
2299 | CARDIGAN AVE | 43215-1031 | Due Install |  |  |  | DCDA | 6.000 | 3652430
2299 | CARDIGAN AVE | 43215-1031 | Active | 3124914 | WILKINS | 975XLBMS | RP | 1.500 | 57881 | IN MECHANICAL ROOM IN CENTER OF BUILDING
2300 | CARDIGAN AVE | 43215-1004 | Due Install |  |  |  | DCDA | 4.000 | 3652429
2300 | CARDIGAN AVE | 43215-1004 | Due Install |  |  |  | RP | 1.000 | 3384376
245 | CARDINAL PARK DR | 43213- | Active | 953401 | WILKINS | 975XL | RP | 1.500 | 58315 | POOL HOUSE
245 | CARDINAL PARK DR | 43213- | Due Install |  |  |  | RP | 4.000 | 3649861
245 | CARDINAL PARK DR | 43213- | Due Install |  |  |  | DCDA | 6.000 | 3649862
5278 | CARDINAL PARK DR | 43213- | Active | 66461 | WATTS | 007QT | DC | 0.750 | 88244 | METER HOUSE @ ENTRANCE
5278 | CARDINAL PARK DR | 43213- | Active | 1085691005 | WATTS | 774X | DC | 6.000 | 88243 | METER HOUSE @ ENTRANCE
5278 | CARDINAL PARK DR | 43213- | Active | 179207 | WATTS | 909 | RP | 3.000 | 87943 | METER HOUSE @ ENTRANCE
55 | CAREN AVE | 43085-2515 | Active | TI-0788 | WATTS | 957 | RP | 3.000 | 3384516 | MECH ROOM
55 | CAREN AVE | 43085-2515 | Active | TJ-2390 | AMES | 200 | DC | 3.000 | 3640736 | MECH ROOM ON FIRE
77 | CAREN AVE | 43085-2513 | Not Required by DOW | 393842 | WILKINS | 950XL | DC | 1.250 | 3611937 | ELECTRICAL/MECHANICAL ROOM
77 | CAREN AVE | 43085-2513 | Not Required by DOW | 393906 | WILKINS | 950XL | DC | 1.250 | 3384517 | ART STORAGE
77 | CAREN AVE | 43085-2513 | Active | ACC6865 | WILKINS | 975XL2 | RP | 2.000 | 3650570 | ELECTRICAL ROOM WEST END OF BUILDING
328 | CAREN AVE | 43085-2531 | Active | BF4774 | FEBCO | 765 | PVB | 0.750 | 90107 | LEFT SIDE OF HOUSE
338 | CAREN AVE | 43085-2531 | Active | H650158 | FEBCO | 765 | PVB | 0.750 | 101770 | LEFT SIDE OF HOUSE
366 | CAREN AVE | 43085-2531 | Active | 004571 | WATTS | 800QT | PVB | 1.000 | 61391 | WEST SIDE OF HOUSE
2808 | CARIFA DR | 43026-9387 | Active | EAB7041 | WILKINS | 720A | PVB | 0.750 | 99586 | RIGHT SIDE OF HOUSE
3117 | CARISBROOK RD | 43221-2241 | Active | H205819 | FEBCO | 765 | PVB | 0.750 | 86976 | LEFT SIDE
3126 | CARISBROOK RD | 43221-2242 | Active | T304835 | WILKINS | 720A | PVB | 0.750 | 90108 | LEFT OF FRONT DOOR
3129 | CARISBROOK RD | 43221-2241 | Active | 1746 | FEBCO | 765 | PVB | 1.000 | 60021 | IN GARAGE NORTH WALL
3170 | CARISBROOK RD | 43221-2242 | Active | 9455 | FEBCO | 765 | PVB | 1.000 | 60146 | NW CORNER OF HOUSE
3173 | CARISBROOK RD | 43221-2241 | Active | 117508 | FEBCO | 765 | PVB | 1.000 | 90109 | LEFT OF FRONT DOOR
6022 | CARLATUN ST | 43081 | Active | T197046 | WILKINS | 720A | PVB | 0.750 | 3601025 | REAR LEFT SIDE
6054 | CARLATUN ST | 43081 | Active | T047889 | WILKINS | 720A | PVB | 0.750 | 101476 | RIGHT SIDE
3693 | CARLOTTA ST | 43123-8609 | Active | 433400 | WILKINS | 420 | PVB | 0.750 | 3384724 | LEFT SIDE OF HOUSE HOSE BIB NEEDS REMOVED
3703 | CARLOTTA ST | 43123-8609 | Active | G043817 | WILKINS | 720A | PVB | 0.750 | 91399 | LEFT SIDE
5870 | CARNABY WAY | 43213- | Not Required by DOW | 4683468 | WILKINS | 975XL2 | RP | 1.000 | 68195 | 5940 E MAIN ST, METER ROOM NW CORNER OF BUILDING
5870 | CARNABY WAY | 43213- | Active | 03445 | AMES | 4000B | RP | 1.250 | 3603480 | 5940 E MAIN ST, MECHANICAL ROOM
5870 | CARNABY WAY | 43213- | Active | 1470349 | WILKINS | 975XL | RP | 1.500 | 68193 | 5940 E MAIN ST, NW CORNER OF BUILDING IN METER ROOM
5870 | CARNABY WAY | 43213- | Active | 205501 | WATTS | 007M3QT | DC | 0.750 | 3626201 | 5940 E MAIN ST, NE CORNER MECH ROOM
5870 | CARNABY WAY | 43213- | Active | 1959760119 | AMES | 3000SS | DCDA | 3.00 | 68191 | 5940 E MAIN ST, NE CORNER MECH ROOM
5950 | CARNABY WAY | 43213 | Active | ABC0972 | Wilkins | 975XL2 | RP | 1.000 | 3650719
5945 | CARNEGIE COVE CT | 43213-5116 | Active | H447099 | FEBCO | 765 | PVB | 0.750 | 91572 | RIGHT SIDE OF HOUSE
5948 | CARNEGIE COVE CT | 43213-5116 | Active | T176214 | FEBCO | 765 | PVB | 0.750 | 99923 | LEFT SIDE OF HOUSE
5956 | CARNEGIE COVE CT | 43213-5116 | Active | CB081478 | WILKINS | 720A | PVB | 0.750 | 95230 | LEFT SIDE OF HOUSE
5972 | CARNEGIE COVE CT | 43213-5116 | Active | H495439 | FEBCO | 765 | PVB | 0.750 | 95613 | RIGHT SIDE
5980 | CARNEGIE COVE CT | 43213-5116 | Active | H427063 | FEBCO | 765 | PVB | 0.750 | 91265 | OUTSIDE
5996 | CARNEGIE COVE CT | 43213-5116 | Active | HW6868 | FEBCO | 765 | PVB | 0.750 | 91664 | LEFT CORNER OF HOUSE
5999 | CARNEGIE COVE CT | 43213-5116 | Active | H491809 | FEBCO | 765 | PVB | 0.750 | 95615 | RIGHT SIDE
6012 | CARNEGIE COVE CT | 43213-5116 | Active | HE36355 | FEBCO | 765 | PVB | 1.000 | 99181 | LEFT SIDE OF HOUSE
6020 | CARNEGIE COVE CT | 43213-5116 | Active | H570456 | FEBCO | 765 | PVB | 0.750 | 98841 | RIGHT SIDE OF HOUSE
6025 | CARNEGIE COVE CT | 43213-5116 | Active | A006757 | WILKINS | 720A | PVB | 0.750 | 95053 | LEFT OF HOUSE
958 | CARNOUSTIE CIR | 43123-8092 | Active | T034296 | WILKINS | 720A | PVB | 0.750 | 74790 | FRONT OF HOUSE
966 | CARNOUSTIE CIR | 43123-8092 | Active | CB607425 | WILKINS | 720A | PVB | 0.750 | 3596898 | LEFT SIDE
990 | CARNOUSTIE CIR | 43123-8092 | Active | CB090099 | WILKINS | 720A | PVB | 0.750 | 3607373 | LEFT SIDE
1046 | CARNOUSTIE CIR | 43123-8093 | Active | T466860 | WILKINS | 720A | PVB | 0.750 | 91681 | LEFT SIDE OF HOUSE
1054 | CARNOUSTIE CIR | 43123-8093 | Active | T188109 | WILKINS | 720A | PVB | 0.750 | 95742 | LEFT SIDE
1062 | CARNOUSTIE CIR | 43123-8093 | Active | T083957 | WILKINS | 720A | PVB | 0.750 | 101784 | LEFT SIDE
1070 | CARNOUSTIE CIR | 43123-8093 | Active | T084020 | WILKINS | 720A | PVB | 0.750 | 101782 | LEFT SIDE
1078 | CARNOUSTIE CIR | 43123-8093 | Active | T083955 | WILKINS | 720A | PVB | 0.750 | 101780 | LEFT SIDE
1094 | CARNOUSTIE CIR | 43123-8093 | Active | T145872 | WILKINS | 720A | PVB | 0.750 | 102982 | LEFT SIDE
1118 | CARNOUSTIE CIR | 43123-8139 | Active | G018681 | WILKINS | 720A | PVB | 0.750 | 88282 | LEFT SIDE OF HOUSE
1126 | CARNOUSTIE CIR | 43123-8139 | Active | 181919 | WILKINS | 720A | PVB | 0.750 | 88710 | RIGHT SIDE OF HOUSE
1142 | CARNOUSTIE CIR | 43123-8139 | Active | T013711 | WILKINS | 720A | PVB | 0.750 | 99883 | RIGHT SIDE
1166 | CARNOUSTIE CIR | 43123-8139 | Active | T223717 | WILKINS | 720A | PVB | 0.750 | 3600276 | LEFT SIDE
1182 | CARNOUSTIE CIR | 43123-8139 | Active | 01619 | WATTS | 800M4QT | PVB | 1.000 | 96153 | LEFT SIDE OF HOUSE
1190 | CARNOUSTIE CIR | 43123-8139 | Active | F021378 | WILKINS | 720A | PVB | 0.750 | 97501 | right side
1198 | CARNOUSTIE CIR | 43123-8139 | Active | HF40657 | FEBCO | 765 | PVB | 1.000 | 97794 | RIGHT FRONT DOOR
1214 | CARNOUSTIE CIR | 43123-8140 | Active | T423883 | WILKINS | 720A | PVB | 0.750 | 3599615 | RIGHT SIDE
1246 | CARNOUSTIE CIR | 43123-8140 | Active | CB153210 | WILKINS | 720A | PVB | 0.750 | 3600251 | Right Front
1254 | CARNOUSTIE CIR | 43123-8140 | Active | H749825 | FEBCO | 765 | PVB | 0.750 | 102943 | RIGHT SIDE OF HOUSE
1262 | CARNOUSTIE CIR | 43123-8140 | Active | 185481 | WILKINS | 720A | PVB | 0.750 | 88283 | LEFT SIDE OF HOUSE
1270 | CARNOUSTIE CIR | 43123-8140 | Active | H752458 | FEBCO | 765 | PVB | 0.750 | 103587 | RIGHT SIDE
1286 | CARNOUSTIE CIR | 43123-8140 | Active | H722764 | FEBCO | 765 | PVB | 0.750 | 103722 | RIGHT SIDE
1294 | CARNOUSTIE CIR | 43123-8140 | Active | H752573 | FEBCO | 765 | PVB | 0.750 | 103723 | RIGHT SIDE
1302 | CARNOUSTIE CIR | 43123-8094 | Active | G086192 | WILKINS | 720A | PVB | 0.750 | 91373 | LEFT SIDE
1326 | CARNOUSTIE CIR | 43123-8094 | Active | 190673 | WILKINS | 720A | PVB | 0.750 | 91372 | RIGHT SIDE OF HOUSE
1334 | CARNOUSTIE CIR | 43123-8094 | Active | H752853 | FEBCO | 765 | PVB | 0.750 | 103169 | RIGHT SIDE HOUSE
1342 | CARNOUSTIE CIR | 43123-8094 | Active | H929354 | FEBCO | 765 | PVB | 0.750 | 103769 | RIGHT SIDE
1394 | CARNOUSTIE CIR | 43123-8094 | Active | G045364 | WILKINS | 720A | PVB | 0.750 | 3597572 | Right Side of House
5523 | CARNOUSTIE CT | 43017-8746 | Active | HE82164 | FEBCO | 765 | PVB | 1.000 | 91192 | LEFT FRONT OF DOOR
757 | CAROLYN AVE | 43224-3218 | Active | 10416 | WATTS | 919AQT | RP | 1.250 | 3608086 | WATER SUPPLY TO TOWER NEXT TO DESK
757 | CAROLYN AVE | 43224-3218 | Active | 3727829 | WATTS | 909 | RP | 0.750 | 3616823 | ABOVE A/C PUMPS
757 | CAROLYN AVE | 43224-3218 | Active | 2277945 | WILKINS | 975 | RP | 0.750 | 72257 | BOILER ROOM IN CEILING
757 | CAROLYN AVE | 43224-3218 | Due Install |  |  |  | RP | 4.000 | 3641430 | OLD COLUMBUS BUILDING AND ZONE SERVICES DEPARTMENT
252 | CARPENTER ST | 43205- | Active | 4151304 | WILKINS | 975XL2 | RP | 1.500 | 3615406 | NW - IN 252 - C HALLWAY AT WATER METER (FOR248+252)
4395 | CARRIAGE HILL LN | 43220 | Active | 232417 | APOLLO/CONBRACO | RP40 | RP | 1.000 | 99557 | Mech Rm - right side when entering
4395 | CARRIAGE HILL LN | 43220 | Active | 19859 | AMES | 2000BM3 | DC | 0.750 | 99555 | METER ROOM
4395 | CARRIAGE HILL LN | 43220 | Active | KG0521 | AMES | COLT 300GV | DCDA | 4.000 | 99556 | Mech Rm left side
4401 | CARRIAGE HILL LN | 43220-3837 | Active | 241178 | WATTS | 009QT | RP | 1.000 | 63931 | MECH ROOM
6352 | CARRIANN CT | 43026-6169 | Active | 311865 | WATTS | 800M4QT | PVB | 0.750 | 3595722 | LEFT SIDE
6988 | CARRICK CT | 43017-1022 | Active | 798566 | WATTS | 800M4QT | PVB | 1.000 | 102121 | RIGHT SIDE OF HOUSE
1611 | CARRIGALLEN LN | 43228-3416 | Active | 375430 | WILKINS | 720A | PVB | 0.750 | 91261 | RIGHT SIDE
4789 | CARRIGAN RIDGE CT | 43017-8639 | Active | G227803 | WILKINS | 720A | PVB | 0.750 | 97022 | RIGHT SIDE
4797 | CARRIGAN RIDGE CT | 43017-8639 | Active | 572466 | WILKINS | 720A | PVB | 0.750 | 65070 | LEFT FRONT
4805 | CARRIGAN RIDGE CT | 43017-8615 | Active | T205259 | WILKINS | 720A | PVB | 0.750 | 3598596 | Front of House
4813 | CARRIGAN RIDGE CT | 43017-8615 | Active | T183685 | WILKINS | 720A | PVB | 0.750 | 90110 | LEFT OF FRONT DOOR
4821 | CARRIGAN RIDGE CT | 43017-8615 | Active | HC34581 | FEBCO | 765 | PVB | 0.750 | 65153 | FRONT LEFT OF FRONT DOOR IN OFFSET
4837 | CARRIGAN RIDGE DR | 43017-8668 | Active | 494817 | WILKINS | 975 | RP | 0.750 | 65188 | RIGHT SIDE OF HOUSE
4844 | CARRIGAN RIDGE DR | 43017-8616 | Active | 425580 | WILKINS | 720A | PVB | 0.750 | 65206 | LEFT FRONT
4845 | CARRIGAN RIDGE DR | 43017-8668 | Active | T239864 | WILKINS | 720A | PVB | 0.750 | 3385450 | LEFT SIDE OF HOUSE
4852 | CARRIGAN RIDGE DR | 43017-8618 | Active | 371688 | WILKINS | 720A | PVB | 1.000 | 65250 | RIGHT SIDE
4860 | CARRIGAN RIDGE DR | 43017-8618 | Active | E15186 | FEBCO | 765 | PVB | 1.000 | 65261 | RIGHT HAND SIDE
4861 | CARRIGAN RIDGE DR | 43017-8617 | Active | 501684 | WILKINS | 720A | PVB | 0.750 | 65262 | RIGHT SIDE
4868 | CARRIGAN RIDGE DR | 43017-8618 | Active | 335231 | WILKINS | 720A | PVB | 0.750 | 65278 | LEFT SIDE OF HOUSE
4869 | CARRIGAN RIDGE DR | 43017-8617 | Active | 124849 | WILKINS | 420 | PVB | 1.000 | 65279 | LEFT SIDE OF HOUSE , NEAR FRONT
4876 | CARRIGAN RIDGE DR | 43017-8618 | Active | 996890 | WILKINS | 720A | PVB | 1.000 | 65297 | RIGHT SIDE
4877 | CARRIGAN RIDGE DR | 43017-8617 | Active | EAA0537 | WILKINS | 720A | PVB | 0.750 | 3385452
4884 | CARRIGAN RIDGE DR | 43017-8618 | Active | 162375 | WILKINS | 420 | PVB | 1.000 | 65333 | RIGHT FRONT BEHIND BIG GRASS BUSH
4885 | CARRIGAN RIDGE DR | 43017-8617 | Active | A038159 | WILKINS | 720A | PVB | 0.750 | 65334 | RT SIDE
4892 | CARRIGAN RIDGE DR | 43017-8618 | Active | H636262 | FEBCO | 765 | PVB | 0.750 | 100324 | FRONT -LEFT OF DOOR
4893 | CARRIGAN RIDGE DR | 43017-8617 | Active | 170825 | WATTS | 800M4FR | PVB | 0.750 | 65365 | RIGHT FRONT
5775 | CARRINGTON CT | 43085-3802 | Active | 607702 | WATTS | 800QT | PVB | 1.000 | 90113 | BACK OF HOUSE
4476 | CARRINGTON WAY | 43026- | Active | 146097 | APOLLO/CONBRACO | 4020502 | RP | 1.000 | 64133 | BEHIND ENTRY STONEWALL CARRINGTON WAY AND BRITTON PKWY
4492 | CARRINGTON WAY | 43026-8883 | Active | 33073 | WATTS | 800QT | PVB | 1.000 | 64167 | OUTSIDE
4495 | CARRINGTON WAY | 43026-8884 | Active | cb101215 | WILKINS | 720A | PVB | 0.750 | 64175 | FRONT RIGHT OF DOOR
4504 | CARRINGTON WAY | 43026-8883 | Active | CB134624 | WILKINS | 720A | PVB | 1.000 | 64242 | RIGHT FRONT
4518 | CARRINGTON WAY | 43026-8883 | Active | EAD4229 | WILKINS | 720A | PVB | 0.750 | 87912 | RIGHT FRONT
4524 | CARRINGTON WAY | 43026-8883 | Active | EAC4245 | WILKINS | 720A | PVB | 0.750 | 64289 | S.E. CORNER OF HOUSE
4534 | CARRINGTON WAY | 43026-8883 | Active | AH2688 | FEBCO | 765 | PVB | 1.000 | 90111 | WEST SIDE OF BLDG
4560 | CARRINGTON WAY | 43026-8883 | Active | 877009 | WILKINS | 720A | PVB | 0.750 | 64349 | N WALL OUTSIDE
4580 | CARRINGTON WAY | 43026-8883 | Active | 576885 | WILKINS | 720A | PVB | 1.000 | 64391 | RIGHT SIDE FRONT
4590 | CARRINGTON WAY | 43026-8883 | Active | CB0803032 | WILKINS | 720A | PVB | 0.750 | 64416 | LEFT FRONT
4618 | CARRINGTON WAY | 43026-9086 | Active | T210184 | WILKINS | 720A | PVB | 1.000 | 64584 | RIGHT SIDE
4639 | CARRINGTON WAY | 43026-9132 | Active | CC5695 | FEBCO | 765 | PVB | 0.750 | 64652 | LEFT SIDE
4649 | CARRINGTON WAY | 43026-9132 | Active | F000182 | WILKINS | 720A | PVB | 0.750 | 91947 | LEFT SIDE
4677 | CARRINGTON WAY | 43026-8646 | Active | H966931 | FEBCO | 765 | PVB | 0.750 | 64771 | RIGHT FRONT
4678 | CARRINGTON WAY | 43026-9129 | Active | W055547 | WILKINS | 720A | PVB | 0.750 | 64777 | RIGTH SIDE OF HOUSE
4682 | CARRINGTON WAY | 43026-9129 | Active | AD6225 | FEBCO | 765 | PVB | 0.750 | 64796 | RIGHT SIDE OF HOUSE
4685 | CARRINGTON WAY | 43026-8646 | Active | H148337 | FEBCO | 765 | PVB | 0.750 | 64802 | LEFT FRONT
4686 | CARRINGTON WAY | 43026-9129 | Active | H264445 | FEBCO | 765 | PVB | 0.750 | 64804 | LEFT SIDE OF HOUSE
4693 | CARRINGTON WAY | 43026-8646 | Active | HC60631 | FEBCO | 765 | PVB | 0.750 | 91832 | LEFT SIDE OF HOUSE
4697 | CARRINGTON WAY | 43026-8646 | Active | 009723 | WATTS | 800QT | PVB | 1.000 | 64823 | OUTSIDE
4704 | CARRINGTON WAY | 43026-9131 | Active | CB992716 | WILKINS | 720A | PVB | 0.750 | 90112 | FRONT OF HOUSE
1210 | CARRON DR | 43220-3914 | Active | G262953 | WILKINS | 720A | PVB | 1.000 | 54315 | EAST SIDE OF HOUSE IN BUSHES
1220 | CARRON DR | 43220-3914 | Active | H114215 | FEBCO | 765 | PVB | 0.750 | 98578 | FRONT OF HOUSE
1221 | CARRON DR | 43220-3913 | Active | 1658658 | RAINBIRD | 100R | PVB | 0.750 | 54348 | FRONT OF HOUSE device number is 658358
1231 | CARRON DR | 43220-3913 | Active | 657943 | Rainbird | 100 | PVB | 1.000 | 54371 | FRONT LEFT OF DOOR
1240 | CARRON DR | 43220-3914 | Active | A133749 | WILKINS | 720A | PVB | 0.750 | 54389 | FRONT OF HOUSE
1241 | CARRON DR | 43220-3913 | Active | 02776 | FEBCO | 765 | PVB | 1.000 | 101886 | LEFT SIDE
1250 | CARRON DR | 43220-3914 | Active | T247435 | WILKINS | 720A | PVB | 1.000 | 3611930 | WEST SIDE OF HOUSE/ LEFT SIDE
1253 | CARRON DR | 43220-3913 | Active | CAA46739 | WILKINS | 720A | PVB | 0.750 | 90114 | LEFT SIDE
1260 | CARRON DR | 43220-3914 | Active | 58361 | FEBCO | 765 | PVB | 1.000 | 101887 | RIGHT SIDE
1275 | CARRON DR | 43220-3913 | Active | T374162 | WILKINS | 720A | PVB | 1.000 | 54495 | LH SIDE
1287 | CARRON DR | 43220-3913 | Active | CB639195 | WILKINS | 720 | PVB | 1.000 | 3385493 | FRONT OF HOUSE
1306 | CARRON DR | 43220-3916 | Active | H039026 | FEBCO | 765 | PVB | 0.750 | 54610 | FRONT RIGHT OF DOOR
1309 | CARRON DR | 43220-3915 | Active | 792936 | WILKINS | 720A | PVB | 0.750 | 88374 | LEFT SIDE
1318 | CARRON DR | 43220-3916 | Active | 7249 | RAINBIRD | 100 | DC | 1.000 | 91690 | BASEMENT AT METER
1330 | CARRON DR | 43220-3916 | Active | T300095 | WILKINS | 720 | PVB | 0.750 | 3385496
1342 | CARRON DR | 43220-3916 | Active | 01533 | WATTS | 800M4QT | PVB | 1.000 | 94841 | RIGHT SIDE OF HOUSE NEAR FENCE
1345 | CARRON DR | 43220-3915 | Active | A53192 | FEBCO | 765 | PVB | 1.000 | 90008 | FRONT RIGHT
8535 | CARTNEY CT | 43017-9304 | Active | 32616 | WATTS | 800QT | PVB | 1.000 | 74020 | NORTH SIDE OF HOUSE
8536 | CARTNEY CT | 43017-9304 | Active | H879828 | FEBCO | 765 | PVB | 0.750 | 74027 | LEFT SIDE
8540 | CARTNEY CT | 43017-9304 | Active | CAA25777 | WILKINS | 720A | PVB | 1.000 | 74032 | LH SIDE
8543 | CARTNEY CT | 43017-9304 | Active | CB776421 | WILKINS | 720 | PVB | 0.750 | 3385533 | LEFT CENTER BY A/C IN COVE
8544 | CARTNEY CT | 43017-9304 | Active | G105337 | WILKINS | 720A | PVB | 1.000 | 74035 | LEFT SIDE OF HOUSE
8551 | CARTNEY CT | 43017-9304 | Active | 32164 | WATTS | 800M4QT | PVB | 0.750 | 74055 | LEFT FRONT
8552 | CARTNEY CT | 43017-9304 | Active | 449278 | WATTS | 800QT | PVB | 1.000 | 74056 | RR OF HSE
8560 | CARTNEY CT | 43017-9304 | Active | 31123 | WATTS | 800QT | PVB | 1.000 | 74075 | BACK SIDE OF HSE
8563 | CARTNEY CT | 43017-9304 | Active | BB4959 | FEBCO | 765 | PVB | 0.750 | 74079 | RIGHT CENTER UNDER WINDOW
8564 | CARTNEY CT | 43017-9304 | Active | AL5554 | FEBCO | 765 | PVB | 0.750 | 74080 | REAR OF HOUSE N.E.CORNER BY AIR CONDITIONER
8568 | CARTNEY CT | 43017-9304 | Active | 140893 | WILKINS | 720 | PVB | 1.000 | 74084 | LEFT SIDE OF HOUSE-FRONT CORNER WEST SIDE
8569 | CARTNEY CT | 43017-9304 | Active | AK3217 | FEBCO | 765 | PVB | 0.750 | 74086 | BACK RIGHT BY GAS
1530 | CASE W RD | 43235-7515 | Active | 739105 | WATTS | 800M4FR | PVB | 1.000 | 55322 | LEFTSIDE WEST
7653 | CASHEL CT | 43017-2646 | Active | G181899 | WILKINS | 720A | PVB | 0.750 | 93390 | RIGHT OF FRONT DOOR
7694 | CASHEL CT | 43017-2646 | Active | T230801 | WILKINS | 720A | PVB | 0.750 | 3385709 | RIGHT SIDE OF HOUSE
7699 | CASHEL CT | 43017-2646 | Active | T126248 | WILKINS | 720A | PVB | 0.750 | 102447 | RIGHT SIDE OF HOUSE
7709 | CASHEL CT | 43017-2646 | Active | 342360 | WILKINS | 720A | PVB | 1.000 | 97166 | RIGHT SIDE
1455 | CASSADY AVE | 43219-2293 | Not Required by DOW | 79479 | WATTS | 009M3QT | RP | 0.750 | 55077 | BACK ROOM ON WEST
1455 | CASSADY AVE | 43219-2293 | Not Required by DOW | 57676 | WATTS | 007QT | DC | 1.500 | 96467 | BACK ROOM
1455 | CASSADY AVE | 43219-2293 | Active | 56945 | WATTS | 009M2QT | RP | 1.500 | 55075 | BACK ROOM ON WEST WALL
1455 | CASSADY AVE | 43219-2293 | Not Required by DOW | H924829 | FEBCO | 765 | PVB | 1.000 | 55076 | OUTSIDE WEST WALL
3052 | CASSADY VILLAGE TR | 43219-3552 | Due Install | [5 empty] | 3385918
3053 | CASSADY VILLAGE TR | 43219-3501 | Due Install | [5 empty] | 3385919
3085 | CASSADY VILLAGE TR | 43219-3555 | Due Install | [5 empty] | 3385920
3092 | CASSADY VILLAGE TR | 43219-3543 | Due Install |  |  |  | RP | 1.500 | 3385921
3153 | CASSEY ST | 43026-7278 | Active | T424372 | WILKINS | 720 | PVB | 0.750 | 3598121 | LEFT SIDE
3169 | CASSEY ST | 43026-7278 | Active | CB084400 | WILKINS | 720A | PVB | 0.750 | 97750 | RH side
3193 | CASSEY ST | 43026-7278 | Active | G215128 | WILKINS | 720A | PVB | 0.750 | 87310 | LEFT SIDE OF HOUSE
3209 | CASSEY ST | 43026-7272 | Active | 185415 | WILKINS | 720A | PVB | 0.750 | 88432 | LEFT FRONT CORNER OF HOUSE
2120 | CASTLE CREST DR | 43085-1913 | Active | T590723 | WILKINS | 720A | PVB | 1.000 | 57347 | BACK OF HOUSE
2177 | CASTLE CREST DR | 43085-2901 | Active | CB260751 | WILKINS | 720A | PVB | 0.750 | 3385963 | LEFT FRONT
2178 | CASTLE CREST DR | 43085-2901 | Active | 220213 | WATTS | 009M3QT | RP | 0.750 | 57525 | BASEMENT SOUTH WALL WORKSHOP
2213 | CASTLE CREST DR | 43085-2901 | Active | A51537 | WATTS | 009M2QT | RP | 0.750 | 94423 | N WALL OF BASEMENT MECH ROOM
2216 | CASTLE CREST DR | 43085 | Active | 38386 | WATTS | 919AQT | RP | 0.750 | 101634 | BASEMENT AT WATER METER
5303 | CASTLE PINES | 43235-5020 | Active | 183114 | WILKINS | 720A | PVB | 0.750 | 66635 | S SIDE
5305 | CASTLE PINES | 43235-5020 | Active | 187778 | WILKINS | 720A | PVB | 0.750 | 66636 | NORTH SIDE OF RESIDENCE
5306 | CASTLE PINES | 43235-5018 | Active | 4622 | FEBCO | 765 | PVB | 0.750 | 66638 | RIGHT HAND SIDE OF HOUSE
5311 | CASTLE PINES | 43235-5020 | Active | 209092 | WILKINS | 720A | PVB | 0.750 | 66641 | SOUTH SIDE OF HOUSE
5313 | CASTLE PINES | 43235-5020 | Active | CAA28906 | WILKINS | 720A | PVB | 0.750 | 66648 | NORTH SIDE OF RESIDENCE
5314 | CASTLE PINES | 43235-5018 | Active | 209211 | WILKINS | 720A | PVB | 0.750 | 66649 | SOUTH SIDE OF HOUSE
5316 | CASTLE PINES | 43235-5018 | Active | 209195 | WILKINS | 720A | PVB | 0.750 | 66650 | NORTH SIDE OF RESIDENCE
5319 | CASTLE PINES | 43235-5020 | Active | CAA67122 | WILKINS | 720A | PVB | 0.750 | 66652 | NORTH SIDE OF RESIDENCE
5321 | CASTLE PINES | 43235-5020 | Active | 228551 | WILKINS | 720A | PVB | 0.750 | 66654 | NORTH SIDE OF RESIDENCE
5322 | CASTLE PINES | 43235-5018 | Active | 209094 | WILKINS | 720A | PVB | 0.750 | 66657 | SOUTH SIDE BY BAY WINDOW
5324 | CASTLE PINES | 43235-5018 | Active | 209093 | WILKINS | 720A | PVB | 0.750 | 66662 | NORTH SIDE OF HOUSE (MIDDLE)
5327 | CASTLE PINES | 43235-5020 | Active | 279661 | WILKINS | 720A | PVB | 0.750 | 66668 | SOUTH SIDE OF HOUSE
5329 | CASTLE PINES | 43235-5020 | Active | 228606 | WILKINS | 720A | PVB | 0.750 | 66670 | RIGHTSIDE NORTH SIDE OF HOUSE
5335 | CASTLE PINES | 43235-5020 | Active | 279656 | WILKINS | 720A | PVB | 0.750 | 66673 | SOUTH SIDE OF HOUSE
5337 | CASTLE PINES | 43235-5020 | Active | 279700 | WILKINS | 720A | PVB | 0.750 | 66680 | NORTH SIDE OF HOUSE
5341 | CASTLE PINES | 43235-5020 | Active | 61256 | WATTS | 800QT | PVB | 0.750 | 66695 | LEFT SIDE OF HOUSE
5343 | CASTLE PINES | 43235-5020 | Active | 47923 | WATTS | 800QT | PVB | 0.750 | 66699 | RIGHT SIDE OF HOUSE
5347 | CASTLE PINES | 43235-5020 | Active | 83330 | WATTS | 800QT | PVB | 0.750 | 66700 | LEFT SIDE OF UNIT -- OUTSIDE
5349 | CASTLE PINES | 43235-5020 | Active | 68499 | WATTS | 800QT | PVB | 0.750 | 66701 | WEST SIDE OF RESIDENCE
5353 | CASTLE PINES | 43235-5020 | Active | 73083 | WATTS | 800QT | PVB | 0.750 | 66719 | LEFT SIDE OF HOUSE
5355 | CASTLE PINES | 43235-5020 | Active | 396201 | WATTS | 800M4QT | PVB | 0.750 | 3610045 | RIGHT SIDE OF HOUSE
5359 | CASTLE PINES | 43235-5020 | Active | 82962 | WATTS | 800QT | PVB | 0.750 | 66730 | SOUTH SIDE OF RESIDENCE
5361 | CASTLE PINES | 43235-5020 | Active | 84592 | WATTS | 800QT | PVB | 0.750 | 66736 | NORTH SIDE OF RESIDENCE
5365 | CASTLE PINES | 43235-5020 | Active | T134768 | WILKINS | 720A | PVB | 0.750 | 66738 | SOUTH SIDE OF RESIDENCE
5367 | CASTLE PINES | 43235-5020 | Active | 84599 | WATTS | 800QT | PVB | 0.750 | 66741 | RIGHT SIDE OF RESIDENCE--OUTSIDE
5371 | CASTLE PINES | 43235-5020 | Active | 100141 | WATTS | 800QT | PVB | 0.750 | 66745 | LEFT SIDE OF HOUSE
5373 | CASTLE PINES | 43235-5020 | Active | 98590 | WATTS | 800QT | PVB | 0.750 | 66746 | RIGHT SIDE OF HOUSE
5375 | CASTLE PINES | 43235-5020 | Active | 102947 | WATTS | 800M4QT | PVB | 0.750 | 66747 | SOUTH SIDE OF RESIDENCE
5377 | CASTLE PINES | 43235-5020 | Active | 103331 | WATTS | 800QT | PVB | 0.750 | 66750 | NORTH SIDE OF RESIDENCE
8865 | CASTLEBAY DR | 43017-9453 | Active | 624373 | WILKINS | 720A | PVB | 0.750 | 74367 | RIGHT HAND SIDE
3111 | CASTLEBROOK AVE | 43026-9263 | Active | 6128 | FEBCO | 765 | PVB | 0.750 | 59993 | BACKYARD
6058 | CASTLEBURY BLVD | 43026-7177 | Active | H446709 | FEBCO | 765 | PVB | 0.750 | 91921 | FRONT RIGHT OF HOUSE
6066 | CASTLEBURY BLVD | 43026-7177 | Active | H449608 | FEBCO | 765 | PVB | 0.750 | 91880 | LEFT SIDE OF HOUSE
6609 | CASTLEFORBES CT | 43016-8419 | Active | H265968 | FEBCO | 765 | PVB | 0.750 | 99479 | LEFT FRONT
6626 | CASTLEFORBES CT | 43016-8419 | Active | T382387 | WILKINS | 720A | PVB | 1.000 | 3386035 | LEFT FRONT
5826 | CASTLEKNOCK RD | 43016-3220 | Active | 868888 | WATTS | 800 | PVB | 1.000 | 68093 | RIGHT SIDE
1190 | CASTLETON N RD | 43220-3804 | Active | G127014 | WILKINS | 720A | PVB | 0.750 | 95972 | RIGHT SIDE OF HOUSE
1241 | CASTLETON N RD | 43220-3805 | Active | 611068 | WATTS | 800M4QT | PVB | 1.000 | 90009 | RIGHT SIDE OF HOUSE
1286 | CASTLETON N RD | 43220-3806 | Active | 138664 | WATTS | 800M4QT | PVB | 0.750 | 90010 | BESIDE FRONT DOOR
1320 | CASTLETON N RD | 43220-3808 | Active | 792910 | WILKINS | 720A | PVB | 0.750 | 54667 | LEFT SIDE OF HOUSE
1388 | CASTLETON N RD | 43220-3808 | Active | 709474 | WATTS | 800M4 | PVB | 1.000 | 101640
1400 | CASTLETON N RD | 43220-3810 | Active | G208753 | WILKINS | 720A | PVB | 0.750 | 95015 | right side of house
4424 | CASTLETON W RD | 43220-3812 | Active | 257239 | WILKINS | 420 | PVB | 0.750 | 63979 | FRONT OF HOUSE
4436 | CASTLETON W RD | 43220-3812 | Active | F082587 | WILKINS | 720A | PVB | 0.750 | 98151 | FRONT OF HOUSE
4445 | CASTLETON W RD | 43220-3811 | Active | T299896 | WILKINS | 720A | PVB | 1.000 | 90011 | RIGHT SIDE OF THE HOUSE
2865 | CASTLEWOOD RD | 43209-3075 | Active | EAF4977 | WILKINS | 720A | PVB | 0.750 | 3386189 | LEFT FRONT CORNER
6759 | CAT SINGER S CIR | 43026 | Active | ABA8515 | Wilkins | 975 | RP | 1.000 | 3646142 | Basement
6090 | CATAWBA DR | 43123-9513 | Active | 816765 | WILKINS | 720A | PVB | 0.750 | 68957 | LEFT SIDE OF HOUSE
6095 | CATAWBA DR | 43123-9513 | Active | 015963 | WATTS | 800 | PVB | 0.750 | 3609588 | RIGHT SDIE OF HOUSE NEAR CORNER
6119 | CATAWBA DR | 43123-9513 | Active | 672176 | WILKINS | 720A | PVB | 0.750 | 90013 | OUTSIDE ON THE RIGHT
4671 | CAVENDISH CT | 43054-9632 | Active | ED2378 | FEBCO | 765 | PVB | 1.000 | 64755 | EAST SIDE OF HOUSE (S# ED2373)
4679 | CAVENDISH CT | 43054-9632 | Active | AC7267 | FEBCO | 765 | PVB | 0.750 | 64780 | FT LT SIDE
4688 | CAVENDISH CT | 43054-9632 | Active | T190339 | WILKINS | 720A | PVB | 1.000 | 64808 | LEFT REAR OF HOME
4689 | CAVENDISH CT | 43054-9632 | Active | 586623 | WILKINS | 720A | PVB | 1.000 | 64811 | LEFT SIDE
1837 | CAVOLO DR | 43026 | Active | EAF5831 | WILKINS | 720A | PVB | 0.750 | 3654765 | LEFT SIDE OF HOUSE
6494 | CEDAR BROOK DR | 43054-9715 | Active | H10245 | FEBCO | 860 | RP | 0.750 | 87935 | BASEMENT
6507 | CEDAR BROOK DR | 43054-9741 | Active | 07269 | WATTS | 919 | RP | 0.750 | 88596 | BASEMENT @WTR MTR
6833 | CEDAR BROOK PL | 43054-9738 | Active | 55481 | WATTS | 009QT | RP | 0.750 | 70789 | WEST END OF BASEMENT AT METER. A WELL IS PRESENT ON PROPERTY
6847 | CEDAR BROOK PL | 43054-9738 | Not Required by DOW | 08220 | WATTS | LF719QT | DC | 0.500 | 3616610 | SE BASEMENT AT SUMP PUMP
6847 | CEDAR BROOK PL | 43054-9738 | Active | 56206 | WATTS | LF919QT | RP | 0.750 | 3386409 | SE BASEMENT AT METER
6863 | CEDAR BROOK PL | 43054-9738 | Active | 137468 | WATTS | 007QT | DC | 0.750 | 70853 | WEST WALL IN BASEMENT
6870 | CEDAR BROOK PL | 43054-9319 | Active | 41722 | WATTS | 009QT | RP | 0.750 | 70864 | N/W CORNER BASEMENT
6877 | CEDAR BROOK PL | 43054-9738 | Active | 38125 | WATTS | 009M2QT | RP | 0.750 | 70871 | EAST END OF BASEMENT
6891 | CEDAR BROOK PL | 43054-9738 | Active | 260536 | WILKINS | 975 | RP | 0.750 | 70891 | AFTER CITY WATER METER--BASEMENT
5079 | CEDAR DR | 43232-2703 | Due Install |  |  |  | RP |  | 3386395
5755 | CEDAR LAWN DR | 43125-9629 | Active | HA20668 | FEBCO | 765 | PVB | 0.750 | 67830 | RIGHT SIDE FRONT
560 | CEDAR RUN DR | 43004-7145 | Active | HA81336 | FEBCO | 765 | PVB | 0.750 | 91154 | RIGHT SIDE
881 | CEDAR RUN DR | 43004-8808 | Active | T132312 | WILKINS | 720A | PVB | 0.750 | 103535 | RIGHT SIDE OF HOUSE BY GAS METER
883 | CEDAR RUN DR | 43004- | Active | ABB7619 | WILKINS | 975XLBMS | RP | 0.750 | 94821 | @INTERSECTION OF KENNEDY AND CEDAR RUN IN LANDSCAPE
5505 | CEDARDALE DR | 43081-9636 | Active | T372373 | Wilkins | 720 | PVB | 0.750 | 3585146 | Left side of house
4393 | CEDARSTONE DR | 43026-8809 | Active | 507845 | WILKINS | 720A | PVB | 0.750 | 90015 | RIGHT SIDE OF HOUSE
4400 | CEDARSTONE DR | 43026-8808 | Active | G245726 | WILKINS | 720A | PVB | 0.750 | 99012 | LEFT SIDE
3955 | CEDRIC LN | 43016-4126 | Active | 6281050 | WILKINS | 720A | PVB | 1.000 | 99689 | IN FRONT OF HOUSE
3968 | CEDRIC LN | 43016-4125 | Active | G045446 | WILKINS | 720A | PVB | 0.750 | 62384 | LEFT FRONT
5365 | CEE CT | 43026-9524 | Active | AC4310 | FEBCO | 765 | PVB | 0.750 | 66739 | REAR OF HOUSE
6258 | CELESTE ST | 43081 | Active | 64181 | AMES | 2000BM3 | DC | 0.750 | 3650815
6258 | CELESTE ST | 43081 | Active | VB-0363 | AMES | COLT 300 | DCDA | 6.000 | 3650814
6258 | CELESTE ST | 43081 | Active | VA-0606 | AMES | COLT 400 | RP | 3.000 | 3650813 | HOTBOX KEMP ST AND CELESTE ST
6301 | CELESTE ST | 43081 | Active | EAC5379 | WILKINS | 720A | PVB | 0.750 | 3652585 | LEFT SIDE
6400 | CELESTE ST | 43081 | Active | CAA39318 | WILKINS | 720A | PVB | 0.750 | 3651177 | RIGHT SIDE
7135 | CELTIC CROSSING BL | 43016 | Active | T386671 | WILKINS | 720A | PVB | 0.750 | 3619709 | LEFT FRONT
7018 | CELTIC CROSSING DR | 43016 | Active | T411387 | WILKINS | 720A | PVB | 0.750 | 3630081 | RIGHT FRONT
7055 | CELTIC CROSSING DR | 43016 | Active | T231359 | WILKINS | 720A | PVB | 0.750 | 3613893 | LEFT FRONT
7058 | CELTIC CROSSING DR | 43016 | Active | T361484 | Wilkins | 720 | PVB | 0.750 | 3615306 | RIGHT FRONT
7063 | CELTIC CROSSING DR | 43016 | Active | T230819 | WILKINS | 720A | PVB | 0.750 | 3615345 | LEFT FRONT
7066 | CELTIC CROSSING DR | 43016 | Active | T391068 | WILKINS | 720A | PVB | 0.750 | 3622554 | RIGHT FRONT
7071 | CELTIC CROSSING DR | 43016 | Active | T235932 | WILKINS | 720A | PVB | 0.750 | 3615305 | RIGHT SIDE OF HOUSE
7082 | CELTIC CROSSING DR | 43016 | Active | T340275 | Wilkins | 720A | PVB | 0.750 | 3621168 | LEFT FRONT
7090 | CELTIC CROSSING DR | 43016 | Active | T406585 | WILKINS | 720A | PVB | 0.750 | 3615307 | RIGHT SIDE OF HOUSE
7098 | CELTIC CROSSING DR | 43016 | Active | T393143 | WILKINS | 720A | PVB | 0.750 | 3618637 | LEFT FRONT
7138 | CELTIC CROSSING DR | 43016 | Active | T406553 | WILKINS | 720A | PVB | 0.750 | 3616699 | LEFT SIDE OF HOUSE
7143 | CELTIC CROSSING DR | 43016 | Active | CB288727 | WILKINS | 720A | PVB | 0.750 | 3616973 | RIGHT SIDE
7146 | CELTIC CROSSING DR | 43016 | Active | T411006 | WILKINS | 720 | PVB | 0.750 | 3616737 | RIGHT FRONT
7151 | CELTIC CROSSING DR | 43016 | Active | T239839 | WILKINS | 720A | PVB | 0.750 | 3616863 | RIGHT FRONT
7154 | CELTIC CROSSING DR | 43016 | Active | CB601371 | WILKINS | 720A | PVB | 0.750 | 3623014 | LEFT FRONT
4471 | CEMETARY RD | 43026- | Active | 126730 | WATTS | 009QT | RP | 1.000 | 64122 | IN MECH ROOM WITH WATER METER -NORTH SIDE OF BUILDING
4245 | CEMETERY RD | 43026-1203 | Not Required by DOW | 485735 | WATTS | LF009M3QT | RP | 0.750 | 3609760 | corner room by meter setting
4245 | CEMETERY RD | 43026-1203 | Not Required by DOW | 1111114245 | HYDRO-GAP | XX | AG | 10.000 | 63398 | ABOVE 3 COMPARTMENT SINK--AIR GAP
4245 | CEMETERY RD | 43026-1203 | Active | 3861327 | WILKINS | 975XL2 | RP | 1.500 | 3607450 | CLOSET @ METER SETTING
4279 | CEMETERY RD | 43026-1203 | Active | 163904 | WATTS | LF009M2QT | RP | 2.000 | 3649659 | SW OF BLDG IN HOT BOX AT WATER METER
4280 | CEMETERY RD | 43026- | Not Required by DOW | 45747 | WATTS | 919AQT | RP | 1.000 | 3607944 | METER ROOM
4280 | CEMETERY RD | 43026- | Active | 33494 | WATTS | 007M1PCQT | DC | 0.750 | 3607943 | E SIDE OF BLDG BY METER, MECHANICAL ROOM
4280 | CEMETERY RD | 43026- | Active | N1311220622 | FEBCO | 876VST | DCDA | 4.000 | 3607942 | E SIDE OF BLDG BY METER, MECHANICAL ROOM
4280 | CEMETERY RD | 43026- | Not Required by DOW | 522596 | WATTS | 919QT | RP | 0.750 | 3607941 | AT SODA MACHINE
4280 | CEMETERY RD | 43026- | Active | 18116 | WATTS | 919AQT | RP | 1.500 | 3605538 | NE MECH AREA STOCK AREA BY DOOR AT WATER METER
4399 | CEMETERY RD | 43026- | Active | 42199 | WATTS | 919QT | RP | 1.000 | 3386613 | CUSTOMER CENTER @ METER
4400 | CEMETERY RD | 43026-1101 | Active | 98425 | WATTS | 009QT | RP | 1.500 | 63916 | IN JANITORS CLOSET BY MAIN ENTRANCE AT WATER METER
4400 | CEMETERY RD | 43026-1101 | Active | 33034 | AMES | 2000B | DC | 0.750 | 63915 | S RISER ROOM
4400 | CEMETERY RD | 43026-1101 | Active | 2006100903 | AMES | 3000 | DCDA | 4.000 | 63914 | S RISER ROOM
4461 | CEMETERY RD | 43026- | Active | 247788 | WATTS | 009QT | RP | 1.000 | 64086 | ELECTRIC ROOM - ON WATER SERVICE
4489 | CEMETERY RD | 43026-1120 | Not Required by DOW | 257595 | WATTS | LF909 | RP | 0.750 | 3649447 | STOCK AREA
4489 | CEMETERY RD | 43026-1120 | Not Required by DOW | 62204 | DERINGER | BC-CV | DC | 0.500 | 3649446 | STOCK AREA
4489 | CEMETERY RD | 43026-1120 | Not Required by DOW | 625911 | DERINGER | DCDAII | DC | 4.000 | 3649445 | STOCK AREA
4489 | CEMETERY RD | 43026-1120 | Active | 17901 | FEBCO | 805 | DC | 0.750 | 64158 | IN PIT AT CEMETERY BTWN 4469 & 4473 (FRONT BLDGS) (PENN STATION)
4489 | CEMETERY RD | 43026-1120 | Active | 105101125 | FEBCO | 856 | DCDA | 6.000 | 64156 | IN PIT OFF CEMETERY BTWN 4469 & 4473 (FRONT BLDGS) PENN STATION
4489 | CEMETERY RD | 43026-1120 | Active | 068167 | WATTS | LF009M2QT | RP | 1.500 | 64157 | IN HOT BOX AT WATER METER BTWN 4469 & 4473 S OF PIT SPR-24
4490 | CEMETERY RD | 43026-1103 | Active | ACD4085 | WILKINS | 975XL2 | RP | 1.500 | 3386617 | NE CLOSET OF 4492 UNIT. BACK IN CLOSET X-RAY ROOM AT WATER METER
4501 | CEMETERY RD | 43026-1102 | Active | W070514 | WILKINS | 975XL | RP | 1.000 | 87178 | mech room
4501 | CEMETERY RD | 43026-1102 | Active | W149673 | WILKINS | 975 | RP | 1.000 | 64236 | MECH ROOM SW CORNER OF BUILDING
4507 | CEMETERY RD | 43026-1102 | Active | A082325 | WILKINS | 720A | PVB | 0.750 | 86966 | NORTH SIDE FRONT
4507 | CEMETERY RD | 43026-1102 | Active | 108177 | WATTS | 009M2 | RP | 1.500 | 86964 | UNDER STAIRWELL
4511 | CEMETERY RD | 43026-3111 | Active | W11155 | WILKINS | 975XLBMS | RP | 1.500 | 64268 | MECH ROOM
4511 | CEMETERY RD | 43026-3111 | Not Required by DOW | W093180 | WILKINS | 975XL | RP | 0.500 | 95072 | IN AIR COMPRESSOR ROOM OFF KITCHEN
4519 | CEMETERY RD | 43026-1280 | Active | 62324 | WATTS | 009 | RP | 1.500 | 3583253 | OUTSIDE DOOR WEST SIDE
4523 | CEMETERY RD | 43026-1102 | Active | 29902 | WATTS | 919AQT | RP | 1.000 | 99917 | MECHANICAL ROOM BY METER SET
4546 | CEMETERY RD | 43026-1170 | Active | 4552267 | WILKINS | 975XL2 | RP | 0.750 | 64325 | IN OFFICE @ WTR MTR
4555 | CEMETERY RD | 43026-1102 | Active | W210398 | WILKINS | 975XL | RP | 1.500 | 87937 | MECH ROOM IN N.W. SUITE
4567 | CEMETERY RD | 43026-1102 | Active | 4207023 | WILKINS | 975XL | RP | 1.500 | 3386618 | NW Corner of Building
4580 | CEMETERY RD | 43026-1170 | Active | 258447 | WATTS | 709QT-FDA | DC | 6.000 | 64392 | MECH/RISER ROOM NORTH SIDE OF BLDG BEHIND 4568 Outside Door
4580 | CEMETERY RD | 43026-1170 | Active | 506052 | WILKINS | 975 | RP | 2.000 | 64394 | MECH/RISER ROOM BEHIND 4568 Outside Door AT WTER METER BOYD HAS KEY
4580 | CEMETERY RD | 43026-1170 | Active | 189931 | WATTS | 007M3QT | DC | 0.750 | 64393 | MECHANICAL ROOM NORTH SIDE OF BLDG
4599 | CEMETERY RD | 43026-1102 | Active | 4647669 | WILKINS | 975XL | RP | 0.750 | 3386620 | Utility room at water meter.
4610 | CEMETERY RD | 43026-1170 | Active | 43074 | WATTS | 009PCQT | RP | 1.000 | 64558 | SE CORNER NEXT OT WATER METER (Stock Room)
4652 | CEMETERY RD | 43026-1124 | Active | 559281 | WATTS | 909QT | RP | 0.750 | 64692 | IN REAR AT BACK DOOR AT/ABOVE WATER METER TACO BELL
4656 | CEMETERY RD | 43026-1298 | Not Required by DOW | 22144 | WATTS | LF008PCQT | SVB | 0.500 | 88965 | AT SINK IN MEAT AND SEAFOOD DEPT.
4656 | CEMETERY RD | 43026-1298 | Not Required by DOW | 21889 | WATTS | LF008PCQT | SVB | 0.500 | 88966 | AT SINK IN PRODUCE DEPT
4656 | CEMETERY RD | 43026-1298 | Active | 3E00177 | AMES | 3000SS | DCDA | 4.000 | 88968 | REAR DOCK AREA
4656 | CEMETERY RD | 43026-1298 | Not Required by DOW | 22145 | WATTS | LF008PCQT | SVB | 0.500 | 88964 | AT SINK IN BUTCHER SHOP
4656 | CEMETERY RD | 43026-1298 | Active | 05459 | AMES | 2000B | DC | 0.750 | 64708 | REAR OF STORE IN NW CORNER OF LOADING DOCK AREA
4656 | CEMETERY RD | 43026-1298 | Active | 323750 | WATTS | 909M1QT | RP | 2.000 | 64707 | BACK LOADING DOCK AT WATER METER
4656 | CEMETERY RD | 43026-1298 | Not Required by DOW | 22143 | WATTS | LF008PCQT | SVB | 0.500 | 96034 | DELI @ SINK
4690 | CEMETERY RD | 43026- | Due Install |  |  |  | RP | 2.000 | 3635881 | 4672A/REAR MECHANICAL ROOM Back side of hilliard square strip mall
4690 | CEMETERY RD | 43026- | Active | H-020270 | FEBCO | 805YB | DC | 0.750 | 3607905 | 4672A/REAR MECHANICAL/RISER ROOM Back side of Hilliard square strip mall
4690 | CEMETERY RD | 43026- | Active | N1304160102 | FEBCO | 876V | DCDA | 4.000 | 3386634 | 4672A/REAR MECHANICAL ROOM Back side of hilliard square strip mall
4708 | CEMETERY RD | 43026-3142 | Active | 46687 | WATTS | 009M2QT | RP | 0.750 | 64852 | RESTROOM
4724 | CEMETERY RD | 43026-3142 | Due Install |  |  |  | RP | 2.000 | 3635195 | CLOSET REAR OF 4728 GRAND CHINA
4772 | CEMETERY RD | 43026-1104 | Active | 195032 | WATTS | LF009QT | RP | 0.500 | 65008 | NW MECH ROOM -- EAST WALL BEHIND UNITS Outside Door
4772 | CEMETERY RD | 43026-1104 | Active | A84683 | WATTS | 009PCQT | RP | 0.500 | 65007 | SW MECHANICAL ROOM E WALL -- SIZE 1/2"
4772 | CEMETERY RD | 43026-1104 | Active | 32996 | WATTS | 009QT | RP | 0.500 | 65006 | SE MECHANICAL ROOM N WALL AT CEILING -- SIZE 1/2"
4772 | CEMETERY RD | 43026-1104 | Active | 54770 | WATTS | 007QT | DC | 0.750 | 65009 | SE CORNER OF MECHANICAL ROOM
4772 | CEMETERY RD | 43026-1104 | Active | 32991 | WATTS | 009QT | RP | 0.500 | 65005 | CENTRAL FURNANCE MECHANICAL ROOM ABOVE WATER HEATER --SIZE 1/2"
4772 | CEMETERY RD | 43026-1104 | Active | 3JK0607 | AMES | 3000SS | DCDA | 6.000 | 65004 | SE MECHANICAL ROOM - FLOOR -OUTSIDE DOOR
4772 | CEMETERY RD | 43026-1104 | Due Install |  |  |  | RP | 1.500 | 3630010 | SE MECH ROOM -OUTSIDE DR
4790 | CEMETERY RD | 43026-1104 | Active | LF1061 | WATTS | 957Z | RP | 3.000 | 100172
4790 | CEMETERY RD | 43026-1104 | Not Required by DOW | 441513 | WATTS | 909QT | RP | 1.000 | 65056 | BOILER ROOM
4810 | CEMETERY RD | 43026-3114 | Active | 071045 | WATTS | LF009M2QT | RP | 1.500 | 3386644 | IN HOT BOX SW AT WATER METER
4810 | CEMETERY RD | 43026-3114 | Not Required by DOW | CB639234 | WILKINS | 720A | PVB | 1.000 | 3640692 | IN HOT BOX FRONT LEFT SIDE
4872 | CEMETERY RD | 43026-1105 | Active | 2300122 | Wilkins | 975XL | RP | 0.750 | 65288 | JANITORS ROOM, NEXT TO WATER METER
4960 | CEMETERY RD | 43026-1622 | Active | 61334 | WATTS | 009QT | RP | 1.000 | 65510 | UTILITY RM BY ELEC PANEL
4960 | CEMETERY RD | 43026-1622 | Active | 38966 | WATTS | 009QT | RP | 0.500 | 65508 | UTILITY RM UNDER ELEC PANEL
5017 | CEMETERY RD | 43026-1641 | Active | 52394 | WATTS | 009M3QT | RP | 0.750 | 65732 | MIDDLE MECH/HWT ROOM MOP SINK AT WATER METER
5017 | CEMETERY RD | 43026-1641 | Not Required by DOW | 007298 | WATTS | 800M4QT | PVB | 0.750 | 94906 | LEFT SIDE MIDDLE
5029 | CEMETERY RD | 43026-1641 | Due Install |  |  |  | RP | 0.750 | 3386669 | BSMNT FRONT WALL OF HSE AT WATER METER
5054 | CEMETERY RD | 43026-1671 | Active | 153297 | WATTS | 009M2QT | RP | 0.750 | 65872 | IN MECH ROOM IN REAR OF SPACE
5079 | CEMETERY RD | 43026-1642 | Not Required by DOW | CB079379 | WILKINS | 720A | PVB | 0.750 | 95756 | WEST SIDE OF BLDG
5079 | CEMETERY RD | 43026-1642 | Active | 2859348 | WILKINS | 975XL | RP | 0.750 | 95955 | NW MECH/FURN ROOM AT WATER METER
5092 | CEMETERY RD | 43026-1672 | Active | 61527 | WATTS | 009QT | RP | 0.750 | 65988 | IN CABINET/BOOKSHELF AT WATER METER JUST OUTSIDE OFFICE
5125 | CEMETERY RD | 43026-1642 | Due Install |  |  |  | RP |  | 3386681 | AT METER
5300 | CEMETERY RD | 43026-1501 | Due Install |  |  |  | RP | 0.750 | 3386687 | METER IN FLOOR OF OFFICE
5323 | CEMETERY RD | 43026-1546 | Due Install |  |  |  | RP |  | 3647126 | ROOM/CLOSET OFF CUSTODIAL OFFICE AT WATER METER
5323 | CEMETERY RD | 43026-1546 | Active | 270504 | WATTS | 909QT | RP | 0.750 | 66659 | IN THE BOILER ROOM
5334 | CEMETERY RD | 43026- | Not Required by DOW | [5 empty] | 3386689
5370 | CEMETERY RD | 43026-1503 | Due Install |  |  |  | RP | 0.750 | 3386691
5383 | CEMETERY RD | 43026-1502 | Active | 2527690 | WILKINS | 975XLBMS | RP | 1.500 | 91464 | SOUTH WALL METER/RISER AREA AT WATER METER EMERGENCY DOOR
5383 | CEMETERY RD | 43026-1502 | Not Required by DOW | AGA65 | APOLLO/CONBRACO | 4020702 | RP | 1.500 | 91460 | BACK ROOM BY EMERGENCY EXIT HIGH ABOVE DOMESTIC MTR
5383 | CEMETERY RD | 43026-1502 | Active | 05391 | WATTS | 007M1QT | DC | 0.750 | 91462 | BACK ROOM BY EMERGENCY EXIT
5383 | CEMETERY RD | 43026-1502 | Active | 1509240606 | AMES | 3000SS | DCDA | 6.000 | 91463 | BACK ROOM BY EMERGENCY EXIT
4640 | CEMETERY RD REAR | 43026-1170 | Active | W002062 | WILKINS | 975 | RP | 1.000 | 64662 | CAR WASH MECHANICAL ROOM
4640 | CEMETERY RD REAR | 43026-1170 | Active | 3143282 | WILKINS | 975XLBMS | RP | 1.500 | 64661 | CARWASH MECH ROOM
4640 | CEMETERY RD REAR | 43026-1170 | Active | 1200596 | WILKINS | 975XL | RP | 1.000 | 64660 | MANAGERS ROOM
372 | CENTAB DR | 43203-1228 | Active | 25056 | AMES | 2000B | DC | 0.750 | 61571 | SPRINKLER VALVE ROOM
372 | CENTAB DR | 43203-1228 | Active | 549849 | WATTS | 009M2-FP | RP | 1.000 | 104028 | BREAK ROOM
372 | CENTAB DR | 43203-1228 | Active | 121296 | AMES | 3000SS | DCDA | 4.000 | 61570 | SPRINKLER VALVE ROOM
6401 | CENTENNIAL DR | 43068-3914 | Active | 302127 | WATTS | 909HWM1QT | RP | 1.500 | 69893 | STOCK ROOM AT WATER METER
6477 | CENTENNIAL DR | 43068-3914 | Due Install |  |  |  |  | 1.500 | 3386695
6477 | CENTENNIAL DR | 43068-3914 | Due Install |  |  |  | DCDA | 4.000 | 3652670
5151 | CENTER ST | 43026- | Due Install |  |  |  | RP |  | 3495387
5242 | CENTER ST | 43026-1404 | Active | 133579 | WATTS | 009QT | RP | 0.750 | 66479 | MECHANICAL ROOM
5354 | CENTER ST | 43026 | Active | N2001290205 | FEBCO | LF876V | DCDA | 4.000 | 3644600 | AT WEST SIDE ROLL-UP DOOR "N" STYLE
5354 | CENTER ST | 43026 | Active | 076896 | WATTS | 009 | RP | 1.500 | 3644599 | NW MECH/METER ROOM AT WATER METER -OUTSIDE DOOR
5354 | CENTER ST | 43026 | Active | 2546 | WATTS | LF619 | DC | 0.750 | 3644601 | AT FIRE SERVICE ENTRANCE TO BUILDING
5425 | CENTER ST | 43026 | Active | 4164670 | WILKINS | 975XL2 | RP | 1.500 | 3615230 | SW- MECH ROOM THUR LADIES ROOM
651 | CENTER WOODS DR | 43214-1871 | Active | 672877 | WATTS | 800QT | PVB | 1.000 | 95101 | east side of house
659 | CENTER WOODS DR | 43214-1871 | Active | A133861 | WILKINS | 720A | PVB | 0.750 | 87592 | LEFT SIDE OF HOUSE
3173 | CENTERPOINTE DR | 43123 | Not Required by DOW | ABJ8797 | WILKINS | 975 | RP | 1.000 | 3653039 | HOT BOX NW CORNER
3173 | CENTERPOINTE DR | 43123 | Active | 190586 | WATTS | LF009M2QT | RP | 2.000 | 3648330 | HOT BOX
3205 | CENTERPOINTE DR | 43123 | Active | OH-1272 | WATTS | 957 | RP | 3.000 | 3609477 | NW MECH RM
3205 | CENTERPOINTE DR | 43123 | Active | 1156680514 | WATTS | 774DCDA | DCDA | 8.000 | 3613320 | HOT BOX NW, BY STREET
3205 | CENTERPOINTE DR | 43123 | Active | 194502 | WATTS | 007M3QT | DC | 0.750 | 3613321 | HOT BOX NW, BY STREET
3205 | CENTERPOINTE DR | 43123 | LPS - Active |  | WATTS |  | LST |  | 3633193 | LOW PRESSURE SUSTAINING DEVICE FOR BOOSTER PUMP
3210 | CENTERPOINTE DR | 43123-1464 | Active | 38461 | AMES | 2000B | DC | 0.750 | 60204 | FIRE PUMP ROOM
3210 | CENTERPOINTE DR | 43123-1464 | Active | 234058 | WATTS | 009M2QT | RP | 2.000 | 60203 | PUMP ROOM EAST OF BUILDING
3210 | CENTERPOINTE DR | 43123-1464 | Active | 1343430504 | AMES | 3000SS | DCDA | 8.000 | 60202 | FIRE PUMP ROOM
3241 | CENTERPOINTE DR | 43123-1488 | Active | 1393211104 | AMES | 3000SS | DCDA | 8.000 | 60268 | MECH/FIRE PUMP ROOM S OUTSIDE DOOR
3241 | CENTERPOINTE DR | 43123-1488 | Active | 1916841 | WILKINS | 975XL | RP | 1.500 | 60269 | S MECH/RISER ROOM AT WATER METER OUTSIDE DR
3241 | CENTERPOINTE DR | 43123-1488 | Active | 41380 | AMES | 2000B | DC | 0.750 | 60270 | S MECH/RISER ROOM
3241 | CENTERPOINTE DR | 43123-1488 | LPS - Active |  |  |  | LST |  | 3633874 | FIRE PUMP S MECH/RISER RM
3341 | CENTERPOINTE DR | 43123-1486 | Active | 038533 | WATTS | LF909QT | RP | 1.000 | 60500 | EAST WALL EAST RETAIL SPACE
3440 | CENTERPOINTE DR | 43123-1794 | Active | 09338 | AMES | 4000B | RP | 0.750 | 94417 | WEST END OF BLDG PUMP RM
3440 | CENTERPOINTE DR | 43123-1794 | Not Required by DOW | 439712 | WATTS | 909M1QT | RP | 2.000 | 93726 | NEXT TO WATER METER
3440 | CENTERPOINTE DR | 43123-1794 | Active | 183004 | WATTS | 909 | RP | 3.000 | 93715 | NEXT TO WATER METER
3440 | CENTERPOINTE DR | 43123-1794 | Active | 104093 | AMES | 5000 | RPDA | 4.000 | 94418 | WEST SIDE OF BLDG
3455 | CENTERPOINTE DR | 43123-1497 | Active | W276861 | WILKINS | 975A | RP | 1.000 | 90537 | NE CORNER OF BUILDING UNIT "L"
3455 | CENTERPOINTE DR | 43123-1497 | Active | N24615 | WILKINS | 350 | DC | 8.000 | 90538 | UNIT F ON EAST SIDE OF BUILDING NEXT TO EXIT DOOR
3455 | CENTERPOINTE DR | 43123-1497 | Active | 2526827 | WILKINS | 950XLD | DC | 0.750 | 90539 | UNIT L
3500 | CENTERPOINTE DR | 43123-1495 | Active | 180198 | WATTS | 909 | RP | 3.000 | 90673 | NEXT TO WATER METER
3500 | CENTERPOINTE DR | 43123-1495 | Not Required by DOW | 2423747 | WILKINS | 975XL | RP | 1.500 | 90674 | NEXT TO WATER METER
3500 | CENTERPOINTE DR | 43123-1495 | Active | 06156 | AMES | 2000BM3 | DC | 0.750 | 90671 | EAST SIDE FIRE PUMP ROOM
3500 | CENTERPOINTE DR | 43123-1495 | Active | GF1257 | AMES | COLT 300GV | DCDA | 10.000 | 90672 | EAST SIDE FIRE PUMP ROOM
3000 | CENTERPOINTE DR BLDG A | 43123 | Not required by DOW | 3302433 | WILKINS | 975XL2 | RP | 1.000 | 99504 | STOCK ROOM
3000 | CENTERPOINTE DR BLDG A | 43123 | Active | 13086 | WATTS | 919QT | RP | 1.500 | 99503 | MECHANIC ROOM N/W CORNER STOCK ROOM
3000 | CENTERPOINTE DR BLDG B | 43123 | Not Required by DOW | T247411 | WILKINS | 720A | PVB | 1.000 | 3351140 | BACK SIDE OF CAR WASH
3000 | CENTERPOINTE DR BLDG B | 43123 | Active | 28829 | WATTS | 919ZQT | RP | 1.000 | 100296 | CARWASH MECH ROOM
3000 | CENTERPOINTE DR BLDG B | 43123 | Active | 13117 | WATTS | 919QT | RP | 1.500 | 100195 | CAR WASH S/W CORNER PUMP ROOM
3373 | CENTRAL AVE | 43123-1901 | Active | 59477 | WATTS | 919QT | RP | 0.750 | 3611408 | CLOSET @ METER
4601 | CENTRAL COLLEGE RD | 43081 | Active | KG0615 | WATTS | 957 | RP | 3.000 | 100352 | METER HOUSE ENTRANCE TO CONDO
4601 | CENTRAL COLLEGE RD | 43081 | Active | 16412 | WATTS | 007M1PCQT | DC | 0.750 | 100351 | METER HOUSE ENTRANCE TO CONDO
4601 | CENTRAL COLLEGE RD | 43081 | Active | 137820710 | WATTS | 774 | DC | 6.000 | 100192 | METER HOUSE ENTRANCE TO CONDO
4877 | CENTRAL COLLEGE RD | 43081-9577 | Active | 3096041 | WILKINS | 975XLBMS | RP | 1.500 | 98037 | MECH ROOM METER ROOM SOUTH END
4901 | CENTRAL COLLEGE RD | 43081-9577 | Active | 23513 | WATTS | 919ZQT | RP | 0.750 | 98039 | FRONT OF BUILDING CENTER
5377 | CENTRAL COLLEGE RD | 43081-7095 | Active | 63151 | WATTS | 007QT | DC | 0.750 | 66753 | IN METER BUILDING 5321 CENTRAL COLLEGE
5377 | CENTRAL COLLEGE RD | 43081-7095 | Active | 175545 | WATTS | 909 | RP | 3.000 | 66752 | OM ,ETER BUILDING 5321 CENTRAL COLLEGE
5377 | CENTRAL COLLEGE RD | 43081-7095 | Active | 1390271104 | AMES | 3000SS | DCDA | 6.000 | 66751 | IN METER BUILDING 5321 CENTRAL COLLEGE
5377 | CENTRAL COLLEGE RD | 43081-7095 | Not Required by DOW | 4325042 | WILKINS | 975XL | RP | 0.750 | 3622721 | 5729 HIGH ROCK DR, IN BASEMENT AT SUMP PUMP
5377 | CENTRAL COLLEGE RD | 43081-7095 | Not Required by DOW | W187130 | WILKINS | 975XL | RP | 1.000 | 92029 | IN METER BLDG 5321
5500 | CENTRAL COLLEGE RD | 43081-9639 | Active | A79958 | WATTS | 009QT | RP | 1.000 | 97159 | BASEMENT NW CORNER
5531 | CENTRAL COLLEGE RD | 43081-8097 | Active | 015429 | WATTS | 800M4FR | PVB | 1.000 | 3609323 | RIGHT OF FRONT PORCH/DOOR
5800 | CENTRAL COLLEGE RD | 43054-9769 | Active | 26567 | WATTS | 007M1QT | DC | 0.750 | 3632441 | RISER ROOM
5800 | CENTRAL COLLEGE RD | 43054-9769 | Active | 1917170517 | AMES | 3000 | DCDA | 6.000 | 3632440 | RISER ROOM
5800 | CENTRAL COLLEGE RD | 43054-9769 | Active | 4403152 | WILKINS | 975XL2 | RP | 1.500 | 3632439 | RISER ROOM BY HOT WATER TANK
5800 | CENTRAL COLLEGE RD | 43054-9769 | Not Required by DOW | T418172 | WILKINS | 720A | PVB | 0.750 | 3626524 | CORNER OF BUILING BY RISER ROOM
5820 | CENTRAL COLLEGE RD | 43054 | Active | SE-1709 | AMES | COLT 500-GV | RPDA | 6.000 | 3633740 | IN GREEN HOTBOX 100' N OF ROAD AT NE POND
5820 | CENTRAL COLLEGE RD | 43054 | Active | B192290 | WILKINS | 375 | RP | 2.000 | 3633738 | IN GREEN HOTBOX 100' N OF ROAD AT NE OF POND
5820 | CENTRAL COLLEGE RD | 43054 | Active | 74861 | WATTS | 919QT | RP | 0.750 | 3633741 | IN GREEN HOTBOX NEAR ROAD FIRE METER SIDE CAR
5835 | CENTRAL COLLEGE RD | 43054 | Not Required by DOW | 10675 | AMES | 4000B | RP | 2.000 | 99293 | MEZZ EASTSIDE
5835 | CENTRAL COLLEGE RD | 43054 | Active | 14647 | AMES | 4000B | RP | 0.750 | 99136 | MECHANIC ROOM EAST
5835 | CENTRAL COLLEGE RD | 43054 | Active | 3308684 | WILKINS | 975XLBMS | RP | 2.000 | 99134 | NEXT TO METER - ROOM 168
5835 | CENTRAL COLLEGE RD | 43054 | Not Required by DOW | 10573 | AMES | 4000B | RP | 2.000 | 99294 | MEZZI WEST SIDE
5835 | CENTRAL COLLEGE RD | 43054 | Active | 1074211216 | AMES | 5000 | RPDA | 6.000 | 99135 | MECHANIC ROOM EAST
5860 | CENTRAL COLLEGE RD | 43054- | Active | 67079 | WATTS | 007M1 | DC | 0.750 | 92485 | N OF CENTRAL COLLEGE AT SNEDEGAR DRIVE OF LEFT
5860 | CENTRAL COLLEGE RD | 43054- | Active | 116433 | AMES | 4000SS | RP | 3.000 | 92441 | WATER METER HOUSE SW SIDE OF PROPERTY, 5720 BURKE CIRCLE
5860 | CENTRAL COLLEGE RD | 43054- | Active | 1503940506 | AMES | 3000SS | DCDA | 6.000 | 92492 | N OF CENTRAL COLLEGE AT SNEDEGAR DRIVE ON LEFT
5909 | CENTRAL COLLEGE RD | 43054 | Not Required by DOW | 40770 | WATTS | 919AQT | RP | 0.750 | 103367 | 6856 EPIC DR, BEHIND CAR WASH EQUIPMENT INSIDE
5909 | CENTRAL COLLEGE RD | 43054 | Not Required by DOW | J020822 | FEBCO | 825Y | RP | 1.500 | 103366 | 6856 EPIC DR, NE CORNER OF THE CAR WASH
5909 | CENTRAL COLLEGE RD | 43054 | Not Required by DOW | 35305 | WATTS | 919AQT | RP | 1.000 | 103365 | 6856 EPIC DR, EQUIPMENT ROOM
5909 | CENTRAL COLLEGE RD | 43054 | Active | N1112160752 | FEBCO | 860 | RP | 6.000 | 101635 | WATER METER AT 6856 EPIC DRIVE - RIGHT SIDE
6061 | CENTRAL COLLEGE RD | 43081 | Active | HC52140 | WILKINS | 950XL2 | DC | 0.750 | 3654226
6061 | CENTRAL COLLEGE RD | 43081 | Active | 35913 | WILKINS | 350AST | RP | 3.000 | 3654224 | N SIDE OF BLDG IN SPRINKLER ROOM
6061 | CENTRAL COLLEGE RD | 43081 | Active | 58401 | WILKINS | 350ADA | DCDA | 6.000 | 3654225
6263 | CENTRAL COLLEGE RD | 43054- | Active | 31258 | AMES | 2000B | DC | 2.000 | 69513 | #18 FIRE SPRINKLER CLOSET SOUTHEND OF BUILFING 316 AB
6263 | CENTRAL COLLEGE RD | 43054- | Active | 9603 | AMES | 2000B | DC | 1.500 | 69514 | FIRE SPRINKLER CLOSET BUILDING #37 7056 - 7090 GABLESTONE
6263 | CENTRAL COLLEGE RD | 43054- | Active | 94835 | WATTS | 007QT | DC | 2.000 | 69511 | #19 SPRINKLER CLOSET SOUTHEND OF BUILDING #19 7304 AB
6263 | CENTRAL COLLEGE RD | 43054- | Active | 9812 | AMES | 2000SS | DC | 2.000 | 69515 | FIRE SPRINKLER CLOEST BUILDING 31 SOUTHEND OF BUILDING
6263 | CENTRAL COLLEGE RD | 43054- | Active | 94833 | WATTS | 007QT | DC | 2.000 | 69510 | FIRE SPRINKLER CLOSET SOUTHEND OF BUILDING - BLDG 25
6263 | CENTRAL COLLEGE RD | 43054- | Active | 94831 | WATTS | 007QT | DC | 2.000 | 69509 | SOUTHEND OF BUILDING 24 IN CLOSET
6263 | CENTRAL COLLEGE RD | 43054- | Active | 9501 | AMES | 2000SS | DC | 2.000 | 69516 | BUILDING #36 IN FIRE SPRINKLER CLOSET 7180-7214 GABLESTONE
6263 | CENTRAL COLLEGE RD | 43054- | Active | 113540 | FEBCO | 765 | PVB | 1.000 | 97060 | Back of pool house
6263 | CENTRAL COLLEGE RD | 43054- | Active | 215939 | WATTS | 007M1QT | DC | 2.000 | 3611958 | FIRE CLOSET SOUTH END OF BUILDING
6263 | CENTRAL COLLEGE RD | 43054- | Active | 9016 | AMES | 2000SS | DC | 2.000 | 69506 | BUILDING 30 7186-7220 AMBLESTON LANE FIRE SPRINKLER CLOSET
6263 | CENTRAL COLLEGE RD | 43054- | Active | 6859 | WATTS | 007QT | DC | 2.000 | 69507 | BUILDING #26 NORTHEND CLOSET
6263 | CENTRAL COLLEGE RD | 43054- | Active | 94829 | WATTS | 007QT | DC | 2.000 | 69508 | BUILDING 23 STONEVALLEY ROAD NORTHEND CLOSET
6276 | CENTRAL COLLEGE RD | 43054 | Active | RF-0595 | WATTS | 957 | RP | 8.000 | 3630332 | HOT BOX NEAR STREET SOUTHEAST CORNER OF PROPERTY
6383 | CENTRAL COLLEGE RD | 43054- | Active | 429380 | WATTS | 909M1QT | RP | 2.000 | 87938 | 6379 BACK WTR/MECH ROOM AT WATER METER -OUTSIDE DR
6383 | CENTRAL COLLEGE RD | 43054- | Not Required by DOW | 593390 | WATTS | 909QT | RP | 1.000 | 88166 | BACK WTR/MECH ROOM
6479 | CENTRAL COLLEGE RD | 43054 | Active | 019559 | WATTS | 009M2-FP | RP | 1.500 | 3611461 | SW CORNER OF BUILDING AT WATER METER
6818 | CENTRAL COLLEGE RD | 43054-9285 | Active | 683333 | WILKINS | 975 | RP | 0.750 | 70753 | AT WATER METER SOUTH WALL
6830 | CENTRAL COLLEGE RD | 43054-9285 | Active | 2664656 | WILKINS | 975XLBMS | RP | 0.750 | 92443 | NW CORNER - BASEMENT
7367 | CENTRAL COLLEGE RD | 43054 | Active | 4514708 | WILKINS | 975XL | RP | 0.750 | 3628174 | FRONT WALL - INSIDE
7901 | CENTRAL COLLEGE RD | 43054 | Not Required by DOW | 125753 | WATTS | 909 | RP | 2.500 | 100375 | BUILDING L - FIRST FLOOR
7901 | CENTRAL COLLEGE RD | 43054 | LPS - Active |  |  |  | LPC |  | 3638944 | DOM PUMP
7901 | CENTRAL COLLEGE RD | 43054 | LPS - Active |  |  |  | LST |  | 3638945 | FIRE PUMP
7901 | CENTRAL COLLEGE RD | 43054 | Not Required by DOW | 2679306 | WILKINS | 975XLBMS | RP | 2.000 | 95806 | BLDG L - THIRD FLOOR
7901 | CENTRAL COLLEGE RD | 43054 | Not Required by DOW | 2711830 | WILKINS | 975XLBMS | RP | 2.000 | 95804 | BLDG L SECOND FLOOR
7901 | CENTRAL COLLEGE RD | 43054 | Active | 54416 | AMES | 2000B | DC | 0.750 | 93113 | MECH ROOM
7901 | CENTRAL COLLEGE RD | 43054 | Active | L34639 | WILKINS | 375 | RP | 6.000 | 93104 | BLDG L 1ST
7901 | CENTRAL COLLEGE RD | 43054 | Not Required by DOW | 07663 | WATTS | 719QT | DC | 1.000 | 96666 | BLDG U BASEMENT ROOM 0.41 - OVERHEAD
7901 | CENTRAL COLLEGE RD | 43054 | Not Required by DOW | 07172 | WATTS | 719QT | DC | 1.000 | 96667 | BLDG U BASEMENT ABOVE DUCT WORK HALLWAY ROOM 0.01
7901 | CENTRAL COLLEGE RD | 43054 | Active | 1575260507 | AMES | 3000SS | DCDA | 10.000 | 93112 | MECH ROOM
7901 | CENTRAL COLLEGE RD | 43054 | Not Required by DOW | 2679313 | WILKINS | 975XL | RP | 2.000 | 97638 | Bld. L-third floor
2696 | CENTRAL PARK PL | 43231-1601 | Active | H004803 | FEBCO | 765 | PVB | 0.750 | 90017 | RIGHT SIDE
100 | CERAMIC DR | 43214-3004 | Active | 179030 | WATTS | 009M3QT | RP | 0.750 | 90018 | BASEMENT
130 | CERAMIC DR | 43214-3004 | Active | H340555 | FEBCO | 765 | PVB | 0.750 | 89071 | FRONT OF HOUSE
193 | CERAMIC DR | 43214-3003 | Active | 311192 | WATTS | 800QT | PVB | 1.000 | 56661 | EAST SIDE OF HOUSE
290 | CERAMIC DR | 43214-3072 | Active | CAA67141 | WILKINS | 720A | PVB | 0.750 | 3387136 | FRONT OF HOUSE
4177 | CHADBOURNE DR | 43220-3917 | Under renovation | 162835 | WATTS | 800M4QT | PVB | 1.000 | 63163 | Left of House
4201 | CHADBOURNE DR | 43220-3919 | Active | 451935 | WILKINS | 720A | PVB | 1.000 | 101876 | 15' NORTH OF FRONT DOOR
4209 | CHADBOURNE DR | 43220-3919 | Active | G172992 | WILKINS | 720A | PVB | 0.750 | 95371 | FRONT OF HOUSE
4221 | CHADBOURNE DR | 43220-3919 | Active | H040508 | FEBCO | 765 | PVB | 1.000 | 63331 | OUTSIDE FRONT OF BUILDING RIGHT OF DOOR
4247 | CHADBOURNE DR | 43220-3919 | Active | BB7990 | FEBCO | 765 | PVB | 0.750 | 88375 | FRONT OF HOUSE
1128 | CHADBYRNE DR | 43235-1792 | Active | H449652 | FEBCO | 765 | PVB | 0.750 | 92956 | RIGHT SIDE OF HOUSE
1144 | CHADBYRNE DR | 43235-1792 | Active | CB078894 | WILKINS | 720A | PVB | 0.750 | 3600822 | RIGHT SIDE OF HOUSE
1152 | CHADBYRNE DR | 43235-1792 | Active | ABJ5279 | WILKINS | 975XLBMS | RP | 0.750 | 54084 | EAST SIDE OF ENTRY AT LANDSCAPE. LAWN IRRIGATION
1159 | CHADBYRNE DR | 43235-1790 | Active | CB630423 | WILKINS | 720A | PVB | 0.750 | 98635 | LEFT FRONT
1175 | CHADBYRNE DR | 43235-1790 | Active | A107191 | WILKINS | 720A | PVB | 0.750 | 54179 | RIGHT SIDE OF HOUSE
1176 | CHADBYRNE DR | 43235- | Active | ABA14437 | WILKINS | 975XL | RP | 0.750 | 87916 | 60' W OF ENTRANCE AT FENCE
1183 | CHADBYRNE DR | 43235-1790 | Active | H630644 | FEBCO | 765 | PVB | 0.750 | 95050 | RIGHT SIDE OF HOUSE
4770 | CHADDINGTON DR | 43017- | Active | 3489519 | WILKINS | 975XL | RP | 1.000 | 65034 | ENTRY DUBLIN RD AND CHADDINGTON NW CORNER
4775 | CHADDINGTON DR | 43017-2139 | Active | 37510 | WATTS | 800M2QT | PVB | 1.000 | 65014 | LEFT FRONT
4789 | CHADDINGTON DR | 43017-2139 | Active | 115029 | WATTS | 800M4QT | PVB | 0.750 | 65046 | REAR CENTER BY ELECTRIC METER
4839 | CHADDINGTON DR | 43017-2137 | Active | T212354 | WILKINS | 720A | PVB | 0.750 | 97137 | LEFT SIDE OF HOUSE
4858 | CHADDINGTON DR | 43017-2178 | Active | CAA36890 | WILKINS | 720A | PVB | 0.750 | 65259 | FRONT LEFT OF DOOR
4867 | CHADDINGTON DR | 43017-2137 | Active | 65139 | WATTS | 800QT | PVB | 1.000 | 65275 | RIGHT HAND SIDE
4877 | CHADDINGTON DR | 43017-2137 | Active | 337174 | WILKINS | 720A | PVB | 0.750 | 99818 | LEFT SIDE
4887 | CHADDINGTON DR | 43017-2137 | Active | 595516 | WATTS | 800QT | PVB | 1.000 | 65344 | LEFT FRONT
4949 | CHADDINGTON DR | 43017-2185 | Active | CB243080 | WILKINS | 720A | PVB | 1.000 | 65474 | FRONT OF HOUSE
4957 | CHADDINGTON DR | 43017-2185 | Active | 779623 | WILKINS | 720A | PVB | 0.750 | 65502 | FRONT OF HOUSE
4962 | CHADDINGTON DR | 43017-2136 | Active | G037807 | WILKINS | 720A | PVB | 0.750 | 88212 | Left side of house
4970 | CHADDINGTON DR | 43017-2136 | Active | FC2739 | FEBCO | 765 | PVB | 1.000 | 90019 | S E CORNER
672 | CHAFFIN RIDGE RD | 43214-2906 | Active | AE0241 | ARI | RP 500 | RP | 0.750 | 3387187 | MECHANICAL ROOM IN BASEMENT
675 | CHAFFIN RIDGE RD | 43214-2900 | Active | 2862317 | WILKINS | 975XLBMS | RP | 1.000 | 95582 | BASEMENT
686 | CHAFFIN RIDGE RD | 43214-2906 | Active | A405655 | WILKINS | 375XL | RP | 0.750 | 3387189 | IN BASEMENT
709 | CHAFFIN RIDGE RD | 43214-2905 | Active | CB363201 | WILKINS | 720A | PVB | 0.750 | 3387192
787 | CHAFFIN RIDGE RD | 43214-2905 | Active | 371592 | WILKINS | 720A | PVB | 0.750 | 90023 | RIGHT FRONT OF HOUSE
5114 | CHAFFINCH CT | 43017-8606 | Active | 20980 | WATTS | 800M2QT | PVB | 0.750 | 66052 | RIGHT SIDE FRONT
5125 | CHAFFINCH CT | 43017-8606 | Active | 371746 | WILKINS | 720A | PVB | 1.000 | 66091 | RIGHT SIDE OF HOUSE BY GARAGE
5126 | CHAFFINCH CT | 43017-8606 | Active | T389565 | WILKINS | 720A | PVB | 0.750 | 66093 | RIGHT FRONT
5137 | CHAFFINCH CT | 43017 | Active | 30275 | FEBCO | 765 | PVB | 1.000 | 66109 | RIGHT FRONT
5138 | CHAFFINCH CT | 43017-8606 | Active | DB9522 | FEBCO | 765 | PVB | 1.000 | 66111 | FRONT OF HOUSE (SOUTHEAST SIDE)LEFT OF FT. DOOR
5149 | CHAFFINCH CT | 43017-8606 | Active | 298687 | WATTS | 800M4QT | PVB | 0.750 | 97278 | RIGHT SIDE OF HOUSE
5150 | CHAFFINCH CT | 43017-8606 | Active | 337168 | WILKINS | 720A | PVB | 0.750 | 102811 | RIGHT SIDE
5163 | CHAFFINCH CT | 43017-8606 | Active | AG3857 | FEBCO | 765 | PVB | 1.000 | 66215 | LEFT REAR JUST PAST GARAGE DR
5175 | CHAFFINCH CT | 43017-8606 | Active | HD5753 | FEBCO | 765 | PVB | 1.000 | 66237 | OUTSIDE-BACKYARD OFF DECK RIGHT SIDE FACING HOUSE
3900 | CHAGRIN DR | 43219-7100 | LPS - Active | [5 empty] | 3633381 | Fire Pump
3900 | CHAGRIN DR | 43219-7100 | Not Required by DOW | 208163 | WATTS | LF009M3 | RP | 0.750 | 3633810 | UNDER DISH TABLE IN KITCHEN
3900 | CHAGRIN DR | 43219-7100 | Not Required by DOW | 213383 | WATTS | LF009M3 | RP | 0.750 | 3633811 | UNDER DISH TABLE IN KITCHEN
3900 | CHAGRIN DR | 43219-7100 | Active | 11717 | FEBCO | 805YB | DC | 0.750 | 62100 | PUMP ROOM EASTSIDE OF BUILDING
3900 | CHAGRIN DR | 43219-7100 | Not Required by DOW | 351850 | WATTS | 909M1QT | RP | 2.000 | 62104 | IN CHILLER ROOM NORTH WALL
3900 | CHAGRIN DR | 43219-7100 | Not Required by DOW | 431276 | WATTS | 909M1QT | RP | 1.500 | 62103 | 1ST FLOOR POOL FILTER AND HEATER ROOM
3900 | CHAGRIN DR | 43219-7100 | Not Required by DOW | 338268 | WATTS | 909M1QT | RP | 2.000 | 62102 | S WALL MECH ROOM 10' UP MIDDLE OF WALL
3900 | CHAGRIN DR | 43219-7100 | Active | 18760 | WATTS | LF909 | RP | 6.000 | 62101 | 1ST FLOOR BOILER ROOM
3900 | CHAGRIN DR | 43219-7100 | Active | 9908131321 | FEBCO | 856 | DCDA | 8.000 | 62105 | PUMP ROOM EASTSIDE OF BUILDING
4035 | CHAGRIN DR | 43219- | Not Required by DOW | 4238891 | WILKINS | 975 | RP | 1.500 | 62611 | VALET PARKING YARD-BACK CORNER
4035 | CHAGRIN DR | 43219- | Active | 620863 | WILKINS | 975 | RP | 1.250 | 62328 | WATER METER ROOM EAST GARAGE
755 | CHAMBERS RD | 43212-1437 | Not Required by DOW | 11659 | WATTS | 919AQT | RP | 1.250 | 3615246 | UNIT 1547 - MOP SINK - IN CEILING ABOVE MOP SINK
755 | CHAMBERS RD | 43212-1437 | Active | 3897477 | WILKINS | 950 | DC | 0.750 | 3607748 | NW METER ROOM
755 | CHAMBERS RD | 43212-1437 | Active | 1810B | WILKINS | 350ASTDA | DCDA | 4.000 | 3607747 | NW METER ROOM
755 | CHAMBERS RD | 43212-1437 | Active | 3913196 | WILKINS | 975XL2 | RP | 2.000 | 3387232 | IN NW MECHANICAL ROOM
1000 | CHAMBERS RD | 43212 | Active | 4239297 | WILKINS | 975 | RP | 0.750 | 3616889 | HOT BOX
1125 | CHAMBERS RD | 43212-1701 | Not Required by DOW | 401063 | WATTS | 909QT | RP | 0.750 | 93125 | JANITORS CLOSET
1125 | CHAMBERS RD | 43212-1701 | Active | 618194 | WATTS | 909HWQT | RP | 1.000 | 54005 | AT WATER METER - JANITOR'S CLOSET BY RESTROOMS
1125 | CHAMBERS RD | 43212-1701 | Not Required by DOW | A11467 | FEBCO | 765 | PVB | 1.000 | 103800 | OUTSIDE BACK DOOR EAST SIDE
1145 | CHAMBERS RD | 43212-1701 | Active | HC-37804 | WILKINS | 950XLD | DC | 0.750 | 3649422 | RISER/METER ROOM FIRE 3/4" SIDE CAR
1145 | CHAMBERS RD | 43212-1701 | Active | 193848 | WILKINS | 350ASTDA | DCDA | 6.000 | 3649421 | RISER/METER ROOM NW CORNER
1145 | CHAMBERS RD | 43212-1701 | Active | 14544 | WILKINS | 475 | RP | 4.000 | 3636920 | MECHANIC ROOM NW CORNER
1145 | CHAMBERS RD | 43212-1701 | LPS - Active |  |  |  | LPC |  | 3650823 | FIRE PUMP ROOM - DOMESTIC BOOSTER PUMP
1145 | CHAMBERS RD | 43212-1701 | Not Required by DOW | ACE5930 | WILKINS | 975XL2 | RP | 1.500 | 3650349 | METER ROOM NW CORNER
1168 | CHAMBERS RD | 43212 | Active | 4791756 | WILKINS | 975XL2 | RP | 0.750 | 3601869 | BASEMENT AT WATER METER
1180 | CHAMBERS RD | 43212-1744 | Due Install |  |  |  | RP |  | 3387256
1185 | CHAMBERS RD | 43212 | Active | 26387 | WATTS | 007M1PCQT | DC | 0.750 | 3628324
1185 | CHAMBERS RD | 43212 | Active | RC-2604 | WATTS | 957 | RP | 4.000 | 3628325
1185 | CHAMBERS RD | 43212 | Active | 163110217 | WATTS | 774DCDA | DCDA | 6.000 | 3628323
1190 | CHAMBERS RD | 43212-1745 | Due Install |  |  |  | RP |  | 3387257
1200 | CHAMBERS RD | 43212-1703 | Active | 521728 | WILKINS | 975 | RP | 1.250 | 54260 | KITCHEN AT METER
1200 | CHAMBERS RD | 43212-1703 | Not Required by DOW | 481873 | WILKINS | 975 | RP | 0.750 | 54259 | AT CEILING
1250 | CHAMBERS RD | 43212-1753 | Active | 395673 | WATTS | 009 | RP | 0.750 | 3387258
1375 | CHAMBERS RD | 43212-1560 | Active | 54763 | WATTS | 008PCQT | PVB | 0.500 | 100415 | IN BACK BY DAIRY COOLER
1375 | CHAMBERS RD | 43212-1560 | Due Install |  |  |  | RP | 2.000 | 3636689 | IN BACK BY DAIRY COOLER
1375 | CHAMBERS RD | 43212-1560 | Active | 61048 | WATTS | 008PCQT | PVB | 0.500 | 98925 | 1345 CHAMBERS RD, MEN'S RESTROOM @ BACK
1375 | CHAMBERS RD | 43212-1560 | Active | 3HL0654 | AMES | 3000SS | DCDA | 6.000 | 54835 | 1345 CHAMBERS RD, BACK DOCK
1375 | CHAMBERS RD | 43212-1560 | Active | 21099 | WATTS | 007M1PCQT | DC | 0.750 | 54836 | 1345 CHAMBERS RD, SW CORNER OF BLDG IN STOCK ROOM
1375 | CHAMBERS RD | 43212-1560 | Active | 60915 | WATTS | 008PCQT | PVB | 0.500 | 98924 | 1345 CHAMBERS RD, WOMEN'S RESTROOM @ BACK
1383 | CHAMBERS RD | 43212 | Not Required by DOW | 33099 | WATTS | LF009M2QT | RP | 1.500 | 3618138 | E MECH RM AT METER - OUTSIDE DR
1383 | CHAMBERS RD | 43212 | Active | 20611 | WATTS | LF919QT | RP | 1.500 | 3616627 | 1383 1/2 E MECH RM AT METER - OUTSIDE DR
1383 | CHAMBERS RD | 43212 | Not Required by DOW | 033099 | WATTS | LF009M2QT | RP | 1.500 | 3618081 | RISER ROOM BLDG 29
1393 | CHAMBERS RD | 43212-1560 | Not Required by DOW | 033015 | WATTS | LF009M2QT | RP | 1.500 | 3623120 | WEST SIDE OF BUILDING
1393 | CHAMBERS RD | 43212-1560 | Active | QC-1750 | WATTS | 957 | RP | 3.000 | 3387260 | MECH RM AT DOUBLE DOORS N SIDE OF BLDG
1459 | CHAMBERS RD | 43212-1539 | Not Required by DOW | 06198 | AMES | 4000B | RP | 2.000 | 91973 | 1780-1790 CHAMBERS RD - RISER ROOM
1459 | CHAMBERS RD | 43212-1539 | Not Required by DOW | 06615 | AMES | 4000B | RP | 2.000 | 91974 | 1766-1776 CHAMBERS RD - RISER ROOM
1459 | CHAMBERS RD | 43212-1539 | Not Required by DOW | 06794 | AMES | 4000B | RP | 2.000 | 91975 | 1767-1777 RISER ROOM
1459 | CHAMBERS RD | 43212-1539 | Active | 111750404 | AMES | 4000SS | RP | 3.000 | 55084 | 1700 CHAMBERS RD MECHANICAL ROOM
1459 | CHAMBERS RD | 43212-1539 | Not Required by DOW | ABK8839 | WILKINS | 975XL2 | RP | 1.000 | 91970 | MECHANIC ROOM, PUMP HOUSE
1459 | CHAMBERS RD | 43212-1539 | Not Required by DOW | 05425 | AMES | 4000B | RP | 2.000 | 91971 | 1753-1762 CHAMBERS RD - RISER ROOM
1459 | CHAMBERS RD | 43212-1539 | Not Required by DOW | 05485 | AMES | 4000B | RP | 2.000 | 91972 | 1781-1791 CHAMBERS RD - RISER ROOM
1507 | CHAMBERS RD | 43212-1568 | Due Install |  |  |  | RP | 1.500 | 3626768 | MTR BEHIND CABINETS IN BASEMENT. LAB.
1507 | CHAMBERS RD | 43212-1568 | Not Required by DOW | W435478 | WILKINS | 975XL2 | RP | 0.500 | 55246
7704 | CHANCEL DR | 43235-1462 | Active | Cb878686 | WILKINS | 720A | PVB | 1.000 | 3387784 | FRONT OF HOUSE
7718 | CHANCEL DR | 43235-1462 | Active | T082748 | WILKINS | 720A | PVB | 0.750 | 101332 | RIGHT FRONT CORNER
7747 | CHANCEL DR | 43235-1464 | Active | BG7067 | FEBCO | 765 | PVB | 0.750 | 90026 | FRONT OF HOUSE RIGHT OF DOOR
7748 | CHANCEL DR | 43235-1462 | Active | T304558 | WILKINS | 720A | PVB | 0.750 | 3387786 | RIGHT SIDE OF HOUSE
7755 | CHANCEL DR | 43235-1464 | Active | G262881 | WILKINS | 720A | PVB | 1.000 | 90027 | FRONT OF HOUSE
7763 | CHANCEL DR | 43235-1464 | Active | 998476 | WATTS | 800M4QT | PVB | 1.000 | 72729 | BESIDE FRONT DOOR OR RIGHT
4190 | CHANDLER DR | 43213-2354 | Not Required by DOW | [5 empty] | 3387813
1469 | CHANNEL PLACE | 43123-4909 | Active | H971912 | FEBCO | 765 | PVB | 0.750 | 88437 | RIGHT CENTER
6100 | CHANNINGWAY BLVD | 43232-2910 | LPS - Active | [5 empty] | 3641013 | MECH ROOM A 6520 IS CODE
6100 | CHANNINGWAY BLVD | 43232-2910 | Active | 79521 | WATTS | 009M3QT | RP | 0.750 | 68997 | IN MECH ROOM BY COOLING TOWER
6100 | CHANNINGWAY BLVD | 43232-2910 | Due Install |  |  |  | RP | 6.000 | 3641012 | MECH ROOM A 6520 IS CODE
1881 | CHANNINGWAY CTR DR | 43232-2906 | Due Install |  |  |  | DCDA | 6.000 | 3651087
1881 | CHANNINGWAY CTR DR | 43232-2906 | Due Install |  |  |  | RP | 1.500 | 3387866
1921 | CHANNINGWAY CTR DR | 43232-2906 | Active | 326577 | WATTS | 909M1QT | RP | 2.000 | 56643 | REAR OF BLDG BACK DOOR AT LOADING DOCK
4699 | CHANTRY CT | 43220-2811 | Active | 4775682 | WILKINS | 975XL | RP | 0.750 | 89114 | IN BASEMENT NEXT TO WATER METERS
4700 | CHANTRY CT | 43220-2811 | Active | AB7386 | FEBCO | 765 | PVB | 0.750 | 90029 | SOUTH SIDE OF HOUSE
4712 | CHANTRY CT | 43220-2811 | Active | F10534 | FEBCO | 765 | PVB | 1.000 | 64869 | RIGHT SIDE
4730 | CHANTRY CT | 43220-2811 | Active | T209677 | WILKINS | 720A | PVB | 1.000 | 64896 | SIDE OF HOUSE
5505 | CHANTRY DR | 43232-4768 | Due Install | [5 empty] | 3387923
5560 | CHANTRY DR | 43232-4767 | Active | 48920 | AMES | 2000B | DC | 0.750 | 88894 | RISER ROOM
5560 | CHANTRY DR | 43232-4767 | Active | 209755 | WATTS | 909 | RP | 4.000 | 88892 | RISER ROOM
5560 | CHANTRY DR | 43232-4767 | Active | 1509730606 | AMES | 3000SS | DCDA | 8.000 | 88893 | MECHANICAL ROOM/RISER ROOM
5620 | CHANTRY DR | 43232- | Active | 137140 | AMES | 3000SS | DCDA | 6.000 | 67439 | FIRE ROOM AT END OF MAINTENANCE GARAGE - 5676 SPRUCE TREE DR
5620 | CHANTRY DR | 43232- | Active | 103776 | WATTS | 009M2QT | RP | 1.500 | 67438 | NW CORNER OF BUILDING IN MECH ROOM, 2680 SILVER OAK DR
5620 | CHANTRY DR | 43232- | Active | 33404 | WATTS | 719QT | DCDA | 0.750 | 67440 | IN ROOM AT END OF GARAGE, 5676 SPRUCE TREE DR
5677 | CHANTRY DR | 43232-4731 | Active | 68723 | WATTS | 909QT | RP | 0.750 | 67581 | EAST END CLOSET
5705 | CHANTRY DR | 43232-7708 | Active | 2860975 | WILKINS | 975XLBMS | RP | 2.000 | 96393
5705 | CHANTRY DR | 43232-7708 | Due Install |  |  |  | DCDA | 6.000 | 3635903 | FIRE LINE IN PIT
5705 | CHANTRY DR | 43232-7708 | Due Install |  |  |  | DC | 0.750 | 3635904 | FIRE LINE
5800 | CHANTRY DR | 43232-4763 | Due Install |  |  |  | DCDA |  | 3636391
5800 | CHANTRY DR | 43232-4763 | LPS - Active | [5 empty] | 3636392 | FIRE PUMP
5800 | CHANTRY DR | 43232-4763 | Active | 273317 | WATTS | 909M1QT | RP | 2.000 | 68005 | FIRE ROOM
5800 | CHANTRY DR | 43232-4763 | Active | 273318 | WATTS | 909M1QT | RP | 2.000 | 68006 | FIRE ROOM
5877 | CHANTRY DR | 43232-4764 | Active | 26419 | WATTS | 919QT | RP | 1.500 | 68211 | 0 USE 6/3/15 CAG. MECHANICAL/WATER METER ROOM--5877 CHANTRY
5881 | CHANTRY DR | 43232-4764 | Active | 405496 | WATTS | LF009M3QT | RP | 0.750 | 3387927
5932 | CHANTRY DR | 43232 | Active | 39988 | WATTS | 919QT | RP | 2.000 | 3651626
5940 | CHANTRY DR | 43232-7728 | Not Required by DOW | 17988 | WATTS | 007M2PCQT | DC | 1.500 | 68365 | USE 6/3/15 CAG. MECH RM NW CORNER OF BUILDING
5940 | CHANTRY DR | 43232-7728 | Not Required by DOW | A289120 | WILKINS | 350DC | DC | 1.500 | 3641221 | MECH ROOM
5940 | CHANTRY DR | 43232-7728 | Active | 4041572 | WILKINS | 975XL2 | RP | 1.500 | 3636988 | RIGHT REAR METER ROOM
5940 | CHANTRY DR | 43232-7728 | Not Required by DOW | 17785 | WATTS | 919QT | RP | 2.000 | 96613 | USE 6/3/15 CAG. IN REAR MECHANIC ROOM
7902 | CHAPEL STONE RD | 43004- | Active | 31686 | AMES | 2000B | DC | 0.750 | 72969 | .25 OF A MILE IN ON CHAPEL STONE RD OFF OF WAGGENER RD ON THE RIGH IN PIT
7902 | CHAPEL STONE RD | 43004- | Active | 1286100803 | AMES | 3000SS | DCDA | 8.000 | 72968 | .25 MILE IN ON CHAPEL STONE ROAD OFF OF WAGGENER RD ON THE RIGHT IN PIT
7979 | CHAPEL STONE RD | 43004-6013 | Active | H587160 | FEBCO | 765 | PVB | 0.750 | 98467 | RIGHT SIDE OF HOUSE
5586 | CHAPMAN CT | 43026-8507 | Active | 6293 | FEBCO | 765 | PVB | 1.000 | 67337 | WEST SIDE OF HOUSE
2114 | CHARDON RD | 43220-4461 | Active | G217948 | WILKINS | 720A | PVB | 0.750 | 96131 | FRONT OF HOUSE
4660 | CHARECOTE LN | 43220-3522 | Due Install |  |  |  | RP | 6.000 | 3388054 | IN HOT BOX AT PIT (PIT IS IN SIDWLK)
2520 | CHARING RD | 43221-3692 | Active | 104771 | WATTS | 800M4QT | PVB | 1.000 | 58531 | FRONT OF HOUSE
2590 | CHARING RD | 43221-3692 | Active | 3128883 | WILKINS | 975XLBMS | RP | 0.750 | 98357 | LEFT HAND SIDE-Back of 2621 LEEDS ROAD
2610 | CHARING RD | 43221-3628 | Active | W175476 | WILKINS | 975XL | RP | 1.250 | 58758 | AFTER BY PASS ON METER SET MECHANICAL ROOM
2642 | CHARING RD | 43221-3628 | Active | 12542 | WATTS | 919AQT | RP | 1.000 | 90042 | IN GARAGE ABOVE WATER METER
2654 | CHARING RD | 43221-3628 | Active | 513548 | WILKINS | 720A | PVB | 1.000 | 90043 | BY FRONT DOOR
2666 | CHARING RD | 43221-3628 | Active | G251732 | WILKINS | 720A | PVB | 1.000 | 99026 | OUTSIDE BACK OF HOME
2690 | CHARING RD | 43221-3628 | Active | 2279798 | WILKINS | 975A | RP | 2.000 | 90044 | FRONT OF HOUSE
4287 | CHARLES CT | 43026-7022 | Active | 828763 | WILKINS | 720A | PVB | 0.750 | 63539 | RIGHT FRONT
4293 | CHARLES CT | 43026-7022 | Active | 817314 | WILKINS | 720A | PVB | 0.750 | 63549 | RIGHT FRONT
4294 | CHARLES CT | 43026-7022 | Active | A082488 | WILKINS | 720A | PVB | 0.750 | 63550 | LEFT SIDE OF HOUSE
4305 | CHARLES CT | 43026-7022 | Active | G215253 | WILKINS | 720A | PVB | 0.750 | 95223 | LEFT SIDE
4317 | CHARLES CT | 43026-7022 | Active | F031614 | WILKINS | 720A | PVB | 0.750 | 96959 | LEFT SIDE
316 | CHARLESTON AVE | 43214-1206 | Active | AC5915 | FEBCO | 765 | PVB | 0.750 | 60085 | RIGHT SIDE OF HOUSE--SERIAL #AC5915
3010 | CHARLOTTE DR | 43224-1817 | Due Install |  |  |  | RP | 6.000 | 3388345
7701 | CHARLOTTE HULL CT | 43054-9680 | Active | H028018 | FEBCO | 765 | PVB | 1.000 | 95815 | LEFT SIDE
7702 | CHARLOTTE HULL CT | 43054-9680 | Active | DH7879 | FEBCO | 765 | PVB | 1.000 | 72578 | RIGHT (FRONT) CORNER OF HOUSE
7711 | CHARLOTTE HULL CT | 43054-9680 | Active | T382300 | WILKINS | 720A | PVB | 1.000 | 72605 | FRONT LEFT CORNER OF HOUSE BY DRIVEWAY
7712 | CHARLOTTE HULL CT | 43054-9680 | Active | 55647 | FEBCO | 765 | PVB | 0.750 | 72609 | FRONT OF HOUSE
7406 | CHARMONTE CT | 43017-8283 | Active | FC8786 | FEBCO | 765 | PVB | 1.000 | 71928 | RIGHT FRONT
7411 | CHARMONTE CT | 43017-8283 | Active | 595579 | WATTS | 800M2QT | PVB | 1.000 | 89125 | NW CORNER OF HOUSE
7412 | CHARMONTE CT | 43017-8283 | Active | FC8792 | FEBCO | 765 | PVB | 1.000 | 71946 | LEFT CENTER
7418 | CHARMONTE CT | 43017-8283 | Active | 371734 | WILKINS | 720A | PVB | 1.000 | 71953 | OUTSIDE RIGHT SIDE OF HOUSE
7424 | CHARMONTE CT | 43017-8283 | Active | T155036 | WILKINS | 720A | PVB | 1.000 | 71962 | RT SIDE
2500 | CHARTER ST | 43228-4608 | Due Install |  |  |  | DCDA | 6.000 | 3638155 | METER PIT
2500 | CHARTER ST | 43228-4608 | Due Install |  |  |  | RP | 1.500 | 3638154 | AT WATER METER
2500 | CHARTER ST | 43228-4608 | Active | 80477 | WATTS |  | RP | 2.000 | 3388453 | CEILING
2600 | CHARTER ST | 43228 | Active | FP-0247 | AMES | 500-GV | RPDA | 8.000 | 3619930 | HOT BOX
2600 | CHARTER ST | 43228 | Active | 58481 | WATTS | 919 | RP | 0.750 | 3621382 | HOT BOX
2600 | CHARTER ST | 43228 | Active | 039846 | WATTS | LF009M2QT | RP | 1.500 | 3621384 | HOT BOX
2645 | CHARTER ST | 43228-4605 | Active | 54403 | WATTS | 007QT | DC | 0.750 | 58857 | METER PIT
2645 | CHARTER ST | 43228-4605 | Active | 85053 | WATTS | 009QT | RP | 1.500 | 58858 | IN CLOSET IN BREAKROOM
2645 | CHARTER ST | 43228-4605 | Due Install |  |  |  | RPDA | 6.000 | 3626199
2645 | CHARTER ST | 43228-4605 | Not Required by DOW | 87168 | WATTS | 009M2PCQT | RP | 1.500 | 97986 | SPRINKLER ROOM
2645 | CHARTER ST | 43228-4605 | Active | 1218170802 | AMES | 3000SS | DCDA | 6.000 | 58855 | METER PIT
2645 | CHARTER ST | 43228-4605 | Not Required by DOW | 188611 | WATTS | 009QT | RP | 1.000 | 58856 | IN CLOSET IN BREAK ROOM
2690 | CHARTER ST | 43228-4600 | LPS - Active |  |  |  | LST |  | 3621394 | LOW PRESSURE SUSTAINING DEVICE FOR BOOSTER PUMP
2690 | CHARTER ST | 43228-4600 | Active | 032857 | WATTS | LF009M2QT | RP | 1.500 | 3619841 | HOT BOX
2690 | CHARTER ST | 43228-4600 | Active | QL0229 | WATTS | 957 | RP | 6.000 | 3619840 | HOT BOX
2690 | CHARTER ST | 43228-4600 | Active | 67073 | WATTS | 919QT | RP | 0.750 | 3619839 | HOT BOX
2690 | CHARTER ST | 43228-4600 | Not Required by DOW | 412037 | WATTS | 909 | RP | 0.750 | 102278 | SW CORNER
2690 | CHARTER ST | 43228-4600 | Not Required by DOW | H10098 | FEBCO | 825 | RP | 1.250 | 58965 | MECH ROOM AT WATER METER
2701 | CHARTER ST | 43228-4639 | Active | 31205 | WATTS | 009M2QT | RP | 1.500 | 59021 | IN MECHANICAL ROOM ON N.E. CORNER
2701 | CHARTER ST | 43228-4639 | Not Required by DOW | 114993 | WATTS | 009M2PCQT | RP | 2.000 | 59019 | MACH ROOM ON NORTHEAST CORNER
2701 | CHARTER ST | 43228-4639 | Active | 2CN1103 | AMES | 2000SS | DC | 8.000 | 59020 | WATER METER ROOM (MECHANICAL RM)
2787 | CHARTER ST | 43228-4607 | Not Required by DOW | HV778 | CONBRACO | 40207A2 | RP | 1.500 | 59286 | MECH ROM EAST END
2787 | CHARTER ST | 43228-4607 | Not Required by DOW | GR549 | CONBRACO | 40207A2 | RP | 1.500 | 59285 | EAST END OF BUILDING - MECH ROOM
2787 | CHARTER ST | 43228-4607 | LPS - Due Install |  |  |  | LPC |  | 3633261 | LOW PRESSURE SUSTAINING DEVICE FOR BOOSTER PUMP
2787 | CHARTER ST | 43228-4607 | Active | HW198 | CONBRACO | 40208A2 | RP | 2.000 | 59287 | EAST END OF BUILDING - MECH ROOM
2829 | CHARTER ST | 43228-4607 | Active | IM749 | CONBRACO | 40208A2 | RP | 2.000 | 59402 | S END OF BLDG IN SPRINKLER RM--(PUMP RM)
2829 | CHARTER ST | 43228-4607 | Active | 101047 | AMES | 2000SS | DC | 8.000 | 59398 | PUMP ROOM
2829 | CHARTER ST | 43228-4607 | Not Required by DOW | 132940 | WATTS | 007QT | DC | 2.000 | 59399 | INTERIOR DIVIDING WALL NORTH END
2829 | CHARTER ST | 43228-4607 | Not Required by DOW | 217316 | WATTS | 009QT | RP | 2.000 | 59400 | IN UNIT 2839
2829 | CHARTER ST | 43228-4607 | Not Required by DOW | GQ002 | CONBRACO | 40207A2 | RP | 1.500 | 59401 | S END OF BLDG IN SPRINKLER (PUMP RM)
2850 | CHARTER ST | 43228-4606 | Active | RA-0839 | AMES | COLT 500-GV | RPDA | 8.000 | 3622630 | IN WAREHOUSE BY RISER
2850 | CHARTER ST | 43228-4606 | Active | 67178 | WATTS | 919 | RP | 0.750 | 3622631 | ON FIRE RISER IN WAREHOUSE
2850 | CHARTER ST | 43228-4606 | Not Required by DOW | 029291 | WATTS | 800M4QT | PVB | 1.500 | 59444 | OUTSIDE BUILDING SOUTH WALL
2850 | CHARTER ST | 43228-4606 | Active | 4253338 | WILKINS | 975XL2 | RP | 1.500 | 3629824
2955 | CHARTER ST | 43228-4607 | Active | 4193700 | WILKINS | 950XLD | DC | 0.750 | 3641492 | IN PIT
2955 | CHARTER ST | 43228-4607 | Active | 5048B | WILKINS | 350ASTDA | DCDA | 6.000 | 3626264 | IN PIT
2955 | CHARTER ST | 43228-4607 | Active | 3019785 | WILKINS | 975XLBMS | RP | 2.000 | 96983 | CENTER OF BLDG RISER ROOM NEXT TO METER
2970 | CHARTER ST | 43228-4606 | Active | 15168 | WATTS | 919QT | RP | 2.000 | 98680 | WAREHOUSE, WEST END BY METER UNIT 3012
2970 | CHARTER ST | 43228-4606 | Due Install |  |  |  | DCDA | 6.000 | 3651024 | VAULT IN FRONT OF 3012
2553 | CHARTWELL RD | 43220-2812 | Active | CB073443 | WILKINS | 720A | PVB | 0.750 | 3388454 | RIGHT SIDE
2560 | CHARTWELL RD | 43220-2813 | Active | 23009 | FEBCO | 765 | PVB | 1.000 | 90045 | REAR DECK BY DOOR UNDER LIFT DOOR
2561 | CHARTWELL RD | 43220-2812 | Active | CB323899 | WILKINS | 720A | PVB | 0.750 | 3388455 | BACK OF THE HOUSE LEFT OF THE HOT TUB
2574 | CHARTWELL RD | 43220-2813 | Active | DH5157 | FEBCO | 765 | PVB | 1.000 | 58661 | RIGHT SIDE
2603 | CHARTWELL RD | 43220-2812 | Active | H132350 | FEBCO | 765 | PVB | 0.750 | 92194 | LEFT SIDE
2626 | CHARTWELL RD | 43220-2815 | Active | H178683 | FEBCO | 765 | PVB | 0.750 | 58808 | FRONT LEFT
2659 | CHARTWELL RD | 43220-2814 | Active | H132301 | FEBCO | 765 | PVB | 0.750 | 58905 | RIGHT SIDE OF HOUSE
4794 | CHATELAINE DR | 43017-2169 | Active | 17212 | FEBCO | 765 | PVB | 0.750 | 65065 | EAST SOUTH CONRER OF HOUSE
4796 | CHATELAINE DR | 43017-2169 | Active | 341565 | WILKINS | 720A | PVB | 1.000 | 65067 | RH SIDE
4797 | CHATELAINE DR | 43017-2168 | Active | H158847 | FEBCO | 765 | PVB | 1.000 | 65071 | FRONT OF HOUSE
4798 | CHATELAINE DR | 43017-2169 | Active | AK1345 | FEBCO | 765 | PVB | 1.000 | 65076 | NORTH SIDE OF HOUSE
4802 | CHATELAINE DR | 43017-2169 | Active | H086275 | FEBCO | 765 | PVB | 1.000 | 65112 | FRONT LEFT AT FAR LEFT OFFSET
4821 | CHATELAINE DR | 43017-2168 | Active | H245315 | FEBCO | 765 | PVB | 1.000 | 65154 | FRONT
4837 | CHATELAINE DR | 43017-2168 | Active | HD57425 | FEBCO | 765 | PVB | 0.750 | 65189 | WESTSIDE
4849 | CHATELAINE DR | 43017-2168 | Active | 286584 | WATTS | 800M4QT | PVB | 0.750 | 91551 | RIGHT SIDE OF HOUSE
4871 | CHATELAINE DR | 43017-2168 | Active | BE3758 | FEBCO | 765 | PVB | 0.750 | 65285 | RIGHT HAND SIDE
4872 | CHATELAINE DR | 43017-2170 | Active | AE6471 | FEBCO | 765 | PVB | 1.000 | 65289 | LEFT SIDE OF HOUSE
4881 | CHATELAINE DR | 43017-2168 | Active | AK2652 | FEBCO | 765 | PVB | 0.750 | 65319 | RIGHT SIDE OF HOUSE
4885 | CHATELAINE DR | 43017-2168 | Active | AB2670 | FEBCO | 765 | PVB | 1.000 | 90046 | RIGHT SIDE OF HOUSE
4886 | CHATELAINE DR | 43017-2170 | Active | H142727 | FEBCO | 765 | PVB | 1.000 | 65341 | LEFT SIDE OF HOUSE FRONT DOOR
4887 | CHATELAINE DR | 43017-2168 | Active | 318003 | WATTS | 800M4FR | PVB | 0.750 | 65345 | RIGHT SIDE FRONT
4890 | CHATELAINE DR | 43017-2170 | Active | AC7316 | FEBCO | 765 | PVB | 0.750 | 65350 | EAST SIDE OF BUILDING NEXT TO METER REMOTE
4894 | CHATELAINE DR | 43017-2170 | Active | AE8620 | FEBCO | 765 | PVB | 1.000 | 65367 | S.W. CORNER OF HOUSE BY WTR MTR REMOTES
1873 | CHATFIELD RD | 43221-3818 | Active | T387019 | WILKINS | 720A | PVB | 0.750 | 89479 | LEFT SIDE
1914 | CHATFIELD RD | 43221-3702 | Active | CB143565 | WILKINS | 720A | PVB | 1.000 | 3609748 | Front of house left of front door
1933 | CHATFIELD RD | 43221-3701 | Active | T191672 | WILKINS | 720A | PVB | 1.000 | 3607830 | side of house
1960 | CHATFIELD RD | 43221-3704 | Active | CB073743 | WILKINS | 720A | PVB | 0.750 | 3388807 | FRONT LEFT SIDE OF HOUSE
1969 | CHATFIELD RD | 43221-3703 | Active | T385616 | WILKINS | 720A | PVB | 0.750 | 102243 | BACK OF HOUSE NEAR AIR CONIDTIONER
1982 | CHATFIELD RD | 43221-3704 | Active | G108086 | WILKINS | 720A | PVB | 1.000 | 90047 | IN BACK OF HOUSE
1990 | CHATFIELD RD | 43221-3704 | Active | H817051 | FEBCO | 765 | PVB | 1.000 | 3388811
1996 | CHATFIELD RD | 43221-3704 | Active | 04345 | WATTS | 800M2 | PVB | 1.000 | 56892 | MECHANICAL ROOM
2006 | CHATFIELD RD | 43221-3704 | Active | AK0782 | FEBCO | 765 | PVB | 1.000 | 57012 | FRONT OF HOUSE
5551 | CHATFORD DR | 43232-3080 | Active | 142532 | WATTS | 009QT | RP | 0.750 | 67247 | IN CLOSET OF WATER HEATER
4661 | CHATHAM CT | 43017 | Active | H205699 | FEBCO | 765 | PVB | 0.750 | 64721 | FRONT LEFT OF FRONT DOOR OFFSET
931 | CHATHAM LN | 43221-2417 | Active | ACG6289 | WILKINS | 975 | RP | 2.000 | 3388842 | LOWER LEVEL ELAVATOR TURN RIGHT 1ST DOOR ON THE LEFT BEHIND ELAVATOR
941 | CHATHAM LN | 43221-2416 | Due Install |  |  |  | RP |  | 3388843 | AT METER
921 | CHATHAM LN UNIT 300 | 43221-2418 | Active | 87172 | WATTS | 009QT | RP | 1.500 | 74616 | MECHANICAL ROOM
20 | CHATHAM RD | 43214-3312 | Active | CB325655 | WILKINS | 720A | PVB | 0.750 | 3388844 | RIGHT OF FRONT DOOR
39 | CHATHAM RD | 43214-3311 | Active | 593766 | WATTS | 800M4QT | PVB | 1.000 | 62090 | EAST SIDE OF HOUSE
5726 | CHATTERFIELD DR | 43017-2533 | Active | 371539 | WILKINS | 720A | PVB | 1.000 | 67731 | LEFT SIDE OF HOUSE
5739 | CHATTERFIELD DR | 43017-2534 | Active | CB601356 | WILKINS | 720A | PVB | 0.750 | 90051 | LEFT SIDE
5756 | CHATTERFIELD DR | 43017-2533 | Active | CC5725 | FEBCO | 765 | PVB | 0.750 | 90053 | FRONT OF HOUSE LEFT OF FRONT DOOR
5776 | CHATTERFIELD DR | 43017-2533 | Active | T361506 | WILKINS | 720A | PVB | 0.750 | 67930 | LEFT SIDE OF HOUSE
5786 | CHATTERFIELD DR | 43017-2533 | Active | cb197702 | WILKINS | 720A | PVB | 1.000 | 90054 | FRONT OF HOUSE
5811 | CHATTERFIELD DR | 43017-2579 | Active | CB674688 | WILKINS | 720A | PVB | 0.750 | 90612 | RIGHT FRONT BY GAS METER
5826 | CHATTERFIELD DR | 43017-2578 | Active | 469592 | WILKINS | 420 | PVB | 1.000 | 91352 | LEFT SIDE
267 | CHATTERLY LN | 43207-5351 | Active | 287883 | WATTS | 800M2QT | PVB | 0.750 | 90055 | BASEMENT AT WATER METER
5601 | CHATTERTON RD | 43232-5899 | Active | W339513 | WILKINS | 975XLBMS | RP | 2.000 | 92955 | MECH ROOM MIDDLE BACK OF BLDG (5601 DOOR)
5621 | CHATTERTON RD | 43232-5899 | Not Required by DOW | W341679 | WILKINS | 975XLBMS | RP | 0.750 | 92957 | IN BATHROOM IN OFFICE
5795 | CHATTERTON RD | 43232 | Active | 22277 | WATTS | 007M2QT | DC | 0.750 | 3646936 | PIT NW CORNER BY DRIVE - FIRE METER 3/4" SIDE CAR
5795 | CHATTERTON RD | 43232 | Active | 1169370619 | WATTS | 774 | DCDA | 8.000 | 3646935 | PIT NW CORNER BY DRIVE - FIRE METER
5795 | CHATTERTON RD | 43232 | Active | TE-1746 | WATTS | 957 | RP | 4.000 | 3641323 | HOTBOX NW CORNER BY DRIVE
5900 | CHATTERTON RD | 43232- | Active | 55307 | WATTS | 007M1QT | DC | 0.750 | 68259 | METER PIT
5900 | CHATTERTON RD | 43232- | Due Install |  |  |  | RP | 4.000 | 3632843 | METER PIT
5900 | CHATTERTON RD | 43232- | Active | 25424 | AMES | 2000SS | DCDA | 6.000 | 68258 | METER PIT
5981 | CHATTERTON RD | 43232 | Active | HC32938 | WILKINS | 950XLD | DC | 0.750 | 3643521 | INSIDE BUILDING AT FIRE SERVICE ENTRANCE
5981 | CHATTERTON RD | 43232 | Active | TL-2306 | WATTS | 957 | RP | 3.000 | 3643519 | INSIDE BUILDING AT METER - MECHANICAL ROOM
5981 | CHATTERTON RD | 43232 | Active | 17629 | WILKINS | 350A | DCDA | 4.000 | 3643520 | INSIDE BUILDING AT FIRE SERVICE ENTRANCE
120 | CHAUCER CT | 43085-3905 | Active | 06506 | WATTS | 800M4QT | PVB | 0.750 | 90056
160 | CHAUCER CT | 43085-3905 | Active | CB629262 | Wilkins | 720A | PVB | 0.750 | 3389131 | BACK CENTER
175 | CHAUCER CT | 43085-3905 | Active | cb451965 | WILKINS | 720A | PVB | 1.000 | 92054 | FRONT OF HOUSE
4133 | CHECKERBERRY CT | 43026-3017 | Active | T294274 | WILKINS | 720A | PVB | 0.750 | 87727 | FRONT OF HOUSE
4146 | CHECKERBERRY CT | 43026-3017 | Active | T258879 | WILKINS | 720A | PVB | 1.000 | 3609458 | LEFT HAND SIDE
4155 | CHECKERBERRY CT | 43026-3017 | Active | T189442 | WILKINS | 720A | PVB | 1.000 | 63104 | RIGHT REAR
4156 | CHECKERBERRY CT | 43026-3017 | Active | 05567 | WATTS | 800QT | PVB | 1.000 | 63111 | RIGHT SIDE
4164 | CHECKERBERRY CT | 43026-3017 | Active | 665340 | RAINBIRD | 100R | PVB | 1.000 | 63123 | BACK OF HOUSE
1001 | CHECKREIN AVE | 43229-1106 | Active | 28079 | WATTS | 007M1 | DC | 0.750 | 3635805
1001 | CHECKREIN AVE | 43229-1106 | Active | SG-0622 | WATTS | 957 | RP | 3.000 | 3389223
1001 | CHECKREIN AVE | 43229-1106 | Active | 194994 | AMES | 3000 | DCDA | 6.000 | 3635804
4027 | CHELSEA E GRN | 43054 | Active | 363307 | WATTS | 800M4QT | PVB | 0.750 | 102164 | LEFT SIDE OF HOUSE
6368 | CHELSEA GLEN DR | 43110-9648 | Active | A150947 | WILKINS | 720A | PVB | 0.750 | 88585 | RIGHT HAND SIDE OF HOUSE
6459 | CHELSEA GLEN DR | 43110 | Active | OE-2214 | WATTS | 957 | RP | 4.000 | 3618098 | HOT BOX AT PIT XST FROM 6460 CHELSEA GLEN
6459 | CHELSEA GLEN DR | 43110 | Active | 23583 | WATTS | 007M1QT | DC | 0.750 | 3620013 | IN PIT AT FRONT
6459 | CHELSEA GLEN DR | 43110 | Active | 1157301214 | WATTS | 774 | DCDA | 6.000 | 3620012 | IN PIT AT FRONT XST FROM 6460 CHELSEA GLEN
3996 | CHELSEA GREEN E | 43054 | Active | T147045 | WILKINS | 720A | PVB | 0.750 | 102727 | Left side of house
4006 | CHELSEA GREEN E | 43054 | Active | 373174 | WATTS | 800MQT | PVB | 0.750 | 103044 | LEFT FRONT CORNER OF HOUSE
4007 | CHELSEA GREEN E | 43054 | Active | CB006252 | WILKINS | 720A | PVB | 0.750 | 103204 | RIGHT CENTER
4016 | CHELSEA GREEN E | 43054 | Active | T085827 | WILKINS | 720A | PVB | 0.750 | 102481 | LEFT SIDE OF HOUSE
4017 | CHELSEA GREEN E | 43054 | Active | CB674877 | WILKINS | 720A | PVB | 0.750 | 102785 | LEFT FRONT CORNER OF HOUSE
4026 | CHELSEA GREEN E | 43054 | Active | T084820 | WILKINS | 720A | PVB | 0.750 | 102725 | SOUTH SIDE OF HOUSE
4036 | CHELSEA GREEN E | 43054 | Active | 352275 | WATTS | 800M4QT | PVB | 0.750 | 100971 | RIGHT FRONT
4037 | CHELSEA GREEN E | 43054 | Active | T075217 | WILKINS | 720A | PVB | 0.750 | 101229 | LEFT REAR OF HOUSE
4046 | CHELSEA GREEN E | 43054- | Active | G218043 | WILKINS | 720A | PVB | 0.750 | 95970 | RIGHT CENTER
4047 | CHELSEA GREEN E | 43054 | Active | WF209 | CONBRACO | PVB | PVB | 0.750 | 101249 | RIGHT SIDE OF HOUSE
4056 | CHELSEA GREEN E | 43054 | Active | G251166 | WILKINS | 720A | PVB | 0.750 | 100162 | LEFT SIDE
4060 | CHELSEA GREEN E | 43054- | Active | A04025 | WATTS | 009M3QT | RP | 0.750 | 3599457 | SE OF PARK/GREEN SPACE IFO 4037 CHLS GRN E IN BUSHES AT METER BOX
4066 | CHELSEA GREEN E | 43054 | Active | T013505 | WILKINS | 720A | PVB | 0.750 | 100015 | LEFT SIDE
4076 | CHELSEA GREEN E | 43054- | Active | F023726 | WILKINS | 720A | PVB | 0.750 | 3609712 | LEFT SIDE OF HOUSE
4086 | CHELSEA GREEN E | 43054- | Active | G125139 | WILKINS | 720A | PVB | 0.750 | 95436 | LEFT SIDE OF HOUSE
4008 | CHELSEA GREEN W | 43054 | Active | T146427 | WILKINS | 720A | PVB | 0.750 | 103754 | LEFT SIDE OF HOUSE
4018 | CHELSEA GREEN W | 43054 | Active | CB016374 | WILKINS | 720A | PVB | 0.750 | 103324 | RIGHT SIDE OF HOUSE
4025 | CHELSEA GREEN W | 43054 | Active | CB016509 | WILKINS | 720A | PVB | 0.750 | 103753 | LEFT FRONT CORNER
4035 | CHELSEA GREEN W | 43054 | Active | T182881 | WILKINS | 720A | PVB | 0.750 | 3603847 | LEFT SIDE
4048 | CHELSEA GREEN W | 43054- | Active | T021804 | WILKINS | 720A | PVB | 0.750 | 97504 | right side
4055 | CHELSEA GREEN W | 43054 | Active | T034335 | WILKINS | 720A | PVB | 0.750 | 100657 | LEFT SIDE
4065 | CHELSEA GREEN W | 43054 | Active | T038739 | WILKINS | 720A | PVB | 0.750 | 100328 | RIGHT SIDE
4075 | CHELSEA GREEN W | 43054 | Active | T013502 | WILKINS | 720A | PVB | 0.750 | 99833 | RIGHT SIDE OF FRONT OF HOUSE
4085 | CHELSEA GREEN W | 43054- | Active | G225873 | WILKINS | 720A | PVB | 0.750 | 95600 | LEFT SIDE OF HOUSE
5005 | CHELSEA GREEN W | 43054 | Active | 351655 | WATTS | 800M4QT | PVB | 0.750 | 100972 | LEFT SIDE OF HOUSE
1941 | CHELSEA RD | 43212-1943 | Active | T191701 | WILKINS | 720A | PVB | 0.750 | 100712 | Right Front
2014 | CHELSEA RD | 43212-1944 | Active | CB489382 | WILKINS | 720 | PVB | 0.750 | 3389359 | FRONT OF HOUSE RIGHT SIDE
4015 | CHELSEA W GRN | 43054 | Active | CB113278 | WILKINS | 720A | PVB | 0.750 | 3615263 | RIGHT SIDE
4028 | CHELSEA W GRN | 43054 | Active | 345238 | WATTS | 800M4FR | PVB | 0.750 | 101813 | LEFT FRONT
4038 | CHELSEA W GRN | 43054 | Active | 354446 | WATTS | 800M4QT | PVB | 0.750 | 101439 | RIGHT SIDE OF HOUSE
4095 | CHELSEA W GRN | 43054 | Active | T041440 | WILKINS | 720A | PVB | 0.750 | 100579 | LEFT SIDE OF HOUSE
2090 | CHELTENHAM RD | 43220-4343 | Active | M45896 | WATTS | 800M4QT | PVB | 0.750 | 90058 | FRONT LEFT OF DOOR
2101 | CHELTENHAM RD | 43220-4342 | Active | DK9117 | FEBCO | 765 | PVB | 0.750 | 87268 | LEFT SIDE OF HOUSE
2111 | CHELTENHAM RD | 43220-4342 | Active | 64028 | WATTS | 800 | PVB | 1.000 | 57329 | FRONT OF HOUSE
2170 | CHELTENHAM RD | 43220-4345 | Active | DK6737 | FEBCO | 765 | PVB | 0.750 | 90059 | FRONT OF HOUSE
2190 | CHELTENHAM RD | 43220-4319 | Active | 56587 | FEBCO | 765 | PVB | 1.000 | 57553 | LEFT SIDE OF HOUSE
2208 | CHELTENHAM RD | 43220-4319 | Active | T471126 | WILKINS | 720A | PVB | 1.000 | 101255 | FRONT BY PORCH
2220 | CHELTENHAM RD | 43220-4319 | Active | 32026 | WATTS | 800QT | PVB | 0.750 | 57648 | LEFT SIDE OF HOUSE
2234 | CHELTENHAM RD | 43220-4319 | Active | 543829 | WILKINS | 720A | PVB | 1.000 | 57698 | FRONT OF HOUSE
2258 | CHELTENHAM RD | 43220-4306 | Active | G005468 | WILKINS | 720A | PVB | 1.000 | 57795 | WEST SIDE OF HOUSE
3992 | CHELTON PL | 43220-4618 | Active | CB081398 | WILKINS | 720A | PVB | 0.750 | 3389392
4885 | CHERRY BOTTOM RD | 43230-4535 | Due Install |  |  |  | RP |  | 3389432
4885 | CHERRY BOTTOM RD | 43230-4535 | Due Install |  |  |  | DCDA |  | 3640739
5364 | CHERRY BOTTOM RD | 43230- | Due Install |  |  |  | RP |  | 3389447
5637 | CHERRY BOTTOM RD | 43230 | Active | VL-0995 | AMES | 500 | RPDA | 8.000 | 3653135 | HOTBOX
5637 | CHERRY BOTTOM RD | 43230 | Active | VI-2694 | AMES | COLT400 | RP | 3.000 | 3653134 | HOTBOX SE CORNER
5637 | CHERRY BOTTOM RD | 43230 | Active | 92698 | WATTS | LF919QT | RP | 0.750 | 3653137 | HOTBOX
5731 | CHERRY BOTTOM RD | 43230 | Active | 84002 | WATTS | 919QT | RP | 0.750 | 3644721 | NE GARAGES E MAN DOOR
5731 | CHERRY BOTTOM RD | 43230 | Active | OA-0167 | AMES | COLT 500 | RPDA | 8.000 | 3644720 | METER/RISER ROOM NE GARAGES E MAN DOOR
5731 | CHERRY BOTTOM RD | 43230 | Active | UA-1182 | AMES | COLT 400 | RP | 4.000 | 3644719 | NE GARAGES E MAN DOOR AT WATER METER
5731 | CHERRY BOTTOM RD | 43230 | Not Required by DOW | 71022 | WATTS | 919QT | RP | 1.000 | 3646566 | CLUBHOUSE AT SERVICE ENTRANCE
5225 | CHERRY CREEK N PKWY | 43228- | Not Required by DOW | 26295 | WATTS | 009QT | RP | 0.750 | 66451 | 1ST FLOOR MECHANICAL ROOM
5225 | CHERRY CREEK N PKWY | 43228- | Due Install |  |  |  | DCDA | 6.000 | 3632744
5225 | CHERRY CREEK N PKWY | 43228- | Active | L05962 | WILKINS | 375 | RP | 3.000 | 66452 | MECH ROOM
5307 | CHERRY CREEK N PKWY | 43228- | Due Install |  |  |  | RP | 6.000 | 3389585
6181 | CHERRY HILL DR | 43213-3317 | Active | 51575 | WATTS | 009QT | RP | 1.000 | 90063 | east end of basement
648 | CHERRY HILL E CT | 43230- | Due Install |  |  |  | RP | 6.000 | 3389679
2716 | CHERRY TREE CT | 43123-2104 | Active | CB994501 | WILKINS | 720 | PVB | 0.750 | 3389822 | REAR YARD INSIDE FENCE BY AC
2739 | CHERRY TREE CT | 43123-2103 | Active | 088331 | FEBCO | 765 | PVB | 0.750 | 59135 | RIGHT SIDE OF HOUSE
815 | CHERRYFIELD AVE | 43235-1757 | Active | H550238 | FEBCO | 765 | PVB | 1.000 | 73419 | LEFT SIDE
827 | CHERRYFIELD AVE | 43235-1757 | Active | T060776 | WILKINS | 720A | PVB | 1.000 | 3609506 | LEFT FRONT
839 | CHERRYFIELD AVE | 43235-1757 | Active | 32018 | WATTS | 800M4QT | PVB | 0.750 | 73773 | LEFT SIDE REAR CORNER
868 | CHERRYFIELD AVE | 43235-1759 | Active | H428949 | Wilkins | 720A | PVB | 0.750 | 74177 | LEFT SIDE OF HOUSE
880 | CHERRYFIELD AVE | 43235-1759 | Active | CB157649 | Wilkins | 720A | PVB | 1.000 | 74304 | RIGHT SIDE OF HOME
896 | CHERRYFIELD AVE | 43235-1769 | Active | F10425 | FEBCO | 765 | PVB | 1.000 | 3389905 | BACK OF HOUSE
909 | CHERRYFIELD AVE | 43235-1770 | Active | 42801 | FEBCO | 765 | PVB | 1.000 | 74530 | RIGHT FRONT
921 | CHERRYFIELD AVE | 43235-1770 | Active | CB333287 | WILKINS | 720 | PVB | 0.750 | 3389909 | RIGHT SIDE OF HOUSE
974 | CHERRYFIELD AVE | 43235-1706 | Active | H616797 | FEBCO | 765 | PVB | 0.750 | 99638 | FRONT OF HOUSE
1007 | CHERRYFIELD AVE | 43235-1750 | Active | CB454724 | WILKINS | 720 | PVB | 0.750 | 3389916 | LEFT FRONT OF HOUSE
1016 | CHERRYFIELD AVE | 43235-1706 | Active | HE75415 | FEBCO | 765 | PVB | 1.000 | 53625 | LEFT REAR
1030 | CHERRYFIELD AVE | 43235-1706 | Active | H737456 | FEBCO | 765 | PVB | 1.000 | 53668 | RIGHT OF FRONT DOOR
7641 | CHERRYFIELD PL | 43235-1709 | Active | T289413 | WILKINS | 720A | PVB | 0.750 | 3389922 | LEFT FROM
7642 | CHERRYFIELD PL | 43235-1709 | Active | BM5631 | FEBCO | 765 | PVB | 0.750 | 90062 | RIGHT OF FRONT DOOR
7656 | CHERRYFIELD PL | 43235-1709 | Active | CB000334 | WILKINS | 720A | PVB | 0.750 | 3389924 | LEFT OF FRONT DOOR
5520 | CHERRYWOOD RD | 43229-4316 | Active | ABP3650 | WILKINS | 975XL2 | RP | 1.000 | 3652710 | BATHROOM AT METER
1177 | CHESAPEAKE AVE | 43212-2238 | Active | 1627467 | WILKINS | 975XL | RP | 0.750 | 3390029 | IN CLOSET IN UNIT 1171
1183 | CHESAPEAKE AVE | 43212-2238 | Active | 90001 | WATTS | LF909QT | RP | 0.750 | 3390030 | CENTER EAST WALL PANEL ACCESS AT WATER METER
1295 | CHESAPEAKE AVE | 43212-2169 | Active | RB1454 | WATTS | 957 | RP | 3.000 | 3622983 | MECHANICAL ROOM
1295 | CHESAPEAKE AVE | 43212-2169 | Active | 26499 | WATTS | 007M1PCQT | DC | 0.750 | 3628298
1295 | CHESAPEAKE AVE | 43212-2169 | Active | 1910680317 | AMES | 3000DCDA | DCDA | 6.000 | 3628297
1393 | CHESAPEAKE AVE | 43212 | Active | N1302151231 | FEBCO | 880V | RP | 3.000 | 103612 | AT WATER METER EAST BLDG
1428 | CHESAPEAKE AVE | 43212 | Active | 18781 | WATTS | 919QT | RP | 1.500 | 3608161 | MECHANICAL ROOM, 1428 - WMR
1428 | CHESAPEAKE AVE | 43212 | Not Required by DOW | 3980494 | WILKINS | 975XL | RP | 1.250 | 3613286 | METER ROOM
1433 | CHESAPEAKE AVE | 43212 | Not Required by DOW | 060249 | WATTS | LF009M2QT | RP | 1.500 | 3618078 | RISER ROOM BLDG 23 1395 1/2 Chambers Rd
1433 | CHESAPEAKE AVE | 43212 | Not Required by DOW | 060250 | WATTS | LF009M2QT | RP | 2.000 | 3618079 | RISER ROOM BLDG 24 1397 1/2 Chambers Ave
1433 | CHESAPEAKE AVE | 43212 | Active | 25620 | WATTS | 919AQT | RP | 2.000 | 3609379 | E SIDE MECH RM
1433 | CHESAPEAKE AVE | 43212 | Not Required by DOW | 3945019 | WILKINS | 975XL2 | RP | 1.250 | 3613325 | E SIDE MECH RM
1433 | CHESAPEAKE AVE | 43212 | Not Required by DOW | 060247 | WATTS | LF009M2QT | RP | 2.000 | 3618076 | RISER ROOM BLDG 21 1409 1/2 Chambers Ave
1433 | CHESAPEAKE AVE | 43212 | Not Required by DOW | 033022 | WATTS | LF009M2QT | RP | 1.500 | 3618077 | RISER ROOM BLDG 18 1411 Chambers Ave
1458 | CHESAPEAKE AVE | 43212 | Active | 3980489 | WILKINS | 975XL | RP | 1.250 | 3654641
1458 | CHESAPEAKE AVE | 43212 | Active | 17471 | WATTS | 919QT | RP | 1.500 | 3607731 | WATER ROOM
1532 | CHESAPEAKE AVE | 43212 | Not Required by DOW | 023818 | WATTS | LF009M2QT | RP | 1.500 | 3618073 | RISER ROOM BLDG 1
1532 | CHESAPEAKE AVE | 43212 | Not Required by DOW | 052339 | WATTS | LF009M2QT | RP | 2.000 | 3618072 | RISER ROOM BLDG 4
1532 | CHESAPEAKE AVE | 43212 | Not Required by DOW | 052414 | WATTS | LF009M2QT | RP | 2.000 | 3618074 | RISER ROOM BLDG 3
1532 | CHESAPEAKE AVE | 43212 | Not Required by DOW | 054956 | WATTS | LF009M2QT | RP | 2.000 | 3618075 | RISER ROOM BLDG 8
1532 | CHESAPEAKE AVE | 43212 | Not Required by DOW | 22969 | WATTS | LF009M2QT | RP | 1.500 | 3618137 | MECH CLOSET BLDG #2
1532 | CHESAPEAKE AVE | 43212 | Active | PJ-1762 | WATTS | 957 | RP | 3.000 | 3618139 | MECH RM E SIDE OF BLDG
1532 | CHESAPEAKE AVE | 43212 | Not Required by DOW | 050937 | WATTS | LF009M2QT | RP | 2.000 | 3616694 | RISER ROOM BLDG 14
1532 | CHESAPEAKE AVE | 43212 | Not Required by DOW | 022957 | WATTS | LF009M2QT | RP | 1.500 | 3618070 | RISER ROOM BLDG 11
1532 | CHESAPEAKE AVE | 43212 | Not Required by DOW | 050945 | WATTS | LF009M2QT | RP | 2.000 | 3618071 | RISER ROOM BLDG 7
1215 | CHESAPEAKE AVE UNIT 1211 | 43212-2238 | Active | 500115 | WATTS | 800M4QT | PVB | 0.750 | 95877 | FRONT OF BLDG 1211 BY GAS
1215 | CHESAPEAKE AVE UNIT 1211 | 43212-2238 | Due Install |  |  |  | RP |  | 3632745
1145 | CHESAPEAKE AVE UNIT A B D | 43212-2284 | Active | 11589 | AMES | 2000BM3 | DC | 0.750 | 93907
1145 | CHESAPEAKE AVE UNIT A B D | 43212-2284 | Due Install |  |  |  | RP | 1.500 | 3639396
1145 | CHESAPEAKE AVE UNIT A B D | 43212-2284 | Active | HK1050 | AMES | 3000CIV | DCDA | 6.000 | 93906 | NORTH WALL IN UNIT A AND B
1145 | CHESAPEAKE AVE UNIT C F G | 43212-2284 | Due Install |  |  |  | RP |  | 3390027 | WATER METER IN 1145-L BASEMENT
2070 | CHESHIRE RD | 43221-4131 | Active | 017888 | WATTS | LF800M4 | PVB | 1.000 | 3610179 | RIGHT SIDE
2080 | CHESHIRE RD | 43221-4131 | Active | H893546 | FEBCO | 765 | PVB | 1.000 | 3390124 | RIGHT SIDE OF HOUSE
2085 | CHESHIRE RD | 43221-4130 | Active | CAB30878 | WILKINS | 720A | PVB | 0.750 | 3390125 | FRONT CENTER
2090 | CHESHIRE RD | 43221-4131 | Active | T418358 | WILKINS | 720A | PVB | 0.750 | 3390126 | LEFT SIDE
2120 | CHESHIRE RD | 43221-4133 | Active | H169793 | FEBCO | 765 | PVB | 1.000 | 57348 | LEFT SIDE OF HOUSE
2125 | CHESHIRE RD | 43221-4132 | Active | F10543 | FEBCO | 765 | PVB | 1.000 | 92043 | LEFT SIDE
2131 | CHESHIRE RD | 43221-4132 | Active | A13343 | WILKINS | 720A | PVB | 0.750 | 57401 | FRONT AT LEFT OF DOOR
2138 | CHESHIRE RD | 43221-4133 | Active | 42871 | FEBCO | 765 | PVB | 1.000 | 3390132 | FRONT OF HOUSE
2139 | CHESHIRE RD | 43221-4132 | Active | 117532 | FEBCO | 765 | PVB | 1.000 | 102528 | LEFT FRONT CORNER
2146 | CHESHIRE RD | 43221 | Active | H663055 | FEBCO | 765 | PVB | 0.750 | 102110 | RIGHT SIDE OF HOUSE
2156 | CHESHIRE RD | 43221 | Active | H673964 | FEBCO | 765 | PVB | 0.750 | 102126 | REAR OF HOUSE
2165 | CHESHIRE RD | 43221-4132 | Active | CAA34639 | WILKINS | 720A | PVB | 0.750 | 98658 | FRONT RIGHT OF DOOR IN PLANTER BEHIND PLANT
2591 | CHESTER RD | 43221-3307 | Active | T391025 | WILKINS | 720A | PVB | 0.750 | 3648652 | LEFTSIDE OF HOME
2648 | CHESTER RD | 43221-3308 | Active | CB556057 | WILKINS | 720A | PVB | 0.750 | 3390198 | RIGHT FRONT BY DRIVEWAY
771 | CHESTNUT GROVE DR | 43004-5064 | Active | EA2124 | WATTS | 957 | RP | 3.000 | 72602 | MECH ROOM
771 | CHESTNUT GROVE DR | 43004-5064 | Active | 59118 | WATTS | 007QT | DC | 0.750 | 72601 | METER PIT
771 | CHESTNUT GROVE DR | 43004-5064 | Active | 1307031203 | AMES | 3000SS | DCDA | 6.000 | 72600 | METER PIT
3874 | CHESTNUT HILL #6770 DR | 43230 | Active | 18861 | WATTS | 007M2QT | DC | 0.750 | 99086 | NW PROP IN PIT
3874 | CHESTNUT HILL #6770 DR | 43230 | Active | NI-0254 | WATTS | 957 | RP | 3.000 | 99084 | NW PROPERTY IN HOT BOX
3874 | CHESTNUT HILL #6770 DR | 43230 | Active | 113580 | WATTS | 774 | DCDA | 8.000 | 99085 | NW PROP IN PIT
3979 | CHESTNUT HILL DR | 43230- | Active | 500116 | WILKINS | 720A | PVB | 1.500 | 62408 | 6108 CHESTNUT RIDGE DR, YARD AT FRONT ENTRANCE
3979 | CHESTNUT HILL DR | 43230- | Due Install |  |  |  | RP |  | 3638841 | 6108 CHESTNUT RIDGE DR, YARD AT FRONT ENTRANCE
3979 | CHESTNUT HILL DR | 43230- | Due Install |  |  |  | DCDA |  | 3638842 | 6108 CHESTNUT RIDGE DR, YARD AT FRONT ENTRANCE
4141 | CHESTNUT HILL DR | 43230 | Active | 21551 | WATTS | 919AQT | RP | 2.000 | 102789 | METER HOUSE
4141 | CHESTNUT HILL DR | 43230 | Active | 146581111 | WATTS | 774 | DC | 6.000 | 103005 | 4120 QUENTIN BLVD, WATER METER ROOM
4141 | CHESTNUT HILL DR | 43230 | Active | MK0670 | WATTS | 957RPDA-GV | RPDA | 3.000 | 103004 | 4120 QUENTIN BLVD, WATER METER ROOM
4141 | CHESTNUT HILL DR | 43230 | Active | 18601 | WATTS | 007M1PCQT | DC | 0.750 | 103003 | 4120 QUENTIN BLVD, WATER METER ROOM
2352 | CHETFIELD PL | 43065-9236 | Active | 677023 | WATTS | 800QT | PVB | 1.000 | 58049 | EAST SIDE OF HOUSE
7761 | CHETWOOD CLOSE | 43054-8850 | Active | 746618 | WILKINS | 720A | PVB | 0.750 | 72723 | LEFT SIDE
7762 | CHETWOOD CLOSE | 43054-8850 | Active | H096072 | FEBCO | 765 | PVB | 0.750 | 72725 | FRT OF HSE
7763 | CHETWOOD CLOSE | 43054-8850 | Active | F031621 | WILKINS | 720A | PVB | 0.750 | 72730 | FRONT OF HOUSE
7765 | CHETWOOD CLOSE | 43054-8850 | Active | H008553 | FEBCO | 765 | PVB | 0.750 | 72735 | LEFT SIDE OF HOUSE
3799 | CHEVINGTON RD | 43220-4716 | Active | 94741 | FEBCO | 765 | PVB | 1.000 | 61792 | FRONT OF HOUSE
3800 | CHEVINGTON RD | 43220-4719 | Active | CAB54382 | WILKINS | 720A | PVB | 1.000 | 102607 | FRONT OF HOUSE
3811 | CHEVINGTON RD | 43220-4718 | Active | 4247615 | WILKINS | 975XL | RP | 0.750 | 3390775 | IN BASMENT ABOVE SUMP PUMP
3882 | CHEVINGTON RD | 43220-4719 | Active | HH33265 | FEBCO | 765 | PVB | 1.000 | 62045 | REAR OF HOUSE
3936 | CHEVINGTON RD | 43220-4721 | Active | 385569 | WILKINS | 420 | PVB | 1.000 | 3390792 | FRONT LEFT RIGHT OF GARAGE
1236 | CHEVIOT CT | 43220-7204 | Active | CB833178 | WILKINS | 720A | PVB | 0.750 | 3390803 | Left side
5116 | CHEVY CHASE CT | 43220-2310 | Active | G205067 | WILKINS | 720A | PVB | 0.750 | 89967 | LEFT SIDE OF HOUSE
5143 | CHEVY CHASE CT | 43220 | Active | 062815 | WATTS | LF009M2QT | RP | 1.500 | 3636937 | HOTBOX THAT LOOKS LIKE ROCK
5152 | CHEVY CHASE CT | 43220-2310 | Active | A133493 | WILKINS | 720A | PVB | 0.750 | 66170 | OUTSIDE REAR OF HOUSE
5221 | CHEVY CHASE CT | 43220-2310 | Active | 52353 | WATTS | 009M2PCQT | RP | 0.750 | 66444 | IN LOWER LEVEL BEDROOM CLOSET AT DEDUCT METER
40 | CHICAGO AVE | 43222-1132 | Active | 00838 | AMES | 2000B | DC | 0.750 | 104144 | BASEMENT RISER ROOM
40 | CHICAGO AVE | 43222-1132 | Active | L18752 | WILKINS | 375 | RP | 3.000 | 62504 | MECH ROOM NEXT TO METER, NORTH SIDE MECH ROOM
40 | CHICAGO AVE | 43222-1132 | Active | 22381 | WATTS | 919AQT | RP | 2.000 | 104142 | BASEMENT MECHANICAL ROOM, NEXT TO SPRINKLER RISER SSOUTH SIDE MECH ROOM
40 | CHICAGO AVE | 43222-1132 | Active | 1814060713 | AMES | 3000SS | DCDA | 4.000 | 104143 | BASEMENT RISER ROOM
575 | CHILDRENS CROSSROAD | 43205 | Not Required by DOW | ACD8477 | WILKINS | 975XL2 | RP | 2.000 | 3652477 | 7TH FLOOR MECH ROOM
575 | CHILDRENS CROSSROAD | 43205 | Not Required by DOW | 3048933 | WILKINS | 950XLT | DC | 1.500 | 101076 | WB-RB3 WB0100
575 | CHILDRENS CROSSROAD | 43205 | Not Required by DOW | ACD8529 | WILKINS | 975XL2 | RP | 2.000 | 3652475
575 | CHILDRENS CROSSROAD | 43205 | Not Required by DOW | 341576 | WATTS | 800M4FR | PVB | 0.750 | 101077 | WB-RB3 WB0336
575 | CHILDRENS CROSSROAD | 43205 | Not Required by DOW | 341552 | WATTS | 800M4FR | PVB | 0.750 | 101078 | WB-RB3 WB0338
575 | CHILDRENS CROSSROAD | 43205 | LPS - Active | [5 empty] | 3626677
575 | CHILDRENS CROSSROAD | 43205 | Not Required by DOW | 4597665 | WILKINS | 975XL2 | RP | 0.750 | 3635796 | 2ND FLOOR AUTOCLAVE ROOM LEFT SIDE OF ROOM
575 | CHILDRENS CROSSROAD | 43205 | Not Required by DOW | 3374533 | WILKINS | 950XL | DC | 1.000 | 101079 | WB-RB3 EB0342
575 | CHILDRENS CROSSROAD | 43205 | Not Required by DOW | 3108137 | WILKINS | 950XLT | DC | 1.250 | 101825 | L-1 NORTH GLASSWARE WASHER
575 | CHILDRENS CROSSROAD | 43205 | Not Required by DOW | 3539956 | WILKINS | 950XL | DC | 1.250 | 101824 | L-1 SOUTH GLASSWARE WASHER
575 | CHILDRENS CROSSROAD | 43205 | Not Required by DOW | 37902 | WATTS | 375A | RP | 3.000 | 101066 | WB-RB3 7TH FLOOR PH
575 | CHILDRENS CROSSROAD | 43205 | Not Required by DOW | 348735 | WATTS | 800M4FR | PVB | 0.750 | 101080 | WB-RB3 WB0374
575 | CHILDRENS CROSSROAD | 43205 | Not Required by DOW | 348096 | WATTS | 800M4FR | PVB | 0.750 | 101081 | WB-RB3 WB0377
575 | CHILDRENS CROSSROAD | 43205 | Not Required by DOW | 21184 | WILKINS | 375A | RP | 3.000 | 101065 | WB-RB3 7TH FLOOR PH
575 | CHILDRENS CROSSROAD | 43205 | Not Required by DOW | 3452385 | WILKINS | 950XL | DC | 1.000 | 101064 | WB-RB3 WB6257 6TH FLOOR
575 | CHILDRENS CROSSROAD | 43205 | Not Required by DOW | 336201 | WATTS | 800M4FR | PVB | 0.750 | 101082 | WB-RB3 WB0377
575 | CHILDRENS CROSSROAD | 43205 | Not Required by DOW | 3471491 | WILKINS | 950XL | DC | 1.500 | 101075 | WB-RB3 WB0012
575 | CHILDRENS CROSSROAD | 43205 | Not Required by DOW | 3104362 | WILKINS | 950XLT | DC | 1.500 | 101074 | WB-RB# WB0017
575 | CHILDRENS CROSSROAD | 43205 | Not Required by DOW | 3104366 | WILKINS | 950XLT | DC | 1.500 | 101073 | WB-RB3 WB0017
575 | CHILDRENS CROSSROAD | 43205 | Not Required by DOW | 3471492 | WILKINS | 950XL | DC | 1.500 | 101072 | WB-RB3 WB0017
575 | CHILDRENS CROSSROAD | 43205 | Not Required by DOW | 3471484 | WILKINS | 950XL | DC | 1.500 | 101071 | WB-RB3 WB0017
575 | CHILDRENS CROSSROAD | 43205 | Not Required by DOW | 3474403 | WILKINS | 950XL | DC | 1.000 | 101070 | WB-RB3 WB0017
575 | CHILDRENS CROSSROAD | 43205 | Not Required by DOW | 3467030 | WILKINS | 975XL | RP | 1.250 | 101823 | WP RIGHT OF FRONT DOOR GENERATOR BUILDING
575 | CHILDRENS CROSSROAD | 43205 | Not Required by DOW | A85199 | WATTS | 009QT | RP | 0.500 | 101759 | 6TH FL ABOVE CEILING AREA B BY DARK ROOM
575 | CHILDRENS CROSSROAD | 43205 | Not Required by DOW | 3374508 | WILKINS | 950XL | DC | 1.000 | 101068 | WB-RB3 WB4257 4TH FLOOR
575 | CHILDRENS CROSSROAD | 43205 | Not Required by DOW | 3539955 | WILKINS | 950XL | DC | 1.250 | 101067 | WB-RB3 WB1250
575 | CHILDRENS CROSSROAD | 43205 | Not Required by DOW | 3471487 | WILKINS | 950XL | DC | 1.500 | 101069 | WB-RB3 WB0012
575 | CHILDRENS CROSSROAD | 43205 | Not Required by DOW | 341556 | WATTS | 800M4FR | PVB | 0.750 | 101083 | WB-RB3 WB0378
575 | CHILDRENS CROSSROAD | 43205 | Not Required by DOW | 16763 | WILKINS | 375A | RP | 4.000 | 101061 | WB-RB3 BASEMENT EQ. Rm
575 | CHILDRENS CROSSROAD | 43205 | Not Required by DOW | 03149 | WATTS | 919 | RP | 0.500 | 101758 | 4TH FL ABOVE CEILING BY DARK ROOM
575 | CHILDRENS CROSSROAD | 43205 | LPS - Active | [5 empty] | 3638337 | L-1 SOUTH GLASSWARE WASHER
575 | CHILDRENS CROSSROAD | 43205 | Not Required by DOW | 3391350 | WILKINS | 975XL | RP | 2.000 | 101084 | WB-RB3 Basement EQ RM
575 | CHILDRENS CROSSROAD | 43205 | Active | VF-1253 | WATTS | 957 | RP | 10.000 | 3653498
575 | CHILDRENS CROSSROAD | 43205 | Active | VF-1233 | WATTS | 957 | RP | 10.000 | 3653497
575 | CHILDRENS CROSSROAD | 43205 | Active | X54567 | WILKINS | 375A | RP | 10.000 | 3654565
630 | CHILDRENS DR | 43205-2649 | Not Required by DOW | 3426636 | WILKINS | 975XL | RP | 0.750 | 100875 | "D" BLDG LOWER LEVEL ROOM D 00300
630 | CHILDRENS DR | 43205-2649 | Not Required by DOW | B04416 | WATTS | 009M3PCQT | RP | 0.750 | 100876 | D BLDG ROOM D 00125 hood cleaning cabinet serving area
630 | CHILDRENS DR | 43205-2649 | Active | L55455 | WILKINS | 375 | RP | 10.000 | 98128 | "D" Bldg Rm #D00802 (Water Service Rm)
630 | CHILDRENS DR | 43205-2649 | Not Required by DOW | B26733 | WATTS | 009M3PCQT | RP | 0.750 | 100877 | D BLDG-LOWER LVL-RM D00400.05 HOOD CLEAN CAB GAYLORD C-6000 (RT UNIT)
630 | CHILDRENS DR | 43205-2649 | Not Required by DOW | A92219 | WATTS | 009M3PCQT | RP | 0.750 | 100880 | D BLDG-LOWER LVL-RM D 00400.05 HOOD CLEAN CAB GAYLORD C-6000 (LT UNIT)
630 | CHILDRENS DR | 43205-2649 | Not Required by DOW | 3313803 | WILKINS | 975XL | RP | 2.000 | 100881 | "D" BLDG 6TH FLOOR MECHANICAL ROOM - (WEST, CENTER) ROOM D06103
630 | CHILDRENS DR | 43205-2649 | Not Required by DOW | 20005 | WATTS | 008PCQT | SVB | 0.750 | 100882 | D BLDG TRASH CHUTE ROOM (west) 0-12202 12TH FLOOR
630 | CHILDRENS DR | 43205-2649 | Not Required by DOW | 19541 | WATTS | 008PCQT | SVB | 0.750 | 100883 | D BLDG TRASH CHUTE ROOM (east) D-12318 12TH FLOOR
630 | CHILDRENS DR | 43205-2649 | Not Required by DOW | 359710 | WATTS | 800M4FR | PVB | 0.750 | 101869 | "D" BLDG RM D01301 DECONTAMINATION RM TRAUMA CTR INSIDE BLDG E WALL
630 | CHILDRENS DR | 43205-2649 | Active | L55454 | WILKINS | 375 | RP | 10.000 | 98127 | "D" BLDG Rm #D00802 (Water Service Rm)
630 | CHILDRENS DR | 43205-2649 | Not Required by DOW | 358582 | WATTS | 800M4FR | PVB | 0.750 | 101870 | TRAUMA CENTER DECONTAMINATION SHOWER (INSIDE BLDG) WEST WALL
630 | CHILDRENS DR | 43205-2649 | Not Required by DOW | 3444106 | WILKINS | 975 | RP | 2.000 | 3618266 | D13 MECHANICAL ROOM
630 | CHILDRENS DR | 43205-2649 | Not Required by DOW | 3706372 | WILKINS | 975XL2 | RP | 1.500 | 102563 | "D" BLDG 1ST FL RM #D01205 JANITOR'S CLOSET
630 | CHILDRENS DR | 43205-2649 | Not Required by DOW | 3703624 | WILKINS | 975 | RP | 1.500 | 102562 | D BLDG 2ND FL JANITOR'S D02101 RM
3599 | CHILLER LN | 43219-6029 | Not Required by DOW | 468111 | WILKINS | 950 | DC | 1.500 | 61200 | SOUTH WALL METER SETTING -LIMITED FIRE NEAR WATER MTR
3599 | CHILLER LN | 43219-6029 | Not Required by DOW | 453482 | WATTS | 909QT | RP | 0.750 | 61199 | IN MECHANICAL ROOM NEXT TO MENS ROOM NORTH SIDE MOP CLOSET NEXT TO MENS ROOM
3599 | CHILLER LN | 43219-6029 | Active | 108767 | WATTS | 009QT | RP | 2.000 | 61198 | SOUTHEND OF BLDG E OF ENTRANCE DOOR AT WATER METER
3600 | CHILLER LN | 43219-6026 | Not Required by DOW | 537805 | WILKINS | 975 | RP | 0.750 | 61229 | PUMP ROOM
3600 | CHILLER LN | 43219-6026 | Active | 124532 | WATTS | 007M1QT | DC | 0.750 | 61226 | METER ROOM AT SE CORNER OF THE BUILDING
3600 | CHILLER LN | 43219-6026 | Active | 23329 | WATTS | 009M2QT | RP | 2.000 | 61227 | AT METER SE CORNER
3600 | CHILLER LN | 43219-6026 | Active | 31M1016 | AMES | 3000SS | DCDA | 6.000 | 61228 | METER ROOM AT S.E. CORNER OF THE BUILDING
7624 | CHIMES CT | 43235-1454 | Active | 3101A | FEBCO | 765 | PVB | 1.000 | 89968 | SOUTH SIDE OUTSIDE IN BUSHES
7636 | CHIMES CT | 43235-1454 | Active | 266244 | WATTS | 800QT | PVB | 1.000 | 72383 | LEFT SIDE FRONT
8201 | CHIPPENHAM DR | 43016-8281 | Active | 835431 | WILKINS | 720A | PVB | 1.000 | 73503 | RIGHT SIDE
8202 | CHIPPENHAM DR | 43016-8277 | Active | G213888 | WILKINS | 720A | PVB | 0.750 | 73507 | RIGHT HAND SIDE
8210 | CHIPPENHAM DR | 43016-8277 | Active | H447004 | FEBCO | 765 | PVB | 0.750 | 73529 | RIGHT SIDE OF HOUSE
8211 | CHIPPENHAM DR | 43016-8281 | Active | 186009 | WATTS | 009M3QT | RP | 0.750 | 73535 | LEFT FRONT
8235 | CHIPPENHAM DR | 43016-8282 | Active | FB5138 | FEBCO | 765 | PVB | 1.000 | 73577 | RIGHT HAND SIDE
8236 | CHIPPENHAM DR | 43016-8278 | Active | CB440993 | WILKINS | 720A | PVB | 1.000 | 73579 | RIGHT FRONT IN OFFSET
8243 | CHIPPENHAM DR | 43016-8282 | Active | 73416 | WATTS | 800QT | PVB | 0.750 | 73590 | RIGHT FRONT
8244 | CHIPPENHAM DR | 43016-8278 | Active | 673133 | WILKINS | 720A | PVB | 0.750 | 73591 | LEFT FRONT
8251 | CHIPPENHAM DR | 43016-8283 | Active | 95507 | WILKINS | 720A | PVB | 0.750 | 73607 | LEFT FRONT
8252 | CHIPPENHAM DR | 43016-8278 | Active | CAA46406 | WILKINS | 720A | PVB | 0.750 | 73608 | RIGHT FRONT
8260 | CHIPPENHAM DR | 43016-8278 | Active | 279595 | WILKINS | 720A | PVB | 0.750 | 73625 | FRONT OF HOUSE
8276 | CHIPPENHAM DR | 43016-8278 | Active | 821441 | WATTS | 800M4QT | PVB | 1.000 | 103693 | LEFT FRONT OUTSIDE
8284 | CHIPPENHAM DR | 43016-8278 | Active | A008672 | WILKINS | 720A | PVB | 0.750 | 73638 | BACK OF HOUSE
8298 | CHIPPENHAM DR | 43016-8279 | Active | 149908 | WATTS | 800M4QT | PVB | 1.000 | 73644 | RIGHT SIDE OF HOUSE
8338 | CHIPPENHAM DR | 43016-8280 | Active | AC1234 | FEBCO | 765 | PVB | 0.750 | 73718 | LEFT FRONT
1588 | CHIPPEWA CT | 43123-9717 | Active | 342761 | WATTS | 909QT | RP | 0.750 | 55482 | BASEMENT BY METER
3333 | CHIPPEWA ST | 43204-1654 | Not Required by DOW | 4720662 | WILKINS | 975XL2 | RP | 1.500 | 3638840
3333 | CHIPPEWA ST | 43204-1654 | Not Required by DOW | VH-0662 | AMES | COLT400 | RP | 4.000 | 3651604
3333 | CHIPPEWA ST | 43204-1654 | Not Required by DOW | VH-0696 | AMES | COLT400 | RP | 4.000 | 3651605
3333 | CHIPPEWA ST | 43204-1654 | Not Required by DOW | 11057 | WATTS | 009QT | RP | 1.000 | 60491 | MECH ROOM 1ST FLOOR
3333 | CHIPPEWA ST | 43204-1654 | Not Required by DOW | 187352 | WATTS | 909 | RP | 4.000 | 60492 | 3333 CHIPPEWA DRIVE, BASEMENT MECHANICAL ROOM
3333 | CHIPPEWA ST | 43204-1654 | Not Required by DOW | 187356 | WATTS | 909 | RP | 4.000 | 60493 | BASEMENT MECHANICAL ROOM--3333 CHIPPEWA DRIVE
3333 | CHIPPEWA ST | 43204-1654 | Not Required by DOW | N0806240625 | FEBCO | 870V | DC | 6.000 | 95649 | BASEMENT MECH ROOM
3333 | CHIPPEWA ST | 43204-1654 | Not Required by DOW | 293080 | WATTS | 009M2QT | RP | 1.000 | 3609364 | Chiller Mech Room 3333 Bldg
3333 | CHIPPEWA ST | 43204-1654 | Active | XB1379 | AMES | COLT 400 | RP | 6.000 | 3636484 | HEATED ENCLOSER BY THE METER PIT
3513 | CHIPSHOT CT | 43228-9490 | Active | 542786 | WATTS | 720A | PVB | 0.750 | 60939 | RIGHT SIDE OF HOUSE
3826 | CHISELHURST PL | 43220-4723 | Active | T189381 | WILKINS | 720A | PVB | 1.000 | 61874 | NORTH SIDE OF HOUSE
3855 | CHISELHURST PL | 43220-4722 | Active | T471021 | WILKINS | 720A | PVB | 1.000 | 100026 | BACK OF HOUSE
3903 | CHISELHURST PL | 43220-4724 | Active | T345596 | WILKINS | 720A | PVB | 0.750 | 62159 | REAR OF HOUSE
6880 | CHISWICK CT | 43054-7604 | Active | 01566 | WATTS | 800M4QT | PVB | 1.000 | 97924 | RIGHT REAR CORNER OF HOUSE
6881 | CHISWICK CT | 43054-7604 | Active | T304656 | WILKINS | 720A | PVB | 0.750 | 3613552 | FRONT OF HOUSE
6889 | CHISWICK CT | 43054-7604 | Active | F10436 | FEBCO | 765 | PVB | 1.000 | 70885 | NORTHWEST CORNER OF HOUSE
6890 | CHISWICK CT | 43054-7604 | Active | FA4195 | FEBCO | 765 | PVB | 1.000 | 70887 | WEST SIDE OF HOUSE
14 | CHITTENDEN AVE | 43201-4146 | Not Required by DOW | 41899 | WATTS | 919AQT | RP | 0.750 | 102427 | ISOLATION, BASEMENT, FOR UNIT 7
14 | CHITTENDEN AVE | 43201-4146 | Not Required by DOW | 41889 | WATTS | 919QT | RP | 0.750 | 103830 | 1644 N HIGH ST, BASEMENT
14 | CHITTENDEN AVE | 43201-4146 | Not Required by DOW | 59475 | WATTS | 919QT | RP | 0.750 | 3611691 | BASEMENT BY GAS METER
14 | CHITTENDEN AVE | 43201-4146 | Active | 20984 | WATTS | 919QT | RP | 2.000 | 3621253 | BASEMENT SOUTHWEST CORNER AT WATER METER
14 | CHITTENDEN AVE | 43201-4146 | Not Required by DOW | 41891 | WATTS | 919QT | RP | 0.750 | 3621254
14 | CHITTENDEN AVE | 43201-4146 | Not Required by DOW | 41892 | WATTS | 919QT | RP | 0.750 | 3621255 | BASEMENT UNIT 1645
14 | CHITTENDEN AVE | 43201-4146 | Not Required by DOW | 1276615 | WILKINS | 975XL2 | RP | 1.000 | 55510 | BASEMENT MIDDLE OF SINGING DOG RECORD STORE, 1644 N HIGH ST
14 | CHITTENDEN AVE | 43201-4146 | Not Required by DOW | 42383 | WATTS | 919AQT | RP | 0.750 | 102425 | ISOLATION, BASEMENT, FOR UNIT 5
14 | CHITTENDEN AVE | 43201-4146 | Not Required by DOW | 42667 | WATTS | 919AQT | RP | 0.750 | 102426 | ISOLATION, BASEMENT, FOR UNIT 2
195 | CHITTENDEN AVE | 43201-4116 | Not Required by DOW | 45981 | WATTS | LF009QT | RP | 0.500 | 3618088 | DISHWASHER DRAIN VALVE, DISH MACHINE
195 | CHITTENDEN AVE | 43201-4116 | Active | 09587 | WATTS | LF719QT | DC | 1.500 | 3616749 | BASEMENT METER ROOM
195 | CHITTENDEN AVE | 43201-4116 | Active | 20474 | WATTS | 919AQT | RP | 1.500 | 3391076 | BASEMENT METER ROOM
240 | CHITTENDEN AVE | 43201-2221 | Active | 14829 | WATTS | 007M2QT | DC | 0.750 | 100345 | WATER METER ROOM
240 | CHITTENDEN AVE | 43201-2221 | Active | 1690310609 | AMES | 3000SS | DCDA | 6.000 | 3607338 | WATER METER ROOM
240 | CHITTENDEN AVE | 43201-2221 | Active | 189769 | WATTS | 909 | RP | 3.000 | 100193 | RETAIL BLDG A WATER ROOM
313 | CHITTENDEN AVE | 43201-2222 | Active | 19688 | WATTS | 919 | RP | 1.500 | 3611693 | SE FURN ROOM
313 | CHITTENDEN AVE | 43201-2222 | Active | 61290 | WATTS | 007 | DC | 0.750 | 3644573 | SW FURN ROOM
313 | CHITTENDEN AVE | 43201-2222 | Active | 00362 | WATTS | 007M1 | DCDA | 2.000 | 3644572 | SW FURN ROOM
427 | CHITTENDEN AVE | 43230 | Active | X40272 | WILKINS | 375A | RP | 3.000 | 3626852
7600 | CHOCTAW PL | 43085-1581 | Active | DD0681 | FEBCO | 765 | PVB | 1.000 | 72316 | BACK OF HOUSE SOUTHEAST CORNER
5572 | CHOWNING WAY | 43213-1410 | Active | W304560 | WILKINS | 975 | RP | 1.000 | 91215 | POOL HOUSE BY METER
40 | CHRIS PERRY LN | 43213-1569 | Active | 42427 | AMES | 2000BM3 | DC | 0.750 | 62497 | STORAGE ROOM
40 | CHRIS PERRY LN | 43213-1569 | Active | 110565 | AMES | 3000SS | DCDA | 4.000 | 62496 | STORAGE ROOM
40 | CHRIS PERRY LN | 43213-1569 | Active | 1043284 | WILKINS | 975XL | RP | 1.000 | 62495 | MECH ROOM NORTH SIDE OF BUILDING
70 | CHRIS PERRY LN | 43213-1569 | Not Required by DOW | 626351 | WATTS | 909HWQT | RP | 1.000 | 98271 | POOL EQUIPMENT ROOM
70 | CHRIS PERRY LN | 43213-1569 | LPS - Active |  |  |  | LPC |  | 3635504 | DOM PUMP
70 | CHRIS PERRY LN | 43213-1569 | Active | 187806 | WATTS | 909 | RP | 3.000 | 98150 | MECH ROOM AT WATER METER
70 | CHRIS PERRY LN | 43213-1569 | Not Required by DOW | 11851 | WATTS | 800QT | PVB | 1.250 | 98270 | MECH ROOM AT WATER METER
70 | CHRIS PERRY LN | 43213-1569 | Active | 104827 | AMES | 5000 | RPDA | 6.000 | 98268 | RISER ROOM
70 | CHRIS PERRY LN | 43213-1569 | Active | 10501 | AMES | 4000B | RP | 0.750 | 98269 | RISER ROOM
7372 | CHRISTIE CHAPEL RD | 43017-2415 | Active | AD4952 | FEBCO | 765 | PVB | 0.750 | 71867 | FRONT OF HOUSE LEFT OF FRONT DOOR
7381 | CHRISTIE CHAPEL RD | 43017-2416 | Active | 285722 | WATTS | 800QT | PVB | 0.750 | 94455 | RIGHT SIDE
7384 | CHRISTIE CHAPEL RD | 43017-2415 | Active | T034532 | WILKINS | 720A | PVB | 0.750 | 99930 | LEFT SIDE
7405 | CHRISTIE CHAPEL RD | 43017-2416 | Active | 790010 | WATTS | 800M4FR | PVB | 1.000 | 71926 | RIGHT FRONT
7413 | CHRISTIE CHAPEL RD | 43017-2416 | Active | 286580 | WATTS | 800M4QT | PVB | 0.750 | 89969 | LEFT SIDE
7418 | CHRISTIE CHAPEL RD | 43017-2415 | Active | 783541 | WATTS | 800M4QT | PVB | 1.000 | 71954 | RIGHT SIDE OF HOUSE
7101 | CHURCHMAN RD | 43016 | Active | 21650 | WATTS | 007M2QT | DC | 0.750 | 3622567 | IN PIT
7101 | CHURCHMAN RD | 43016 | Active | 1163330916 | WATTS | 774DCDA | DCDA | 8.000 | 3622566 | IN PIT 175' S OF BALLANTRE WOODS DR
7101 | CHURCHMAN RD | 43016 | Active | QD-2422 | WATTS | 957 | RP | 4.000 | 3622565 | HOT BOX 40' S OF PIT
1715 | CHURCHVIEW LN | 43220-4901 | Active | G215551 | WILKINS | 720A | PVB | 0.750 | 97503 | right side
3906 | CIDERMILL DR | 43204-4010 | Active | T304949 | WILKINS | 720A | PVB | 0.750 | 62173 | Front left side of house
4515 | CIRCLE DR | 43026-1076 | Active | 12648 | AMES | 2000B | DC | 1.000 | 88483 | REAR OF HOUSE NORTH DOOR
2280 | CITY GATE DR | 43219-3588 | Active | 09879 | WATTS | 919QT | RP | 2.000 | 94201 | METER ROOM
2280 | CITY GATE DR | 43219-3588 | Active | V10851 | WILKINS | 350 | DC | 6.000 | 94199 | BACK MECH ROOM
2280 | CITY GATE DR | 43219-3588 | Not Required by DOW | 653990 | WATTS | 800M4QT | PVB | 1.000 | 94202 | WATER METER ROOM
2280 | CITY GATE DR | 43219-3588 | Active | 2527857 | WILKINS | 950XLD | DC | 0.750 | 94198 | BACK MECH ROOM
555 | CITY PARK AVE | 43215-5737 | Due Install |  |  |  | RP |  | 3391650
602 | CITY PARK AVE | 43206-1004 | Active | G045265 | WILKINS | 720A | PVB | 0.750 | 68720 | FRONT RIGHT
672 | CITY PARK AVE | 43206-1006 | Active | 049881 | WATTS | 800M4QT | PVB | 1.000 | 87376 | REAR OF HOUSE
693 | CITY PARK AVE | 43206-1005 | Active | T386109 | WILKINS | 720 | PVB | 0.750 | 3391693 | IN GARAGE
759 | CITY PARK AVE | 43206-2047 | Active | AK2814 | FEBCO | 765 | PVB | 0.750 | 72282 | BACK OF HOUSE
800 | CITY PARK AVE | 43206-2044 | Active | 643683 | WATTS | 800QT | PVB | 1.000 | 73142 | REAR OF HOUSE
804 | CITY PARK AVE | 43206-2044 | Active | H115953 | FEBCO | 765 | PVB | 0.750 | 73241 | FRONT OF HOUSE
807 | CITY PARK AVE | 43206-2048 | Active | CB154608 | WILKINS | 720A | PVB | 0.750 | 3391730 | LEFT SIDE
835 | CITY PARK AVE | 43206-2049 | Active | 337162 | WATTS | 800M4 | PVB | 0.750 | 98984 | FRONT OF HOUSE
897 | CITY PARK AVE | 43206-2511 | Active | W412947 | WILKINS | 975XL | RP | 0.500 | 96774 | KITCHEN BY ICE MACHINE
897 | CITY PARK AVE | 43206-2511 | Due Install | [5 empty] | 3638040
933 | CITY PARK AVE | 43206-2511 | Active | T021505 | WILKINS | 720 | PVB | 1.000 | 3650832 | LEFT SIDE
939 | CITY PARK AVE | 43206-2511 | Active | T065341 | WILKINS | 720A | PVB | 1.000 | 100444 | RIGHT SIDE OF HOUSE
947 | CITY PARK AVE | 43206-2511 | Active | T038608 | WILKINS | 720 | PVB | 0.750 | 3615317 | FRONT
947 | CITY PARK AVE | 43206-2511 | Active | T041450 | WILKINS | 720 | PVB | 0.750 | 3391769 | BACK OF HOUSE
990 | CITY PARK AVE | 43206- | Active | AK7697 | FEBCO | 825YA | RP | 2.000 | 53687 | NEAR OLD HOUSE
992 | CITY PARK AVE | 43206- | Not Required by DOW | [5 empty] | 3391772 | HOUSE/SHELTER HOUSE ADDRESSED 1000 CITY PARK AVE
1019 | CITY PARK AVE | 43206-2513 | Active | T299990 | WILKINS | 720A | PVB | 0.750 | 3391776
1027 | CITY PARK AVE | 43206-2513 | Active | 111271 | WATTS | 800M4QT | PVB | 0.750 | 53657 | FRONT OF HOUSE
914 | CITY PARK AVE UNIT A | 43206-2512 | Active | 3938148 | WILKINS | 975XL | RP | 0.750 | 3391759 | FRONT OF HOUSE IN BASEMENT
2080 | CITYGATE DR | 43219-3591 | Active | W242355 | WILKINS | 975XL | RP | 2.000 | 88163 | MTR RM EAST SIDE
2080 | CITYGATE DR | 43219-3591 | Active | W255482 | WILKINS | 975XL | RP | 1.500 | 88164 | MTR RM EAST SIDE
2080 | CITYGATE DR | 43219-3591 | Active | 143260 | AMES | 3000SS | DCDA | 4.000 | 87942 | N.E. SPRINKLER RISER RM
2080 | CITYGATE DR | 43219-3591 | Active | 45070 | AMES | 2000B | DC | 0.750 | 88165 | N.E. SPRINKLER RISER RM
2085 | CITYGATE DR | 43219 | Not Required by DOW | 21987 | WATTS | LF008P | PVB | 0.500 | 3622870
2085 | CITYGATE DR | 43219 | Active | QE-0284 | WATTS | 957 | RP | 4.000 | 3621184 | HOT BOX OUT BY THE MAIN ENTRANCE
2085 | CITYGATE DR | 43219 | Not Required by DOW | 10726 | WILKINS | 475 | RP | 8.000 | 3621183 | MECHANICAL ROOM SE
2087 | CITYGATE DR | 43219 | Active | QA-2037 | WATTS | 957 | RP | 6.000 | 3621187 | HOT BOX OUT BY THE MAIN ENTRANCE
2087 | CITYGATE DR | 43219 | Active | 62300 | WATTS | 919QT | RP | 0.750 | 3621186 | HOT BOX OUT BY THE MAIN ENTRANCE
2087 | CITYGATE DR | 43219 | Active | QD-1900 | WATTS | 957 | RP | 4.000 | 3621185 | HOT BOX OUT BY THE MAIN ENTRANCE
2100 | CITYGATE DR | 43219-3566 | Active | 52295 | WATTS | 009M2QT | RP | 1.000 | 57236 | CENTER OF WEST WALL NEXT TO WATER METER
2100 | CITYGATE DR | 43219-3566 | Not Required by DOW | CB878713 | WILKINS | 720A | PVB | 1.000 | 57237 | OUTSIDE, WESTSIDE OF BUILDING NEXT TO GAS METER
2121 | CITYGATE DR | 43219-3564 | Active | 577255 | WILKINS | 975XL | RP | 1.000 | 57364 | NE METER/RISER ROOM AT WATER METER
2121 | CITYGATE DR | 43219-3564 | Active | 3GN0710 | AMES | 3000SS | DCDA | 4.000 | 57363 | NE METER/RISER ROOM
2121 | CITYGATE DR | 43219-3564 | Active | 0006248 | AMES | 2000B | DC | 0.750 | 57365 | NE MECH/RISER ROOM
2121 | CITYGATE DR | 43219-3564 | Not Required by DOW | 113130 | WATTS | 800M4QT | PVB | 1.000 | 57362 | LEFT FRONT
2164 | CITYGATE DR | 43219-3556 | Active | 126585 | WATTS | 009M2QT | RP | 2.000 | 57486 | West Section Rear Sprinkler Room
2164 | CITYGATE DR | 43219-3556 | Active | 107408 | AMES | 2000SS | DC | 6.000 | 57485 | West Section Rear Sprinkler Room
2164 | CITYGATE DR | 43219-3556 | Due Install |  |  |  | RP | 1.500 | 3638725 | MECH ROOM
2164 | CITYGATE DR | 43219-3556 | Due Install |  |  |  | DCDA | 6.000 | 3638724 | MECH ROOM
2164 | CITYGATE DR | 43219-3556 | Active | 116198 | WATTS | 009M2QT | RP | 1.000 | 96679 | West Section Rear Sprinkler Room
2164 | CITYGATE DR | 43219-3556 | Active | 587629 | WILKINS | 975 | RP | 2.000 | 57489 | East Section Rear Sprinkler Room
2164 | CITYGATE DR | 43219-3556 | Active | 571563 | WILKINS | 975 | RP | 1.500 | 57488 | East Section Rear Sprinkler Room
2164 | CITYGATE DR | 43219-3556 | Active | 2KM1775 | AMES | 2000SS | DC | 8.000 | 57487 | East Section Rear Sprinkler Room
2171 | CITYGATE DR | 43219-3564 | Active | 191486 | FEBCO | 825Y | RP | 1.000 | 57512 | MECH ROOM
2171 | CITYGATE DR | 43219-3564 | Active | 76521 | WATTS | 009QT | RP | 1.000 | 57513 | MECHANICAL ROOM #2171
2185 | CITYGATE DR | 43219-3564 | Active | 1346090 | WILKINS | 975 | RP | 1.000 | 57538 | SE CORNER OF BUILDING IN WAREHOUSE
2191 | CITYGATE DR | 43219-3564 | Not Required by DOW | 353050 | WILKINS | 975 | RP | 1.000 | 57556 | MECHANICAL ROOM
2191 | CITYGATE DR | 43219-3564 | Active | AB17981 | WILKINS | 975XL | RP | 1.000 | 3649700 | MECHANICAL ROOM
2215 | CITYGATE DR | 43219-3589 | Active | 4136799 | Wilkins | LF975XL | RP | 1.000 | 57640 | Utility Closet NW corner of building
2215 | CITYGATE DR | 43219-3589 | Active | 106229 | WATTS | 009M2QT | RP | 1.000 | 57638 | FRONT OF BUILDING/METER ROOM
2225 | CITYGATE DR | 43219-3651 | Active | 111847 | WATTS | 009QT | RP | 1.000 | 57662 | UTILITY ROOM AT NW CORNER
2225 | CITYGATE DR | 43219-3651 | Not Required by DOW | 4916698XLTCU | WILKINS | 975XL2TCU | RP | 1.000 | 57663 | NEXT TO WATER METER IN FRONT CLOSET
2233 | CITYGATE DR | 43219-3564 | Active | 101439 | WILKINS | 420 | PVB | 0.750 | 57695 | EAST SIDE
2233 | CITYGATE DR | 43219-3564 | Active | 45952 | WATTS | 009QT | RP | 1.500 | 57696 | NE CORNER OF WHSE
2241 | CITYGATE DR | 43219-3564 | Active | 43666 | WATTS | 009M2QT | RP | 1.500 | 87389 | METER ROOM
2241 | CITYGATE DR | 43219-3564 | Active | 43810 | WATTS | 009QT | RP | 1.500 | 57719 | METER ROOM
2241 | CITYGATE DR | 43219-3564 | Active | A08222 | FEBCO | 805 | DC | 0.750 | 57717 | PIT
2241 | CITYGATE DR | 43219-3564 | Active | 9808171323 | FEBCO | 856 | DCDA | 6.000 | 87390 | PIT AT ENTRY EASTSIDE
2246 | CITYGATE DR | 43219-3588 | Active | 143894 | WATTS | 009QT | RP | 2.000 | 57738 | N WALL OF MECH RM ON E SIDE OF BLDG
2246 | CITYGATE DR | 43219-3588 | Active | 107707 | AMES | 3000SS | DCDA | 8.000 | 57739 | MECHANICAL ROOM
2246 | CITYGATE DR | 43219-3588 | Active | 13546 | AMES | 2000SS | DC | 0.750 | 57737 | MECHANICAL ROOM
2246 | CITYGATE DR | 43219-3588 | Not Required by DOW | 1204351 | WILKINS | 975XL | RP | 0.750 | 57736 | EASTSIDE CENTER
2255 | CITYGATE DR | 43219-3567 | Active | 3B00199 | AMES | 3000SS | DCDA | 8.000 | 57785 | MECH ROOM
2255 | CITYGATE DR | 43219-3567 | Active | 330106 | WATTS | 909M1QT | RP | 2.000 | 57786 | MECH ROOM
2255 | CITYGATE DR | 43219-3567 | Not Required by DOW | 750876 | WILKINS | 975XL | RP | 2.000 | 57788 | MECH ROOM
2255 | CITYGATE DR | 43219-3567 | Active | 104500 | AMES | 2000B | DC | 0.750 | 57787 | MECH ROOM
2256 | CITYGATE DR | 43219-3662 | Active | 11889 | WATTS | 007M1QT | DC | 0.750 | 96073 | FIRE RISER ROOM
2256 | CITYGATE DR | 43219-3662 | Active | 10163 | WATTS | 919QT | RP | 1.500 | 57793 | MECH ROOM EAST SIDE
2256 | CITYGATE DR | 43219-3662 | Active | H025168 | FEBCO | 765 | PVB | 1.000 | 57794 | UTILITY ROOM EAST END OF BUILDING
2256 | CITYGATE DR | 43219-3662 | Active | 1642760508 | AMES | 3000SS | DCDA | 6.000 | 96072 | FIRE RISER ROOM
2300 | CITYGATE DR | 43219-3652 | Active | L04561 | WILKINS | 375 | RP | 3.000 | 57891 | SW OF WAREHOUSE AREA IN RISER RM W/FIRE PUMPS
2300 | CITYGATE DR | 43219-3652 | Active | 51488 | WATTS | 007M1PCQT | DC | 0.750 | 3608258 | SW IN PIT S OF S DRIVEWAY
2300 | CITYGATE DR | 43219-3652 | Active | ACF0672 | WILKINS | 975XL | RP | 1.500 | 3653098
2300 | CITYGATE DR | 43219-3652 | Active |  |  |  | LST |  | 3654978
2300 | CITYGATE DR | 43219-3652 | Active | 1197401201 | AMES | 3000SS | DCDA | 6.000 | 57889 | SW IN PIT S OF S DRIVEWAY ENTRANCE
2360 | CITYGATE DR | 43219-3652 | Not Required by DOW | W003635 | WILKINS | 975 | RP | 1.000 | 58063 | MECH ROOM
2360 | CITYGATE DR | 43219-3652 | Active | 383645 | WATTS | 909M1QT | RP | 1.500 | 58065 | R O ROOM
2424 | CITYGATE DR | 43219-3590 | Active | 57425 | WATTS | 009QT | RP | 1.500 | 58251 | AT METER IN WAREHOUSE
2424 | CITYGATE DR | 43219-3590 | Active | 1186269 | WILKINS | 975XL | RP | 1.500 | 58250 | BY METER IN WAREHOUSE
2424 | CITYGATE DR | 43219-3590 | Active | 115374 | AMES | 2000SS | DC | 6.000 | 58249 | NORTH SIDE AT BUILDING WEST AT THE FIRE DEPT CONN
2500 | CITYGATE DR | 43219 | Not Required by DOW | 049914 | WATTS | 800M4 | PVB | 1.000 | 3635187 | SOUTHSIDE OF BUILDING
2500 | CITYGATE DR | 43219 | Active | 059789 | WATTS | 009 | RP | 1.500 | 3635186 | HOTBOX BY SOUTH DRIVE DOMESTIC CONTAINMENT
2323 | CITYGATE DR UNIT FRONT | 43218-9001 | Active | 58327 | WATTS | 009M3QT | RP | 0.750 | 57955 | PH #4NW SIDE OF BUILDING 2ND FLOOR / 5
2323 | CITYGATE DR UNIT FRONT | 43218-9001 | Active | 23925 | WATTS | 009QT | RP | 1.250 | 57954 | ROOM 10 EAST WALL / VMF / 10
2323 | CITYGATE DR UNIT FRONT | 43218-9001 | Active | 197886 | WATTS | 909 | RP | 4.000 | 57952 | 1ST FLOOR CHILLER ROOM NE CORNER OF BUILDING MAIN / 1
2323 | CITYGATE DR UNIT FRONT | 43218-9001 | Active | 4218650 | Wilkins | 975XL | RP | 0.750 | 103135 | PENTHOUSE #2 / 17
2323 | CITYGATE DR UNIT FRONT | 43218-9001 | Active | 322785 | WATTS | 009M3QT | RP | 0.750 | 103137 | PENTHOUSE #5 / 16
2323 | CITYGATE DR UNIT FRONT | 43218-9001 | Active | 39491 | WATTS | 009M3QT | RP | 0.750 | 87484 | ROOM 09 / VMF / 9
2323 | CITYGATE DR UNIT FRONT | 43218-9001 | Active | 17938 | AMES | 2000SS | DC | 0.750 | 57951 | PIT AT THE NE CORNER OF THE BUILDING / 13
2323 | CITYGATE DR UNIT FRONT | 43218-9001 | Active | 164157 | WATTS | 009QT | RP | 1.000 | 57950 | ROOM 10 EAST WALL / VMF / 15
2323 | CITYGATE DR UNIT FRONT | 43218-9001 | Active | 158203 | WATTS | 009QT | RP | 1.000 | 57949 | ROOM 10 EAST WALL / 14
2323 | CITYGATE DR UNIT FRONT | 43218-9001 | Active | 39489 | WATTS | 009QT | RP | 0.750 | 57956 | OVERHEAD MEZZ MECH #3 / 4
2323 | CITYGATE DR UNIT FRONT | 43218-9001 | Active | 39499 | WATTS | 009QT | RP | 0.750 | 57957 | SW CORNER OF BUILDING PH #6 / 6
2323 | CITYGATE DR UNIT FRONT | 43218-9001 | Active | 156993 | WATTS | 909HWM1QT | RP | 2.000 | 99706 | KITCHEN SUPPLY - ROOM 1074B CLOSET / 7
2323 | CITYGATE DR UNIT FRONT | 43218-9001 | Active | 39608 | WATTS | 009QT | RP | 2.000 | 57958 | PENTHOUSE #1 / 3
2323 | CITYGATE DR UNIT FRONT | 43218-9001 | Active | 24181 | WATTS | 919AQT | RP | 2.000 | 3604288 | IN HOT BOX / 11
2323 | CITYGATE DR UNIT FRONT | 43218-9001 | Active | 156998 | WATTS | 009M2QT | RP | 2.000 | 57948 | COOLING TOWER CHILLERS BOILER / 2
2323 | CITYGATE DR UNIT FRONT | 43218-9001 | LPS - Active |  |  |  | LST |  | 3638877 | FIRE PUMP
2323 | CITYGATE DR UNIT FRONT | 43218-9001 | Active | 112233 | AMES | 3000SS | DCDA | 8.000 | 57947 | CORNER OF THE BUILDING / 12
2323 | CITYGATE DR UNIT REAR | 43218-9001 | Active | 156994 | WATTS | 009QT | RP | 2.000 | 57959 | SOUTH SIDE GARAGE
99 | CIVIC CENTER DR | 43215 | Active | 321171 | WATTS | 009M2QT | RP | 1.000 | 99249 | ACROSS STREET FROM COURT HOUSE IN HOT BOX
175 | CIVIC CENTER DR | 43215 | Active | 1287050215 | AMES | 4000SS | RP | 4.000 | 3613367 | METER PIT HOT BOX
200 | CIVIC CENTER DR | 43215-4138 | Not Required by DOW | 186760 | WATTS | 009M2QT | RP | 1.000 | 56932 | MECHANIC'S GARAGE W WALL BY WASH BAYS
200 | CIVIC CENTER DR | 43215-4138 | Not Required by DOW | 182358 | WATTS | 909 | RP | 4.000 | 56933 | 15TH FLOOR MECHANICAL ROOM
200 | CIVIC CENTER DR | 43215-4138 | Not Required by DOW | 182369 | WATTS | 909 | RP | 4.000 | 56934 | 15TH FLOOR MECHANICAL ROOM
200 | CIVIC CENTER DR | 43215-4138 | Active | 249 | WATTS | 990 | RP | 4.000 | 56935 | BASEMENT MECHANICAL ROOM
200 | CIVIC CENTER DR | 43215-4138 | Not Required by DOW | 49769 | WATTS | 909QT | RP | 0.750 | 56937 | PARKING GARAGE BOILER ROOM
200 | CIVIC CENTER DR | 43215-4138 | Not Required by DOW | W14311 | WILKINS | 575 | RP | 1.000 | 56938 | BASEMENT WATER METER ROOM
200 | CIVIC CENTER DR | 43215-4138 | Active | OC-2804 | WATTS | 957 | RP | 4.000 | 3607355 | BASEMENT MECHANICAL ROOM (METER ROOM)
200 | CIVIC CENTER DR | 43215-4138 | Due Install |  |  |  | DCDA | 6.000 | 3639428 | FIRE PUMP ROOM IN BASEMENT
200 | CIVIC CENTER DR | 43215-4138 | Not Required by DOW | 23792 | WATTS | 919 | RP | 2.000 | 56931 | 15TH FLOOR BOILER ROOM
200 | CIVIC CENTER DR | 43215-4138 | LPS - Active | [5 empty] | 3639429 | FIRE PUMP
200 | CIVIC CENTER DR | 43215-4138 | LPS - Active |  |  |  | LPC |  | 3639431 | DOMESTIC BOOSTER PUMP
233 | CIVIC CENTER DR | 43215- | Active | L40392 | WILKINS | 375 | RP | 3.000 | 99193 | EAST WALL BASEMENT
233 | CIVIC CENTER DR | 43215- | Active | 1624001108 | AMES | 2000SS | DC | 4.000 | 99582 | BASEMENT ABOVE DOMESTIC BACKFLOW
233 | CIVIC CENTER DR | 43215- | Active | 65261 | WATTS | 007QT | DC | 0.500 | 99768 | BEHIND ICE MAKER IN KITCHEN
233 | CIVIC CENTER DR | 43215- | Active | 65899 | WATTS | 007QT | DC | 0.500 | 99769 | KITCHEN UNDER DISHWASHER
233 | CIVIC CENTER DR | 43215- | Active | L56370 | WILKINS | 375 | RP | 3.000 | 99192 | NORTH SIDE OF BASEMENT
233 | CIVIC CENTER DR | 43215- | Active | J211548 | WILKINS | 975XL2 | RP | 1.250 | 99191 | FOR FOG MACHINES - EAST WALL AT CEILING
233 | CIVIC CENTER DR | 43215- | Active | 65022 | WATTS | 007QT | DC | 0.500 | 99770 | KITCHEN UNDER DISHWASHER
233 | CIVIC CENTER DR | 43215- | Active | X14581 | WILKINS | 375 | RP | 4.000 | 99190 | IN BASEMENT BY WATER METER
328 | CIVIC CENTER DR | 43215-5087 | Active | 2793226 | WILKINS | 975XL | RP | 1.000 | 95363 | BASEMENT MECH ROOM
680 | CIVITAS AVE | 43215 | Active | 11014450921 | AMES | 3000SS | DCDA | 8.000 | 3651252 | WEST SIDE OF BLDG
680 | CIVITAS AVE | 43215 | Active | 85301 | AMES | 2000B | DC | 0.750 | 3651253 | WEST SIDE OF BLDG
680 | CIVITAS AVE | 43215 | LPS - Active |  |  |  | LPC | 4.000 | 3651254
680 | CIVITAS AVE | 43215 | Active | 23441C | WILKINS | 375AST | RP | 4.000 | 3651251 | METER ROOM
680 | CIVITAS AVE | 43215 | LPS - Active |  |  |  | LST | 8.000 | 3651255
801 | CIVITAS AVE | 43215-1858 | Active | 08407 | WATTS | 007M1QT | DC | 0.750 | 96361 | BASEMENT MECH ROOM
801 | CIVITAS AVE | 43215-1858 | Active | L34321 | WILKINS | 375 | RP | 3.000 | 96267 | SE IN BASEMENT
801 | CIVITAS AVE | 43215-1858 | Active | 1032080207 | AMES | 3000SS | DCDA | 6.000 | 96362 | BASEMENT MECH ROOM
7309 | CLADDAUGH LN | 43016-5004 | Active | T297167 | WILKINS | 720A | PVB | 0.750 | 92674 | RIGHT FRONT
7312 | CLADDAUGH LN | 43016-5019 | Active | F022375 | WILKINS | 720A | PVB | 0.750 | 97307 | LEFT FRONT
7317 | CLADDAUGH LN | 43016-5004 | Active | G208448 | WILKINS | 720A | PVB | 0.750 | 92673 | LEFT SIDE
7350 | CLADDAUGH LN | 43016-5019 | Active | T060886 | WILKINS | 720A | PVB | 1.000 | 101366 | LEFT SIDE OF HOUSE
7357 | CLADDAUGH LN | 43016-5004 | Active | G152288 | WILKINS | 720A | PVB | 0.750 | 92169 | LEFT SIDE
7358 | CLADDAUGH LN | 43016-5019 | Active | T361452 | WILKINS | 720A | PVB | 0.750 | 3591687 | RIGHT FRONT
5634 | CLAIRE CT | 43017-2440 | Active | ZJ565 | CONBRACO | PVB | PVB | 1.000 | 91810 | left side of front door
2580 | CLAIRMONT CT | 43220-4217 | Active | 741161 | WATTS | 800M4QT | PVB | 1.000 | 89972 | BACK OF HOUSE
2589 | CLAIRMONT CT | 43220-4217 | Active | 640546 | WATTS | 800QT | PVB | 1.000 | 89973 | RIGHT SIDE OF HOUSE
2590 | CLAIRMONT CT | 43220-4217 | Active | A174759 | WILKINS | 720A | PVB | 1.000 | 89974 | FRONT OF HOUSE
2600 | CLAIRMONT CT | 43220-4217 | Active | 509269 | FEBCO | 765 | PVB | 1.000 | 58717 | LEFT OF FRONT DOOR, BEHIND WALL
2634 | CLAIRMONT CT | 43220-4217 | Active | 3176547 | WILKINS | 975XL2 | RP | 0.750 | 58831 | BACK OF HOUSE
4083 | CLAIRMONT RD | 43220-4501 | Active | cb215343 | WILKINS | 720 | PVB | 1.000 | 3611542 | LEFT SIDE
4089 | CLAIRMONT RD | 43220 | Active | CB655263 | WILKINS | 720A | PVB | 0.750 | 3640809 | LEFT FRONT
4099 | CLAIRMONT RD | 43220 | Active | CB655323 | WILKINS | 720A | PVB | 0.750 | 3640810 | LEFT REAR BEHIND GARAGE
4113 | CLAIRMONT RD | 43220 | Active | CB477410 | WILKINS | 720A | PVB | 0.750 | 3633325 | RIGHT FRONT
4125 | CLAIRMONT RD | 43220-4501 | Active | G169897 | WILKINS | 720A | PVB | 0.750 | 95167 | FRONT OF HOUSE
4137 | CLAIRMONT RD | 43220-4501 | Active | CB168329 | WILKINS | 720A | PVB | 1.000 | 63010 | FRONT OF HOUSE
4155 | CLAIRMONT RD | 43220-4501 | Active | 681742 | WATTS | 800M4QT | PVB | 1.000 | 63105 | BACK OF HOUSE- SOUTH SIDE
4164 | CLAIRMONT RD | 43220-4502 | Active | CB029558 | WILKINS | 720A | PVB | 0.750 | 103185 | BACK OF HOUSE
4223 | CLAIRMONT RD | 43220-4504 | Active | A107300 | WILKINS | 720A | PVB | 0.750 | 3646436 | RIGHT CENTER
4261 | CLAIRMONT RD | 43220-4504 | Active | W42479 | WILKINS | 550A | DC | 1.000 | 63455 | INSIDE (BASEMENT FRONT CORNER)
4262 | CLAIRMONT RD | 43220-4505 | Active | CAB48901 | WILKINS | 720A | PVB | 0.750 | 102917 | BACK LEFT BEHIND GARAGE BACK YARD BY RADON SYSTEM
960 | CLAN CT | 43085-2911 | Active | A06259 | Apollo | PVB | PVB | 0.750 | 97117 | LEFT FRONT
972 | CLAN CT | 43085-2911 | Active | W344198 | WILKINS | 975XL | RP | 0.500 | 93372 | BASEMENT NEAR WATER METER
990 | CLAN CT | 43085-2911 | Active | F031677 | WILKINS | 720A | PVB | 0.750 | 97408 | RIGHT SIDE BY A/C
1460 | CLARA AVE | 43211-2624 | Active | 47074 | WATTS | LF007QT | DC | 0.500 | 3650160 | AT COFFEE WATER SUPPLY EAST WALL IN WAREHOUSE
1470 | CLARA AVE | 43211-2624 | Not Required by DOW |  |  |  | RP |  | 3616533
1490 | CLARA AVE | 43211-2624 | Active | 4287577 | WILKINS | 975XL2 | RP | 1.500 | 3620076 | BASMENT AT WATER METER, WEST WALL
1490 | CLARA AVE | 43211-2624 | Not Required by DOW | 357163 | WATTS | 009M3QT | RP | 0.750 | 94616 | BASMENT BY HEATER
1540 | CLARA AVE | 43211-2624 | Active | 80958 | WATTS | 919 | RP | 0.750 | 3391945 | CENTER OF BUILDING NEXT TO WATER METER
1700 | CLARA AVE | 43211-2612 | Not Required by DOW | [5 empty] | 3624575
1700 | CLARA AVE | 43211-2612 | Active | 130081 | WATTS | 709QT-FDA | DCDA | 6.000 | 55895 | 1700 CLARA AVE, NW SIDE OF PROPERTY IN PIT AT STREET
1700 | CLARA AVE | 43211-2612 | Active | L136887 | WILKINS | 375 | RP | 3.000 | 3391954 | BOILER ROOM @ WATER METER
1700 | CLARA AVE | 43211-2612 | Active | 37016 | WATTS | 007QT | DC | 0.500 | 55896 | 1700 CLARA AVE, NW OF BLDG IN PIT OFF CLARA AVE
1690 | CLARA ST | 43211-2628 | Not Required by DOW | W074799 | WILKINS | 975 | RP | 0.750 | 55837 | SW CORNER MECH RM
1690 | CLARA ST | 43211-2628 | Active | 167779 | WATTS | 909 | RP | 3.000 | 55836 | S.E. CORNER MECH.ROOM
32 | CLARENDON AVE | 43223-1060 | Active | 655172 | WATTS | 909QT | RP | 0.750 | 60176 | SW CORNER OF BASEMENT OF BOILER ROOM
45 | CLARENDON AVE | 43223 | Active | 31470 | WATTS | 007M1PCQT | DC | 0.750 | 3653047 | BASEMENT MECH ROOM
45 | CLARENDON AVE | 43223 | Active | 11011690721 | AMES | 3000SS | DCDA | 6.000 | 3653046 | BASEMENT MECH ROOM
45 | CLARENDON AVE | 43223 | Active | VG-2196 | WATTS | 957 | RP | 3.000 | 3653054 | BASEMENT BOILER ROOM
45 | CLARENDON AVE | 43223 | Not Required by DOW | 251240 | WATTS | LF009M2QT | RP | 1.000 | 3653053 | BASEMENT BOILER ROOM
45 | CLARENDON AVE | 43223 | Not Required by DOW | 214512 | WATTS | LF009M2QT | RP | 1.000 | 3653052 | BASEMENT BOILER ROOM
45 | CLARENDON AVE | 43223 | Not Required by DOW | 256008 | WATTS | LF009M2QT | RP | 1.000 | 3653051 | 2ND FLOOR CUSTODIAL ROOM
111 | CLARENDON AVE | 43223-1004 | Not Required by DOW | [5 empty] | 3391969
5121 | CLARIDGE DR | 43054-9478 | Active | H066766 | FEBCO | 765 | PVB | 0.750 | 66083 | RIGHT SIDE OF HOUSE
5127 | CLARIDGE DR | 43054-9478 | Active | G8522 | WILKINS | 420 | PVB | 1.000 | 66094 | SOUTHSIDE
5136 | CLARIDGE DR | 43054- | Active | 438173 | WILKINS | 975XL | PVB | 0.750 | 96680 | RIGHT SIDE actual house address is 7159 Brooks Close
5145 | CLARIDGE DR | 43054-9478 | Active | A135640 | WILKINS | 720A | PVB | 0.750 | 96020 | REAR CENTER OF HOUSE
5173 | CLARIDGE DR | 43054-9479 | Active | 279399 | WILKINS | 720A | PVB | 0.750 | 89975 | LEFT SIDE
2561 | CLARION CT | 43220-2820 | Active | BL7333 | FEBCO | 765 | PVB | 0.750 | 89976 | FRONT LEFT
2571 | CLARION CT | 43220-2820 | Active | BC7067 | FEBCO | 765 | PVB | 0.750 | 89977 | LEFT FRONT DOOR
2591 | CLARION CT | 43220-2820 | Active | 317991 | WATTS | 800M4FR | PVB | 0.750 | 97882 | outside, back side of home
2611 | CLARION CT | 43220-2820 | Active | 554619 | WATTS | 800M4QT | PVB | 1.000 | 58762 | BEHIND HOUSE NEXT TO GAS METER
2630 | CLARION CT | 43220-2821 | Active | 51151 | WATTS | 009QT | RP | 1.000 | 58822 | WEST SIDE
2635 | CLARION CT | 43220-2820 | Active | A047757 | FEBCO | 765 | PVB | 1.000 | 58834 | FRONT OF HOUSE
2649 | CLARION CT | 43220-2820 | Active | H1475905 | FEBCO | 765 | PVB | 1.000 | 91339 | RIGHT SIDE OF HOUSE
2725 | CLARION CT | 43220-2820 | Active | 983113 | WATTS | 800M4QT | PVB | 1.000 | 59096 | FRONT TO THE RIGHT OF FRONT DOOR
2772 | CLARION CT | 43220-2821 | Active | 08105 | FEBCO | 805Y | DC | 1.500 | 97445 | INSIDE GARAGE
4770 | CLARION CT | 43220-2884 | Active | 4731649 | WILKINS | 975XL | RP | 1.000 | 100106 | RIGHT SIDE
4771 | CLARION CT | 43220-2885 | Active | H517449 | FEBCO | 765 | PVB | 0.750 | 96967 | LEFT SIDE
3770 | CLAY BANK DR | 43026-2606 | Active | CAA46494 | WILKINS | 720A | PVB | 0.750 | 3392377 | RIGHT SIDE OF HOUSE
3774 | CLAY BANK DR | 43026-2606 | Active | 817154 | WILKINS | 720A | PVB | 0.750 | 61722 | OUTSIDE
3801 | CLAY BANK DR | 43026-2607 | Active | CB886888 | WILKINS | 720A | PVB | 0.750 | 3392390 | RIGHT SIDE
4663 | CLAYBURN CT | 43123-8701 | Active | HA67185 | FEBCO | 765 | PVB | 0.750 | 64732 | OUTSIDE HOUSE, LEFT SIDE
4478 | CLAYBURN DR | 43123-8702 | Active | H129393 | FEBCO | 765 | PVB | 0.750 | 64139 | SIDE OF HOUSE
4618 | CLAYBURN E DR | 43123-9087 | Active | T082102 | WILKINS | 720A | PVB | 0.750 | 101597 | RIGHT SIDE OF HOME
4648 | CLAYBURN E DR | 43123-9087 | Active | CB114008 | WILKINS | 720 | PVB | 0.750 | 64683 | OUTSIDE HOUSE RIGHT SIDE
4678 | CLAYBURN E DR | 43123-9087 | Active | W341621 | WILKINS | 975XL | RP | 0.750 | 3392422 | BASEMENT BY METER
4728 | CLAYBURN E DR | 43123-8874 | Active | DC8195 | FEBCO | 765 | PVB | 0.750 | 64894 | left side
4538 | CLAYBURN W DR | 43123-9090 | Active | CC653 | FEBCO | 765 | PVB | 0.750 | 89978 | FRONT OF HOUSE
4547 | CLAYBURN W DR | 43123-9091 | Active | C01930 | FEBCO | 765 | PVB | 0.750 | 64326 | OUTSIDE HOUSE - RIGHT SIDE
477 | CLAYCRAFT RD | 43230-5339 | Active | OL-0765 | AMES | 3000 | DCDA | 6.000 | 3618282 | FRONT OF YARD BY GATE
477 | CLAYCRAFT RD | 43230-5339 | Active | 36486 | AMES | 2000 | DC | 0.750 | 3618298 | FRONT OF YARD BY GATE
550 | claycraft rd | 43230- | Active | 4375021 | WILKINS | 975XL | RP | 0.750 | 89264 | basement S. Wall
590 | CLAYCRAFT RD | 43230-5319 | Active | 180656 | WATTS | LF009M2QT | RP | 2.000 | 3392443 | MTR IN 594 CLACCRAFT
590 | CLAYCRAFT RD | 43230-5319 | Active | WB0049 | AMES | COLT 300AGV | DCDA | 6.000 | 3650988 | PIT AT ENTRANCE ON RIGHT AT 596 CLAYCRAFT
590 | CLAYCRAFT RD | 43230-5319 | Active | 68664 | AMES | 2000B | DC | 0.750 | 3652201
601 | CLAYCRAFT RD | 43230-5345 | Active | 353043 | WILKINS | 975 | RP | 1.000 | 68693 | EAST MECHANICAL ROOM
605 | CLAYCRAFT RD | 43230-5345 | Active | W115804 | WILKINS | 975XLBMS | RP | 0.750 | 68739 | JANITORS CLOSET
650 | CLAYCRAFT RD | 43230-5328 | Active | 329447 | WILKINS | 975XL | RP | 1.500 | 70082 | SW CORNER OF BLDG BY WATER METER - 610 CLAYCRAFT ROAD
650 | CLAYCRAFT RD | 43230-5328 | Not Required by DOW | CB432099 | WILKINS | 720 | PVB | 0.750 | 3638416 | BACK CORNER OF BUILDING IN MECH AREA
711 | CLAYCRAFT RD | 43230-6631 | Active | 74390 | WATTS | 919QT | RP | 1.000 | 3580353 | GEAR ROOM/WATER METER ROOM
788 | CLAYCROSS CT | 43119-8829 | Active | T294949 | WILKINS | 720A | PVB | 0.750 | 89979 | LEFT FRONT
839 | CLAYCROSS CT | 43119-8830 | Active | 570700 | WATTS | 800M4QT | PVB | 1.000 | 87023 | LEFT SIDE OF HOUSE
4882 | CLAYMILL DR | 43026-3422 | Active | T230524 | WILKINS | 720A | PVB | 0.750 | 3392476 | RIGHT SIDE OF HOUSE
4891 | CLAYMILL DR | 43026-3413 | Active | 835449 | WILKINS | 720A | PVB | 0.750 | 3392478 | LEFT SIDE OF THE HOUSE
4901 | CLAYMILL DR | 43026-3414 | Active | CB987010 | WILKINS | 720A | PVB | 0.750 | 65385 | SIDE OF HOUSE
4924 | CLAYMILL DR | 43026-3416 | Active | 375410 | WILKINS | 720A | PVB | 0.750 | 65429 | WEST SIDE
7002 | CLAYMORE DR | 43017 | Active | EAC0156 | WILKINS | 720A | PVB | 0.750 | 3654585 | RIGHT SIDE OF HOUSE
7009 | CLAYMORE DR | 43017 | Active | CAB39975 | WILKINS | 720A | PVB | 1.000 | 3654279 | RIGHT SIDE OF HOUSE
7017 | CLAYMORE DR | 43017 | Active | EAC0741 | WILKINS | 720A | PVB | 0.750 | 3654278 | LEFT SIDE OF THE HOUSE
7026 | CLAYMORE DR | 43017 | Active | EAC0238 | WILKINS | 720A | PVB | 0.750 | 3654584 | RIGHT SIDE OF THE HOUSE
7042 | CLAYMORE DR | 43017 | Active | EAC0769 | WILKINS | 720A | PVB | 0.750 | 3653979 | RIGHT SIDE OF THE HOUSE
6368 | CLAYPOOL CT | 43213-3435 | Active | 175030 | WILKINS | 720A | PVB | 0.750 | 91126 | LEFT SIDE
6379 | CLAYPOOL CT | 43213-3435 | Active | 4768742 | WILKINS | 975XL2 | RP | 0.750 | 3641056 | FIRE SUPPRESSION
1642 | CLAYTON CT | 43123-9082 | Active | D14677 | FEBCO | 765 | PVB | 1.000 | 55688 | OUTSIDE
4189 | CLAYTON CT | 43016 | Active | T303283 | WILKINS | 720A | PVB | 0.750 | 3613810 | LEFT SIDE OF HOUSE
4197 | CLAYTON CT | 43016 | Active | T303349 | WILKINS | 720A | PVB | 0.750 | 3613466 | LEFT SIDE OF HOUSE
4202 | CLAYTON CT | 43016 | Active | T205065 | WILKINS | 720A | PVB | 0.750 | 3613527 | RIGHT CENTER
4205 | CLAYTON CT | 43016 | Active | T303347 | WILKINS | 720 | PVB | 0.750 | 3611735 | LEFT FRONT
4210 | CLAYTON CT | 43016 | Active | CB288609 | WILKINS | 720A | PVB | 0.750 | 3613370 | LEFT SIDE OF HOUSE
4213 | CLAYTON CT | 43016 | Active | T239919 | WILKINS | 720 | PVB | 0.750 | 3607714 | RIGHT FRONT
4218 | CLAYTON CT | 43016 | Active | T205019 | WILKINS | 720A | PVB | 0.750 | 3613052 | Left Side of House
4242 | CLAYTON CT | 43016 | Active | T293801 | WILKINS | 720A | PVB | 0.750 | 3616553 | LEFT FRONT
898 | CLAYTON DR | 43085-3301 | Active | 54423 | FEBCO | 765 | PVB | 1.000 | 89982 | FRONT RIGHT OF DOOR
928 | CLAYTON DR | 43085-3301 | Active | 54425 | FEBCO | 765 | PVB | 1.000 | 89983 | FRONT OF HOUSE RIGHT OF FRONT DOOR
941 | CLAYTON DR | 43085-3301 | Active | CAA25746 | WILKINS | 720A | PVB | 1.000 | 89984 | RIGHT SIDE
944 | CLAYTON DR | 43085-3301 | Active | 877724 | WILKINS | 720A | PVB | 1.000 | 88362 | LEFT SIDE OF HOUSE
800 | CLAYTONBEND DR | 43119-8672 | Active | G213665 | WILKINS | 720A | PVB | 0.750 | 97246 | LEFT SIDE OF HOUSE
807 | CLAYTONBEND DR | 43119-8672 | Active | 018871 | FEBCO | 765 | PVB | 0.750 | 73273 | LEFT SIDE OF HOUSE, OUTSIDE
812 | CLAYTONBEND DR | 43119-8672 | Active | CB316429 | FEBCO |  | PVB | 0.750 | 3392562 | OUTSIDE ON RIGHT FRONT
815 | CLAYTONBEND DR | 43119-8672 | Active | 42174 | WATTS | 800QT | PVB | 0.750 | 73420 | RIGHT SIDE FRONT
823 | CLAYTONBEND DR | 43119-8672 | Active | 16654 | FEBCO | 765 | PVB | 0.750 | 73569 | FRONT OF HOME
824 | CLAYTONBEND DR | 43119-8672 | Active | G080926 | WILKINS | 720A | PVB | 0.750 | 73583 | RT FRT CORNER
829 | CLAYTONBEND DR | 43119-8672 | Active | HA37501 | FEBCO | 765 | PVB | 0.750 | 89986 | RIGHT SIDE OF HOUSE
832 | CLAYTONBEND DR | 43119-8672 | Active | 185571 | WILKINS | 720A | PVB | 0.750 | 73700 | RT SIDE OF HOUSE
840 | CLAYTONBEND DR | 43119-8672 | Active | CB315043 | WILKINS | 720A | PVB | 0.750 | 3392564 | LEFT SIDE
841 | CLAYTONBEND DR | 43119-8672 | Active | T339402 | WILKINS | 720A | PVB | 0.750 | 73813 | RIGHT HAND SIDE OF HOUSE
9465 | CLEMENTINE WAY | 43017 | Active | CB010937 | WILKINS | 720A | PVB | 0.750 | 102993 | LEFT SIDE
9473 | CLEMENTINE WAY | 43017 | Active | CB083096 | WILKINS | 720A | PVB | 0.750 | 3603443 | JUST LEFT OF FRONT DOOR
9481 | CLEMENTINE WAY | 43017 | Active | CB153138 | WILKINS | 720A | PVB | 0.750 | 3613257 | RIGHT FRONT RIGHT OF PORCH
4401 | CLEVELAND AV | 43224-1577 | Active | 1993510418 | AMES | 3000SS | DCDA | 6.000 | 3635839 | REAR STORE WATER METER
4401 | CLEVELAND AV | 43224-1577 | Not Required by DOW | 483320 | WATTS | 909QT | RP | 1.000 | 63933 | SOUTHWALL-SPRINKLER ROOM
4401 | CLEVELAND AV | 43224-1577 | Active | 28139 | WATTS | 007M1QT | DC | 0.750 | 3635840 | REAR STORE WATER METER
4401 | CLEVELAND AV | 43224-1577 | Active | 484752 | WATTS | 909QT | RP | 1.000 | 63934 | SOUTH WALL SPRINKLER ROOM
1402 | CLEVELAND AV _ MASTER | 43211-2760 | Active | 256169 | WATTS | 009M2QT | RP | 2.000 | 89265 | MECH ROOM NEXT TO METER
4396 | CLEVELAND AV UNIT A | 43224-1578 | Active | AO32227 | FEBCO | 825YA | RP | 2.000 | 63891 | BOILER ROOM
28 | CLEVELAND AVE | 43215- | Active | T150444 | WILKINS | 720 | PVB | 0.750 | 3392861 | E SIDE OF SHOP BUILDING AT WATERMETER
60 | CLEVELAND AVE | 43215-3808 | Active | 23965 | WILKINS | 350ASTDA | DCDA | 6.00 | 3650937 | BASEMENT BOILER/MECHANICAL ROOM
60 | CLEVELAND AVE | 43215-3808 | Active | HC47497 | WILKINS | 950XLD | DC | 0.750 | 3635541 | BASEMENT BOILER/MECHANICAL ROOM
60 | CLEVELAND AVE | 43215-3808 | Active | 008627 | WATTS | LF 909 | RP | 3.000 | 68506 | AT METER SW CORNER OF BASEMENT
60 | CLEVELAND AVE | 43215-3808 | Not Required by DOW | 310245 | WATTS | 909QT | RP | 1.000 | 68507 | BASEMENT BOILER/MECHANICAL ROOM
91 | CLEVELAND AVE | 43215-1801 | LPS - Active |  |  |  | LPC |  | 3632748 | FIRE BOOSTER PUMP N MECH ROOM
91 | CLEVELAND AVE | 43215-1801 | LPS - Active |  |  |  | LPC |  | 3635994 | DOM PUMP SOUTH MECHANICAL ROOM MI-C
91 | CLEVELAND AVE | 43215-1801 | Not Required by DOW | 12054 | WATTS | 919AQT | RP | 2.000 | 3603800 | MAKE UP WATER TO COOLING TOWER
91 | CLEVELAND AVE | 43215-1801 | Active | X10895 | WILKINS | 375ADA | RP | 4.000 | 98148 | SOUTH MECHANICAL ROOM MI-C
91 | CLEVELAND AVE | 43215-1801 | Not Required by DOW | B5020 | CONBRACO | 40204A2 | RP | 0.750 | 98959 | ABOVE ICE MAKER
91 | CLEVELAND AVE | 43215-1801 | Active | 1644430608 | AMES | 3000SS | DCDA | 6.000 | 98382 | NORTH MEHCANICAL ROOM
91 | CLEVELAND AVE | 43215-1801 | Active | 12073 | WATTS | 007M2QT | DC | 0.750 | 98383 | N MECH ROOM
112 | CLEVELAND AVE | 43215-1822 | Active | N14542 | WILKINS | 350 | DCDA | 6.000 | 53987 | MECH ROOM EAST
112 | CLEVELAND AVE | 43215-1822 | Active | W167522 | WILKINS | 975 | RP | 2.000 | 53988 | MECH ROOM EAST SIDE OF BUILDING
112 | CLEVELAND AVE | 43215-1822 | LPS - Active |  |  |  | LST |  | 3635992 | FIRE PUMP E MECH ROOM
112 | CLEVELAND AVE | 43215-1822 | Active | 3543829 | WILKINS | 950XLT | DC | 0.750 | 53986 | MECH ROOM EAST
217 | CLEVELAND AVE | 43215- | Due Install | [5 empty] | 3392867
237 | CLEVELAND AVE | 43215-2643 | Active | 4856600 | WILKINS | 975XL2 | RP | 0.750 | 3392868 | AT METER NORTH WALL
250 | CLEVELAND AVE | 43215 | Not Required by DOW | 040596 | WATTS | LF909 | RP | 1.000 | 3638448 | PENTHOUSE
250 | CLEVELAND AVE | 43215 | LPS - Active | [5 empty] | 3640685
250 | CLEVELAND AVE | 43215 | Active | TA-2198 | WATTS | 957 | RP | 3.000 | 3638227 | MECHANICAL ROOM AT WATER METER
250 | CLEVELAND AVE | 43215 | Active | 29451 | WATTS | 007M1QT | DC | 0.750 | 3638486 | Water Service Room 119
250 | CLEVELAND AVE | 43215 | Not Required by DOW | 047826 | WATTS | LF909M1 | RP | 1.000 | 3649548 | PENTHOUSE CHILLER ROOM - MITCHELL HALL
250 | CLEVELAND AVE | 43215 | Active | 196990619 | AMES | 3000SS | DCDA | 6.000 | 3638485 | Water Service Room 119
250 | CLEVELAND AVE | 43215 | Not Required by DOW | 11319 | WATTS | LF909M1 | RP | 1.500 | 3638449 | PENTHOUSE
315 | CLEVELAND AVE | 43215-2109 | Not Required by DOW | W198125 | WILKINS | 975A | RP | 2.000 | 89550 | CHILLER ROOM - Academic WD - Room029
315 | CLEVELAND AVE | 43215-2109 | Active | 37527 | AMES | 2000B | DC | 0.750 | 88248 | Fire Pump Room 027 - ACADEMIC WD
315 | CLEVELAND AVE | 43215-2109 | LPS - Active |  |  |  | LPC |  | 3636560 | ACADEMIC WD ROOM 028 BOILER
315 | CLEVELAND AVE | 43215-2109 | LPS - Active |  |  |  | LPC |  | 3636561 | ACADEMIC WD ROOM 028 BOILER
315 | CLEVELAND AVE | 43215-2109 | Active | 132975 | AMES | 3000SS | DCDA | 8.000 | 88247 | Fire Pump Room 027 - ACADEMIC WD
315 | CLEVELAND AVE | 43215-2109 | Active | L20076 | WILKINS | 375A | RP | 4.000 | 87939 | Pump Room - Academic WD - Room 028
315 | CLEVELAND AVE | 43215-2109 | Not Required by DOW | 428470 | WATTS | 909HWM1QT | RP | 1.500 | 89551 | Pump Room - Academic WD - Room 028
315 | CLEVELAND AVE | 43215-2109 | LPS - Active |  |  |  | LPC |  | 3636562 | ACADEMIC WD ROOM 028 BOILER
339 | CLEVELAND AVE | 43215-2111 | Active | 3073635 | WILKINS | 975XLBMS | RP | 0.750 | 60564 | BOILER ROOM PENTHOUSE
339 | CLEVELAND AVE | 43215-2111 | Due Install |  |  |  | RP |  | 3638041
339 | CLEVELAND AVE | 43215-2111 | Active | A01063 | WATTS | 009M2PCQT | RP | 2.000 | 99425 | MEZZANINE MECHANICAL ROOM
339 | CLEVELAND AVE | 43215-2111 | Active | 254733 | WATTS | 909M1QT | RP | 2.000 | 60565 | UNDER STEPS AT METER - Room 124
427 | CLEVELAND AVE | 43215- | Active | LD1741 | WATTS | 957 | RP | 4.000 | 3351189 | S.E. CORNER OF BASEMENT
427 | CLEVELAND AVE | 43215- | Active | LD0197 | WATTS | 957 | RP | 4.000 | 3351191 | SE CORNER OF BASEMENT-SOUTH
427 | CLEVELAND AVE | 43215- | Due Install |  |  |  | DCDA |  | 3635564 | ON FIRE LINE
427 | CLEVELAND AVE | 43215- | Due Install |  |  |  | LST |  | 3635566 | FIRE PUMP
427 | CLEVELAND AVE | 43215- | Due Install |  |  |  | LPC |  | 3635567 | DOM PUMP
451 | CLEVELAND AVE | 43215- | Not Required by DOW | 627195 | WATTS | 919AQT | RP | 1.000 | 64255 | 457 CLEVELAND AVE, IN NORTH BLDG -- BOILER ROOM
451 | CLEVELAND AVE | 43215- | Active | 1822341013 | AMES | 3000SS | DCDA | 8.000 | 104027 | BASEMENT MECH RM EAST WALL E OF SECURITY OFFICE
451 | CLEVELAND AVE | 43215- | Not Required by DOW | 287668 | WATTS | 909M1QT | RP | 2.000 | 64253 | 457 CLEVELAND AVE, ROOF SOUTH BLDG
451 | CLEVELAND AVE | 43215- | Active | 221040 | WATTS | 909 | RP | 4.000 | 97554 | 457 CLEVELAND AVE, north basement (east)
451 | CLEVELAND AVE | 43215- | Not Required by DOW | 166240 | WATTS | 007M2QT | DC | 0.750 | 97560 | 457 CLEVELAND AVE, by solid to liquid tank 1 south
451 | CLEVELAND AVE | 43215- | Active | NEL43 | APOLLO/CONBRACO | 4020A02 | RP | 4.000 | 97555 | 457 CLEVELAND AVE, north basement (east)
451 | CLEVELAND AVE | 43215- | Not Required by DOW | 113360 | APOLLO/CONBRACO | 40207T2 | RP | 1.500 | 97557 | 457 CLEVELAND AVE, south 2nd floor
451 | CLEVELAND AVE | 43215- | Not Required by DOW | GP998 | CONBRACO | 40207A2 | RP | 1.500 | 64258 | 457 CLEVELAND AVE, OVER YEAST TANK ON 2ND FL.
451 | CLEVELAND AVE | 43215- | Not Required by DOW | 612816 | WATTS | 909QT | RP | 1.000 | 95059 | 457 CLEVELAND AVE, NORTH BASEMENT
451 | CLEVELAND AVE | 43215- | Not Required by DOW | 166253 | WATTS | 007M2QT | DC | 0.750 | 97561 | 457 CLEVELAND AVE, south, by solid to water tank
451 | CLEVELAND AVE | 43215- | Not Required by DOW | 269482 | WATTS | 909M1QT | RP | 1.500 | 100998 | 457 CLEVELAND AVE SOUTH, BASEMENT - BOILER ROOM 8' A.F.F.
451 | CLEVELAND AVE | 43215- | Active | 71356 | AMES | 2000B | DC | 0.750 | 104026 | BASEMENT MECH RM EAST WALL E OF SECURITY OFFICE
604 | CLEVELAND AVE | 43215 | Active | N120504743 | FEBCO | 860 | RP | 8.000 | 102442 | IN NEW METER ROOM BLDG 109
607 | CLEVELAND AVE | 43215- | Active | 11311 | WATTS | 919ZQT | RP | 2.000 | 98120 | EQUIPMENT MEZZANINE, ASEPTIC EQUIPMENT DECK
607 | CLEVELAND AVE | 43215- | LPS - Active | FIRE PUMP |  |  |  |  | 3650712
607 | CLEVELAND AVE | 43215- | Active | NV600 | CONBRACO | 4020002 | RP | 3.000 | 68858 | EQUIP DECK BUILDING 37 10' AFF BY 1516 STM STA
607 | CLEVELAND AVE | 43215- | Active | 01675 | WATTS | 009QT | RP | 1.000 | 96702 | 625 CLEVELAND AVE, RPB E-Deck, 2ND FLOOR EAGLE MEZZ ON CAP HEATER
607 | CLEVELAND AVE | 43215- | Active | N5403 | CONBRACO | 4020903 | RP | 2.500 | 68857 | BLDG 45 ABOVE RECEIVING 2
607 | CLEVELAND AVE | 43215- | Active | 473712 | APOLLO | RPS40 | RP | 1.000 | 3636531 | SMALL BATCH SKID, PROCESSING E-DECK
607 | CLEVELAND AVE | 43215- | Not Required by DOW | 03911 | WATTS | SS009 | RP | 1.000 | 3650708 | NITRO FILLER RM ON WALL
607 | CLEVELAND AVE | 43215- | Active | 109185 | WATTS | 994 | RP | 2.500 | 96701 | 625 CLEVELAND AVE, BLDG 54 2ND FL MEZZ ABOVE EAGLE FILLING CIP COOLER
607 | CLEVELAND AVE | 43215- | Active | 509927 | WATTS | 909QT | RP | 0.750 | 68854 | 625 CLEVELAND AVE / High Rise NW Corner
607 | CLEVELAND AVE | 43215- | Active | 346539 | WATTS | 909M1QT | RP | 2.000 | 68852 | E-DECK TOPAZ BUILDING 54
607 | CLEVELAND AVE | 43215- | Active | 03864 | WATTS | SS009QT | RP | 1.000 | 3647044 | 625 Cleveland - RPB under Conveyor
607 | CLEVELAND AVE | 43215- | Active | 449845 | APOLLO/CONBRACO | RP4A | RP | 2.000 | 3607461 | CHILLED WATER SUPPLY FILTER, EAGLE EQUIPMENT DECK
607 | CLEVELAND AVE | 43215- | Active | 73416 | WATTS | 909M1QT | RP | 1.500 | 96703 | STORE ROOM
607 | CLEVELAND AVE | 43215- | Active | 104299 | WATTS | 994 | RP | 3.00 | 3647047 | SMALL BATCH SKID UPPER DEVICE
607 | CLEVELAND AVE | 43215- | Active | 73843 | WATTS | 919QT | RP | 1.000 | 3647045 | POWERHOUSE ABOVE DRINKING FOUNTAIN
607 | CLEVELAND AVE | 43215- | Active | 426955 | APOLLO | RP4A | RP | 2.000 | 3617004 | SOUTH WALL IN OLD POWERHOUSE BASEMENT (Sand filter)
607 | CLEVELAND AVE | 43215- | Active | 104294 | WATTS | 994 | RP | 3.00 | 3647046 | SMALL BATCH SKID LOWER DEVICE
607 | CLEVELAND AVE | 43215- | Active | NV852 | CONBRACO | 4020C02 | RP | 6.000 | 68859 | EAGLE CHEM STORAGE S OF FILLER RM W PROCESS WTR/RO WTR CARBON FILTRATION
607 | CLEVELAND AVE | 43215- | Active | 95180 | APOLLO/CONBRACO | RPS40 | RP | 1.000 | 3617003 | WATER SKID SMALL BATCH EQUIPMENT DECK
607 | CLEVELAND AVE | 43215- | Active | 584093 | WATTS | 909 | RP | 0.750 | 3617001 | MAIN PROCESSING EQUIPMENT DECK BY MC CABINET
607 | CLEVELAND AVE | 43215- | Active | 4FL1309 | AMES | 4000SS | RP | 3.000 | 3617000 | OUTSIDE ASEPTIC
607 | CLEVELAND AVE | 43215- | Active | 0220 | WATTS | 994 | RP | 3.000 | 3648917 | NITRO BEHIND RPW TANK
607 | CLEVELAND AVE | 43215- | Active | 637326 | WATTS | 909QT | RP | 1.000 | 3647057 | Near Small Batch Skid
607 | CLEVELAND AVE | 43215- | Active | 03821 | WATTS | SS009QT | RP | 1.000 | 3648916 | BUILDING 64 NE CORNER
607 | CLEVELAND AVE | 43215- | Active | 444784 | APOLLO/CONBRACO | RP40 | RP | 1.000 | 3607694 | DISTILLED WATER TANK, EQUIPMENT DECK
822 | CLEVELAND AVE | 43201-3612 | Active | 11070 | WATTS | 919QT | RP | 1.500 | 97153 | INSIDE MIDDLE AN DOOR SOUTH SIDE OF BLDG
825 | CLEVELAND AVE | 43201 | Active | 83263 | WATTS | 919 | RP | 0.750 | 3641178 | HOT BOX
825 | CLEVELAND AVE | 43201 | Not Required by DOW | T003183 | WILKINS | 720A | PVB | 1.500 | 3648864 | WEST HOT BOX
825 | CLEVELAND AVE | 43201 | Active | TJ-1793 | AMES | COLT 500 | RPDA | 8.000 | 3641177 | HOT BOX WEST
825 | CLEVELAND AVE | 43201 | Active | TJ-0926 | AMES | COLT 400 | RP | 4.000 | 3639257 | HOT BOX WEST
863 | CLEVELAND AVE | 43201- | Active | 4920224 | WILKINS | 975XL2 | RP | 0.750 | 3392874 | UTILITY ROOM CENTER
934 | CLEVELAND AVE | 43201-3764 | Active | 258254 | WATTS | LF009M3QT | RP | 0.750 | 3392878
1000 | CLEVELAND AVE | 43201 | Active | HC41226 | WILKINS | 950XLD | DC | 0.750 | 3649820 | METER NORTHWEST CORNER
1000 | CLEVELAND AVE | 43201 | Active | 012937 | WATTS | LF909 | RP | 3.000 | 3649818 | METER ROOM NORTHWEST CORNER
1000 | CLEVELAND AVE | 43201 | Active | 21023B | WILKINS | 350ASTDA | DCDA | 4.000 | 3649819 | METER ROOM NORTHWEST CORNER
1084 | CLEVELAND AVE | 43201-3753 | Active | 4206358 | WILKINS | 975XL2 | RP | 1.500 | 3616583 | MECH ROOM (Stock Room)
1097 | CLEVELAND AVE | 43201- | Active | 248665 | WATTS | LF009M2QT | RP | 1.000 | 3652440 | WEST WALL
1125 | CLEVELAND AVE | 43201-2900 | Active | 73742 | WATTS | LF919QT | RP | 1.000 | 3607699 | BOILER ROOM
1125 | CLEVELAND AVE | 43201-2900 | Active | 488027 | WATTS | 007QT | DC | 1.000 | 54007 | PAINT ROOM
1125 | CLEVELAND AVE | 43201-2900 | Active | 327846 | WATTS | 909QT | RP | 1.000 | 54006 | BY WATER METER
1144 | CLEVELAND AVE | 43201-2922 | Active | 4668702 | WILKINS | 975 | RP | 0.750 | 3392891 | BY METER
1166 | CLEVELAND AVE | 43201-2924 | Not Required by DOW |  |  |  | RP |  | 3392892
1200 | CLEVELAND AVE | 43201 | Active | 036278 | WATTS | LF009M2QT | RP | 1.500 | 3619869 | MECHANICAL ROOM EAST CENTER WALL
1249 | CLEVELAND AVE | 43201- | Active | 11723 | WATTS | 007M1QT | DC | 2.000 | 54405 | 1288 ESSEX AVE, STORAGE ROOM IN WOMENS RESTROOM
1249 | CLEVELAND AVE | 43201- | Active | 127667 | WATTS | LF009M2QT | RP | 2.000 | 3633903 | MECH ROOM AT METER - 1288 ESSEX AVE WOMEN RESTROOM
1371 | CLEVELAND AVE | 43211-2720 | Active | 02522 | AMES | 2000SS | DC | 1.500 | 54829 | MECH ROOM 1ST FLOOR
1371 | CLEVELAND AVE | 43211-2720 | Active | 1070160 | WILKINS | 975XLBMS | RP | 1.500 | 54827 | FIRST FLOOR MECH ROOM
1371 | CLEVELAND AVE | 43211-2720 | Active | 1149852 | WILKINS | 975XLBMS | RP | 1.500 | 54828 | 1ST FLOOR MECH ROOM
1390 | CLEVELAND AVE | 43211-2767 | Active | 009347 | WATTS | 909 | RP | 3.000 | 54872 | IN N OPEN STAIRWELL BOTTOM DEVIICE DOMESTIC GO UPSTAIRS THEN DOWN N STAIRS
1390 | CLEVELAND AVE | 43211-2767 | Active | 09976 | AMES | 2000B | DC | 2.000 | 54871 | IN N OPEN STAIRWELL TOP DEVIICE FIRE LINE GO UPSTAIRS THEN DOWN N STAIRS
1407 | CLEVELAND AVE | 43211-2759 | Active | 291279 | WATTS | 800QT | PVB | 1.000 | 54932 | MECH ROOM
1407 | CLEVELAND AVE | 43211-2759 | Active | 1074181 | WILKINS | 975XLBMS | RP | 1.500 | 54931 | MECH ROOM
1431 | CLEVELAND AVE | 43211-2759 | Active | 595419 | WATTS | 909QT | RP | 1.000 | 87936 | SE AT MOP SINK BY BATHROOMS AT WATER METER
1464 | CLEVELAND AVE | 43211-2760 | Active | 175510 | WATTS | LF009M2QT | RP | 2.000 | 3392914 | IN MECH ROOM AT WATER METER
1474 | CLEVELAND AVE | 43211-2742 | Active | 2513 | WATTS | 007QT | DC | 1.500 | 55099 | METER ROOM SETTING
1474 | CLEVELAND AVE | 43211-2742 | Due Install |  |  |  | RP |  | 3633216 | METER ROOM SETTING
1533 | CLEVELAND AVE | 43211-2743 | Active | W149855 | WILKINS | 975XL | RP | 1.500 | 55327 | IN BASEMENT MECH ROOM BY WATER METER
1533 | CLEVELAND AVE | 43211-2743 | Active | 251464 | WATTS | 009M2QT | RP | 1.000 | 86952 | IN WOMENS RESTROOM OFF 13TH AVENUE ENTRANCE
1630 | CLEVELAND AVE | 43211-2860 | Active | W167502 | WILKINS | 975XL | RP | 2.000 | 88386 | BASEMENT N W CORNER
1630 | CLEVELAND AVE | 43211-2860 | Active | 1377410205 | AMES | 3000SS | DCDA | 4.000 | 88387 | BASEMENT
1630 | CLEVELAND AVE | 43211-2860 | Active | 42515 | AMES | 2000B | DC | 0.750 | 88388 | BASEMENT
1630 | CLEVELAND AVE | 43211-2860 | Not Required by DOW | 027514 | WATTS | 800M4QT | PVB | 1.500 | 88307 | S BAY ON N WALL
1630 | CLEVELAND AVE | 43211-2860 | Not Required by DOW | 018504 | WATTS | 800M4QT | PVB | 1.500 | 88382 | N BAY ON S WALL
1741 | CLEVELAND AVE | 43211-2560 | Active | 005833 | Febco | LF825Y | RP | 0.750 | 56007 | REC. ROOM NEXT TO GARAGE DOOR
1758 | CLEVELAND AVE | 43211-2561 | Due Install | [5 empty] | 3392969
1790 | CLEVELAND AVE | 43211-2573 | Not Required by DOW |  |  |  | RP |  | 3636493 | MECH ROOM
1905 | CLEVELAND AVE | 43211-2545 | Due Install |  |  |  | RP |  | 3392989
1947 | CLEVELAND AVE | 43211- | Due Install | [5 empty] | 3392996 | SOUTHEAST CORNER FRONT
1948 | CLEVELAND AVE | 43211-2548 | Not Required by DOW |  |  |  | RP |  | 3392997
1975 | CLEVELAND AVE | 43211-2568 | Due Install |  |  |  | RP |  | 3393000
1977 | CLEVELAND AVE | 43211-2568 | Due Install | [5 empty] | 3579423 | IN DAYCARE FIRE PUMP ROOM
1977 | CLEVELAND AVE | 43211-2568 | Due Install |  |  |  | DCDA |  | 3639418
1977 | CLEVELAND AVE | 43211-2568 | Due Install |  |  |  | RP |  | 3393001
2028 | CLEVELAND AVE | 43211-2214 | Active | 4912746XLTCU | WILKINS | 975XL2 | RP | 0.750 | 3393014 | REAR MECHANICAL ROOM
2052 | CLEVELAND AVE | 43211-2216 | Active | 411091 | WATTS | LF009M3QT | RP | 0.750 | 3393015
2114 | CLEVELAND AVE | 43211- | Due Install |  |  |  | RP |  | 3393028
2223 | CLEVELAND AVE | 43211-2273 | Active | 209544 | WATTS | 009M2QT | RP | 2.000 | 57661 | NW REAR STAIRWELL
2223 | CLEVELAND AVE | 43211-2273 | Due Install |  |  |  | DC | 0.250 | 3628126
2223 | CLEVELAND AVE | 43211-2273 | Active | 138513 | WATTS | LF009M3QT | RP | 0.750 | 57660 | MEZZANINE MECH ROOM
2349 | CLEVELAND AVE | 43211-1611 | Due Install |  |  |  | RP |  | 3393073
2511 | CLEVELAND AVE | 43211- | Not Required by DOW | [5 empty] | 3393103
2585 | CLEVELAND AVE | 43211-1660 | Active | 36857 | WATTS | 919AQT | RP | 0.750 | 58678 | MOP SINK ROOM AT METER
2600 | CLEVELAND AVE | 43211-1646 | Due Install |  |  |  | RP |  | 3393116
2635 | CLEVELAND AVE | 43211-1647 | Due Install | [5 empty] | 3393119
2676 | CLEVELAND AVE | 43211-1648 | Active | 52629 | WATTS | 009QT | RP | 0.750 | 58940 | AT WATER METER
2682 | CLEVELAND AVE | 43211- | Active | ABT4693 | WILKINS | 975 | RP | 0.750 | 3653556 | METER ROOM SOUTH WALL
2689 | CLEVELAND AVE | 43211-1663 | Not Required by DOW |  |  |  | RP |  | 3393128
2741 | CLEVELAND AVE | 43224-4406 | Active | 368189 | WATTS | 909QT | RP | 0.750 | 59153 | BASEMENT BY WATER METER
2977 | CLEVELAND AVE | 43224 | Active | UL-2402 | WATTS | 957 | RP | 3.000 | 3650366
2977 | CLEVELAND AVE | 43224 | Active | 100839 | AMES | 3000SS | DCDA | 4.000 | 3650367
2977 | CLEVELAND AVE | 43224 | Active | 85206 | AMES | 2000B | DC | 0.750 | 3651292 | MTR ROOM AT NW CORNER OF BLDGOFF EDDYSTONE
3009 | CLEVELAND AVE | 43224-4421 | Active | 38244 | WATTS | 919QT | RP | 0.750 | 101093 | ABOVE WATER METER
3080 | CLEVELAND AVE | 43224-3682 | Active | 281090 | WILKINS | 975 | RP | 0.750 | 59920 | IN RESTROOM IN NE CORNER OF BLDG AT WATER METER
3093 | CLEVELAND AVE | 43224-3684 | Active | F0306181047 | FEBCO | 876 | DCDA | 4.000 | 59945 | SOUTHWALL NEXT TO FIRE EXIT
3093 | CLEVELAND AVE | 43224-3684 | Active | H001450 | FEBCO | 805YB | DC | 0.750 | 59946 | SOUTH WALL BY FIRE EXIT
3093 | CLEVELAND AVE | 43224-3684 | Not Required by DOW | W069362 | WILKINS | 975XLBMS | RP | 1.500 | 59947 | MECH ROOM
3093 | CLEVELAND AVE | 43224-3684 | Active | W069371 | WILKINS | 975XL | RP | 1.500 | 59948 | MECH ROOM
3100 | CLEVELAND AVE | 43224-3682 | Active | 13167 | WATTS | 009M2QT | RP | 1.500 | 59966 | Stock Room
3132 | CLEVELAND AVE | 43224- | Active | 208147 | WATTS | 009M3QT | RP | 0.750 | 60027 | BEHIND ICE MACHINE - 3142 CLEVELAND AVE
3132 | CLEVELAND AVE | 43224- | Active | H08107 | FEBCO | 860 | RP | 0.750 | 92262 | REAR OF STORE NEXT TO HUNT - 3142 CLEVELAND AVE
3132 | CLEVELAND AVE | 43224- | Active | ABS4925 | WILKINS | 975XL2 | RP | 0.750 | 3636495
3149 | CLEVELAND AVE | 43224-3605 | Active | 396078 | WATTS | 909QT | RP | 0.750 | 60055 | IN KITCHEN NORTH WALL AT WATER METER
3172 | CLEVELAND AVE | 43224-3604 | Due Install |  |  |  | RP |  | 3393196
3222 | CLEVELAND AVE | 43224- | Not Required by DOW | [5 empty] | 3393201
3232 | CLEVELAND AVE | 43224-3678 | Due Install |  |  |  | RP |  | 3393202
3233 | CLEVELAND AVE | 43224-3616 | Not Required by DOW | CB161945 | WILKINS | 720A | PVB | 1.000 | 3610064 | REAR OF BUILDING
3233 | CLEVELAND AVE | 43224-3616 | Active | 445368 | WATTS | 909M1QT | RP | 1.500 | 99765 | MECHANIC ROOM NEXT TO METER
3238 | CLEVELAND AVE | 43224-3615 | Active | 3835326 | WILKINS | 975XL2 | RP | 1.500 | 3393203
3240 | CLEVELAND AVE | 43224-3615 | Due Install |  |  |  | RP | 0.750 | 3393204 | AT METER
3267 | CLEVELAND AVE | 43224- | Active | 74752 | WATTS | 919AQT | RP | 0.750 | 3644569 | NORTH SIDE OF BUILDING BEHIND WASHERS AT METER
3317 | CLEVELAND AVE | 43224-3651 | Active | 4768896 | WILKINS | 975XL2 | RP | 1.000 | 60459 | IN STORAGE ROOM ABOVE BATHROOM
3353 | CLEVELAND AVE | 43224-3644 | Not Required by DOW | 60513 | WATTS | 008PCQT | SVB | 0.500 | 93233 | AT SINK IN PRODUCE
3353 | CLEVELAND AVE | 43224-3644 | Active | 210446 | WATTS | LF009M2QT | RP | 2.000 | 3653527 | BACK OF BUILDING. TEES OFF BYPASS.
3353 | CLEVELAND AVE | 43224-3644 | Active | WG-1085 | WATTS | 957 | RP | 6.000 | 3653526 | BACK OF BUILDING
3353 | CLEVELAND AVE | 43224-3644 | Not Required by DOW | 01007 | WATTS | 008PCQT | SVB | 0.500 | 98051 | MEAT PREP @ SINK
3377 | CLEVELAND AVE | 43224-3644 | Active | 30428 | WATTS | 007M1QT | DC | 0.750 | 3653421 | REAR AT FIRE RISER OUTSIDE DOOR ENTRANCE
3377 | CLEVELAND AVE | 43224-3644 | Active | 11020720222 | AMES | 3000CIV | DCDA | 6.000 | 3393217 | REAR AT FIRE RISER
3387 | CLEVELAND AVE | 43224- | Active | 06837 | WATTS | 719QT | DC | 1.500 | 96822 | STORAGE ROOM SOUTHEAST CORNER OF BLDG
3387 | CLEVELAND AVE | 43224- | Due Install |  |  |  | RP | 1.500 | 3635643 | AT METER
3390 | CLEVELAND AVE | 43224-3677 | Not Required by DOW | CB100458 | WILKINS | 720A | PVB | 1.000 | 3611776 | WEST SIDE REAR CORNER
3390 | CLEVELAND AVE | 43224-3677 | Active | 35155 | WATTS | 919QT | RP | 2.000 | 3636349 | WEST SIDE REAR CORNER
3402 | CLEVELAND AVE | 43224-3685 | Not Required by DOW | 3489560 | WILKINS | 975XL | RP | 1.000 | 100148
3402 | CLEVELAND AVE | 43224-3685 | Active | 33996 | WATTS | 919AQT | RP | 1.000 | 100149 | AT DOMESTIC WATER METER
3410 | CLEVELAND AVE | 43224-2907 | Active | 402524 | WATTS | 009M3QT | RP | 0.750 | 3393225 | UTILITY ROOM IN KITCHEN
3411 | CLEVELAND AVE | 43224-2906 | Not Required by DOW | 633295 | WILKINS | 975XLBMS | RP | 0.750 | 98500 | BELOW WATER METER
3411 | CLEVELAND AVE | 43224-2906 | Active | 404426 | WATTS | 909M1QT | RP | 1.500 | 60637 | AT WATER METER
3411 | CLEVELAND AVE | 43224-2906 | Not Required by DOW | 6065 | WATTS | 800M4QT | PVB | 1.500 | 60638 | AT METER
3414 | CLEVELAND AVE | 43224-2907 | Active | 409896 | WATTS | LF009M3QT | RP |  | 3393226
3416 | CLEVELAND AVE | 43224-2907 | Active | 355856 | WATTS | LF009M3QT | RP | 0.750 | 3393227 | MTR IS ACTUALLY IN UNIT BEHIND HUNTINGTON BANK
3461 | CLEVELAND AVE | 43224-2906 | Active | ABZ9066 | WILKINS | 975XL2 | RP | 1.000 | 3393248
3475 | CLEVELAND AVE | 43224-2906 | Active | A188405 | WILKINS | 375 | RP | 1.000 | 104016 | NEXT TO WATER METER
3475 | CLEVELAND AVE | 43224-2906 | Not Required by DOW | FM4363 | FEBCO | 765 | PVB | 1.000 | 3603695 | RIGHT SIDE
3477 | CLEVELAND AVE | 43224- | Not Required by DOW | 28745 | WATTS | LF919QT | RP | 2.000 | 3616961 | 3467 CLEVELAND AVE, OCTAPHARMA PLAZA, CUSTODIAL RM S WALL
3477 | CLEVELAND AVE | 43224- | Active | 159700801 | AMES | 3000SS | DCDA | 8.000 | 60817 | REAR WEST WALL OF BUILDING
3477 | CLEVELAND AVE | 43224- | Active | 20842 | AMES | 2000SS | DC | 0.750 | 60819 | REAR WALL WESTEND
3477 | CLEVELAND AVE | 43224- | Active | 172269 | WATTS | 009M2QT | RP | 2.000 | 60818 | SW CORNER OF METER
3515 | CLEVELAND AVE | 43224-2909 | Not Required by DOW | 41K3236 | AMES | 4000B | RP | 1.500 | 60946 | LOADING DOCK BACK ROOM NW
3515 | CLEVELAND AVE | 43224-2909 | Not Required by DOW | 329133 | WILKINS | 975 | RP | 1.250 | 60940 | LOADING DOCK BACK ROOM W CENTER HUSSMAN PUMPING STATION
3515 | CLEVELAND AVE | 43224-2909 | Due Install |  |  |  | RP |  | 3632950
3515 | CLEVELAND AVE | 43224-2909 | Active | 4AL1613 | AMES | 4000SS | RP | 4.000 | 95861 | FRONT ABOVE CEILING ANTI-FREEZE LOOP
3515 | CLEVELAND AVE | 43224-2909 | Active | 1545301206 | AMES | 3000SS | DCDA | 6.000 | 92774 | SPRINKLER MAIN RISERS
3515 | CLEVELAND AVE | 43224-2909 | Active | 9631 | WILKINS | 975 | RP | 2.500 | 60947 | AT WATER METER, NORTHWEST CORNER
3515 | CLEVELAND AVE | 43224-2909 | Active | 07672 | WATTS | 007M1QT | DC | 0.750 | 92773 | SPRINKLER MAIN RISERS
3522 | cleveland ave |  | Active | VF-0591 | AMES |  | DCDA | 6.000 | 3653194
3522 | cleveland ave |  | Active | WA-1614 | AMES | 400 | RP | 3.000 | 3653193
3522 | cleveland ave |  | Active | 65522 | Ames | 2000BM3 | DC | 0.750 | 3653195
3524 | CLEVELAND AVE | 43224- | Due Install |  |  |  | RP |  | 3393260
3531 | CLEVELAND AVE | 43224-2909 | Active | 88029 | WATTS | LF919 | RP | 0.750 | 3393263 | NE CORNER OF WAREHOUSE
3533 | CLEVELAND AVE | 43224- | Active | 407177 | WATTS | LF009MEQT | RP | 0.750 | 3393264
3539 | CLEVELAND AVE | 43224-2909 | Active | 407188 | WATTS | LF009M3QT | RP | 0.750 | 3393265 | BACK WALL IN FINISHED ROOM BY DRINKING FOUNTAIN
3543 | CLEVELAND AVE | 43224- | Active | ABN7816 | WILKINS | 975XL | RP | 0.750 | 3393266 | BACK OF STORE
3547 | CLEVELAND AVE | 43224-2909 | Active | XLTCU4973085 | WILKINS | 975XL2 | RP | 0.750 | 3393269 | Mechanical Room
3549 | CLEVELAND AVE | 43224-2909 | Active | 379880 | WILKINS | LF009M3QT | RP | 0.750 | 3393270 | VERY BACK BY EXIT DOOR
3551 | CLEVELAND AVE | 43224-2909 | Active | 20137 | WATTS | 009QT | RP | 0.750 | 61059 | NORTHWEST CORNER AT METER
3553 | CLEVELAND AVE | 43224 | Active | 4933789 | WILKINS | 975XL | RP | 2.000 | 3652480 | REAR OF BUILDING AT METER
3561 | CLEVELAND AVE | 43224-2909 | Not Required by DOW | W104461 | WILKINS | 975 | RP | 1.000 | 61105 | NW MECH AREA HWT BY METER
3561 | CLEVELAND AVE | 43224-2909 | Active | W143176 | WILKINS | 975 | RP | 1.000 | 61106 | NW MECH AREA AT WATER METER -A&W AND LJS
3580 | CLEVELAND AVE | 43224-2908 | Due Install |  |  |  | RP |  | 3393272
3587 | CLEVELAND AVE | 43224-2909 | Not Required by DOW | [5 empty] | 3393274
3629 | CLEVELAND AVE | 43224-2911 | Due Install |  |  |  | RP |  | 3393279
3651 | CLEVELAND AVE | 43224-2911 | Due Install | [5 empty] | 3604340
3820 | CLEVELAND AVE | 43224-2426 | Active | 33265 | WATTS | 919AQT | RP | 2.000 | 3393316 | NORTHWEST MECH ROOM AT WATER METER
3837 | CLEVELAND AVE | 43224-2431 | Due Install |  |  |  | RP |  | 3393318
3838 | CLEVELAND AVE | 43224- | Active | 67687 | WATTS | 919QT | RP | 0.750 | 3621114 | METER SE WALL OF GARAGE AT WATER
3893 | CLEVELAND AVE | 43224-2432 | Active | 271460 | WATTS | LF009M3QT | RP | 0.750 | 3393323 | IN BATHROOM UNDER SINK
3932 | CLEVELAND AVE | 43224-2433 | Not Required by DOW |  |  |  | RP |  | 3393330
3960 | CLEVELAND AVE | 43224-2433 | Active | 537517 | WILKINS | 975 | RP | 0.750 | 62360 | REAR OF STORE IN RESTROOM
3974 | CLEVELAND AVE | 43224-2364 | Due Install |  |  |  | RP | 1.000 | 3393334
4093 | CLEVELAND AVE | 43224-4676 | Not Required by DOW | 16327 | WATTS | 009QT | RP | 1.500 | 62865 | MECHANICAL ROOM AT METER
4093 | CLEVELAND AVE | 43224-4676 | Active | 24573 | WATTS | 007M1PCQT | DC | 0.750 | 3616915 | WEST MECHANICAL ROOM
4093 | CLEVELAND AVE | 43224-4676 | Not Required by DOW | 00543 | WATTS | 007M1QT | DC | 1.000 | 96949 | FRONT JANITORS CLOSET
4093 | CLEVELAND AVE | 43224-4676 | Active | 188525 | AMES | 3000SS | DCDA | 6.000 | 3616914 | WEST MECHANICAL ROOM
4093 | CLEVELAND AVE | 43224-4676 | Active | 4965 | WILKINS | 375AST | RP | 3.000 | 3615353 | MECHANICAL ROOM WEST END BUILDING
4191 | CLEVELAND AVE | 43224-4677 | Active | 179673 | WATTS | 009M2QT | RP | 1.000 | 63200 | rear STORAGE ROOM IN 4197 CLEVELAND
4350 | CLEVELAND AVE | 43224-1578 | Active | A09799 | WATTS | 009QT | RP | 1.500 | 94197 | AT WATER METER
4382 | CLEVELAND AVE | 43224- | Active | 93795 | WATTS | 009M2PCQT | RP | 0.750 | 63850 | 4384 CLEVELAND AVE, WATER HEATER & ELEC. ROOM
4400 | CLEVELAND AVE | 43224-1548 | Active | 06535 | WATTS | 919QT | RP | 0.750 | 63917 | STORAGE ROom by roof ladder
4460 | CLEVELAND AVE | 43231-5803 | Active | 202193 | WATTS | 009M3QT | RP | 0.750 | 64081 | IN MECH ROOM IN NW AREA OF BUILDING
4542 | CLEVELAND AVE | 43231-5854 | Active | 2686504 | WILKINS | 975XL | RP | 1.500 | 64319 | BACK PART OF KITCHEN BY BACK DOOR
4555 | CLEVELAND AVE | 43231-5850 | Not Required by DOW | 289849 | WILKINS | 950 | DC | 1.500 | 64346 | IN WATER METER ROOM
4581 | CLEVELAND AVE | 43231-5849 | Active | 105700 | WATTS | 009M2-FP | RP | 1.500 | 3652485 | MECHANICAL ROOM
4581 | CLEVELAND AVE | 43231-5849 | Active | 202771 | WATTS | 007M3QT | DC | 0.750 | 99083 | MECHANICAL ROOM
4581 | CLEVELAND AVE | 43231-5849 | Active | KC0815 | AMES | 757 | DCDA | 4.000 | 99202 | MECHANICAL ROOM
4612 | CLEVELAND AVE | 43231-5852 | Due Install | [5 empty] | 3393386
4625 | CLEVELAND AVE | 43231- | Active | 262193 | WATTS | 909 | RP | 6.000 | 3393387 | REAR OF 4625 @ METER
4662 | CLEVELAND AVE | 43231-5828 | Not Required by DOW | [5 empty] | 3393394
4734 | CLEVELAND AVE | 43231-4758 | Active | 374701 | WATTS | 009 | RP | 0.750 | 3393401 | OFFICE
4850 | CLEVELAND AVE | 43231- | Active | 121929 | WATTS | 909M1QT | RP | 2.000 | 65230 | AT WATER METER IN EQUIPMENT ROOM
4899 | CLEVELAND AVE | 43231-4732 | Active | 260587 | WILKINS | 975 | RP | 0.750 | 65372 | SW UNDER SINK/CABINET AT WATER MTR -HAIR SALON
4950 | CLEVELAND AVE | 43231-4733 | Not Required by DOW |  |  |  | RP |  | 3393415
4951 | CLEVELAND AVE | 43231-4753 | Not Required by DOW |  |  |  | RP |  | 3393416
4989 | CLEVELAND AVE | 43231-4734 | Active | 55392 | WATTS | 909QT | RP | 0.750 | 3607886 | IN STORAGE ROOM IN CENTER OF BLDG OFF KITCHEN AT WATER METER
5215 | CLEVELAND AVE | 43231-4752 | Not Required by DOW | 211147 | APOLLO/CONBRACO | 4020402 | RP | 0.750 | 99050 | under stairs behind stage
5215 | CLEVELAND AVE | 43231-4752 | Not Required by DOW | W074832 | WILKINS | 975XL2 | RP | 1.000 | 99447 | MECHANICAL ROOM - OLD CHURCH
5215 | CLEVELAND AVE | 43231-4752 | Active | V24470 | WILKINS | 350 | DCDA | 6.000 | 99048 | MECH ROOM
5215 | CLEVELAND AVE | 43231-4752 | Active | 3201541 | WILKINS | 950XLT2 | DC | 0.750 | 99049 | 1ST FLOOR WATER SERVICE ENTRANCE ROOM 111
5215 | CLEVELAND AVE | 43231-4752 | Active | XB-2540 | WATTS | 957 | RP | 3.000 | 99047 | IN MECH ROOM
5216 | CLEVELAND AVE | 43231-4756 | Active | 3730674 | WILKINS | 975XL | RP | 0.750 | 66429 | AT WATER METER N THRU OFFICE
5290 | CLEVELAND AVE | 43231-4782 | Active | ABW9032 | WILKINS | 975XL | RP | 0.750 | 3393437
5312 | CLEVELAND AVE | 43231-4782 | Active | ABA09346 | WILKINS | 975XL | RP | 0.750 | 3393438 | BATHROOM BY METER
5351 | CLEVELAND AVE | 43231-4701 | Active | 4690705 | WILKINS | 975XL | RP | 1.000 | 3393440 | BSMNT SE CLOSET IN CLASSROOM AT WATER METER
5400 | CLEVELAND AVE | 43231-4003 | Due Install |  |  |  | RP | 1.500 | 3652423 | N.E. CORNER RISER ROOM
5400 | CLEVELAND AVE | 43231-4003 | Due Install |  |  |  | DCDA | 4.000 | 3632723 | N.E. CORNER RISER ROOM
5400 | CLEVELAND AVE | 43231-4003 | Active | 275592 | WATTS | 909M1QT | RP | 1.500 | 66787 | N.E. CORNER IN STORE IN METER ROOM
5418 | CLEVELAND AVE | 43231- | Due Install |  |  |  | DCDA | 4.000 | 3652425 | MTR IN BACK ROOM BY FIRE..NEXT TO RESTROOM
5418 | CLEVELAND AVE | 43231- | Active | 111221 | WATTS | LF009M2QT | RP | 1.500 | 3393445 | MTR IN BACK ROOM BY FIRE..NEXT TO RESTROOM
5454 | CLEVELAND AVE | 43231-4021 | Due Install |  |  |  | RP | 0.750 | 3393446 | MTR IS IN UTILITY ROOM
5460 | CLEVELAND AVE | 43231-4005 | Due Install |  |  |  | DCDA |  | 3636181
5460 | CLEVELAND AVE | 43231-4005 | Due Install |  |  |  | RP |  | 3393447
5488 | CLEVELAND AVE | 43231-4049 | Active | 00125 | AMES | 4000B | RP | 1.500 | 66988 | MECH ROOM
5488 | CLEVELAND AVE | 43231-4049 | Active | 144679 | WATTS | 800QT | PVB | 1.000 | 66989 | MECH ROOM
5488 | CLEVELAND AVE | 43231-4049 | Active | 4808831 | WILKINS | 950XL | DC | 1.50 | 66990 | MECHANICAL ROOM
5495 | CLEVELAND AVE | 43231 | Active | 21582 | WATTS | LF919 | RP | 1.500 | 3626799 | MECHANICAL ROOM
5528 | CLEVELAND AVE | 43231-4049 | Not Required by DOW | G103535 | WILKINS | 720A | PVB | 1.000 | 67180 | NE COVE BY ELECTRIC MTR
5528 | CLEVELAND AVE | 43231-4049 | Active | 83117 | WATTS | LF919QT | RP | 0.750 | 67179 | IN MECHANICAL ROOM AT METER
5555 | CLEVELAND AVE | 43231-4048 | Not Required by DOW | CB431289 | WILKINS | 720 | PVB | 0.750 | 3633356 | OUTSIDE EAST FENCE OF SOUTH PATIO OF HUNTINGTON BLDG.
5555 | CLEVELAND AVE | 43231-4048 | Active | JJ1024 | WATTS | 957 | RP | 4.000 | 98507 | FIRE PUMP ROOM @ RISER
5555 | CLEVELAND AVE | 43231-4048 | Active | 1138550910 | WATTS | 774 | DCDA | 10.000 | 99173 | METER PIT
5555 | CLEVELAND AVE | 43231-4048 | Active | 156985 | WATTS | 007M2QT | DC | 0.750 | 99174 | FIRE MAIN IN PIT AT DETECTOR METER
5559 | CLEVELAND AVE | 43231- | Active | 283810 | WATTS | 909M1QT | RP | 2.000 | 67299 | SE CORNER--RECEIVING DOOR (2433 E DUB-GRANVILLE RD)
5559 | CLEVELAND AVE | 43231- | Due Install |  |  |  | RP |  | 3646257 | PIT SOUTHEAST SECTION OF PROPERTY NORTH OF DRIVE UNDER PROPERTY SIGN
5590 | CLEVELAND AVE | 43231-4059 | Active | 265842 | WATTS | LF009M3QT | RP | 0.750 | 67347 | AT WATER METER NEAR DOOR ON SOUTH WALL
5615 | CLEVELAND AVE | 43231-4048 | Active | 63556 | WATTS | 009M2PCQT | RP | 1.000 | 67433 | NORTH WALL OF KITCHEN AREA
5620 | CLEVELAND AVE | 43231-4059 | Active | 228159 | WATTS | LF009M2QT | RP | 0.750 | 67441 | BATHROOM
5657 | CLEVELAND AVE | 43231-2831 | Active | 67672 | WATTS | 009QT | RP | 1.500 | 67526 | SW CORNER OF STORE IN MECH ROOM
5657 | CLEVELAND AVE | 43231-2831 | Active | 324802 | WATTS | 800QT | PVB | 1.000 | 67525 | SW CORNER OF STORE IN MECH ROOM
5701 | CLEVELAND AVE | 43231-2831 | Active | 3123632 | WILKINS | 975XL | RP | 1.000 | 88189 | STORAGE ROOM
5710 | CLEVELAND AVE | 43231-2879 | Not Required by DOW | 37590 | WATTS | 009QT | RP | 1.000 | 67689 | PAST WATER METER, BACK OF BLDG
5710 | CLEVELAND AVE | 43231-2879 | Active | 23333 | WATTS | 009M2QT | RP | 1.500 | 67688 | AT WATER METER, BACK OF BLDG TIM HORTONS
5730 | CLEVELAND AVE | 43231-2879 | Not Required by DOW | G103417 | WILKINS | 720A | PVB | 1.000 | 98718 | NORTHEAST CORNER OF BUILDING
5730 | CLEVELAND AVE | 43231-2879 | Active | 2299142 | WILKINS | 975XL | RP | 1.500 | 67743 | MECHANICAL ROOM SE CORNER
5747 | CLEVELAND AVE | 43231-2831 | Active | W149892 | WILKINS | 975XL | RP | 1.500 | 67791 | NORTH SIDE OF BASEMENT MAIN WATER FEED
5747 | CLEVELAND AVE | 43231-2831 | Active | 132010 | AMES | 3000SS | DCDA | 3.000 | 67789 | BASEMENT
5747 | CLEVELAND AVE | 43231-2831 | Active | 36156 | AMES | 2000B | DC | 0.750 | 67790 | BASEMENT
5800 | CLEVELAND AVE | 43231-2808 | Due Install |  |  |  | RP |  | 3393456
5810 | CLEVELAND AVE | 43231-2862 | Active | 153386 | WILKINS | 975 | RP | 0.750 | 68054 | STORAGE CLOSET AT MAIN ENTRANCE NEXT TO WATER METER
5810 | CLEVELAND AVE | 43231-2862 | Due Install |  |  |  | DCDA | 6.000 | 3636552 | PIT IN BUSHES LEFT OF DRIVE
5819 | CLEVELAND AVE | 43231-2832 | Active | 440205 | WATTS | 909QT | RP | 0.750 | 68074 | BACK WALL BY MOP SINK
5858 | CLEVELAND AVE | 43231-2862 | Due Install |  |  |  | RP | 1.000 | 3393458
5870 | CLEVELAND AVE | 43231-2806 | Due Install |  |  |  | RP | 0.750 | 3638602 | BASEMENT NORTHEAST CORNER ROOM
5870 | CLEVELAND AVE | 43231-2806 | Due Install |  |  |  | DCDA | 2.000 | 3636028 | ON FIRE LINE
5870 | CLEVELAND AVE | 43231-2806 | Active | 2862407 | WILKINS | 975XLBMS | RP | 1.000 | 93087 | 0 USE 6/3/15 CAG. BY METER IN BASEMENT
5880 | CLEVELAND AVE | 43231-6882 | Not Required by DOW |  |  |  | RP |  | 3393461
5900 | CLEVELAND AVE | 43231-6881 | Active | 355854 | WATTS | 009M3-FP | RP | 0.750 | 3393466 | IN CLOSET
5909 | CLEVELAND AVE | 43231-2859 | Active | 4665156 | WILKINS | 975XL2 | RP | 0.750 | 68293 | NEXT TO BOILER BY WATER METER---PREFIX WITH Z
5909 | CLEVELAND AVE | 43231-2859 | Due Install |  |  |  | RP |  | 3626427
5910 | CLEVELAND AVE | 43231-6881 | Active | 429459 | WATTS | 909MZ | RP | 1.000 | 68298 | SW MECH ROOM AT WATER MTR
5920 | CLEVELAND AVE | 43231-6800 | Due Install | [5 empty] | 3393467
5925 | CLEVELAND AVE | 43231-2202 | Active | 455805 | WILKINS | 975XL | RP | 1.500 | 68334 | MECHANICAL ROOM EASTSIDE BUILDING
5959 | CLEVELAND AVE | 43231- | Due Install |  |  |  | RP | 1.000 | 3630116
5974 | CLEVELAND AVE | 43231-2230 | Active | H25020 | FEBCO | 825Y | RP | 0.750 | 68446 | SE BSMNT AT WATER METER
5975 | CLEVELAND AVE | 43231-2256 | Active | 4768892 | WILKINS | 975 | RP | 1.000 | 3627998 | AT WATER METER
5980 | CLEVELAND AVE | 43231-2200 | Active | 17011 | WATTS | 919AQT | RP | 0.750 | 96600 | IN BASEMENT AT METER
6011 | CLEVELAND AVE | 43231-2256 | Active | 953417 | WILKINS | 975 | RP | 1.500 | 68700 | MECHANICAL ROOM
6021 | CLEVELAND AVE | 43231-2256 | Due Install |  |  |  | RP | 3.000 | 3653564 | PIT N SIDE OF ENTRANCE..DOM MTR INSIDE
6021 | CLEVELAND AVE | 43231-2256 | Due Install |  |  |  | DCDA | 6.000 | 3393472 | PIT N SIDE OF ENTRANCE
6028 | CLEVELAND AVE | 43231-2230 | Active | 276200 | WATTS | LF009M3QT | RP | 0.750 | 3393473 | MID N WALL BSMNT AT METER
6028 | CLEVELAND AVE | 43231-2230 | Active | 108299 | WATTS | 007M1QT | DC | 1.000 | 3646240 | MID N WALL BSMNT AT METER
6049 | CLEVELAND AVE | 43231-2256 | Active | 1197592 | WILKINS | 975XLBMS | RP | 0.750 | 68789 | MECH ROOM
6055 | CLEVELAND AVE | 43231-2256 | Active | 3637331 | WILKINS | 975XL | RP | 1.000 | 102458 | AT WATER METER
6108 | CLEVELAND AVE | 43231- | Active | 28468 | WILKINS | 375AST | RP | 6.000 | 3624993 | IN HOT BOX AT PIT AT N SIDE ENTRANCE
6146 | CLEVELAND AVE | 43231-1614 | Active | ACD9135 | WILKINS | 975XL2 | RP | 1.500 | 100458
6152 | CLEVELAND AVE | 43231-1614 | Active | 589085 | WILKINS | 975 | RP | 1.000 | 69159 | AT BACK DOOR AT WATER METER
6168 | CLEVELAND AVE | 43231-1614 | Active | 1191039 | WILKINS | 975 | RP | 0.750 | 69214 | BATHROOM
6176 | CLEVELAND AVE | 43231-1614 | Active | 583372 | WILKINS | 975 | RP | 0.750 | 69262 | LADIES ROOM
6180 | CLEVELAND AVE | 43231-1614 | Active | W278582 | WILKINS | 975XLBMS | RP | 0.750 | 69269 | MENS' RESTROOM UNDER SINK AT WATER MTR
6190 | CLEVELAND AVE | 43231-1614 | Active | 29532 | WATTS | 007M2PCQT | DC | 1.50 | 69305 | SOUTHSIDE WATER HEATER ROOM--CHEDDAR'S RESTAURANT
6190 | CLEVELAND AVE | 43231-1614 | Active | 109318 | WATTS | 009QT | RP | 1.500 | 69303 | MECH ROOM NEXT TO WATER METER
6190 | CLEVELAND AVE | 43231-1614 | Active | 479563 | WATTS | 009QT | RP | 0.500 | 69304 | KITCHEN / ABOVE ICE MACHINE
6192 | CLEVELAND AVE | 43231-1614 | Active | PRD00150560-51 | APOLLO | RPLF4A | RP | 0.750 | 3393483 | MTR IN BACK UTILITY ROOM
6201 | CLEVELAND AVE | 43231-1615 | Not Required by DOW | 4041462 | WILKINS | 975XL2 | RP | 1.000 | 3613394 | MECHANICAL ROOM OF CAR WASH
6201 | CLEVELAND AVE | 43231-1615 | Active | 25751 | WATTS | 919AQT | RP | 2.000 | 3613392 | MECHANICAL ROOM OF CAR WASH
6201 | CLEVELAND AVE | 43231-1615 | Not Required by DOW | 18732 | WATTS | 919AQT | RP | 1.500 | 3613393 | MECHANICAL ROOM OF CAR WASH
6211 | CLEVELAND AVE | 43231-1615 | Not Required by DOW | 245266 | WATTS | U009SSQT | RP | 1.500 | 69388 | IN MECHANICAL ROOM FOR FIRE PROTECTION SYSTEM
6211 | CLEVELAND AVE | 43231-1615 | Active | 58708 | WILKINS | 975 | RP | 2.000 | 69390 | UTILITY ROOM - NORTH SIDE
6211 | CLEVELAND AVE | 43231-1615 | Due Install |  |  |  | DCDA |  | 3635522 | ON FIRE LINE IN PIT
6221 | CLEVELAND AVE | 43231-1617 | Not Required by DOW | T300305 | WILKINS | 720-A | PVB | 1.000 | 69410 | BACK OF BUILDING
6221 | CLEVELAND AVE | 43231-1617 | Not Required by DOW | 12764 | WATTS | 007QT | DC | 1.500 | 69409 | UPSTAIRS BY WATER HEATER--FOR LIMITED SPRINKLER SYSTEM
6221 | CLEVELAND AVE | 43231-1617 | Active | ACF1437 | Wilkins | 975XL | RP | 1.500 | 3632684 | UNDER STEPS ACCESS BY DRIVETHRU CASHIER AT WATER METER
6285 | CLEVELAND AVE | 43231-1617 | Not Required by DOW | 3953081 | WILKINS | 975XL2 | RP | 1.000 | 3607848 | SW MECH ROOM AT DEDUCT METER
6285 | CLEVELAND AVE | 43231-1617 | Active | 155931 | WATTS | 009M2QT | RP | 2.000 | 69559 | SW METER/HWT MECH ROOM OUTSIDE DR
6333 | CLEVELAND AVE | 43231-1617 | Due Install |  |  |  | DCDA | 8.000 | 3636727 | FIRE PUMP ROOM
6333 | CLEVELAND AVE | 43231-1617 | Active | 152954 | WATTS | 909 | RP | 3.000 | 69729 | PUMP ROOM - MECHANICAL ROOM
6333 | CLEVELAND AVE | 43231-1617 | Active | 2HN1487 | AMES | 2000SE | DC | 8.000 | 69730 | FIRE PUMP ROOM
6333 | CLEVELAND AVE | 43231-1617 | LPS - Active |  |  |  | LST |  | 3636728 | FIRE PUMP ROOM
6333 | CLEVELAND AVE | 43231-1617 | Not required by DOW | 125597 | WATTS | 009M2 | RP | 1.000 | 69728 | CEILING OF WASH ROOM IN TOOL RENTAL MACH ROOM
6740 | CLEVELAND AVE | 43231-1619 | Active | 16772 | WATTS | 919AQT | RP | 1.000 | 97909 | basement
4045 | CLEVELAND AVE BLDG NORTH | 43224-2366 | Active | 1369060804 | AMES | 3000B | DCDA | 2.000 | 62743 | BASEMENT AT SPRINKLER INLET LINE
4045 | CLEVELAND AVE BLDG NORTH | 43224-2366 | Active | 39889 | AMES | 2000SS | DC | 0.750 | 62744 | BASEMENT AT SPRINKLER LINE INLET
4045 | CLEVELAND AVE BLDG SOUTH | 43224-2366 | Active | 486293 | WATTS | 909QT | RP | 1.000 | 62745 | SE CORNER BASEMENT
607 | CLEVELAND AVE UNIT A | 43215- | Active | 028685 | WATTS | 800M4QT | PVB | 1.500 | 68895 | 625 CLEVELAND AVE, SE CORNER HIGH-RISE/UTILITY CLOSET
607 | CLEVELAND AVE UNIT A | 43215- | Active | 316037 | WATTS | 909 | RP | 1.000 | 3603909 | PENTHOUSE ABOVE INVERTER
607 | CLEVELAND AVE UNIT A | 43215- | Active | 361477 | WATTS | 909M1QT | RP | 1.500 | 68887 | HIGH RISE @ MONO RAIL
607 | CLEVELAND AVE UNIT A | 43215- | Active | NV888 | CONBRACO | 4070EE3 | RPDA | 8.000 | 68903 | BUILDING 11 BASEMENT
607 | CLEVELAND AVE UNIT A | 43215- | Active | PK114 | CONBRACO | SVB | PVB | 0.375 | 68904 | TRASH ROOM BUILDING 37
607 | CLEVELAND AVE UNIT A | 43215- | Active | NV849 | CONBRACO | 4070CE3 | RPDA | 6.000 | 68902 | 625 CLEVELAND AVE, Chemical Storage Rm / RPB Filler, BUILDING 48
607 | CLEVELAND AVE UNIT A | 43215- | Active | PV149 | APOLLO/CONBRACO | 4020702 | RP | 1.500 | 68905 | 625 CLEVELAND AVE, BUILDING 11 BASEMENT
607 | CLEVELAND AVE UNIT A | 43215- | Active | PX448 | CONBRACO | 40204A2 | RP | 0.750 | 68906 | BUILDING 56 1ST FLOOR AT TOPAZ WATER SOFTENDS
607 | CLEVELAND AVE UNIT A | 43215- | Active | 355424 | WATTS | 909M1QT | RP | 2.000 | 68886 | BLDG 56 BEHIND CHILLER #3
607 | CLEVELAND AVE UNIT A | 43215- | Active | vc-1524 | WATTS | 957 | RP | 3.000 | 68901 | 625 CLEVELAND AVE, POWER HOUSE BSMNT BATHROOMS BLDG 11
607 | CLEVELAND AVE UNIT A | 43215- | Active | NV391 | CONBRACO | 4070EE3 | RPDA | 8.000 | 68899 | BUILDING 11 BASEMENT
607 | CLEVELAND AVE UNIT A | 43215- | Active | 03563 | WATTS | SS009QT | RP | 1.000 | 3641211 | COP AT EYE WASH
607 | CLEVELAND AVE UNIT A | 43215- | Active | 01474 | WATTS | SS009QT | RP | 1.000 | 68863 | BUILDING 57 3RD LEVEL
607 | CLEVELAND AVE UNIT A | 43215- | Active | 401477 | WATTS | 909 | RP | 10.000 | 68888 | 625 CLEVELAND AVE, BUILDING # 56
607 | CLEVELAND AVE UNIT A | 43215- | Active | 61146 | WATTS | 007QT | RP | 1.000 | 3603910 | PILOT PLANT LOWER LEVEL BY ELEVATOR
607 | CLEVELAND AVE UNIT A | 43215- | Active | SI754 | CONBRACO | 40208T2 | RP | 2.000 | 68907 | BLDG 23 E DECK/NEXT TO 1516 HEATING PRV/18' AFF
607 | CLEVELAND AVE UNIT A | 43215- | Active | 00640 | WATTS | 009M3QT | DC | 0.750 | 68894 | 625 CLEVELAND AVE, TANK GARDEN
607 | CLEVELAND AVE UNIT A | 43215- | Active | 496210 | WATTS | 009QT | RP | 0.750 | 68891 | 625 CLEVELAND AVE, Syrup/Process, BUILDING 57 2ND FLOOR
607 | CLEVELAND AVE UNIT A | 43215- | Active | 82609 | WATTS | 007DCDA | DCDA | 2.000 | 68896 | BLDG 56 1ST FLOOR PROCESS WATER, WATER SOFTENER
607 | CLEVELAND AVE UNIT A | 43215- | Active | 168545 | WATTS | 909 | RP | 4.000 | 68875 | BLDG 56 2ND FL 12' AFF TOP OF STAIRS PROCESS WATER UPPER LEVEL
607 | CLEVELAND AVE UNIT A | 43215- | Active | SJ051 | CONBRACO | 40205T2 | RP | 1.000 | 3603908 | ACROSS FROM CHILLER #1, ABOVE CW PUMPS
607 | CLEVELAND AVE UNIT A | 43215- | Active | 102328 | WATTS | 709 | DC | 2.500 | 68868 | BLDG 56 1ST FLOOR PROCESS WATER, WATER SOFTNER
607 | CLEVELAND AVE UNIT A | 43215- | Active | N6829 | CONBRACO | 4020002 | RP | 3.000 | 68898 | 625 CLEVELAND AVE, BUILDING 60, E-DECK
607 | CLEVELAND AVE UNIT A | 43215- | Active | 03531 | WATTS | SS009QT | RP | 1.000 | 3641212 | COP AT EYE WASH
607 | CLEVELAND AVE UNIT A | 43215- | Active | CN58 | CLA-VAL | RP4 | RP | 3.000 | 3603905 | 2ND FLOOR PILOT PLANT NEAR CYCLONE
607 | CLEVELAND AVE UNIT A | 43215- | Active | 00426 | WATTS | 007QT | DC | 0.500 | 3603911 | P. P. 1ST FLOOR EYE WASH/STRAHMAN
607 | CLEVELAND AVE UNIT A | 43215- | Active | 215166 | WATTS | 909M1QT | RP | 2.000 | 68879 | 625 CLEVELAND AVE, FW Pwr Hse E-Deck, BLDG 57 MAKE UP UPPER DECK
607 | CLEVELAND AVE UNIT A | 43215- | Active | 03537 | WATTS | SS009QT | RP | 1.000 | 3641213 | TANK GARDEN AT COP TUB
607 | CLEVELAND AVE UNIT A | 43215- | Active | 01473 | WATTS | SS009QT | RP | 1.000 | 68862 | BUILDING 57 3RD LEVEL
607 | CLEVELAND AVE UNIT A | 43215- | Active | 193266 | WATTS | 009M2QT | RP | 2.000 | 68908 | 625 CLEVELAND AVE, E-Deck, BUILDING 37 EQUIPMENT DECK
607 | CLEVELAND AVE UNIT A | 43215- | Active | 00428 | WATTS | 007QT | DC | 0.500 | 3603912 | 3RD FLOOR PILOT PLANT
607 | CLEVELAND AVE UNIT A | 43215- | Active | 06099911 | AMES | 4000SS | RP | 6.000 | 3603906 | PILOT PLANT 3RD FLOOR
607 | CLEVELAND AVE UNIT A | 43215- | Active | 172198 | WATTS | 909QTFDA | RP | 3.000 | 68869 | HI RISE BY MONO RAIL
607 | CLEVELAND AVE UNIT A | 43215- | Not Required by DOW | 06984 | WATTS | 009 | RP | 0.750 | 3622985 | 585 CLEVELAND, MAIN PROCESSING E-DECK
607 | CLEVELAND AVE UNIT A | 43215- | Active | 165002 | APOLLO/CONBRACO | RP40 | RP | 3.000 | 3609859 | PILOT PLANT 1ST FLOOR BEHIND STERILIZER
607 | CLEVELAND AVE UNIT A | 43215- | Active | 435133 | WATTS | 909M1HWQT | RP | 1.500 | 102068 | WASTE WATER TREATMENT BUILDING
607 | CLEVELAND AVE UNIT A | 43215- | Active | 182312 | WATTS | 909 | RP | 3.000 | 102069 | 625 CLEVELAND AVE, BY HOT WATER SKIP EAGLE MEZZ
607 | CLEVELAND AVE UNIT A | 43215- | Active | 168544 | WATTS | 909 | RP | 4.000 | 102066 | 2ND FL EAGLE MEZ IN FRONT OF STAIRWELL
607 | CLEVELAND AVE UNIT A | 43215- | Active | 14309 | WATTS | 909QT | RP | 0.750 | 96706 | EAST WALL BEHIND OVER HEAD CRANE EQUIP
607 | CLEVELAND AVE UNIT A | 43215- | Active | 002960206 | AMES | 4000SS | RP | 4.000 | 103671 | 625 CLEVELAND AVE, TOPAZ EQUIPMENT DECK
607 | CLEVELAND AVE UNIT A | 43215- | Active | 238001 | WATTS | 909M1QT | RP | 1.500 | 68881 | 625 CLEVELAND AVE BLDG 50 PENTHSE MAKEUP COOLING TOWER & CHILL WTR
607 | CLEVELAND AVE UNIT A | 43215- | Active | 44843 | WATTS | 919AQT | RP | 0.750 | 103670 | 625 CLEVELAND AVE RPB E-Deck/Hot Wtr skid E Wall EAGLE MESS BY GREEN STOR TANK
607 | CLEVELAND AVE UNIT A | 43215- | Active | 600163 | WATTS | 909QT | RP | 1.000 | 96705 | HIGH RISE SE JANITOR CLOSET
607 | CLEVELAND AVE UNIT A | 43215- | Active | 03535 | WATTS | SS009QT | RP | 1.000 | 3641208 | TANK FARM AT COP TUB
607 | CLEVELAND AVE UNIT A | 43215- | Active | NV862 | CONBRACO | 4020C05 | RP | 6.000 | 102070 | EAGLE STORAGE MEZ SOUTH OF EAGLE FILLER
607 | CLEVELAND AVE UNIT A | 43215- | Active | 24022 | CONBRACO | 4070AC3 | RPDA | 4.000 | 102076 | PENTHOUSE
607 | CLEVELAND AVE UNIT A | 43215- | Active | NCP62 | CONBRACO | 4020002 | RP | 3.000 | 3607460 | ASEPTICS BOTTLE WASHERS, ASEPTIC EQUIPMENT DECK
607 | CLEVELAND AVE UNIT A | 43215- | Active | 03564 | WATTS | SS009QT | RP | 1.000 | 3641207 | CAM 2 AT COP TUB
607 | CLEVELAND AVE UNIT A | 43215- | Active | 136465 | WATTS | 909 | RP | 3.000 | 68872 | BLDG 57 2ND DECK MEZZANINE
607 | CLEVELAND AVE UNIT A | 43215- | Active | NV597 | CONBRACO | 4020002 | RP | 3.000 | 3623115 | EAGLE EQUIPMENT DECK
607 | CLEVELAND AVE UNIT A | 43215- | Active | 03544 | WATTS | SS009QT | RP | 1.000 | 3641206 | CAM 1 AT COP TUB
607 | CLEVELAND AVE UNIT A | 43215- | Active | 245261 | WATTS | 909HWM1QT | RP | 1.500 | 102071 | 625 CLEVELAND AVE, PENTHOUSE BEHIND CHILLER #1 (SOUTH SIDE)
607 | CLEVELAND AVE UNIT A | 43215- | Active | 028508 | WATTS | LF909 | RP | 2.000 | 68880 | 625 CLEVELAND AVE, Ht Wtr Rm Behind Slurry 190' Rm, Hot water skid, OIL BLDG 57
607 | CLEVELAND AVE UNIT A | 43215- | Active | 03543 | WATTS | SS009QT | RP | 1.000 | 3641205 | RPB AT COP TUB
607 | CLEVELAND AVE UNIT A | 43215- | Active | 135020 | WATTS | 909 | RP | 3.000 | 68871 | BLDG 55 UPPER DECK MAKE-UP SWEET WATER
607 | CLEVELAND AVE UNIT A | 43215- | Active | 238167 | WATTS | 009QT | RP | 0.500 | 3624492 | BATTERY CHARGE STATION, SE CORNER BY CHARGE STATION
607 | CLEVELAND AVE UNIT A | 43215- | Active | S1754 | APOLLO/CONBRACO | 40208T2Z | RP | 2.000 | 96704 | AFF 7' MEZZ BY STEAM STATION 2ND FLOOR
607 | CLEVELAND AVE UNIT A | 43215- | Active | NM391 | AMES | 4000CIV | RP | 8.000 | 96691 | BASEMENT BLDG 11
607 | CLEVELAND AVE UNIT A | 43215- | Active | 08047 | WATTS | LF919QT | RP | 0.750 | 3624493 | BATTERY CHARGE STATION, NE BATTERY CHARGE STATION BEHIND OFFICE
607 | CLEVELAND AVE UNIT A | 43215- | Active | RZ081 | APOLLO/CONBRACO | 40205T2 | RP | 1.000 | 102072 | 625 CLEVELAND AVE, IN TRASH ROOM ON NORTH WALL
607 | CLEVELAND AVE UNIT A | 43215- | Active | 444549 | APOLLO/CONBRACO | RPS40 | RP | 0.750 | 3607459 | DISTER UNIT, OUTSIDE ASEPTICS
607 | CLEVELAND AVE UNIT A | 43215- | Active | 70115 | WATTS | 919 | RP | 0.750 | 3632488 | EC ON WEST SIDE OF BOILER NUMBER 5
607 | CLEVELAND AVE UNIT A | 43215- | Active | UY087 | CONBRACO | 40207T2 | RP | 1.500 | 68911 | 625 CLEVELAND AVE, POWER HOUSE ABOVE CHILLER 4-5 BY SOFTENERS, Air Comp
607 | CLEVELAND AVE UNIT A | 43215- | Active | SK-0038 | WATTS | 957 | RP | 4.000 | 68870 | WAREHOUSE BY MONO-RAIL BLDG #37, SPRINKLER LINE
607 | CLEVELAND AVE UNIT A | 43215- | Active | 102185 | WATTS | 994 | RP | 2.500 | 3607458 | RINSE WATER TO EAGLE FILLER, EAGLE EQUIPMENT DECK
607 | CLEVELAND AVE UNIT A | 43215- | Active | 962976 | APOLLO | RP405 | RP | 1.000 | 3641204 | MAIN PROCESSING AT COP TUB
607 | CLEVELAND AVE UNIT A | 43215- | Active | BW-65 | CLA-VAL | RP2 | RP | 0.750 | 3605673 | DIV. N.,RM. 164
607 | CLEVELAND AVE UNIT A | 43215- | Active | 962975 | APOLLO | RP405 | RP | 1.000 | 3641209 | SLURRY AT COP TUB
607 | CLEVELAND AVE UNIT A | 43215- | Active | 23373 | CONBRACO | 4020005 | RP | 3.000 | 102074 | 625 CLEVELAND AVE, POWER HOUSE MEZZ BEHIND CONDENSATE TANK
607 | CLEVELAND AVE UNIT A | 43215- | Active | 962977 | APOLLO | RP405 | RP | 1.000 | 3641210 | COP AT EYE WASH
607 | CLEVELAND AVE UNIT A | 43215- | Active | BW-58 | CLA-VAL | RP2 | RP | 1.000 | 3605672 | PENTHOUSE BUILDING 50
607 | CLEVELAND AVE UNIT A | 43215- | Active | SI788 | CONBRACO | 40208T2 | RP | 2.000 | 102073 | 625 CLEVELAND AVE, BACK WALL BEHIND HASSIA FILLER UNDER CULINARY STEAM STATION
607 | CLEVELAND AVE UNIT A | 43215- | Active | UM485 | CONBRACO | 40207T2 | RP | 1.500 | 68910 | 625 CLEVELAND AVE, Brine tank Pwr Hse Maint Shop, BLDG 11 BSMNT
607 | CLEVELAND AVE UNIT A | 43215- | Active | SP885 | CONBRACO | 40207T2 | RP | 1.500 | 68909 | 625 CLEVELAND AVE, BUILDING 11 BASEMENT
607 | CLEVELAND AVE UNIT A | 43215- | Active | 4FL1369 | AMES | 4000SS | RP | 4.000 | 103672 | 625 CLEVELAND AVE, RINSE WATER FOR SEPTICS W WALL OUTSIDE A SEPTICS
607 | CLEVELAND AVE UNIT A | 43215- | Active | 331065 | WILKINS | 975XL | RP | 0.500 | 3603913 | PILOT PLANT 2ND FLOOR BY STRAHMAN STA
1135 | CLEVELAND AVE UNIT A | 43201-2921 | Active | ABR7930 | WILKINS | 975XL2 | RP | 1.000 | 3392888
2830 | CLEVELAND AVE UNIT A | 43224-4410 | Active | 392879 | WATTS | 909QT | RP | 0.750 | 59406 | BASEMENT - FRONT WEST WALL
2830 | CLEVELAND AVE UNIT A | 43224-4410 | Not Required by DOW | [5 empty] | 3626851
3249 | CLEVELAND AVE UNIT A | 43224- | Active | W115844 | WILKINS | 975A | RP | 0.750 | 60290 | 3243 CLEVELAND AVE, EQUIP RM E END AT WATER METER
3249 | CLEVELAND AVE UNIT A | 43224- | Active | W143192 | WILKINS | 975XLBMS | RP | 1.000 | 60291 | 3243 CLEVELAND AVE, EQUIP RM E END AT WATER METER
4337 | CLEVELAND AVE UNIT A | 43224-5504 | Active | 47403 | WATTS | 919AQT | RP | 1.000 | 3605912 | AT WATER METER
4431 | CLEVELAND AVE UNIT A | 43231-5802 | Active | 17978 | WATTS | LF919QT | RP | 1.500 | 3607651 | WATER METER ROOM IN REAR OF BUILDING
4396 | CLEVELAND AVE UNIT B | 43224-1578 | Active | 68040 | WATTS | LF919QT | RP | 0.750 | 63892 | REAR OF STORE
4401 | CLEVELAND AVE UNIT B | 43224 | Not Required by DOW | 063082 | WATTS | LF009M2QT | RP | 1.500 | 3635800
4401 | CLEVELAND AVE UNIT B | 43224 | Active | 115551 | WATTS | LF009M2QT | RP | 2.000 | 3635682
4581 | CLEVELAND AVE UNIT B | 43231-5849 | Active | 279311 | WATTS | LF009M2QT | RP | 0.750 | 3393384 | FORD BOX FEEDS BACK BLDG ONLY.
5075 | CLEVELAND AVE UNIT B | 43231-4734 | Active | 207145 | WATTS | 009 | RP | 0.500 | 65917 | IN CEILING OVER BAPTISMAL
3431 | CLEVELAND AVE UNIT E | 43224-2920 | Active | 229767 | WILKINS | 975 | RP | 0.750 | 60719 | RESTROOM REAR OF BLDG AT WATER METER unit E
3431 | CLEVELAND AVE UNIT F | 43224-2920 | Active | 215792 | WILKINS | 975 | RP | 0.750 | 60720 | REAR OF BLDG AT METER
3431 | CLEVELAND AVE UNIT H | 43224-2920 | Due Install |  |  |  | RP | 0.750 | 3393234
6200 | CLEVELAND AVE UNIT PARCL | 43231-8608 | Due Install |  |  |  | DCDA | 6.000 | 3639550 | REAR SOUTHEAST SECTION NEAR LOADING DOCK
6200 | CLEVELAND AVE UNIT PARCL | 43231-8608 | Not Required by DOW | 537523 | WILKINS | 975 | RP | 0.750 | 69354 | REAR WATER METER ROOM
6200 | CLEVELAND AVE UNIT PARCL | 43231-8608 | Active | 305442 | WATTS | 909M1QT | RP | 2.000 | 69350 | USE 6/3/15 CAG. REAR METER ROOM
6200 | CLEVELAND AVE UNIT PARCL | 43231-8608 | Active | 305734 | WATTS | 909M1QT | RP | 2.000 | 69351 | REAR WATER METER ROOM
1947 | CLEVELAND INNIS PLZ | 43224- | Active | 16572 | AMES | 4000B-FP | RP | 2.000 | 3636022 | Domestic Back of building
1947 | CLEVELAND INNIS PLZ | 43224- | Due Install |  |  |  | DCDA |  | 3636023
1947 | CLEVELAND INNIS PLZ | 43224- | Active | 302664 | WATTS | 009QT | RP | 1.000 | 56719 | 3350 Cleveland, innis strip mall warehouse E WALL - N OF ELECTRIC BOX
4209 | CLIFTON CT | 43016 | Active | G246854 | WILKINS | 720A | PVB | 0.750 | 98969 | LEFT SIDE
4217 | CLIFTON CT | 43016 | Active | T198132 | WILKINS | 720A | PVB | 0.750 | 3607637 | RIGHT SIDE OF HOUSE
4220 | CLIFTON CT | 43016 | Active | CB427071 | WILKINS | 720 | PVB | 0.750 | 3601075 | LEFT SIDE OF HOUSE
4225 | CLIFTON CT | 43016 | Active | T339976 | WILKINS | 720A | PVB | 0.750 | 100466 | RIGHT CENTER
4228 | CLIFTON CT | 43016 | Active | T065603 | WILKINS | 720A | PVB | 1.000 | 100181 | RIGHT SIDE OF HOUSE
4233 | CLIFTON CT | 43016 | Active | T210897 | WILKINS | 720 | PVB | 0.750 | 3611593 | LEFT SIDE OF HOUSE
2635 | CLIFTON RD | 43221-2512 | Active | T366382 | WILKINS | 720A | PVB | 0.750 | 3393689 | LEFT SIDE
2642 | CLIFTON RD | 43221-2513 | Active | CB547013 | WILKINS | 720A | PVB | 0.750 | 3393690 | LEFT SIDE
2660 | CLIFTON RD | 43221-2515 | Active | T295550 | WILKINS | 720A | PVB | 0.750 | 3393691 | OUTSIDE
2731 | CLIFTON RD | 43221-2516 | Active | CB615963 | WILKINS | 720A | PVB | 0.750 | 3393694 | LEFT SIDE OF HOUSE BEHIND GATE
4301 | CLIME N RD | 43228-3403 | Due Install |  |  |  | RP | 6.000 | 3633041
4301 | CLIME N RD | 43228-3403 | Active | 328431 | WATTS | 009QT | RP | 2.000 | 63625 | MAINTENANCE ROOM
4301 | CLIME N RD | 43228-3403 | Not Required by DOW | W341616 | WILKINS | 975XLTCU | RP | 0.750 | 63626 | LAUNDRY ROOM
4301 | CLIME N RD | 43228-3403 | Not Required by DOW | 92484 | WATTS | LF919QT | RP | 0.750 | 63627 | LAUNDRY ROOM
4330 | CLIME N RD | 43228-3407 | Active | 151976 | WATTS | LF009M2QT | RP | 2.000 | 3393853 | IN HOT BOX AT WATER METER AT ENTRANCE
4330 | CLIME N RD | 43228-3407 | Active | UB-1225 | AMES | COLT 300GV | DCDA | 6.000 | 3646843 | IN HOT BOX AT ENTRANCE
4330 | CLIME N RD | 43228-3407 | Active | 60155 | AMES | 2000BM3 | DC | 0.750 | 3646844 | IN HOT BOX AT ENTRANCE
2590 | CLIME RD | 43223-3622 | Due Install |  |  |  | DCDA | 6.000 | 3650993 | S/E CORNER OF BUILDING
2590 | CLIME RD | 43223-3622 | Due Install |  |  |  | RP | 1.000 | 3393739 | S/E CORNER OF BUILDING
2770 | CLIME RD | 43223-3626 | Due Install |  |  |  | RP |  | 3636705
2770 | CLIME RD | 43223-3626 | Active | 175912 | WATTS | 909 | RP | 3.000 | 92241 | MECH ROOM
3030 | CLIME RD | 43223-3632 | Not Required by DOW |  |  |  | RP | 0.750 | 3393778
3499 | CLIME RD | 43223-3440 | Active | 483999 | WATTS | 909QT | RP | 1.000 | 60852 | BACK STORAGE ROOM
3499 | CLIME RD | 43223-3440 | Not Required by DOW | 05864 | WATTS | 009M3 | RP | 0.750 | 60853 | AFTER METER (Stock Room)
3535 | CLIME RD | 43228-3707 | Active | 46160 | WATTS | 919QT | RP | 1.000 | 3393818 | REAR WALL CENTER, BACK ROOM LEFT, NEXT TO WATER HEATER
3535 | CLIME RD | 43228-3707 | Active | 18257 | WATTS | 919QT | RP | 1.500 | 3607954 | REAR WALL CENTER, BACK ROOM LEFT, NEXT TO WATER HEATER
3565 | CLIME RD | 43228-3764 | Due Install |  |  |  | RP |  | 3393819 | NE MECH ROOM AT WATER METER
3600 | CLIME RD | 43228-3710 | Not Required by DOW |  |  |  | RP |  | 3393820
3699 | CLIME RD | 43228-3709 | Not Required by DOW | A22166 | WATTS | 009M2QT | RP | 2.000 | 93009 | METER ROOM NEXT TO METER
3999 | CLIME RD | 43228-3573 | Active | 105429 | watts | LF009M2QT | RP | 2.000 | 3635732
3999 | CLIME RD | 43228-3573 | Active | 100214 | AMES | 5000 | RPDA | 6.000 | 62480 | MECH ROOM NW CORNER OF BLDG
3999 | CLIME RD | 43228-3573 | Active | 1935 | AMES | 4000B | RP | 0.750 | 62481 | MECH ROOM
4131 | CLIME RD | 43228-3537 | Active | 190626 | WATTS | 009QT | RP | 0.750 | 63002 | BOILER ROOM ABOVE BOILER
4201 | CLIME RD | 43228-3404 | Due Install |  |  |  | RP | 6.000 | 3644734 | BIG RUN PARK
4201 | CLIME RD | 43228-3404 | Active | 3865821 | WILKINS | 950XLT2 | DC | 1.250 | 3613429 | 4215 CLIME RD - IN MECH RM, POLICE SUB #10
4201 | CLIME RD | 43228-3404 | Active | N1309190605 | FEBCO | 880V | RP | 3.000 | 3351142 | 4205 CLIME RD, MECH RM BY WOMEN'S RESTROOM
4300 | CLIME RD | 43228-6491 | Active | 297707 | WATTS | 909M1QT | RP | 1.500 | 63578 | MECHANICAL ROOM S.W. CORNER
4300 | CLIME RD | 43228-6491 | Active | 050368 | WATTS | LF009M3QT | DC | 0.750 | 63580 | METER PIT S.
4300 | CLIME RD | 43228-6491 | Active | 115964 | WATTS | 709 | DC | 6.000 | 63577 | METER PIT S.
4300 | CLIME RD | 43228-6491 | Active | 059736 | WATTS | LF800M4QT | PVB | 0.750 | 63581 | LAWN IRRIGATION - OUTSIDE
4300 | CLIME RD | 43228-6491 | Active | 299871 | WATTS | 909M1QT | RP | 1.500 | 63579 | MECHANICAL ROOM - S.E. CORNER
4395 | CLIME RD | 43228-3406 | Active | 93812 | WATTS | 009M2PCQT | RP | 0.750 | 63888 | WEST WALL NEXT TO SPRINKLER RISER
4395 | CLIME RD | 43228-3406 | Active | 77268 | WATTS | 007M1PCQT | DC | 0.750 | 63887 | PIT NORTH CENTER OF BLDG NEXT TO CLIME RD
4395 | CLIME RD | 43228-3406 | Active | 3FL0357 | AMES | 3000SS | DCDA | 6.000 | 63886 | PIT NORTH CENTER OF BUILDING
10 | CLINTON HEIGHTS AVE | 43202 | Active | 225426 | WATTS | 909 | RP | 4.000 | 102146 | Boiler Room - Clinton E. S.
10 | CLINTON HEIGHTS AVE | 43202 | Active | 177361 | AMES | 3000SS | DCDA | 6.000 | 102147 | BASEMENT MECHANICAL ROOM - Clinton E. S.
10 | CLINTON HEIGHTS AVE | 43202 | Active | 19007 | WATTS | 007M1QT | DC | 0.750 | 102148 | BASEMENT MECHANICAL ROOM - Clinton E. S.
10 | CLINTON HEIGHTS AVE | 43202 | Active | 651371 | WATTS | 909HWQT | RP | 0.750 | 102149 | BASEMENT ABOVE PUMPS - Clinton E. S.
11 | CLINTON HEIGHTS AVE | 43202- | Due Install |  |  |  | RP | 0.750 | 3393965
80 | CLINTON HEIGHTS AVE | 43202-1244 | Active | CB878659 | WILKINS | 720 | PVB | 1.000 | 3393976 | LEFT SIDE
205 | CLINTON HEIGHTS AVE | 43202-1247 | Active | G213621 | WILKINS | 720A | PVB | 0.750 | 95876 | RIGHT SIDE OF HOUSE
6905 | CLIVDON MEWS | 43054-9600 | Active | T346178 | WILKINS | 720A | PVB | 0.750 | 70916 | BACK NORTH BY A/C
6917 | CLIVDON MEWS | 43054-9600 | Active | T230465 | WILKINS | 720A | PVB | 0.750 | 3615066 | FRONT OF THE HOUSE
6920 | CLIVDON MEWS | 43054-9603 | Active | 405506 | WATTS | 800QT | PVB | 0.750 | 70946 | REAR OF HOUSE NEXT TO AC UNIT
6930 | CLIVDON MEWS | 43054-9603 | Active | HB01548 | FEBCO | 765 | PVB | 0.750 | 3611566 | SIDE OF HOUSE AT AC
6940 | CLIVDON MEWS | 43054-9603 | Active | H817252 | Febco | 765 | PVB | 0.750 | 89988 | BACK OF HOUSE
6950 | CLIVDON MEWS | 43054-9603 | Active | 044325 | WATTS | 800M4QT | PVB | 0.750 | 71001 | NEXT TO PORCH
6953 | CLIVDON MEWS | 43054-9600 | Active | T205980 | WILKINS | 720A | PVB | 0.750 | 3607709 | RIGHT SIDE OF HOUSE
6960 | CLIVDON MEWS | 43054-9603 | Active | CAA46745 | WILKINS | 720A | PVB | 0.750 | 71032 | EAST SOUTH CORNER
6965 | CLIVDON MEWS | 43054-9600 | Active | ABV3074 | WILKINS | 975XL | RP | 0.750 | 71036 | BASEMENT UTILITY ROOM
7656 | CLOISTER DR | 43235-1461 | Active | A151107 | WILKINS | 720A | PVB | 0.750 | 101661 | FRONT OF HOUSE (LEFT)
7662 | CLOISTER DR | 43235-1461 | Active | F031687 | WILKINS | 720A | PVB | 0.750 | 98527 | FRONT OF HOUSE
7668 | CLOISTER DR | 43235-1461 | Active | 587273 | WILKINS | 720A | PVB | 0.750 | 72458 | RIGHT SIDE OF HOUSE
7674 | CLOISTER DR | 43235-1461 | Active | T339472 | WILKINS | 720A | PVB | 0.750 | 72474 | NORTH
7677 | CLOISTER DR | 43235-1466 | Active | HC2039 | FEBCO | 765 | PVB | 1.000 | 87131 | RIGHT FRONT
7680 | CLOISTER DR | 43235-1461 | Active | 309136 | WILKINS | 720A | PVB | 1.000 | 72495 | LEFT SIDE OF HOUSE
7700 | CLOISTER DR | 43235-1461 | Active | B42774 | FEBCO | 765 | PVB | 1.000 | 97245 | FRONT LEFT OF DOOR
7703 | CLOISTER DR | 43235-1466 | Active | CB030155 | WILKINS | 720A | PVB | 0.750 | 3604095 | RIGHT SIDE
7714 | CLOISTER DR | 43235-1461 | Active | T131900 | WILKINS | 720A | PVB | 0.750 | 102891 | RIGHT FRONT IN COVE
7715 | CLOISTER DR | 43235-1466 | Active | 05833 | FEBCO | 765 | PVB | 1.000 | 89990 | RIGHT SIDE OF HOUSE
7727 | CLOISTER DR | 43235-1466 | Active | 3477409 | WILKINS | 975 | RP | 0.750 | 100376 | REAR OF HOUSE
7750 | CLOISTER DR | 43235-1461 | Active | CB857503 | WILKINS | 720A | PVB | 0.750 | 101128 | BACK CENTER BY ELECTRIC METER
5014 | CLOSEBURN CT | 43017-8332 | Active | G281101 | WILKINS | 720A | PVB | 1.000 | 96649 | RIGHT SIDE
5030 | CLOSEBURN CT | 43017-8332 | Active | IE5517 | FEBCO | 765 | PVB | 1.000 | 87121 | Right side of house
5038 | CLOSEBURN CT | 43017-8332 | Active | HE5490 | FEBCO | 765 | PVB | 1.000 | 87119 | Left side of house
4129 | CLOUDBERRY CT | 43026-3021 | Active | 234067 | WATTS | 800M4QT | PVB | 0.750 | 62987 | LEFT SIDE FRONT
4130 | CLOUDBERRY CT | 43026-3021 | Active | AC5047 | FEBCO | 765 | PVB | 0.750 | 62992 | WEST SIDE OF HOUSE
4136 | CLOUDBERRY CT | 43026-3021 | Active | CB857515 | WILKINS | 720 | PVB | 0.750 | 3394155 | RIGHT FRONT
4139 | CLOUDBERRY CT | 43026-3021 | Active | G124578 | WILKINS | 720A | PVB | 0.750 | 90839 | LEFT SIDE OF HOUSE
4159 | CLOUDBERRY CT | 43026-3021 | Active | AG2676 | FEBCO | 765 | PVB | 1.000 | 63116 | RIGHT SIDE FRONT
4164 | CLOUDBERRY CT | 43026-3021 | Active | 55460 | WATTS | 800M4QT | PVB | 1.000 | 63124 | RIGHT FRONT
4176 | CLOUDBERRY CT | 43026-3021 | Active | AG5480 | FEBCO | 765 | PVB | 1.000 | 63158 | NE CORNER OF REAR OF HOUSE
4997 | CLOUDBERRY PASS | 43054-8318 | Active | H849193 | FEBCO | 765 | PVB | 0.750 | 65564 | RIGHT SIDE FRONT
5005 | CLOUDBERRY PASS | 43054-8317 | Active | 752644 | WILKINS | 720A | PVB | 0.750 | 89991 | RIGHT SIDE OF HOUSE MIDDLE
5006 | CLOUDBERRY PASS | 43054-8319 | Active | H932869 | FEBCO | 765 | PVB | 0.750 | 3585767 | RIGHT FRONT
5028 | CLOUDBERRY PASS | 43054-8319 | Active | 658698 | WILKINS | 720A | PVB | 0.750 | 65765 | LEFT SIDE
5045 | CLOUDBERRY PASS | 43054-8317 | Active | 835499 | WILKINS | 720A | PVB | 0.750 | 65807 | RIGHT SIDE OF HOUSE
1322 | CLOUDSTONE CT | 43123-8886 | Active | 793845 | WILKINS | 720A | PVB | 0.750 | 54685 | RIGHT SIDE OF HOUSE
1494 | CLOVENSTONE DR | 43085-1723 | Active | T034432 | WILKINS | 720A | PVB | 0.750 | 100021 | RIGHT SIDE OF HOME
2392 | CLOVER BLOSSOM CT | 43123-9184 | Active | T176314 | WILKINS | 720A | PVB | 0.750 | 89992 | ON THE LEFT SIDE OF HOUSE
246 | CLOVER CT | 43017-1101 | Active | T070612 | WILKINS | 720A | PVB | 0.750 | 3394220 | RIGHT SIDE OF HOUSE
254 | CLOVER CT | 43017-1101 | Active | 705948 | WATTS | 800M4QT | PVB | 1.000 | 3394222 | RIGHT SIDE OF HOUSE
278 | CLOVER CT | 43017-1101 | Active | H277521 | FEBCO | 765 | PVB | 0.750 | 87891 | LEFT SIDE OF HOUSE
279 | CLOVER CT | 43017-1101 | Active | H070231 | FEBCO | 765 | PVB | 0.750 | 59290 | RIGHT SIDE OF HOUSE
2140 | CLOVER LEAF E ST | 43232-4101 | Due Install |  |  |  | DCDA | 6.000 | 3651058
2140 | CLOVER LEAF E ST | 43232-4101 | Due Install |  |  |  | RP |  | 3394278
337 | CLOVER LN | 43017-1301 | Active | 601644 | WILKINS | 720A | PVB | 0.750 | 97898 | left side of house
6106 | CLOVER PL | 43026-7413 | Active | 185479 | WILKINS | 720A | PVB | 0.750 | 88464 | LEFT FRONT
6180 | CLOVER PL | 43026-7413 | Active | G216536 | WILKINS | 720A | PVB | 0.750 | 95743 | RIGHT SIDE
6216 | CLOVER PL | 43026-7020 | Active | HB21417 | FEBCO | 765 | PVB | 0.750 | 69400 | RIGHT FRONT
6221 | CLOVER PL | 43026-7021 | Active | 018109 | WATTS | 800M4QT | PVB | 0.750 | 3610154 | LEFT FRONT
6233 | CLOVER PL | 43026-7021 | Active | A082537 | WILKINS | 720A | PVB | 1.000 | 69438 | LEFT SIDE OF HOUSE
6240 | CLOVER PL | 43026-7020 | Active | H112396 | FEBCO | 765 | PVB | 0.750 | 69455 | LEFT SIDE OF HOUSE
6245 | CLOVER PL | 43026-7021 | Active | H132292 | FEBCO | 765 | PVB | 0.750 | 69466 | SIDE OF HOUSE
6252 | CLOVER PL | 43026-7020 | Active | 181875 | WILKINS | 720A | PVB | 0.750 | 91368 | RIGHT SIDE
6255 | CLOVER PL | 43026-7021 | Active | HC47160 | FEBCO | 735 | PVB | 0.750 | 100077 | LEFT FRONT
6267 | CLOVER PL | 43026-7021 | Active | FM4857 | FEBCO | 765 | PVB | 1.000 | 69522 | OUTSIDE
6281 | CLOVER PL | 43026-7021 | Active | 510675 | WATTS | 800M4QT | PVB | 1.000 | 87607 | RIGHT SIDE OF HOUSE
7048 | CLOVERDALE LN | 43235-4286 | Active | G245434 | WILKINS | 720A | PVB | 0.750 | 99442 | LEFT SIDE FRONT
7054 | CLOVERDALE LN | 43235-4286 | Active | CB081241 | WILKINS | 720A | PVB | 0.750 | 3610181 | RIGHT SIDE FRONT OF HOUSE
7060 | CLOVERDALE LN | 43235-4286 | Active | AB0295 | FEBCO | 765 | PVB | 1.000 | 71350 | REAR OF HOUSE
171 | CLOVERHILL DR | 43119 | Active | CB332895 | WILKINS | 720A | PVB | 0.750 | 3619706
227 | CLOVERHILL DR | 43119 | Active | CAE008 | WILKINS | 710 | PVB | 0.750 | 3614982 | LEFT FRONT
233 | CLOVERHILL DR | 43119 | Active | T424163 | WILKINS | 720 | PVB | 0.750 | 3613715 | LEFT SIDE
246 | CLOVERHILL DR | 43119 | Active | T386174 | WILKINS | 720A | PVB | 0.750 | 3607878 | LEFT SIDE
254 | CLOVERHILL DR | 43119 | Active | T223381 | WILKINS | 720A | PVB | 0.750 | 3613041 | LEFT SIDE OF HOUSE
361 | CLOVERHILL DR | 43119 | Active | T223769 | WILKINS | 720A | PVB | 0.750 | 3609400 | RIGHT SIDE OF HOUSE
367 | CLOVERHILL DR | 43119 | Active | T380253 | WILKINS | 720A | PVB | 0.750 | 3608132 | LEFT FRONT
2100 | CLOVERLEAF E ST | 43232-4101 | Active | 095096 | WATTS | LF009M2QT | RP | 1.500 | 3394351 | BY MTR S/W CORNER OF BUILDING
2100 | CLOVERLEAF E ST | 43232-4101 | Active | VA1227 | AMES | COLT | DCDA | 8.000 | 3649368 | PIT NW CORNER OUT BY STREET
2100 | CLOVERLEAF E ST | 43232-4101 | Active | 64175 | AMES | 2000B | DC | 0.750 | 3651013 | PIT NW CORNER OUT BY STREET
2110 | CLOVERLEAF E ST | 43232 | Active | VE-0796 | AMES | COLT 400 | RP | 3.000 | 3650756 | IN HOT BOX BY ENTRANCE
2150 | CLOVERLEAF E ST | 43232-4101 | Due Install |  |  |  | RP | 0.750 | 3394352
2164 | CLOVERLEAF E ST | 43232-4166 | Active | 49294 | AMES | 200BM3 | DC | 0.750 | 3638889 | MIDDLE UNIT 2162 IN REAR OF GARAGE SOUTH WALL
2164 | CLOVERLEAF E ST | 43232-4166 | Active | 2804 | AMES | COLT-300GV | DCDA | 4.000 | 3624396 | MIDDLE UNIT 2162 IN REAR OF GARAGE SOUTH WALL
2164 | CLOVERLEAF E ST | 43232-4166 | Active | 17226 | WATTS | 919QT | RP | 1.500 | 57490 | AT WATER METER REAR OF BUILDING
2238 | CLUB RD | 43221-4003 | Active | HD5757 | FEBCO | 765 | PVB | 1.000 | 57708 | FRONT OF HOUSE
2248 | CLUB RD | 43221-4003 | Active | H508800 | FEBCO | 765 | PVB | 1.000 | 75096 | FRONT OF HOUSE
2252 | CLUB RD | 43221-4003 | Active | DK9173 | FEBCO | 765 | PVB | 1.000 | 57779 | RIGHT CENTER IN COVE
2266 | CLUB RD | 43221-4003 | Active | 16665 | WATTS | 800QT | PVB | 0.750 | 57815 | RH
2284 | CLUB RD | 43221-4003 | Active | 601631 | WILKINS | 720A | PVB | 0.750 | 57844 | RIGHT SIDE OF HOUSE
2294 | CLUB RD | 43221-4003 | Active | CAA25717 | WILKINS | 720A | PVB | 1.000 | 89993 | left of front door
2338 | CLUB RD | 43221-4051 | Active | T329076 | WILKINS | 720A | PVB | 0.750 | 89994 | NEAR FRONT DOOR
2350 | CLUB RD | 43221-4051 | Active | A174714 | WILKINS | 720A | PVB | 1.000 | 89442 | FRONT OF HOUSE
2366 | CLUB RD | 43221-4005 | Active | 321069 | WATTS | 800M2QT | PVB | 1.000 | 58086 | LEFT SIDE OF DOORS
2370 | CLUB RD | 43221-4005 | Active | 327165 | WATTS | LF009M3QT | RP | 0.750 | 89995 | RIGHT SIDE
2371 | CLUB RD | 43221-4004 | Active | G213954 | WILKINS | 720A | PVB | 0.750 | 95555 | RIGHT SIDE OF HOUSE
2375 | CLUB RD | 43221-4004 | Active | F137578 | WILKINS | 720A | PVB | 0.750 | 99720 | LEFT SIDE OF HOUSE
2376 | CLUB RD | 43221-4005 | Active | CB414171 | WILKINS | 720A | PVB | 1.000 | 3394360 | FRONT OF HOUSE MIDDLE OF WINDOW
2395 | CLUB RD | 43221-4004 | Active | G043892 | WILKINS | 720A | PVB | 0.750 | 92042 | RIGHT SIDE OF HOME
2396 | CLUB RD | 43221-4005 | Under renovation | 098694 | WATTS | 800M4QT | PVB | 0.750 | 89996 | REAR RIGHT
2423 | CLUB RD | 43221-4006 | Active | T295288 | WILKINS | 720A | PVB | 0.750 | 3394363 | RIGHT OF FRONT DOOR
2452 | CLUB RD | 43221-4007 | Active | H024246 | FEBCO | 765 | PVB | 0.750 | 99596 | LEFT CENTER
2468 | CLUB RD | 43221-4007 | Active | F137505 | WILKINS | 720A | PVB | 0.750 | 99767 | LEFT FRONT NEAR GARAGE
2201 | CLUB RD BLDG 595 | 43217 | Active | 1267563 | WILKINS | 950XL | DC | 2.000 | 3604278 | AT WATER METER - 2162 RESERVE RD, 595 BLD
2133 | CLUB RD BLDG 596 | 43217 | Active | 1432810705 | AMES | 3000SS | DCDA | 6.000 | 3604285 | HANGER 596
2133 | CLUB RD BLDG 596 | 43217 | Active | 18978 | WATTS | 919AQT | RP | 1.500 | 3607921 | HANGER 596
2133 | CLUB RD BLDG 596 | 43217 | Active | 65244 | WATTS | 007M1QT | DC | 0.750 | 3604284 | HANGER 596
2095 | CLUB RD BLDG 597 | 43217 | Due Install |  |  |  | RP |  | 3646259 | N/W CORNER OF BUILDING
2058 | CLUB RD BLDG B | 43217 | Active | 146134 | WATTS | 009M2-FP | RP | 2.000 | 3604203 | SRE - BLD EAST WALL
2058 | CLUB RD BLDG B | 43217 | Active | 124490 | AMES | 2000SS | DC | 4.000 | 3604202 | MECHANICAL ROOM (B-BLD)
2058 | CLUB RD BLDG B | 43217 | Active | 103216 | AMES | 2000SS | DC | 4.000 | 3604204 | SRE - BLD EAST WALL
2058 | CLUB RD BLDG B | 43217 | Active | 140480 | WATTS | 009M2-FP | RP | 2.000 | 3604200 | MECHANICAL ROOM (B-BLD)
2058 | CLUB RD BLDG B | 43217 | Active | 87916 | WATTS | 009M3-FP | RP | 0.750 | 3602134 | SRE-TRITURATOR
6087 | CLUBHURST CT | 43119-8518 | Active | DK6568 | FEBCO | 765 | PVB | 0.750 | 68952 | LEFT SIDE OF HOUSE
6103 | CLUBHURST CT | 43119-8518 | Active | CB154574 | WILKINS | 720A | PVB | 0.750 | 3394414
6116 | CLUBHURST CT | 43119-8520 | Active | DK6843 | FEBCO | 765 | PVB | 0.750 | 69052 | LEFT SIDE IN BACKYARD
6119 | CLUBHURST CT | 43119-8518 | Active | H099500 | FEBCO | 765 | PVB | 0.750 | 69058 | SIDE OF HOUSE
5600 | CLYDE MOORE DR | 43125-1081 | Not Required by DOW |  |  |  | RP |  | 3394453 | AT METER
5690 | CLYDE MOORE DR | 43125-1081 | Active | 52120 | WATTS | 009QT | RP | 1.000 | 67605 | IN MECHANICAL ROOM AT WATER METER
5770 | CLYDE MOORE DR | 43125-2012 | Active | 1040872 | WILKINS | 975XLBMS | RP | 0.750 | 67903 | REAR OF OFFICES
5860 | CLYDE MOORE DR | 43125-1086 | Active | 577984 | WILKINS | 975XL | RP | 1.000 | 68172 | NORTH WALL (5820 CLYDE MOORE)
5940 | CLYDE MOORE DR | 43125-2009 | Not Required by DOW | 118241 | WATTS | 009QT | RP | 0.500 | 68368 | VACCUUM SYSTEM
5940 | CLYDE MOORE DR | 43125-2009 | Active | 494293 | WATTS | 909QT | RP | 1.000 | 68369 | NORTH WEST CORNER OF BUILDING IN MECH ROOM
2091 | COACH N RD | 43220-2938 | Active | A135543 | WILKINS | 720A | PVB | 0.750 | 89998 | SOUTH EAST CORNER OF CONDO
4540 | COACH RD | 43220-2902 | Active | H581136 | FEBCO | 765 | PVB | 0.750 | 98353 | LEFT SIDE OF HOUSE
4545 | COACH RD | 43220-2901 | Active | 597708 | WATTS | 800QT | PVB | 1.000 | 97809 | LEFT SIDE OF HOUSE
4550 | COACH RD | 43220-2902 | Active | AD4916 | FEBCO | 765 | PVB | 0.750 | 64334 | RIGHT REAR CORNER
4565 | COACH RD | 43220-2901 | Active | 150013 | WILKINS | 720A | PVB | 0.750 | 90115 | SOUTH SIDE OF HOUSE
4570 | COACH RD | 43220-2902 | Active | AD4926 | FEBCO | 765 | PVB | 0.750 | 64373 | RIGHT FRONT SIDE OF HOUSE
4575 | COACH RD | 43220-2901 | Active | CB886960 | WILKINS | 720A | PVB | 1.000 | 3609716 | LEFT SIDE OF HOUSE
4611 | COACH RD | 43220-2901 | Active | 461616 | WATTS | 800 | PVB | 0.750 | 3394501 | LEFT SIDE OF HOUSE
4622 | COACH RD | 43220-2902 | Active | CB655305 | WILKINS | 720 | PVB | 0.750 | 3638171 | RIGHT SIDE
4623 | COACH RD | 43220-2901 | Active | A19067 | FEBCO | 765 | PVB | 1.000 | 101440 | FRONT OF HOUSE
4639 | COACH RD | 43220-2901 | Active | T366897 | WILKINS | 720A | PVB | 0.750 | 89191 | LEFT SIDE
4646 | COACH RD | 43220- | Active | AB67661 | WILKINS | 975 | RP | 0.750 | 89093 | S.E.CRNR OF FONTENAY PL.AND COACH RD.
4647 | COACH RD | 43220-2901 | Active | 190455 | WILKINS | 720A | PVB | 0.750 | 89192 | RIGHT SIDE
4651 | COACH RD | 43220-2901 | Active | CB453506 | WILKINS | 720A | PVB | 1.000 | 3394503 | NORTH SIDE OF HOUSE
4664 | COACH RD | 43220-2902 | Active | cb215057 | WILKINS | 720A | PVB | 1.000 | 101256 | NORTH SIDE FRONT
4671 | COACH RD | 43220-2901 | Active | AH8191 | FEBCO | 765 | PVB | 0.750 | 64756 | LEFT SIDE OF HOUSE
4600 | COACH RD REAR A | 43220 | Active | 20721 | WATTS | 919QT | RP | 1.500 | 3618611 | Basement
4627 | COBBLE CREEK CT | 43123- | Active | T427498 | WILKINS | 720A | PVB | 0.750 | 3598609 | RIGHT SIDE
4637 | COBBLE CREEK CT | 43123-3662 | Active | 809543 | WILKINS | 720A | PVB | 1.000 | 64650 | FRONT OF HOME
4245 | COBLE BOWMAN (REAR) WAY | 43110- | Active | 3581636 | WILKINS | 975XL | RP | 0.750 | 96756 | IN POOL ROOM
4245 | COBLE BOWMAN (FRONT) WAY | 43110- | Active | ABD0664 | WILKINS | 975XL2 | RP | 1.000 | 3638419 | iN POOL HOUSE
4245 | COBLE BOWMAN (FRONT) WAY | 43110- | Active | 12208 | WATTS | 919AQT | RP | 0.750 | 96757 | BY SINK MECH ROOM
6780 | COFFMAN RD | 43017-1027 | Active | 2BN0961 | AMES | 2000SS | DC | 4.000 | 70666 | MECHANICAL ROOM 29 AUG GYM
6780 | COFFMAN RD | 43017-1027 | Active | 58440 | WATTS | 909QT | RP | 0.750 | 70667 | #72 NORTH MECHANICAL ROOM BM3 REMOVED FROM SERVICE
6780 | COFFMAN RD | 43017-1027 | Active | 82208 | WATTS | 009QT | RP | 0.500 | 70668 | MECHANICAL ROOM #25
6780 | COFFMAN RD | 43017-1027 | Active | 131329 | WATTS | 909QT | RP | 0.750 | 70665 | # 87 MECHANICAL ROOM EAST
6780 | COFFMAN RD | 43017-1027 | Active | 403046 | WILKINS | 350A | DC | 4.000 | 101644 | SPRINKLER ROOM FIELD HOUSE
6780 | COFFMAN RD | 43017-1027 | Active | 603274 | WATTS | 909 | RP | 1.000 | 70663 | 82 SOUTH MECHANICAL ROOM BM9
6780 | COFFMAN RD | 43017-1027 | Active | 112730 | WATTS | 909 | RP | 2.500 | 70664 | MECHANICAL ROOM #25
7030 | COFFMAN RD | 43017-1068 | Not Required by DOW | 97561 | WATTS | 909QT | RP | 0.750 | 71299 | 2ND FLOOR IN MECHANICAL ROOM 227
7030 | COFFMAN RD | 43017-1068 | Active | 4843851 | WILKINS | 975XL | RP | 2.000 | 3646445 | ELECTRICAL ROOM AT METER
7030 | COFFMAN RD | 43017-1068 | Active | UA-0271 | AMES | 300-GV | DCDA | 6.000 | 3646915 | ELECTRICAL ROOM AT METER
7030 | COFFMAN RD | 43017-1068 | Active | 01917 | AMES | 2000BM3 | DC | 0.750 | 3646916 | ELECTRICAL ROOM AT METER
7126 | COFFMAN RD | 43017- | Active | 4973 | Rainbird | 100R | PVB | 0.750 | 71466 | BEHIND S ENTRANCE WASS
7135 | COFFMAN RD | 43017-1031 | Due Install |  |  |  | DCDA | 6.000 | 3639535 | IN PIT ON ADVENTURE DR
7135 | COFFMAN RD | 43017-1031 | Due Install |  |  |  | RP | 3.000 | 3394694 | IN HOT BOX AT PIT ON ADVENTURE
7195 | COFFMAN RD | 43017-1033 | Active | 103782 | AMES | 4000SS | RP | 4.000 | 91999 | S MECH ROOM IN MIDDLE OF BLDG
7195 | COFFMAN RD | 43017-1033 | Due Install |  |  |  | RP | 3.000 | 3629713 | N MECH/FURN RM AT WATER METER FELLOWSHIP HALL
7195 | COFFMAN RD | 43017-1033 | Active | 467418 | WILKINS | 950XL | DC | 1.500 | 71595 | MEZZAINE MECHANICAL ROOM
7195 | COFFMAN RD | 43017-1033 | Active | 08772 | AMES | 4000B | RP | 0.750 | 91998 | S MECH RM IN MIDDLE OF BLDG
7200 | COFFMAN RD | 43017-1034 | Active | 33037 | WATTS | 919AQT | RP | 1.000 | 100621 | FURN/MECH ROOM AT WATER METER
4405 | COHAGEN CROSSING DR | 43054-5028 | Active | CB198333 | WILKINS | 720 | PVB | 0.750 | 63943 | RIGHT SIDE OF HOUSE
4413 | COHAGEN CROSSING DR | 43054-5028 | Active | G246897 | WILKINS | 720A | PVB | 0.750 | 100479 | LEFT SIDE
4426 | COHAGEN CROSSING DR | 43054-5031 | Active | CB263003 | WILKINS | 720A | PVB | 0.750 | 95457 | RIGHT SIDE OF HOUSE
4437 | COHAGEN CROSSING DR | 43054-5028 | Active | T304779 | WILKINS | 720A | PVB | 0.750 | 88104 | EAST SIDE OF HOUSE
4444 | COHAGEN CROSSING DR | 43054-5031 | Active | T230167 | WILKINS | 720A | PVB | 0.750 | 3594439 | LEFT SIDE
4445 | COHAGEN CROSSING DR | 43054-5028 | Active | T066613 | WILKINS | 720A | PVB | 0.750 | 101327 | LEFT SIDE
4453 | COHAGEN CROSSING DR | 43054-5028 | Active | H971496 | FEBCO | 765 | PVB | 0.750 | 88677 | Left side of hse
4456 | COHAGEN CROSSING DR | 43054-5031 | Active | CB209133 | WILKINS | 720A | PVB | 0.750 | 64071 | RIGHT SIDE OF HOME
6456 | COLD MOUNTAIN DR | 43081 | Active | T464216 | WILKINS | 720 | PVB | 0.750 | 3649228 | RIGHT SIDE OF HOUSE
6464 | COLD MOUNTAIN DR | 43081 | Active | T424118 | WILKINS | 720A | PVB | 0.750 | 3649440 | LEFT SIDE
6597 | COLD MOUNTAIN DR | 43081 | Active | T418237 | WILKINS | 720A | PVB | 0.750 | 3652572 | LEFT SIDE
6630 | COLD MOUNTAIN DR | 43081 | Active | T418200 | WILKINS | 720A | PVB | 0.750 | 3652700 | RIGHT SIDE
6636 | COLD MOUNTAIN DR | 43081 | Active | T418132 | WILKINS | 720 | PVB | 0.750 | 3652646 | RIGHT SIDE OF HOUSE
5798 | COLDCREEK DR | 43026-7536 | Active | F021313 | WILKINS | 720A | PVB | 0.750 | 97925 | RIGHT SIDE
3805 | COLDICOTT LEYS | 43054 | Active | 4912745 | Wilkins | 975XL2 | RP | 0.750 | 3648845 | BASEMENT AT METER
7900 | COLE PARK LOOP | 43054 | Active | T146894 | WILKINS | 720A | PVB | 0.750 | 3605833 | FRONT LEFT SIDE OF HOUSE
7904 | COLE PARK LOOP | 43054 | Active | CB073521 | WILKINS | 720A | PVB | 0.750 | 3607633 | RIGHT FRONT SIDE OF HOUSE
7906 | COLE PARK LOOP | 43054 | Active | T146980 | WILKINS | 720A | PVB | 0.750 | 3605812 | RIGHT FRONT SIDE OF HOUSE
7911 | COLE PARK N | 43054 | Active | CB073505 | WILKINS | 720A | PVB | 0.750 | 3613601 | LEFT SIDE OF HOUSE
7915 | COLE PARK N | 43054 | Active | CB079359 | WILKINS | 720A | PVB | 0.750 | 3619870 | RIGHT SIDE BY GAS METER
7918 | COLE PARK N | 43054 | Active | T262071 | WILKINS | 720A | PVB | 0.750 | 3622697 | FRONT RIGHT SIDE HOUSE
7919 | COLE PARK N | 43054 | Active | CB074957 | WILKINS | 720A | PVB | 0.750 | 3608027 | RIGHT FRONT SIDE OF HOUSE
7922 | COLE PARK N | 43054 | Active | CB363217 | WILKINS | 720A | PVB | 0.750 | 3633110 | LEFT SIDE OF THE HOUSE
7923 | COLE PARK N | 43054 | Active | CB073531 | WILKINS | 720A | PVB | 0.750 | 3607676 | RIGHT SIDE
7926 | COLE PARK N | 43054 | Active | T261515 | WILKINS | 720A | PVB | 0.750 | 3622960 | RIGHT FRONT CORNER OF HOUSE
7927 | COLE PARK N | 43054 | Active | CB073543 | WILKINS | 720A | PVB | 0.750 | 3606160 | RIGHT SIDE OF HOUSE METER
7930 | COLE PARK N | 43054 | Active | CB074923 | WILKINS | 720A | PVB | 0.750 | 3606161 | RIGHT SIDE OF THE HOUSE
4230 | COLERAIN AVE | 43214-2810 | Active | CB325657 | WILKINS | 720A | PVB | 0.750 | 3394908 | FRONT OF HOUSE
4244 | COLERAIN AVE | 43214-2810 | Active | F024310 | WILKINS | 720A | PVB | 0.750 | 97816 | back of house
1070 | COLLEGE AVE | 43209-2374 | Active | W149885 | WILKINS | 975XL | RP | 1.500 | 53765 | MECH ROOM
1070 | COLLEGE AVE | 43209-2374 | Active | W149692 | WILKINS | 975XL | RP | 1.000 | 53764 | MECH ROOM
1070 | COLLEGE AVE | 43209-2374 | Active | 1333650404 | AMES | 3000SS | DCDA | 4.000 | 53762 | MECH ROOM
1070 | COLLEGE AVE | 43209-2374 | Active | 37717 | AMES | 2000B | DC | 0.750 | 53763 | MECH ROOM
1151 | COLLEGE AVE | 43209-2827 | Active | 5274 | WATTS | 009QT | RP | 1.000 | 54078 | BASEMENT Fire Pump Room @ 1151 Bld.
1151 | COLLEGE AVE | 43209-2827 | Active | W01630 | WILKINS | 350A | DC | 6.000 | 54079 | 1ST FL SE IN FIRE PUMP RM - 2200 WELCOME PLACE
1151 | COLLEGE AVE | 43209-2827 | Active | W197824 | WILKINS | 975XLBMS | RP | 2.000 | 54080 | GROUND FL SE IN FIRE PUMP RM - 2200 WELCOME PL
1151 | COLLEGE AVE | 43209-2827 | Active | 3826349 | WILKINS | 975XL2 | RP | 0.750 | 54180 | 1125 COLLEGE AVE BSMNT NEXT TO BOILER
1151 | COLLEGE AVE | 43209-2827 | Active | W210348 | WILKINS | 975XL | RP | 0.750 | 86981 | MECH ROOM - 2200 WELCOME PL
1151 | COLLEGE AVE | 43209-2827 | Active | 4711094 | WILKINS | 975XL | RP | 2.000 | 92482 | 1129 COLLEGE AVE - JEWISH COMMUNITY CTR -HOT BOX
1151 | COLLEGE AVE | 43209-2827 | Active | 154589 | AMES | 2000SS | DC | 4.000 | 92483 | 1129 COLLEGE AVE -SW WALL AT RISER
1151 | COLLEGE AVE | 43209-2827 | Active | 017684 | WATTS | 909M1QT | RP | 2.000 | 93479 | 1151 COLLEGE AVE POOL MECH ROOM
1151 | COLLEGE AVE | 43209-2827 | Active | 4956 | Viking | A-1 | DC | 8.000 | 54077 | BASEMENT FIRE PUMP ROOM @1151 Bld.
1151 | COLLEGE AVE | 43209-2827 | Active | 2361 | WATTS | 009QT | RP | 1.000 | 54074 | BASEMENT FIRE PUMP ROOM @ 1151 BLD.
1151 | COLLEGE AVE | 43209-2827 | Active | 151432 | WATTS | 909QT | RP | 0.750 | 54073 | 3RD FLOOR BOILER ROOM@ 1151 Bld.
1151 | COLLEGE AVE | 43209-2827 | Active | 259638 | FEBCO | 825Y | RP | 1.500 | 54071 | FIRE PUMP ROOM 2200 WELCOME PLACE
1151 | COLLEGE AVE | 43209-2827 | Active | 000617 | WATTS | LF800M4 | PVB | 2.000 | 3618027 | 1151 COLLEGE AVE OUTSIDE BETWEEN FRONT ENTRANCES
1151 | COLLEGE AVE | 43209-2827 | Active | 15099 | WATTS | 919AQT | RP | 0.750 | 97977 | LOWER LEVEL MECH HALLWAY CLOSET (MECH) @ 1151 Bld.
1151 | COLLEGE AVE | 43209-2827 | Active | 00113 | WATTS | 009PCQT | RP | 0.500 | 96806 | 1151 COLLEGE AVE STEAM ROOM MECH ROOM
1480 | COLLEGE AVE | 43209-2888 | Due Install |  |  |  | DCDA |  | 3635738
1480 | COLLEGE AVE | 43209-2888 | Due Install |  |  |  | RP |  | 3395076
1491 | COLLEGE AVE | 43209-2885 | Active | 57306 | WATTS | 919QT | RP | 1.000 | 90535 | AT WATER METER-HALL CLOSET
1555 | COLLEGE AVE | 43209-2885 | Not Required by DOW | [5 empty] | 3628270
1597 | COLLEGE AVE | 43209- | Due Install |  |  |  | RP |  | 3639251
1597 | COLLEGE AVE | 43209- | Due Install |  |  |  | DCDA |  | 3639252
1597 | COLLEGE AVE | 43209- | Active | 3888625 | WILKINS | 975XL | RP | 0.750 | 3609797 | LEFT OF ENTRANCE-ACROSS FROM 1427 ALUMVIEW DRIVE
1689 | COLLEGE AVE | 43209- | Due Install |  |  |  | DCDA | 6.000 | 3652610
1689 | COLLEGE AVE | 43209- | Due Install |  |  |  | RP | 4.000 | 3395077
1557 | COLLEGE HILL DR | 43221-3416 | Active | T253847 | WILKINS | 720A | PVB | 0.750 | 3395100 | LEFT SIDE OF THE HOUSE
7610 | COLLEGIATE CT | 43235-1465 | Active | T065595 | WILKINS | 720A | PVB | 1.000 | 100792 | LEFT SIDE
3717 | COLLET CT | 43228-7041 | Active | FI9199 | FEBCO | 765 | PVB | 1.000 | 61563 | LEFT SIDE OF HSE
2975 | COLLIER HILL CT | 43026-7285 | Active | CB015673 | WILKINS | 720A | PVB | 0.750 | 102952 | LEFT SIDE
3002 | COLLIER HILL CT | 43026-7285 | Active | 022685 | watts | 800m4 | PVB | 0.750 | 91945 | LEFT SIDE
6201 | COLLINGS DR | 43137 | Not Required by DOW | B330740 | WILKINS | 375XL | RP | 1.000 | 3648874 | PUMP ROOM/WATER RISER ROOM SOUTHSIDE ENTRANCE
6201 | COLLINGS DR | 43137 | Active | 54660 | AMES | 2000BM3 | DC | 0.750 | 3648349 | HOTBOX - FIRE METER 3/4" SIDE CAR, S/E DRIVE
6201 | COLLINGS DR | 43137 | Not Required by DOW | B327961 | WILKINS | 375XL | RP | 1.000 | 3648875 | INSIDE NORTHEAST CORNER OF BUILDING
6201 | COLLINGS DR | 43137 | Active | TA-1799 | WATTS | 300 GV | DCDA | 10.000 | 3648348 | HOTBOX - FIRE METER S/E ENTRANCE
6201 | COLLINGS DR | 43137 | Active | UF-2248 | WATTS | 957 | RP | 3.000 | 3648347 | HOTBOX, S/E ENTANCE
6322 | COLLINGS DR | 43137 | Active | 070135 | WATTS | LF009M2QT | RP | 1.500 | 3646016 | HOT BOX
6322 | COLLINGS DR | 43137 | Active | TJ-0161 | AMES | COLT300GV | DCDA | 8.000 | 3646032 | HOT BOX
6322 | COLLINGS DR | 43137 | Active | 58401 | AMES | 200BM3 | DC | 0.750 | 3646033 | HOT BOX
6322 | COLLINGS DR | 43137 | Not Required by DOW | EAB9624 | WILKINS | 720A | PVB | 1.000 | 3648263 | SOUTH SIDE OF BUILDING 3
1824 | COLLINGSWOOD RD | 43221-3875 | Active | 517376 | WILKINS | 720A | PVB | 0.750 | 56307 | LEFT SIDE OF HOUSE
1851 | COLLINGSWOOD RD | 43221-3874 | Active | T308628 | WILKINS | 720A | PVB | 0.750 | 87287 | FRONT LEFT
1864 | COLLINGSWOOD RD | 43221-3875 | Active | CC5678 | FEBCO | 765 | PVB | 0.750 | 56442 | LEFT SIDE OF HOUSE
1874 | COLLINGSWOOD RD | 43221-3875 | Active | 18678 | WATTS | 919AQT | RP | 1.000 | 91328 | RIGHT SIDE REAR ON COLLINSWOOD
1886 | COLLINGSWOOD RD | 43221-3740 | Active | 88084 | WATTS | 800QT | PVB | 1.000 | 56512 | REAR OF HOUSE, MIDDLE
1897 | COLLINGSWOOD RD | 43221-3739 | Active | 32628 | WATTS | 800M4QT | PVB | 1.000 | 56540 | EAST SIDE OF HOUSE
1905 | COLLINGSWOOD RD | 43221-3739 | Active | T126257 | WILKINS | 720A | PVB | 0.750 | 102583 | RIGHT SIDE
1912 | COLLINGSWOOD RD | 43221-3740 | Active | 618236 | RAINBIRD | 100 | PVB | 0.750 | 56610 | RIGHT SIDE OF HOUSE - OUTSIDE
1926 | COLLINGSWOOD RD | 43221-3740 | Active | T210133 | WILKINS | 720A | PVB | 1.000 | 56652 | BACK OF HOUSE
1943 | COLLINGSWOOD RD | 43221-3739 | Active | 262744 | WILKINS | 420 | PVB | 0.750 | 101918 | FRONT OF HOUSE, RIGHT OF DOOR
1959 | COLLINGSWOOD RD | 43221-3739 | Active | 185383 | WILKINS | 720A | PVB | 0.750 | 90339 | NW CORNER OF BUILDING
1993 | COLLINGSWOOD RD | 43221-3741 | Active | A174699 | WILKINS | 720A | PVB | 0.750 | 102533 | LEFT FRONT
1999 | COLLINGSWOOD RD | 43221-3741 | Active | 367502 | WILKINS | 720 | PVB | 0.750 | 56898 | FRONT OF HOUSE
2006 | COLLINGSWOOD RD | 43221- | Active | 055889 | WATTS | LF800M4QT | PVB | 1.000 | 90001 | FRONT OF HOUSE
2007 | COLLINGSWOOD RD | 43221-3741 | Active | T247445 | WILKINS | 720A | PVB | 1.000 | 57016 | OUTSIDE
2023 | COLLINGSWOOD RD | 43221-3741 | Active | 672137 | WILKINS | 720A | PVB | 0.750 | 57055 | FRONT OF HOUSE , RIGHT OF DOOR
2036 | COLLINGSWOOD RD | 43221-3742 | Active | G204793 | WILKINS | 720A | PVB | 0.750 | 93364 | LEFT SIDE OF HOUSE
2039 | COLLINGSWOOD RD | 43221-3741 | Active | 212694 | WATTS | 800QT | PVB | 0.750 | 87243 | FRONT OF HOUSE
2044 | COLLINGSWOOD RD | 43221-3742 | Active | A133845 | WATTS | 800M2QT | PVB | 1.000 | 57097 | EAST SIDE OF HOUSE
2060 | COLLINGSWOOD RD | 43221-3742 | Active | CB867349 | WILKINS | 720A | PVB | 0.750 | 3395198 | LEFT OF DOOR
2066 | COLLINGSWOOD RD | 43221-3742 | Active | CB332915 | WILKINS | 720A | PVB | 0.750 | 3395199 | front right
23 | COLLINGWOOD AVE | 43213-1701 | Not Required by DOW | [5 empty] | 3395200
730 | COLLINGWOOD AVE | 43213-1746 | Active | 4660071 | WILKINS | 975XL2 | RP | 1.000 | 3395358 | N BOILER ROOM CHURCH AT WATER METER
730 | COLLINGWOOD AVE UNIT A | 43213-1746 | Due Install |  |  |  | RP | 1.500 | 3395359 | SW SUMP PUMP ROOM EDUCATIONAL WING AT WATER METER
2300 | COLLINS DR | 43085- | Active | VF-1489 | AMES | COLT400 | RP | 6.000 | 3633424 | IN HOT BOX AT PIT NW BY RAILROAD TRACKS/BALL FIELD
2330 | COLLINS DR | 43085-2810 | Active | 111683 | WILKINS | 420 | PVB | 1.000 | 57982 | RIGHT SIDE CENTER
2331 | COLLINS DR | 43085-2804 | Active | h09843 | FEBCO | 860 | RP | 1.000 | 57990 | EAST SIDE OF HOUSE
2342 | COLLINS DR | 43085-2810 | Active | CB073669 | WILKINS | 720A | PVB | 0.750 | 90165 | FRONT OF HOUSE
2352 | COLLINS DR | 43085-2810 | Active | 336798 | WATTS | 800M4FR | PVB | 0.750 | 100652 | FRONT OF HOUSE
2364 | COLLINS DR | 43085-2810 | Active | DA9498 | FEBCO | 765 | PVB | 1.000 | 90166 | RIGHT FRONT SIDE
2388 | COLLINS DR | 43085-2810 | Active | HE75354 | FEBCO | 765 | PVB | 1.000 | 58132 | RIGHT FRONT IN BEHIND TALL GRASS
2398 | COLLINS DR | 43085-2810 | Active | T082119 | WILKINS | 720A | PVB | 0.750 | 101341 | RIGHT
2422 | COLLINS DR | 43085-2822 | Active | F031362 | WILKINS | 720A | PVB | 0.750 | 97407 | LEFT SIDE
2432 | COLLINS DR | 43085-2822 | Active | F031320 | WILKINS | 720A | PVB | 0.750 | 90218 | RIGHT OF FRONT DOOR
2455 | COLLINS DR | 43085-2819 | Active | CAB60300 | WILKINS | 720A | PVB | 1.000 | 90221 | LEFT SIDE
2466 | COLLINS DR | 43085-2822 | Active | 11810 | WATTS | 800QT | PVB | 0.750 | 58378 | SOUTH SIDE OF HOUSE
1305 | COLLINS WAY | 43085-2894 | Active | G204806 | WILKINS | 720A | PVB | 0.750 | 96025 | LEFT SIDE OF HOUSE
3611 | COLONIAL DR | 43026-1369 | Active | 2EN0071 | AMES | 2000SS | DC | 6.000 | 61274 | MECH ROOM HALLWAY TO POOL DECK
3611 | COLONIAL DR | 43026-1369 | Active | WK-2382 | WATTS | 957 | RP | 3.000 | 3651022 | 3611 CLUBHSE MECH/METER ROOM AT WATER METER
3881 | COLORADO AVE | 43125-9455 | Active | CB432035 | WILKINS | 720 | PVB | 0.750 | 3395583 | BACK OF HOUSE BY GENERATOR
5191 | COLT CT | 43081-4414 | Active | DA6072 | FEBCO | 765 | PVB | 1.000 | 90228 | BACK OF HOUSE BY AC
5201 | COLT CT | 43081-4414 | Active | T363391 | WILKINS | 720A | PVB | 0.750 | 89478 | REAR EAST SIDE BY AC
275 | COLTON RD | 43207-3841 | Active | 78879 | WATTS | 919QT | RP | 0.750 | 3395637
3996 | COLUMBIA ST | 43026 | [6 empty] | 3602738
4100 | COLUMBIA ST | 43026-3404 | Due Install |  |  |  | RP | 1.500 | 3395762
4055 | COLUMBIA ST UNIT A | 43026-1438 | Active | 354829 | WILKINS | 375 | RP | 0.750 | 93000 | 1ST FL MECH/AIR HANDLER ROOM 12' HIGH OFF FLOOR
4055 | COLUMBIA ST UNIT A | 43026-1438 | Due Install |  |  |  | RP |  | 3630050 | AT METER
514 | COLUMBIAN AVE | 43223-1608 | Not Required by DOW | [5 empty] | 3395865
96 | COLUMBUS CREW WAY | 43215 | Active | 79887 | APOLLO | RPDA2LF | RPDA | 12.000 | 3648468 | FIRE ROOM SOUTH WALL
96 | COLUMBUS CREW WAY | 43215 | LPS - Active |  |  |  | LPC |  | 3648467 | IRRIGATION BOOSTER PUMP
96 | COLUMBUS CREW WAY | 43215 | Active | 25201C | WILKINS | 375AST | RP | 10.000 | 3648466 | AT DOMESTIC WATER METER - LOWER DEVICE
96 | COLUMBUS CREW WAY | 43215 | Active | 25202C | WILKINS | 375AST | RP | 10.000 | 3648465 | AT DOMESTIC WATER METER - UPPER DEVICE SOUTH WALL
96 | COLUMBUS CREW WAY | 43215 | Active | 90881A | APOLLO | CVALF4A | RP | 0.500 | 3648469 | FIRE ROOM 3/4" FIRE SIDE CAR
96 | COLUMBUS CREW WAY | 43215 | Active | 90864A | APOLLO | CVALF4A | RP | 0.500 | 3648472 | FIRE ROOM 3/4" SIDE CAR
96 | COLUMBUS CREW WAY | 43215 | Active | 79689 | APOLLO | RPDA2LF | RPDA | 12.000 | 3648471 | FIRE ROOM SOUTH WALL
96 | COLUMBUS CREW WAY | 43215 | LPS - Active |  |  |  | LST |  | 3648470 | FIRE PUMP NUMBER 1
5638 | COLUMBUS SQ | 43231-2845 | Due Install |  |  |  | RP | 0.750 | 3395924
5644 | COLUMBUS SQ | 43231-2845 | Active | 16510 | WILKINS | 350 | DCDA | 6.000 | 3640863 | NEXT TO METER
5644 | COLUMBUS SQ | 43231-2845 | Active | HC30161 | WILKINS | 350 | DC | 0.750 | 3640864 | NEXT TO METER
5644 | COLUMBUS SQ | 43231-2845 | Active | 438527 | WATTS | 909M1QT | RP | 2.000 | 90982 | NEXT TO METER
5648 | COLUMBUS SQ | 43231-2845 | Due Install |  |  |  | RP |  | 3395926
5652 | COLUMBUS SQ | 43231-2845 | Due Install | [5 empty] | 3395927
5664 | COLUMBUS SQ | 43231-2845 | Due Install | [5 empty] | 3395930
5666 | COLUMBUS SQ | 43231-2845 | Due Install | [5 empty] | 3395931
5668 | COLUMBUS SQ | 43231-2845 | Active | ABT4197 | WILKINS | 975 | RP | 0.750 | 3395932
5680 | COLUMBUS SQ | 43231-2845 | Due Install |  |  |  | RP |  | 3395935
5700 | COLUMBUS SQ | 43231-2812 | Active | HC30880 | WILKINS | 350 | DC | 0.750 | 3640865 | EAST WALL AT METER
5700 | COLUMBUS SQ | 43231-2812 | Active | 06785 | WATTS | 009QT | RP | 2.000 | 67642 | ABOVE CEILING BY FRONT ENTRANCE
5700 | COLUMBUS SQ | 43231-2812 | Active | 16511 | WILKINS | 350 | DCDA | 6.000 | 3633876 | EAST WALL AT METER
5700 | COLUMBUS SQ | 43231-2812 | Active | 4773238 | WILKINS | 975 | RP | 2.000 | 3633875 | EAST WALL AT METER
5714 | COLUMBUS SQ | 43231-2812 | Active | 4665173 | WILKINS | 975XL2 | RP | 0.750 | 90788 | MECH ROOM
5750 | COLUMBUS SQ | 43231-2894 | Active | HC31414 | WILKINS | 350 | DC | 0.750 | 3640866 | NE OF OHIO THRIFT STORE
5750 | COLUMBUS SQ | 43231-2894 | Active | 150884 | WATTS | 009M2QT | RP | 2.000 | 67811 | 5722 Columbus Square storeroom
5750 | COLUMBUS SQ | 43231-2894 | Active | 16592 | WILKINS | 350 | DCDA | 8.000 | 3624967 | NE OF OHIO THRIFT STORE
5794 | COLUMBUS SQ | 43231-2894 | Active | A60223 | WATTS | 009QT | RP | 0.750 | 94482 | MENS RESTROOM UNDER SINK
5806 | COLUMBUS SQ | 43231-2811 | Active | ALA08468 | WILKINS | 975XL3 | RP | 0.750 | 3395942
5822 | COLUMBUS SQ | 43231-2811 | Active | 15120 | WATTS | 919ZQT | RP | 0.750 | 93911 | 0 USE 6/3/15 CAG. IN BACK BY METER
5838 | COLUMBUS SQ | 43231-2811 | Active | W277077 | WILKINS | 975XLSEU | RP | 0.750 | 88905 | bathroom under sink at water meter
5854 | COLUMBUS SQ | 43231-2811 | Active | ABF8570 | WILKINS | 975XL2 | RP | 0.750 | 3395949 | NORTH STORAGE ROOM @ WATER METER
2536 | COLUMBUS ST | 43123-2834 | Not Required by DOW | 012217 | WATTS | 800MQT | PVB | 0.750 | 58571 | WEST SIDE OF BUILBING
2536 | COLUMBUS ST | 43123-2834 | Not Required by DOW | 323914 | WATTS | 008PCQT | PVB | 0.750 | 3608094 | OUTSIDE WEST WALL
2536 | COLUMBUS ST | 43123-2834 | Active | 295601 | WATTS | 009M3QT | RP | 0.750 | 58570 | AT METER
2580 | COLUMBUS ST | 43123-2807 | Due Install |  |  |  | RP |  | 3395956
2684 | COLUMBUS ST | 43123-2807 | Not Required by DOW |  |  |  | RP | 1.500 | 3650292 | MECH ROOM
2684 | COLUMBUS ST | 43123-2807 | Active | 49242 | AMES | 2000B | DC | 0.750 | 89073 | MECH ROOM
2684 | COLUMBUS ST | 43123-2807 | Active | 148109 | AMES | 3000SS | DCDA | 4.000 | 89074 | MECH ROOM
2697 | COLUMBUS ST | 43123-2804 | Active | 220207 | WATTS | 009M3 | RP | 0.750 | 3633495 | BASEMENT MECHANICAL ROOM
2697 | COLUMBUS ST | 43123-2804 | Not Required by DOW | 562491 | WILKINS | 720A | PVB | 0.750 | 58974 | RIGHT FRONT NEXT TO GAS METER & CONDEN UNITS BEHIND BUSHES
2710 | COLUMBUS ST | 43123-2856 | Not Required by DOW |  |  |  | RP | 0.750 | 3650291 | REAR OF BRICK HOUSE
2735 | COLUMBUS ST | 43123-2804 | Active | 08698 | WATTS | 009M3QT | RP | 0.750 | 95903 | MECH ROOM
2903 | COLUMBUS ST | 43123-2815 | Active | 455605 | WATTS | 009M3QT | RP | 0.750 | 3395986 | IN BASEMENT AT METER
2965 | COLUMBUS ST | 43123-2808 | Due Install |  |  |  | RP | 1.500 | 3395992
3031 | COLUMBUS ST | 43123-2736 | Not Required by DOW | 996967 | WILKINS | 720A | PVB | 0.750 | 59841 | FRONT OF BUILDING
3031 | COLUMBUS ST | 43123-2736 | Active | 4736956 | WILKINS | 975 | RP | 0.750 | 3630325 | AT WATER METER
3067 | COLUMBUS ST | 43123-2751 | Due Install |  |  |  | RP |  | 3396001
3111 | COLUMBUS ST | 43123-2762 | Active | 77659 | WATTS |  | RP | 0.750 | 3396007 | BASEMENT AT WATER METER
3113 | COLUMBUS ST | 43123-3234 | Active | 78125 |  |  | RP | 0.750 | 3396008 | BASEMENT MECH ROOM
3315 | COLUMBUS ST | 43123-2625 | Active | CB992683 | WILKINS | 720A | PVB | 0.750 | 3396049 | LEFT SIDE
3318 | COLUMBUS ST | 43123-2649 | Due Install |  |  |  | RP | 0.750 | 3396050
3343 | COLUMBUS ST | 43123-2626 | Not Required by DOW | [5 empty] | 3396054
3634 | columbus st |  | Active | WE-1893 | AMES | 300GV | DCDA | 6.000 | 3654884 | MTR PIT
3634 | columbus st |  | Active | 65331 | AMES | 2000BM3 | DC | 0.750 | 3654885 | MTR PIT
3634 | columbus st |  | Active | VK-2350 | AMES | 957 | RP | 3.000 | 3654883 | HOT BOX
3745 | COLUMBUS ST | 43123 | Not Required by DOW | 282390 | WATTS | LF009M3QT | RP | 0.750 | 3648268 | HOTBOX AFTER MAIN CONTAINMENT BACKFLOW
3745 | COLUMBUS ST | 43123 | Active | 60428 | AMES | 2000BM3 | DC | 0.750 | 3648250 | IN PIT - FIRE SYSTEM 3/4" SIDE CAR
3745 | COLUMBUS ST | 43123 | Active | UC-0847 | AMES | 300GV | DCDA | 6.000 | 3648249 | IN PIT
3745 | COLUMBUS ST | 43123 | Active | UD-2110 | WATTS | 957 | RP | 3.000 | 3648248 | HOTBOX
3745 | COLUMBUS ST | 43123 | Not Required by DOW | 83881 | WATTS | LF009M3QT | RP | 0.750 | 3648444 | 3714 QUARTERPOLE - JANITOR'S ROOM AT WATER RISER
3778 | COLUMBUS ST | 43123 | Active | TL-3405 | AMES | COLT300GV | DCDA | 6.000 | 3648246 | METER ROOM IN BACK OF POOL HOUSE - FIRE RISER
3778 | COLUMBUS ST | 43123 | Active | 59633 | AMES | 2000BM3 | DC | 0.750 | 3648247 | METER ROOM IN BACK OF POOL HOUSE - FIRE RISER SYSTEM BYPASS
3778 | COLUMBUS ST | 43123 | Not Required by DOW | CB878611 | WILKINS | 720 | PVB | 1.000 | 3649969 | 103 KELLS WAY - FRONT OF BUILDING
3778 | COLUMBUS ST | 43123 | Active | TL-0716 | AMES | COLT 400 | RP | 3.000 | 3648245 | METER ROOM IN BACK OF POOL HOUSE
3220 | COLUMBUS ST UNIT B | 43123-3244 | Active | 24544 | WATTS | 007QT | DC | 2.000 | 60215 | MECH ROOM BEHIND KITCHEN
3220 | COLUMBUS ST UNIT B | 43123-3244 | Active | 68536 | WATTS | 009QT | RP | 2.000 | 60216 | MECHANICAL ROOM NEXT TO WATER METER
5995 | COMMERCE CENTER DR | 43125-1099 | Not Required by DOW | 0388002 | WATTS | 800M4QT | PVB | 1.000 | 68491 | NORTH WALL OUTSIDE BUILDING
5995 | COMMERCE CENTER DR | 43125-1099 | Active | IT367 | CONBRACO | 40208A2 | RP | 2.000 | 68492 | WEST SIDE AT DOCK AREA
5995 | COMMERCE CENTER DR | 43125-1099 | Not Required by DOW | CB194913 | WILKINS | 720A | PVB | 1.000 | 68490 | SOUTH END OF BUILDING OUTSIDE WALL
5995 | COMMERCE CENTER DR | 43125-1099 | Active | 05126 | WATTS | 909 | RP | 10.000 | 68494 | HOT BOX NW CORNER OF PROPERTY
5995 | COMMERCE CENTER DR | 43125-1099 | Not Required by DOW | 647303 | WATTS | 909 | RP | 0.750 | 68493 | HOT BOX NW CORNER OF PROPERTY
5995 | COMMERCE CENTER DR | 43125-1099 | Not Required by DOW | 036175 | WATTS | LF800M4QT | PVB | 1.000 | 3640719 | HOT BOX NW CORNER OF PROPERTY
5995 | COMMERCE CENTER DR | 43125-1099 | LPS - Active | [5 empty] | 3633517 | FIRE PUMP
6200 | COMMERCE CENTER DR | 43125-1093 | Active | 340219 | WATTS | 909M1 | RP | 2.000 | 69357 | WEST END OF BUILDING
6200 | COMMERCE CENTER DR | 43125-1093 | Not Required by DOW | 42875 | WATTS | LF919QT | RP | 1.000 | 3603489 | EAST END OF BUILDING
6200 | COMMERCE CENTER DR | 43125-1093 | Not Required by DOW | 42976 | WATTS | LF919QT | RP | 1.000 | 69355 | WEST END OF BLDG
6295 | COMMERCE CENTER DR | 43125-1160 | Active | JR859 | CONBRACO | 40208A2 | RP | 2.000 | 69578 | EAST WALL.
6295 | COMMERCE CENTER DR | 43125-1160 | Not Required by DOW | 15897 | CONBRACO | 40207A2 | RP | 1.500 | 69576 | WEST SIDE OF BLDG
6295 | COMMERCE CENTER DR | 43125-1160 | Not Required by DOW | GQ188 | CONBRACO | 40207A2 | RP | 1.500 | 69577 | EAST WALL
6300 | COMMERCE CENTER DR | 43125-1183 | Not Required by DOW | 43064 | WATTS | 919AQT | RP | 1.000 | 69590 | EAST END OF BUILDING OUTSIDE
6300 | COMMERCE CENTER DR | 43125-1183 | Not Required by DOW | 40178 | WATTS | 919QT | RP | 1.000 | 69591 | OUTSIDE WALL - WEST SIDE OF BLDG
6300 | COMMERCE CENTER DR | 43125-1183 | Active | GG094 | CONBRACO | 40208A2 | RP | 2.000 | 69592 | NW CORNER OF BUILDING AT METER
6740 | COMMERCE COURT DR | 43004-9200 | Active | 430886 | WILKINS | 975XL | RP | 1.000 | 70571 | SOUTH END OF BUILDING
6740 | COMMERCE COURT DR | 43004-9200 | Active | 67376 | AMES | 2000BM3 | DC | 0.750 | 3651996 | IN PIT AT END OF COURT
6740 | COMMERCE COURT DR | 43004-9200 | Not Required by DOW | 2DN1976 | AMES | 200 SS | DC | 8.000 | 3651220
6740 | COMMERCE COURT DR | 43004-9200 | Active | VL-0249 | AMES | COLT 300GV | DCDA | 6.000 | 3651219 | IN PIT AT END OF COURT
6750 | COMMERCE COURT DR | 43004-9200 | Active | 409978 | WATTS | 909QT | RP | 1.000 | 70591 | SOUTHEAST CORNER WALL
6751 | COMMERCE COURT DR | 43004-9200 | Active | 571424 | WILKINS | 975XL | RP | 1.000 | 89064 | NORTH SIDE MIDDLE
6830 | COMMERCE COURT DR | 43004-9297 | Active | 328064 | WATTS | 909QT | RP | 1.000 | 70782 | AT WATER METER
6845 | COMMERCE COURT DR | 43004-9298 | Active | N2106090855 | FEBCO | LF850 | DCDA | 4.000 | 3650587 | MID W WAREHOUSE
6845 | COMMERCE COURT DR | 43004-9298 | Active | ABP8801 | WILKINS | 975XL2 | RP | 0.750 | 3396198 | MID W WAREHOUSE AT WATER METER
6845 | COMMERCE COURT DR | 43004-9298 | Active | 04627 | WATTS | LF619 | DC | 0.750 | 3652419
6850 | COMMERCE COURT DR | 43004-9297 | Not Required by DOW | 1289683 | WILKINS | 975 | RP | 1.500 | 70828 | INSIDE WAREHOUSE
6850 | COMMERCE COURT DR | 43004-9297 | Active | 329490 | WILKINS | 975 | RP | 1.500 | 70829 | SOUTHWEST CORNER OF WAREHOUSE
6390 | COMMERCE CT | 43125 | Active | 1303481016 | AMES | 4000SS | RP | 3.000 | 3609832 | BY METER PIT IN HOT BOX
6390 | COMMERCE CT | 43125 | Active | 022051 | WATTS | LF009M2QT | RP | 1.500 | 3629874 | BY BATTERY STATION
6390 | COMMERCE CT | 43125 | Active | 1849241114 | AMES | 3000SS | DCDA | 10.000 | 3613495 | IN METER PIT IN FRONT OF PROPERTY
6390 | COMMERCE CT | 43125 | Active | 73500 | AMES | 2000B | DC | 0.750 | 3613496 | IN METER PIT IN FRONT OF PROPERTY
6390 | COMMERCE CT | 43125 | LPS - Active | [5 empty] | 3633694
8881 | COMMERCE LOOP DR | 43240-2123 | Active | 67512 | WATTS | 009M2QT | RP | 1.500 | 74378 | AT ABOVE ADDRESS IN WATER METER ROOM SOUTHEND
8881 | COMMERCE LOOP DR | 43240-2123 | Active | 348744 | WATTS | 007M3QT | DC | 0.750 | 3610027 | SOUTH END OF BUILDING METER ROOM
8881 | COMMERCE LOOP DR | 43240-2123 | Active | 112250 | AMES | 3000SS | DCDA | 6.000 | 74376 | METER ROOM SOUTH END OF BUILDING
411 | COMMERCE N SQ | 43228-2107 | Active | 81945 | WATTS | LF919QT | RP | 0.750 | 3599409 | WAREHOUSE
6565 | COMMERCE PKWY | 43017-3221 | Not required by DOW | 326953 | WATTS | 909QT | RP | 1.000 | 70259 | BOILER ROOM BY WATER HEATER -PROTECTION FOR BOILERS FAC
6565 | COMMERCE PKWY | 43017-3221 | Active | 252586 | WATTS | 909M1QT | RP | 2.000 | 70258 | NE BSMNT BOILER -AT WATER MTR - BTTM FAC
6565 | COMMERCE PKWY | 43017-3221 | Active | 251189 | WATTS | 909M1QT | RP | 2.000 | 70257 | NE BSMNT BOILER -AT WATER MTR - TOP FAC
6565 | COMMERCE PKWY | 43017-3221 | Active | HC65775 | WILKINS | 950XL | DC | 0.750 | 3654572 | BASEMENT MECH ROOM/BOILER ROOM AT 6" DCDA POLICE STATION
6565 | COMMERCE PKWY | 43017-3221 | Active | 2854F | WILKINS | 350 | DC | 6.000 | 3629877 | NE MECH/BOILER AREA
6565 | COMMERCE PKWY | 43017-3221 | Not required by DOW | 336170 | WATTS | 909QT | RP | 0.750 | 70260 | BOILER ROOM BY MOP SINK--BASEMENT FAC
6631 | COMMERCE PKWY | 43017-3239 | Due Install |  |  |  | RP | 1.500 | 3396193 | IN UNIT P FURNACE ROOM AT WATER METER
6631 | COMMERCE PKWY UNIT A | 43017-3239 | Due Install |  |  |  | RP | 1.500 | 3396194 | IN UNIT F FURNACE ROOM AT WATER METER
405 | COMMERCE SQ | 43228-2107 | Active | 09283 | WATTS | 909M1QT | RP | 1.500 | 94422 | AT WATER METER
461 | COMMERCE SQ | 43228-2107 | Due Install |  |  |  | RP | 2.000 | 3628191
461 | COMMERCE SQ | 43228-2107 | Active | 66754 | AMES | 2000B | DC | 0.750 | 3626742 | RISER
461 | COMMERCE SQ | 43228-2107 | Active | 1765450811 | AMES | 3000SS | DCDA | 4.000 | 3396197 | RISER
2605 | COMMERCIAL LN | 43232- | Active | 248743 | WATTS | 909 | RP | 6.000 | 58734 | BOILER ROOM - DOWNSTAIRS - 3400 REFUGEE UPS
2605 | COMMERCIAL LN | 43232- | Not Required by DOW | 279738 | WATTS | 909M1QT | RP | 2.000 | 58736 | IN CHILLER ROOM ABOVE CHILLERS - 3400 REFUGEE
2605 | COMMERCIAL LN | 43232- | Not Required by DOW | 001458 | WATTS | 909 | RP | 3.000 | 3604289 | MECH SHOP
2605 | COMMERCIAL LN | 43232- | Active | 111486 | AMES | 3000SS | DCDA | 6.000 | 88186 | BASEMENT SPRINKLER CONTROL ROOM - 3400 REFUGEE
2605 | COMMERCIAL LN | 43232- | Not Required by DOW | 003429 | WATTS | 909M1QT | RP | 2.000 | 58737 | BOILER RM OVER DOOR 3400 REFUGEE RD UPS
2605 | COMMERCIAL LN | 43232- | Active | 48504 | WATTS | 007QT | DC | 0.750 | 58738 | SPRINKLER CONTROL ROOM BASEMENT - 3400 REFUGEE
1450 | COMMODITY BLVD | 43137-9284 | Active | H005563 | FEBCO | 805 | DC | 0.750 | 55056 | MECH ROOM
1450 | COMMODITY BLVD | 43137-9284 | Not Required by DOW | 076953 | WATTS | LF800M4QT | PVB | 1.000 | 3351143 | SPRINKLER RISER ROOM @ METER
1450 | COMMODITY BLVD | 43137-9284 | Active | NJ-2460 | WATTS | 957 | RP | 3.000 | 3604481 | SPRINKLER RISER ROOM @ METER
1450 | COMMODITY BLVD | 43137-9284 | LPS - Active | [5 empty] | 3624710 | SPRINKLER RISER ROOM @ METER. FIRE PUMP
1450 | COMMODITY BLVD | 43137-9284 | Active | F0411151240 | FEBCO | 876 | DCDA | 8.000 | 55055 | MECH ROOM, PUMP ROOM
1500 | COMMODITY BLVD | 43137-9277 | Active | 200073 | AMES | 2000SS | DC | 8.000 | 55195 | SOUTH END OF BUILDING ALONG OUTSIDE WALL PAST OFFICES
1500 | COMMODITY BLVD | 43137-9277 | Active | 349535 | WATTS | 909QT | RP | 1.000 | 55193 | E WALL BY FIRE RISERS
1500 | COMMODITY BLVD | 43137-9277 | Active | 494381 | WATTS | 909QT | RP | 1.000 | 55194 | SOUTH WALL ABOVE MAIN BACKFLOW PREVENTER
4538 | COMMONS PARK DR | 43054-9039 | Active | H432080 | FEBCO | 765 | PVB | 0.750 | 91480 | RIGHT SIDE
750 | COMMUNICATIONS PKWY | 43214-1948 | Active | D00189 | Deringer | 20 | DC | 2.500 | 3615098 | By meter
750 | COMMUNICATIONS PKWY | 43214-1948 | Due Install |  |  |  | RP |  | 3635156
750 | COMMUNICATIONS PKWY | 43214-1948 | Active | 004962 | WATTS | 009M2-FP | RP | 1.500 | 3493821 | AT METER
760 | COMMUNICATIONS PKWY | 43214-1948 | Not Required by DOW | 21019 | WATTS | LF919QT | RP | 1.500 | 3618125 | WATER TREATMENT ROOM
760 | COMMUNICATIONS PKWY | 43214-1948 | Not Required by DOW | 56011 | WATTS | 919QT | RP | 1.000 | 3618241 | Meter Room
760 | COMMUNICATIONS PKWY | 43214-1948 | Not Required by DOW | 20706 | WATTS | LF919QT | RP | 1.500 | 3618124 | WATER TREATMENT ROOM
760 | COMMUNICATIONS PKWY | 43214-1948 | Active | 1889560316 | AMES | 3000SS | DCDA | 4.000 | 3621302 | SOUTH END RISER ROOM
760 | COMMUNICATIONS PKWY | 43214-1948 | Not Required by DOW | 27379 | WATTS | LF919QT | RP | 2.000 | 3618122 | WATER TREATMENT ROOM
760 | COMMUNICATIONS PKWY | 43214-1948 | Active | 76387 | AMES | 2000B | DC | 0.750 | 3621303 | SOUTH END RISER ROOM
760 | COMMUNICATIONS PKWY | 43214-1948 | Active | D00177 | deringer | 40 | RP | 3.000 | 3616746 | BY WATER METER
760 | COMMUNICATIONS PKWY | 43214-1948 | Not Required by DOW | A05582 | WATTS | 009M3-FP | RP | 0.750 | 3493822 | 2ND FLOOR MECHANICAL ROOM
760 | COMMUNICATIONS PKWY | 43214-1948 | Not Required by DOW | 21174 | WATTS | LF919QT | RP | 1.500 | 3618123 | WATER TREATMENT ROOM
1290 | COMMUNITY PARK DR | 43229- | Active | 80595 | WATTS | 009M2QT | RP | 1.000 | 54538 | IN MECH ROOM AT BACK OF BUILDING
1377 | COMMUNITY PARK DR | 43229-2258 | Active | 191303 | BEECO | FRP | RP | 0.750 | 3396234 | AT METER UNDER KITCHEN CABINET BAR
1379 | COMMUNITY PARK DR | 43229- | Due Install |  |  |  | RP |  | 3396235
1394 | COMMUNITY PARK DR | 43229- | Active | 242381 | WILKINS | 975XLBMS | RP | 2.000 | 89297 | MENS RESTROOM
1394 | COMMUNITY PARK DR | 43229- | Active | A006431 | FEBCO | 825YA | RP | 2.000 | 54880 | BASMENT AT METER
1394 | COMMUNITY PARK DR | 43229- | Active | A07231 | WILKINS | 950 | DC | 6.000 | 54879 | MECHANICAL ROOM SW BUILDING
1394 | COMMUNITY PARK DR | 43229- | Active | 431047 | WILKINS | 975 | RP | 1.000 | 54878 | SW MECH ROOM UP HIGH
1040 | CONCORD AV | 43212 | Active | X29207 | WILKINS | 375A | RP | 3.000 | 3603214 | METER ROOM
1040 | CONCORD AV | 43212 | Not Required by DOW | 3833098 | WILKINS | 950XLT | DC | 1.000 | 3603646 | METER ROOM
1040 | CONCORD AV | 43212 | Not Required by DOW | 3893811 | WILKINS | 950XL | DC | 1.000 | 3609945 | SPACE 1035 FRONT APT CLOSET (INSIDE APT)
1040 | CONCORD AV | 43212 | Not Required by DOW | 3833107 | WILKINS | 950XLT | DC | 1.000 | 3603647 | Closet in apt 1052
1930 | CONCORD RD | 43212-1946 | Active | H107504 | FEBCO | 765 | PVB | 0.750 | 56665 | FRONT OF HSE
1960 | CONCORD RD | 43212-1946 | Active | H029998 | FEBCO | 765 | PVB | 0.750 | 3396590 | RIGHT SIDE OF HOUSE
1971 | CONCORD RD | 43212-1947 | Active | CB794328 | WILKINS | 720A | PVB | 1.000 | 90232 | FRONT LEFT OF THE HOUSE
2020 | CONCORD RD | 43212-1948 | Active | G251905 | WILKINS | 720A | PVB | 0.750 | 99091 | RIGHT SIDE OF HOUSE
2023 | CONCORD RD | 43212-1949 | Active | 779315 | WILKINS | 720A | PVB | 1.000 | 57056 | EAST SIDE
2031 | CONCORD RD | 43212-1949 | Active | 102318 | WATTS | 800M4FR | PVB | 0.750 | 87280 | FRONT OF HOUSE
2109 | CONCORD RD | 43212-1950 | Active | 119495 | WATTS | 800MQT | PVB | 0.750 | 92044 | RIGHT SIDE OF HOUSE
2111 | CONCORD RD | 43212-1950 | Active | 07879 | FEBCO | 765 | PVB | 1.000 | 92086 | LEFT FRONT OF HOUSE
2245 | CONCORD VILLAGE DR | 43220-5417 | Active | H277725 | FEBCO | 765 | PVB | 0.750 | 57723 | FRONT OF HOUSE
2250 | CONCORD VILLAGE DR | 43220-5415 | Active | 200245 | WILKINS | 720A | PVB | 0.750 | 57760 | LEFT SIDE OF HOUSE
2255 | CONCORD VILLAGE DR | 43220-5417 | Active | G231122 | WILKINS | 720A | PVB | 0.750 | 75073 | FRONT OF HOUSE
2270 | CONCORD VILLAGE DR | 43220-5415 | Active | 56455 | FEBCO | 765 | PVB | 1.000 | 57817 | LEFT SIDE OF HOUSE
2280 | CONCORD VILLAGE DR | 43220-5408 | Active | Z2280 | FEBCO | 765 | PVB | 1.000 | 87272 | RIGHT SIDE OF HOUSE
2295 | CONCORD VILLAGE DR | 43220-5400 | Active | AC4370 | FEBCO | 765 | PVB | 0.750 | 90234 | BACK OF HOUSE BY SLIDING DOOR
5532 | CONEFLOWER CT | 43123-9484 | Active | A221776 | WILKINS | 375XL | RP | 0.750 | 3607879 | BASEMENT
5539 | CONEFLOWER CT | 43123-9484 | Active | T441056 | WILKINS | 720A | PVB | 0.750 | 87024 | BASEMENT WALL
5568 | CONEFLOWER CT | 43123-9484 | Active | T303645 | WILKINS | 720A | PVB | 0.750 | 3592306 | RIGHT SIDE
5638 | CONEFLOWER DR | 43123-9478 | Active | 955113 | WILKINS | 720A | PVB | 0.750 | 67468 | LT SIDE
5730 | CONEFLOWER DR | 43123-8453 | Active | T013234 | WILKINS | 720A | PVB | 0.750 | 67744 | SIDE OF HOUSE
5790 | CONEFLOWER DR | 43123-8435 | Active | H592702 | FEBCO | 765 | PVB | 0.750 | 98743 | RIGHT SIDE OF HOUSE
5800 | CONEFLOWER DR | 43123-8435 | Active | F006263 | WILKINS | 720A | PVB | 0.750 | 97509 | left side of house
588 | CONESTOGA DR | 43213-2612 | Active | T209638 | WILKINS | 720A | PVB | 1.000 | 3610030 | OUTSIDE
986 | CONESTOGA DR | 43213-2621 | Active | 306409 | WATTS | 800M4QT | PVB | 0.750 | 74918 | LEFT SIDE OF HOUSE
993 | CONESTOGA DR | 43213-2622 | Active | H323147 | FEBCO | 765 | PVB | 0.750 | 97262 | RIGHT REAR CORNER OF HOUSE BY AIR CONDITIONER
1010 | CONESTOGA DR | 43213-2653 | Active | 509264 | WATTS | 800QT | PVB | 1.000 | 53615 | FRONT OF HOUSE
3767 | CONFLUENCE DR | 43026-2611 | Active | CB993301 | WILKINS | 720A | PVB | 0.750 | 3396696 | BACK RIGHT BY AC UNIT
3799 | CONFLUENCE DR | 43026-2611 | Active | T361832 | WILKINS | 720A | PVB | 0.750 | 3396702 | Left Side of house
3807 | CONFLUENCE DR | 43026-2611 | Active | 378984 | WILKINS | 420 | PVB | 0.750 | 90238 | left side of house
901 | CONGRESSIONAL WAY | 43235-5099 | Active | 83249 | WATTS | 800QT | PVB | 0.750 | 74487 | RIGHT SIDE OF HOUSE
908 | CONGRESSIONAL WAY | 43235-5098 | Active | 7231 | FEBCO | 765 | PVB | 0.750 | 74524 | RIGHT SIDE OF HOUSE
909 | CONGRESSIONAL WAY | 43235-5099 | Active | 1144 | FEBCO | 765 | PVB | 0.750 | 74531 | RIGHT SIDE OF HOUSE
914 | CONGRESSIONAL WAY | 43235-5098 | Active | 8602 | FEBCO | 765 | PVB | 0.750 | 74573 | RIGHT SIDE OF HOUSE
5656 | CONIFER CT | 43081- | Active | 1857216 | WILKINS | 975XL2 | RP |  | 3603722 | FILTER ROOM OF POOL HOUSE
4963 | CONIFER DR | 43081-7811 | Active | CB078886 | WILKINS | 720 | PVB | 0.750 | 3396716 | LEFT SIDE OF HOUSE
4158 | CONINE CT | 43016-7390 | Active | T084830 | WILKINS | 720A | PVB | 0.750 | 103705 | LEFT SIDE OF HOUSE
4174 | CONINE CT | 43016-7390 | Active | 184714 | WILKINS | 720A | PVB | 0.750 | 88392 | LEFT FRONT
4182 | CONINE CT | 43016-7390 | Active | A072850 | WILKINS | 720A | PVB | 0.750 | 63182 | LEFT SIDE OF HOME
8120 | CONINE DR | 43016-6193 | Active | G225667 | WILKINS | 720A | PVB | 0.750 | 95818 | RIGHT SIDE OF HOUSE
8127 | CONINE DR | 43016-6193 | Active | H866190 | FEBCO | 765 | PVB | 0.750 | 98405 | LEFT FRONT
8128 | CONINE DR | 43016-6193 | Active | 100433 | WILKINS | 720A | PVB | 0.750 | 92962 | FRONT OF HOUSE
8135 | CONINE DR | 43016-6193 | Active | 260339 | WATTS | 800M4QT | PVB | 0.750 | 95285 | RIGHT SIDE OF HOUSE
4224 | CONKLIN CT | 43054-8927 | Active | CAA25703 | WILKINS | 720A | PVB | 0.750 | 63337 | FRONT OF HOUSE
4227 | CONKLIN CT | 43054-8927 | Active | F087545 | WILKINS | 720A | PVB | 1.000 | 63343 | LEFT FRONT
4238 | CONKLIN CT | 43054-8927 | Active | T294326 | WILKINS | 720A | PVB | 0.750 | 63373 | RIGHT SIDE OF HOUSE
4241 | CONKLIN CT | 43054-8927 | Active | 557984 | WILKINS | 720A | PVB | 0.750 | 63386 | FRONT OF HOUSE
6336 | CONLETH CIR | 43017-3453 | Active | T458859 | WILKINS | 720A | PVB | 0.750 | 69740 | LT SIDE OF HSE
7612 | CONLEY LN | 43016-8024 | Active | T013204 | WILKINS | 720A | PVB | 0.750 | 99729 | RIGHT SIDE
7613 | CONLEY LN | 43016-8023 | Active | CB029557 | WILKINS | 720A | PVB | 0.750 | 102944 | RIGHT SIDE OF HOUSE
7620 | CONLEY LN | 43016-8024 | Active | F136607 | WILKINS | 720A | PVB | 0.750 | 99730 | RIGHT SIDE
7621 | CONLEY LN | 43016-8023 | Active | T417685 | WILKINS | 720A | PVB | 0.750 | 88538 | RIGHT FRONT
7628 | CONLEY LN | 43016-8024 | Active | 185558 | WILKINS | 720A | PVB | 0.750 | 88535 | RIGHT SIDE OF HOUSE
7645 | CONLEY LN | 43016-8023 | Active | H446878 | FEBCO | 765 | PVB | 0.750 | 91294 | RIGHT FRONT CORNER OF HOUSE
7653 | CONLEY LN | 43016-8023 | Active | T191440 | WILKINS | 720A | PVB | 0.750 | 3596708 | LEFT SIDE OF HOUSE
7661 | CONLEY LN | 43016-8023 | Active | HE37031 | FEBCO | 765 | PVB | 1.000 | 91260 | RIGHT FRONT
7136 | CONNAUGHT DR | 43054-9474 | Active | CB205842 | WILKINS | 720A | PVB | 0.750 | 95195 | FRONT OF HOUSE
7145 | CONNAUGHT DR | 43054-9475 | Active | CB548732 | WILKINS | 720 | PVB | 0.750 | 3584036 | RIGHT CENTER
7152 | CONNAUGHT DR | 43054-9474 | Active | T372393 | WILKINS | 720A | PVB | 0.750 | 97446 | RIGHT SIDE
7160 | CONNAUGHT DR | 43054-9474 | Active | 142128 | WILKINS | 720A | PVB | 1.000 | 98536 | FRONT LEFT CORNER OF HOUSE
388 | CONNORS GROVE | 43213-5110 | Active | H379812 | FEBCO | 765 | PVB | 0.750 | 89352 | FRONT OF HOUSE
389 | CONNORS GROVE | 43213-5110 | Active | 150483 | WATTS | 800M2QT | PVB | 0.750 | 62064 | WEST SIDE OF RESIDENCE
396 | CONNORS GROVE | 43213-5110 | Active | t418249 | WILKINS | 720A | PVB | 0.750 | 62358 | RIGHT SIDE
397 | CONNORS GROVE | 43213-5110 | Active | 118641 | WATTS | 800M2QT | PVB | 0.750 | 62392 | RIGHT HAND SIDE
404 | CONNORS GROVE | 43213-5110 | Active | H015843 | FEBCO | 765 | PVB | 0.750 | 90243 | RIGHT SIDE OF HOUSE
405 | CONNORS GROVE | 43213-5110 | Active | 9098 | WATTS | 008PCQT | PVB | 0.750 | 95082 | BACK OF HOUSE
4567 | COOLBROOK DR | 43026-7806 | Active | 337158 | WATTS | 800QT | PVB | 0.750 | 64360 | FAR LEFT FRONT
4580 | COOLBROOK DR | 43026-7851 | Active | 492399 | FEBCO | 765 | PVB | 0.750 | 64395 | LEFT FRONT
4590 | COOLBROOK DR | 43026-7851 | Active | AI3192 | FEBCO | 765 | PVB | 0.750 | 64417
4611 | COOLBROOK DR | 43026-7806 | Active | CB113698 | WILKINS | 720A | PVB | 0.750 | 64562 | LEFT HAND SIDE
4620 | COOLBROOK DR | 43026-7802 | Active | 584610 | WILKINS | 720A | PVB | 1.000 | 64594 | FRONT LEFT CORNER SIDE
4623 | COOLBROOK DR | 43026-7806 | Active | 148754 | WILKINS | 720A | PVB | 0.750 | 64599 | LEFT SIDE OF HOUSE
4630 | COOLBROOK DR | 43026-7802 | Active | A082532 | WILKINS | 720A | PVB | 0.750 | 64622 | RIGHT SIDE OF HOUSE
4650 | COOLBROOK DR | 43026-7802 | Active | AC5584 | FEBCO | 765 | PVB | 1.000 | 89883 | RIGHT SIDE FRONT
4660 | COOLBROOK DR | 43026-7802 | Active | CAA25734 | WILKINS | 720A | PVB | 1.000 | 64714 | SW CORNER OF HOME
4665 | COOLBROOK DR | 43026-7806 | Active | AC1521 | FEBCO | 765 | PVB | 0.750 | 89906 | RIGHT SIDE
4710 | COOLBROOK DR | 43026-7852 | Active | CAB44778 | WILKINS | 720 | PVB | 0.750 | 3397398 | LEFT MIDDLE
4711 | COOLBROOK DR | 43026-7807 | Active | T271175 | WILKINS | 720A | PVB | 0.750 | 3397399 | LEFT SIDE OF HOUSE
4743 | COOLBROOK DR | 43026-7807 | Active | AD3263 | FEBCO | 765 | PVB | 0.750 | 64931 | LT SIDE
4761 | COOLBROOK DR | 43026-7807 | Active | CB026907 | WILKINS | 720A | PVB | 0.750 | 3397406 | RIGHT CENTER
4771 | COOLBROOK DR | 43026-7807 | Active | T182878 | WILKINS | 720A | PVB | 0.750 | 3397407 | LEFT SIDE OF HOUSE
4796 | COOLBROOK DR | 43026-7804 | Active | 572550 | WILKINS | 720A | PVB | 0.750 | 91981 | NW CORNER
4806 | COOLBROOK DR | 43026-7804 | Active | 23760 | WATTS | 800M4QT | PVB | 1.000 | 65120 | (RIGHT) SOUTH SIDE OF HOUSE
5740 | COOPER RD | 43081 | Active | BO160079 | WILKINS | 375XL | RP | 0.750 | 3611472 | HOT BOX
6000 | COOPER RD | 43081-8984 | LPS - Active |  |  |  | LST |  | 3633678 | FIRE PUMP
6000 | COOPER RD | 43081-8984 | Not Required by DOW | 08876 | WATTS | 919QT | RP | 1.500 | 92406 | UTILITY ROOM
6000 | COOPER RD | 43081-8984 | Active | 365274 | WILKINS | 975XL | RP | 1.250 | 90354 | anti-freeze loop by back dock door
6000 | COOPER RD | 43081-8984 | Not Required by DOW | W068046 | WILKINS | 975XL | RP | 0.750 | 68539 | CAFE BEHIND ICE MAKER
6000 | COOPER RD | 43081-8984 | Not Required by DOW | 57714 | WATTS | 007M1QT | DC | 0.750 | 68538 | PUMP ROOM BY LOADING DOCK
6000 | COOPER RD | 43081-8984 | Active | 0000512 | AMES | 2000B | DC | 0.750 | 68537 | ROOM 112 - SPRINKLER ROOM
6000 | COOPER RD | 43081-8984 | Active | 3DM1412 | AMES | 3000SS | DCDA | 6.000 | 68536 | RISER ROOM
6000 | COOPER RD | 43081-8984 | Active | 194019 | WATTS | 909 | RP | 4.000 | 68534 | MECH/RISER ROOM
6000 | COOPER RD | 43081-8984 | Not Required by DOW | 1274230603 | AMES | 3000SS | DCDA | 6.000 | 68533 | PUMP ROOM LOADING DOCK AREA
6000 | COOPER RD | 43081-8984 | Due Install |  |  |  | RPDA | 6.000 | 3635518 | MECH/RISER SPRINKLER ROOM
6035 | COOPER RD | 43081-8985 | Active | A133852 | WILKINS | 720A | PVB | 0.750 | 88917 | FRONT OF HOUSE
6100 | COOPER RD | 43081- | Active | 058333 | WATTS | LF007M1QT | DC | 2.000 | 68999 | MIDDLE ENTRANCE UNDER STAIRWELL - 6200 HARBOR POINTE
6100 | COOPER RD | 43081- | Active | 12140 | AMES | 2000B | DC | 2.000 | 90460 | S 1ST FL CLOSET - 6125 HARBOUR POINTE/PELICAN POINTE
6100 | COOPER RD | 43081- | Active | 12141 | AMES | 2000B | DC | 2.000 | 96456 | 1ST FLOOR HALL CLOSET 3115 HERON POND
6100 | COOPER RD | 43081- | Due Install |  |  |  | RP | 4.000 | 3650623 | 1ST FLOOR HALL CLOSET 3115 HERON POND
6100 | COOPER RD | 43081- | Active | 060337 | WATTS | LF007M1QT | DC | 2.000 | 68998 | S END ENTRANCE UNDER STAIRWELL IN MECH CLOSET - 6200 HARBOR POINTE
6363 | COOPER RD | 43081- | Active | 528877 | WILKINS | 975 | RP | 2.000 | 69784 | SOUTH MECH ROOM AT WATER METER
6371 | COOPER RD | 43081- | Active | 22175 | WATTS | 007MQT | DC | 0.750 | 98281 | HOT BOX BEHIND BUILDING
6371 | COOPER RD | 43081- | Active | A01435 | AMES | 4000B | RP | 2.000 | 98147 | HOT BOX BEHIND BUILDING
6371 | COOPER RD | 43081- | Active | 1666160908 | AMES | 3000SS | DCDA | 6.000 | 98280 | HOT BOX BEHIND BLDG
6377 | COOPER RD | 43081- | Active | 438 | WATTS | 774 | DC | 8.000 | 69824 | METER PIT BY FRONT ENTRANCE
6377 | COOPER RD | 43081- | Active | 9803181350 | FEBCO | 825YD | RP | 3.000 | 69825 | SPRINKLER RISER ROOM
6377 | COOPER RD | 43081- | Active | 133245 | WATTS | 007QT | DC | 0.750 | 69822 | METER PIT BY FRONT ENTRANCE
6377 | COOPER RD | 43081- | Not Required by DOW | 326629 | WATTS | 909M1QT | RP | 1.500 | 69823 | MECHANICAL ROOM FRONT OF BUILDING
7071 | COOPER RD | 43081-8989 | Active | 375282 | WILKINS | 720A | PVB | 0.750 | 89908 | BACK OF HOUSE
6799 | COOPERSTONE DR | 43017- | LPS - Active |  |  |  | LPC |  | 3635015 | IRRIG PUMP NW OF VILL PKWY & COPPRSTNE AT MTR BOX
6799 | COOPERSTONE DR | 43017- | Active | 3906534 | Wilkins | 975XL | RP | 0.750 | 88764 | NW OF VILL PKWY & COPPRSTNE AT MTR BOX BEHIND BUSHES 75' W OF VILL PKWY
6723 | COOPERSTONE DR UNIT A | 43017-5237 | LPS - Active |  |  |  | LPC |  | 3635014 | IRRIG PUMP SE PARK AREA LARGER HOT BOX (GREEN LATICE) W/METER
6723 | COOPERSTONE DR UNIT A | 43017-5237 | Active | 2256959 | WILKINS | 975XLBMS | RP | 2.000 | 89290 | SE PARK AREA LARGER HOT BOX (GREEN LATICE) IFO 6695 COOPERSTONE
6723 | COOPERSTONE DR UNIT B | 43017-5237 | Active | W276832 | WILKINS | 975XLBMS | RP | 1.000 | 88763 | SE - PARK AREA SMALL HOT BOX (GREEN LATICE) IFO 6685 COOPERSTONE
5836 | COPPER CT | 43123-8384 | Active | T021937 | WILKINS | 720A | PVB | 0.750 | 99884 | RIGHT SIDE
5868 | COPPER CT | 43123-8384 | Active | HB43223 | febco | 765 | PVB | 1.000 | 68188 | RIGHT SIDE
5873 | COPPER CT | 43123-8384 | Active | 263406 | WILKINS | 420 | PVB | 1.000 | 92659 | LT SIDE OF HOUSE
7649 | COPPER GLEN ST | 43235-1637 | Active | T034228 | WILKINS | 720A | PVB | 0.750 | 101861 | LEFT SIDE
6916 | CORAZON DR | 43016-6122 | Active | 58944 | WATTS | 919QT | RP | 1.000 | 95337 | IN BASMENT NEAR WATER METER
6932 | CORAZON DR | 43016-6122 | Active | T410845 | WILKINS | 720A | PVB | 0.750 | 95662 | RIGHT FRONT
6948 | CORAZON DR | 43016-6119 | Active | G186289 | WILKINS | 720A | PVB | 0.750 | 92439 | LEFT SIDE OF HOUSE
6949 | CORAZON DR | 43016 | Active | 1369890804 | AMES | 3000SS | DCDA | 6.000 | 94038 | METER HOUSE ENT TO COMPLEX RIGHT SIDE
6949 | CORAZON DR | 43016 | Active | 1108431103 | AMES | 4000SS | RP | 4.000 | 94052 | METER HOUSE ENT TO COMPLEX RIGHT SIDE
6949 | CORAZON DR | 43016 | Active | 62210 | WATTS | 007M1 | DC | 0.750 | 94051 | METER HOUSE ENT TO COMPLEX RIGHT SIDE
6980 | CORAZON DR | 43016-6119 | Active | T427666 | WILKINS | 720A | PVB | 0.750 | 99987 | REAR OF HOUSE NEAR POOL
6996 | CORAZON DR | 43016 | Active | 3918782 | WILKINS | 975XL | RP | 0.750 | 3603600 | LEFT OF GARAGE
7012 | CORAZON DR | 43016 | Active | CB597633 | WILKINS | 720A | PVB | 0.750 | 3646644 | LEFT FRONT
7023 | CORAZON DR | 43016- | Not Required by DOW | T303952 | WILKINS | 720A | PVB | 0.750 | 3632447 | 8941 Terrazza
7023 | CORAZON DR | 43016- | Not Required by DOW | 78152 | WATTS | 919QT | RP | 0.750 | 3635857
7023 | CORAZON DR | 43016- | Not Required by DOW | CB607242 | WILKINS | 720A | PVB | 0.750 | 3639348 | 9140 TERRAZZA CT S
7023 | CORAZON DR | 43016- | Not Required by DOW | CB602904 | WILKINS | 720A | PVB | 0.750 | 3639349 | 8946 TERRAZZA CT S
7023 | CORAZON DR | 43016- | Active | 1144240705 | AMES | 4000SS | RP | 3.000 | 89334 | HOT BOX AT PIT SE CORNER OF COROZON AND TERRAZZA
7023 | CORAZON DR | 43016- | Active | 1483760406 | AMES | 3000SS | DCDA | 6.000 | 89336 | PIT SE OF COROZONE AND TARRAZARA
7023 | CORAZON DR | 43016- | Not Required by DOW | 72522 | WATTS | 919 | RP | 0.750 | 3628060 | 8941 Terrazza
7023 | CORAZON DR | 43016- | Not Required by DOW | 1801 | WATTS | 919 | RP | 0.750 | 3628059 | 8925 Terrazza
7023 | CORAZON DR | 43016- | Active | 68294 | WATTS | 007M1PCQT | DC | 0.750 | 89337 | PIT SE OF COROZON AND TARRAZARA
7028 | CORAZON DR | 43016 | Active | T223724 | WILKINS | 720A | PVB | 0.750 | 3609915 | FAR LEFT FRONT
7044 | CORAZON DR | 43016-6120 | Active | 3916218 | WILKINS | 975 | RP | 0.750 | 97827 | LEFT SIDE
7060 | CORAZON DR | 43016 | Active | CB833223 | WILKINS | 720A | PVB | 0.750 | 3646065 | LEFT FRONT
7146 | CORAZON DR | 43016- | Active | 1165200306 | AMES | 4000SS | RP | 3.000 | 90536 | HOT BOX NORTH OF COROZON 40 YDS E BROLIO VILLA DRIVE
7146 | CORAZON DR | 43016- | Active | 49591 | AMES | 2000B | DC | 0.750 | 90533 | METER PIT 40 FOOT EAST OF BROLIO VILLA DRIVE
7146 | CORAZON DR | 43016- | Active | 1496390306 | AMES | 3000SS | DCDA | 8.000 | 90532 | METER PIT 40' EAST OF BROLIO VILLA DRIVE
7155 | CORAZON DR | 43016-6151 | Active | 178893 | WATTS | 909 | RP | 3.000 | 91093 | BSMNT MECH.ROOM AT WATER MTR
7155 | CORAZON DR | 43016-6151 | Active | 153170 | AMES | 3000SS | DCDA | 8.000 | 96787 | BSMNT METER/MECH ROOM
7155 | CORAZON DR | 43016-6151 | Active | 51596 | AMES | 2000BM3 | DC | 0.750 | 96788 | BSMNT METER/MECH ROOM
7155 | CORAZON DR | 43016-6151 | Not Required by DOW | 52643 | WATTS | 919 | RP | 1.000 | 3611539 | MECH ROOM NEAR MAIN WATER METER
7155 | CORAZON DR | 43016-6151 | Not Required by DOW | 434034 | WATTS | 909M1QT | RP | 2.000 | 91065 | POOL EQUIP ROOM #014
7155 | CORAZON DR | 43016-6151 | Not Required by DOW | 295097 | WILKINS | 975XL | RP | 0.500 | 91092 | IN ROOM #034 ABOVE CEILING
7155 | CORAZON DR | 43016-6151 | Not Required by DOW | A21545 | WATTS | 009QT | RP | 0.500 | 91091 | DEVICE IN ROOM #144
4765 | CORDOBA ST | 43026-8903 | Active | 279580 | WILKINS | 720A | PVB | 0.750 | 64980 | RIGHT SIDE
4819 | CORDOBA ST | 43026-8903 | Active | FF2185 | FEBCO | 765 | PVB | 1.000 | 65146 | OUTSIDE
4408 | CORDOVA DR | 43054-9049 | Active | CB440291 | WILKINS | 720A | PVB | 0.750 | 99907 | LEFT SIDE OF HOUSE
4409 | CORDOVA DR | 43054-9050 | Active | T081716 | WILKINS | 720A | PVB | 0.750 | 101482 | RIGHT SIDE
4425 | CORDOVA DR | 43054-9050 | Active | G046602 | WILKINS | 720A | PVB | 0.750 | 91281 | RIGHT SIDE OF HOUSE
6246 | COREYS WAY | 43026 | Active | CB332991 | WILKINS | 720A | PVB | 0.750 | 3606179 | LEFT SIDE OF HOUSE
6256 | COREYS WAY | 43026 | Active | T236139 | WILKINS | 720A | PVB | 0.750 | 3606191 | LEFT SIDE
6276 | COREYS WAY | 43026 | Active | CB867157 | WILKINS | 720A | PVB | 0.750 | 3609908 | RIGHT FRONT
6286 | COREYS WAY | 43026 | Active | T329034 | WILKINS | 720A | PVB | 0.750 | 3613204 | LEFT SIDE OF HOUSE
6296 | COREYS WAY | 43026 | Active | CB820259 | WILKINS | 720A | PVB | 0.750 | 3608033 | RIGHT FRONT
6240 | CORLEY DR | 43016-9320 | Active | H515479 | FEBCO | 765 | PVB | 0.750 | 97803 | right side of house
6241 | CORLEY DR | 43016-9035 | Active | H627197 | FEBCO | 765 | PVB | 0.750 | 89909 | LEFT FRONT NORTH WEST
6280 | CORLEY DR | 43016-9320 | Active | T041380 | WILKINS | 720A | PVB | 0.750 | 100182 | LEFT SIDE
6281 | CORLEY DR | 43016-9035 | Active | T047733 | WILKINS | 720A | PVB | 0.750 | 101412 | LEFT SIDE
6297 | CORLEY DR | 43016-9035 | Active | 6213405 | WILKINS | 720A | PVB | 0.750 | 96792 | LEFT SIDE OF HOUSE
6305 | CORLEY DR | 43016-9035 | Active | H088333 | FEBCO | 765 | PVB | 0.750 | 69613 | LT SIDE
6313 | CORLEY DR | 43016-9035 | Active | 835535 | WILKINS | 720A | PVB | 0.750 | 69646 | LEFT SIDE OF HOUSE
5960 | CORMORANT DR | 43017- | Active | ABN3487 | WILKINS | 975XL | RP | 1.000 | 68409 | NW MUIRFLD & CRMRANT BTWN FRT BOXWOOD, W OF DO NOT ENTR SIGN
5983 | CORMORANT DR | 43017-8262 | Active | T374449 | WILKINS | 720A | PVB | 1.000 | 68467 | LEFT HAND SIDE
6711 | CORNA CT | 43016 | Active | T295075 | WILKINS | 720A | PVB | 0.750 | 3639453 | RIGHT SIDE
6719 | CORNA CT | 43016 | Active | T366116 | WILKINS | 720A | PVB | 0.750 | 3646059 | LEFT FRONT
6724 | CORNA CT | 43016 | Active | T347923 | WILKINS | 720A | PVB | 0.750 | 3639040 | RIGHT SIDE
6727 | CORNA CT | 43016 | Active | CB597624 | WILKINS | 720A | PVB | 0.750 | 3644757 | LEFT SIDE OF HOUSE
6732 | CORNA CT | 43016 | Active | CB588149 | WILKINS | 720A | PVB | 0.750 | 3644760 | RIGHT FRONT
6748 | CORNA CT | 43016 | Active | CB637224 | WILKINS | 720A | PVB | 0.750 | 3644758 | LEFT SIDE BEHIND GARAGE
6751 | CORNA CT | 43016 | Active | CB637554 | WILKINS | 720A | PVB | 0.750 | 3637990 | LEFT FRONT
6759 | CORNA CT | 43016 | Active | T339414 | WILKINS | 720A | PVB | 0.750 | 3638285 | RIGHT FRONT
6767 | CORNA CT | 43016 | Active | CB602793 | WILKINS | 720A | PVB | 0.750 | 3636154 | LEFT FRONT
6772 | CORNA CT | 43016 | Active | T399403 | WILKINS | 720A | PVB | 0.750 | 3638356 | RIGHT SIDE
6775 | CORNA CT | 43016 | Active | CB602943 | WILKINS | 720A | PVB | 0.750 | 3636525 | RIGHT FRONT
6783 | CORNA CT | 43016 | Active | CAA64875 | WILKINS | 720A | PVB | 0.750 | 3646058 | LEFT FRONT
6788 | CORNA CT | 43016 | Active | T328776 | WILKINS | 720A | PVB | 0.750 | 3638790 | LEFT FRONT
6791 | CORNA CT | 43016 | Active | T339416 | WILKINS | 720A | PVB | 0.750 | 3638286 | RIGHT FRONT
6799 | CORNA CT | 43016 | Active | CB602790 | WILKINS | 720A | PVB | 0.750 | 3639117 | LEFT FRONT
286 | CORNELIUS ST | 43215 | Active | ABA6379 | WILKINS | 975XL | RP | 0.750 | 3646836 | IN LIGHT GREEN HOT BOX AT NW CDORNER OF 288 CORNELIOUS ST
2400 | CORP EXCHANGE DR | 43231-7605 | Active | 72088 | AMES | 2000BM3 | DC | 0.750 | 3654570 | MTR IN PUMP ROOM WITH FIRE
2400 | CORP EXCHANGE DR | 43231-7605 | Active | 122280 | WATTS | 909M1QT | RP | 2.000 | 58176 | PUMP ROOM IN CEILING
2400 | CORP EXCHANGE DR | 43231-7605 | Active | WL-1017 | AMES | COLT300GV | DCDA | 6.000 | 3652433 | MTR IN PUMP ROOM WITH FIRE
2400 | CORP EXCHANGE DR | 43231-7605 | Active | 08167 | AMES | 4000BM3 | RP | 1.500 | 3652432 | MTR IN PUMP ROOM WITH FIRE
2500 | CORP EXCHANGE DR | 43231-7665 | Active | XE-3478 | AMES | 4000CIV | RP | 3.000 | 3636425
2500 | CORP EXCHANGE DR | 43231-7665 | Active | XB-0605 | AMES | 3000CIV | DCDA | 6.000 | 3636426
2500 | CORP EXCHANGE DR | 43231-7665 | Active | 72353 | AMES | 2000B | DC | 0.750 | 3654954
2500 | CORP EXCHANGE DR | 43231-7665 | Not Required by DOW | 4211320 | Wilkins | 975XL | RP | 2.000 | 58489 | PUMP ROOM
2600 | CORP EXCHANGE DR | 43231-1663 | Active | XD-1347 | AMES | 3000CIV | DCDA | 6.000 | 3654958 | PUMP ROOM LOWER LEVEL
2600 | CORP EXCHANGE DR | 43231-1663 | LPS - Active |  |  |  | LST |  | 3626679
2600 | CORP EXCHANGE DR | 43231-1663 | Active | 72917 | AMES | 2000BM3 | DC | 0.750 | 3626615 | PUMP ROOM LOWER LEVEL
2600 | CORP EXCHANGE DR | 43231-1663 | Due Install |  |  |  | RP | 3.000 | 3626614
2600 | CORP EXCHANGE DR | 43231-1663 | Active | 85254 | WATTS | 909M1QT | RP | 2.000 | 58719 | PUMP ROOM
2675 | CORP EXCHANGE DR | 43231-1662 | Active | 990519 | FEBCO | 805 | DC | 4.000 | 58936 | IN PIT BY FDC CONNECTION
2675 | CORP EXCHANGE DR | 43231-1662 | Active | 130886 | WATTS | 009M1PCQT | RP | 1.500 | 96443 | AT METER PIT NORTH SIDE OF BLDG BY FDC
2675 | CORP EXCHANGE DR | 43231-1662 | Active | 11138 | FEBCO | 805Y | DC | 0.750 | 58934 | IN PIT
2675 | CORP EXCHANGE DR | 43231-1662 | Active | 914431 | WILKINS | 975 | RP | 2.000 | 58935 | MECH ROOM BY HWT THRU MENS ROOM *NOT REQUIRED*
2800 | CORP EXCHANGE DR | 43231-7661 | Active | XA-1503 | AMES | COLT 200 | DC | 6.000 | 3638934 | ON FIRE LINE IN PIT
2800 | CORP EXCHANGE DR | 43231-7661 | LPS - Active |  |  |  | LST |  | 3638936 | FIRE PUMP
2800 | CORP EXCHANGE DR | 43231-7661 | Active | 37281 | WILKINS | 375AST | RP | 3.000 | 3638933 | AT METER
2800 | CORP EXCHANGE DR | 43231-7661 | Not Required by DOW | 2362936 | WILKINS | 975XL | RP | 2.000 | 59319 | NORTH WALL OF PUMP/METER ROOM
2800 | CORP EXCHANGE DR | 43231-7661 | Active | 72465 | AMES | 2000B | DC | 0.750 | 3654343 | ON FIRE LINE IN PIT
3000 | CORP EXCHANGE DR | 43231-7689 | Active | 3GN0283 | AMES | 3000SS | DCDA | 6.000 | 59763 | PIT EAST SIDE BLDG
3000 | CORP EXCHANGE DR | 43231-7689 | Active | 37892 | WATTS | 007QT | DC | 0.750 | 59762 | METER PIT
3000 | CORP EXCHANGE DR | 43231-7689 | LPS - Active |  |  |  | LPC |  | 3629604 | LOW PRESSURE SUSTAINING DEVICE FOR BOOSTER PUMP
3000 | CORP EXCHANGE DR | 43231-7689 | LPS - Active |  |  |  | LST |  | 3629603 | LOW PRESSURE SUSTAINING DEVICE FOR BOOSTER PUMP
3000 | CORP EXCHANGE DR | 43231-7689 | Active | B27080 | WILKINS | 975 | RP | 3.000 | 59765 | REAR DOCK
3000 | CORP EXCHANGE DR | 43231-7689 | Active | 3686635 | WILKINS | 975XL | RP | 1.000 | 59764 | WHERE 270 CROSSES UNDER COOPER ROAD RIGHT BY BRIDGE AND 270
6255 | CORPORATE CENTER DR | 43016 | Active | 252563 | WATTS | LF009M3QT | RP | 0.750 | 3649243 | FRONT CENTER FURN ROOM THRU MEN'S ROOM
3590 | CORPORATE DR | 43231- | Not Required by DOW | 97472 | FEBCO | 765 | PVB | 1.500 | 61177 | ADDR ON BLDG 3592 CORP DR EAST CENTER BY GAS METER
3590 | CORPORATE DR | 43231- | Active | 104250 | WATTS | LF009M2QT | RP | 1.500 | 3633200 | 3592 IN METER CLOSET E OFFICE (RM 111.132) AT WATER METER
3630 | CORPORATE DR | 43231- | Due Install |  |  |  | RP | 1.500 | 3636822 | EAST SIDE OF BUILDING (3660 CORP DR)
3675 | CORPORATE DR | 43231-4965 | Due Install |  |  |  | DCDA | 6.000 | 3636134 | ON FIRE LINE
3675 | CORPORATE DR | 43231-4965 | Active | 4884930 | WILKINS | 975 | RP | 1.000 | 3636133 | mop closet
3675 | CORPORATE DR | 43231-4965 | Active | 02349 | WATTS | 009 | RP | 2.500 | 61444 | EAST WALL CEILING WAREHOUSE
3700 | CORPORATE DR | 43231-4984 | Active | RK-1390 | AMES | 300CV | DCDA | 4.000 | 3621299 | 1ST FL MECH/RISER ROOM BY RESTROOMS
3700 | CORPORATE DR | 43231-4984 | Not Required by DOW | 104717 | WATTS | 009M3QT | RP | 0.750 | 61504 | 2ND FLOOR BOILER ROOM
3700 | CORPORATE DR | 43231-4984 | Not Required by DOW | 88594 | WATTS | 909M1QT | RP | 2.000 | 61505 | SOUTH EAST CORNER CLOSET
3700 | CORPORATE DR | 43231-4984 | Active | 49548 | AMES | 2000BM3 | DC | 0.750 | 3626437 | 1ST FL MECH/RISER ROOM BY RESTROOMS
3700 | CORPORATE DR | 43231-4984 | Active | 4358302 | WILKINS | 975XL | RP | 2.000 | 3621301 | 1ST FL MECH/RISER RM AT WATER METER BY RESTROOMS
3711 | CORPORATE DR | 43231-4964 | Due Install |  |  |  | RP |  | 3397980
3765 | CORPORATE DR | 43231-4964 | Active | 85831 | WATTS | 009QT | RP | 1.500 | 61697 | WATER METER ROOM
3765 | CORPORATE DR | 43231-4964 | Active | 1468807 | WILKINS | 975 | RP | 1.500 | 61695 | MECHANICAL ROOM AT WATER METER
3765 | CORPORATE DR | 43231-4964 | Active | 200075 | WATTS | 909QT | RP | 1.000 | 61696 | MECH ROOM TOWARDS WEST END OF BUILDING C
2550 | CORPORATE EXCHANGE DR | 43231-7659 | Due Install |  |  |  | RP |  | 3629487 | AT WATER MTR
2550 | CORPORATE EXCHANGE DR | 43231-7659 | Active | 7687 | Febco | 825Y | RP | 2.000 | 58611 | MECHANICAL ROOM--SERIAL # AK7687
2550 | CORPORATE EXCHANGE DR | 43231-7659 | Due Install |  |  |  | DCDA |  | 3629488 | FIRE PIT NEXT TO CITY HYDRANT
2550 | CORPORATE EXCHANGE DR | 43231-7659 | Due Install |  |  |  | DCDA | 0.750 | 3629489 | FIRE
2550 | CORPORATE EXCHANGE DR | 43231-7659 | LPS - Active | [5 empty] | 3638331
2700 | CORPORATE EXCHANGE DR | 43231-1690 | Active | 69528 | WATTS | 909QT | RP | 1.000 | 59000 | 1ST FLOOR-REAR MECHANICAL ROOM (PENTHOUSE)
2700 | CORPORATE EXCHANGE DR | 43231-1690 | Active | L00718 | WILKINS | 375 | RP | 4.000 | 59001 | IN BOILER ROOM BY WATER METER
2700 | CORPORATE EXCHANGE DR | 43231-1690 | Active | 160812 | WATTS | 009QT | RP | 0.500 | 89326 | BEHIND ICE MACHINE 8TH FLOOR
2700 | CORPORATE EXCHANGE DR | 43231-1690 | Active | 08606 | WATTS | 909HWM1QT | RP | 1.50 | 58991 | IN LAUNDRY BEHIND WASHER
2700 | CORPORATE EXCHANGE DR | 43231-1690 | Active | 2836 | AMES | 4000RP | RP | 10.000 | 58999 | 8TH FL. BOILER ROOM
2700 | CORPORATE EXCHANGE DR | 43231-1690 | Active | 1070151 | WILKINS | 975XL | RP | 1.50 | 58992 | IN LAUNDRY BEHING WASHER
2700 | CORPORATE EXCHANGE DR | 43231-1690 | Active | L00600 | WILKINS | 375 | RP | 4.000 | 89327 | FIRST FLOOR BOILER ROOM BY WATER METER
2700 | CORPORATE EXCHANGE DR | 43231-1690 | Active | 160810 | WATTS | 009QT | RP | 0.500 | 58993 | 2ND BEHIND ICE MACHINE
2700 | CORPORATE EXCHANGE DR | 43231-1690 | Due Install |  |  |  | RP | 6.000 | 3636428
2700 | CORPORATE EXCHANGE DR | 43231-1690 | Active | 1002277 | WILKINS | 975 | RP | 2.000 | 58989 | IN BOILER ROOM BY METER
2700 | CORPORATE EXCHANGE DR | 43231-1690 | Active | 95971 | WATTS | 009LF | RP | 0.500 | 58998 | 3RD FLOOR BEHIND ICE MACHINE
2700 | CORPORATE EXCHANGE DR | 43231-1690 | Active | 348907 | WATTS | LF009QT | RP | 0.500 | 58997 | BEHIND 5TH FLOOR ICE MACHINE
2700 | CORPORATE EXCHANGE DR | 43231-1690 | Active | 160815 | WATTS | 009QT | RP | 0.500 | 58996 | BEHIND 6 FLOOR ICE MACHINE
2700 | CORPORATE EXCHANGE DR | 43231-1690 | Active | 160811 | WATTS | 009QT | RP | 0.500 | 58995 | BEHIND ICE MACHINE 4TH FLOOR
2700 | CORPORATE EXCHANGE DR | 43231-1690 | Active | 160808 | WATTS | 009QT | RP | 0.500 | 58994 | BEHIND 7TH FLOOR
1200 | CORRUGATED WAY | 43201-2902 | Active | 4619701 | WILKINS | 975XL2 | RP | 1.500 | 54261 | IN WATER METER ROOM MIDDLE OF BLDG N SIDE
1220 | CORRUGATED WAY | 43201-2902 | Active | 4126851 | WILKINS | 975XL2 | RP | 1.000 | 3397999 | SW SIDE HALL CLOSET
1300 | CORRUGATED WAY UNIT B | 43201- | Active | 19643 | AMES | 2000B | DC | 0.750 | 54587 | SPRINKLER VALVE ROOM - 599 E 8TH AVE
1300 | CORRUGATED WAY UNIT B | 43201- | Active | 1136100501 | AMES | 3000SS | DCDA | 4.000 | 54585 | SPRINKLER RISER RM NW - 599 E 8TH AVE
1300 | CORRUGATED WAY UNIT B | 43201- | Active | 1186242 | WILKINS | 975 | RP | 2.000 | 54586 | SPRINKLER RISER ROOM WEST SIDE - 599 E 8TH AVE
5984 | CORTA BELLA RD | 43081 | Active | T294260 | WILKINS | 720A | PVB | 0.750 | 3629559 | RIGHT SIDE OF HOUSE
1945 | CORVAIR AVE | 43207-1719 | Due Install |  |  |  | DCDA | 6.000 | 3650360 | WEST SIDE OF BUILDING
1945 | CORVAIR AVE | 43207-1719 | Active | ABQ3342 | WILKINS | 975XLZ | RP | 0.750 | 3398051
1973 | CORVAIR AVE | 43207-1719 | Active | XD-1599 | AMES | 300GV | DCDA | 6.000 | 3630323
1973 | CORVAIR AVE | 43207-1719 | Due Install |  |  |  | RP | 0.750 | 3398052
1973 | CORVAIR AVE | 43207-1719 | Active | 73528 | AMES | 2000BM3 | DC | 0.750 | 3654657
2020 | CORVAIR AVE | 43207- | Due Install |  |  |  | RP |  | 3651006
2020 | CORVAIR AVE | 43207- | Due Install |  |  |  | DCDA | 6.000 | 3398053
2025 | CORVAIR AVE | 43207-1719 | Due Install |  |  |  | RP | 0.750 | 3398055 | NORTH WALL
2025 | CORVAIR AVE | 43207-1719 | Due Install |  |  |  | DCDA | 6.000 | 3650881 | NORTH WALL
2045 | CORVAIR AVE | 43207- | Due Install |  |  |  | RP | 0.750 | 3398057
2050 | CORVAIR AVE | 43207-1771 | Active | 68931 | AMES | 2000B | DC | 0.750 | 3652664 | WAREHOUSE
2050 | CORVAIR AVE | 43207-1771 | Active | WC-0323 | AMES | 3000CIV | DCDA | 6.000 | 3650464 | SW CORNER OF WAREHOUSE AT FIRE RISER
2055 | CORVAIR AVE | 43207-1719 | Active | TL-1799 | AMES | 300GV | DCDA | 8.000 | 3398059 | N/E CORNER OF BUILDING
2055 | CORVAIR AVE | 43207-1719 | Active | 59478 | AMES | 2000BM3 | DC | 0.750 | 3649578 | N/E CORNER OF BUILDING
2020 | CORVAIR AVE UNIT A | 43207- | Due Install |  |  |  | RP |  | 3651005
2020 | CORVAIR AVE UNIT A | 43207- | Due Install |  |  |  | DCDA | 8.000 | 3398054
2025 | CORVAIR AVE UNIT B | 43207-1719 | Due Install |  |  |  | RP | 0.625 | 3398056 | WEST WALL
2121 | CORVAIR BLVD | 43207-1750 | Active | SD-0746 | AMES | COLT 400 | RP | 3.000 | 3398061 | MID N METER/MECH ROOM AT WATER METER
2121 | CORVAIR BLVD | 43207-1750 | Active | 26810 | WATTS | 007M1QT | DC | 0.750 | 3631427 | MID N MECH/METER ROOM
2121 | CORVAIR BLVD | 43207-1750 | Not Required by DOW | 09783 | WATTS | 919 | RP | 0.500 | 3631412
2121 | CORVAIR BLVD | 43207-1750 | Active | 1918410617 | AMES | 3000SS | DCDA | 6.000 | 3630131 | MID N MECH/METER ROOM
4248 | COSGRAY RD | 43026- | Active | 117048 | AMES | 4000SS | RP | 3.000 | 91848 | IN HOT BOX AT PIT SE OF COSGRAY & BELL HAVEN IN BUSHES
4248 | COSGRAY RD | 43026- | Active | 05369 | WATTS | 007M1PCQT | DC | 0.750 | 92277 | METER PIT
4248 | COSGRAY RD | 43026- | Active | 150680 | AMES | 3000SS | DCDA | 6.000 | 91849 | METER PIT SE ENTRANCE COSGRAY & BELL HAVEN IN BUSHES
4329 | COSGRAY RD | 43026-7786 | Active | 240047 | WATTS | 009M2QT | RP | 2.000 | 63685 | 4329 BACK DOOR AT WATER METER ROOM WITH ROOF HATCH
4618 | COSGRAY RD | 43026 | Active | 87603 | APOLLO | RPLF40 | RP | 12.000 | 3654044 | HOT BOX off cosgray
4675 | COSGRAY RD | 43026 | Active | 06141 | AMES | 4000B | RP | 1.500 | 3603615 | MECHANICAL ROOM OF MECHANICAL BUILDING
4696 | COSGRAY RD | 43026 | Active | 068339 | WATTS | 009M2QT | RP | 2.000 | 3621267 | HOT BOX
4696 | COSGRAY RD | 43026 | Active | QL-1929 | AMES | COLT 500-GV | RPDA | 8.000 | 3620036 | BOX
4696 | COSGRAY RD | 43026 | Active | 62338 | WATTS | 919AQT | RP | 0.750 | 3620044 | BOX HOT
4992 | COSGRAY RD | 43026- | Active | W339514 | WILKINS | 975XLBMS | RP | 2.000 | 92961 | ENTER EAST SIDE DOOR AT METER
4992 | COSGRAY RD | 43026- | Active | 157143 | AMES | 3000SS | DCDA | 4.000 | 92963 | MECH ROOM ENTER EAST SIDE DOOR STRIP MALL
4992 | COSGRAY RD | 43026- | Active | 55417 | AMES | 2000B | DC | 0.750 | 92964 | MECH ROOM ENTER EAST SIDE DOOR ONLY STRIP MALL
6227 | COSGRAY RD | 43016 | Active | N1208080622 | FEBCO | 860 | RP | 3.000 | 103702 | 6259 DARREE FLDS S OF WATER TOWER IN HOT BOX AT WATER MTR -FAC
6271 | COSGRAY RD | 43016 | Active | 267669 | WATTS | 009M3QT | RP | 0.750 | 100196 | COLUMBUS SIDE OF WATER TANK AT WATER METER DARREE FIELDS/PARK
6314 | COSGRAY RD | 43016-8344 | Active | 105611 | WILKINS | 975 | RP | 1.000 | 69650 | BASEMENT OF CONCESSION BLDG
6314 | COSGRAY RD | 43016-8344 | Active | 12023 | WATTS | 007QT | DC | 1.000 | 97419 | BASEMENT OF CONCESSION BLDG
5847 | COSLEY RIDGE DR | 43081 | Active | T459213 | WILKINS | 720A | PVB | 0.750 | 3648549 | RIGHT SIE OF THE HOUSE
4950 | COTTON QUAIL CT | 43231 | Active | CB828426 | WILKINS | 720A | PVB | 0.750 | 3624657 | RIGHT SIDE
4955 | COTTON QUAIL CT | 43231 | Active | T387077 | WILKINS | 720A | PVB | 0.750 | 3624664
1021 | COUNTRY CLUB DR | 43213-2479 | Active | 100156 | WILKINS | 975XLBMS | RP | 2.000 | 53637 | EAST MECHANICAL ROOM
721 | COUNTRY CLUB RD | 43213-2446 | Active | 23289 | WATTS | 919 | RP | 1.500 | 3638012 | HOT BOX BY ROAD
851 | COUNTRY CLUB RD | 43213-2442 | Active | 9907191411 | FEBCO | 826YD | RPDA | 2.500 | 74002 | MECHANICAL ROOM
851 | COUNTRY CLUB RD | 43213-2442 | Active | 182799 | FEBCO | 825Y | RP | 0.750 | 74001 | SW END OF BLDG IN MAINT ROOM
851 | COUNTRY CLUB RD | 43213-2442 | Active | 076672 | WATTS | 009M2QT | RP | 1.500 | 3630004 | AT METER
5784 | COUNTRY HOUSE LN | 43017-1570 | Active | AC4948 | FEBCO | 765 | PVB | 0.750 | 89911 | LEFT SIDE
5804 | COUNTRY HOUSE LN | 43017-1571 | Active | CB443258 | WILKINS | 720A | PVB | 0.750 | 3398349 | back right side
5824 | COUNTRY HOUSE LN | 43017 | Active | H843799 | FEBCO | 765 | PVB | 0.750 | 92376 | FRONT LEFT AT CORNER
765 | COUNTRYBROOK W DR | 43228- | Active | 87654 | WATTS | 009M1QT | RP | 2.000 | 91458 | POOL MAKE UP - 777 AVONIA DR
5974 | COURSE DR | 43081-8071 | Active | F005852 | WILKINS | 720A | PVB | 0.750 | 97722 | left side
5753 | COURTIER CT | 43017-8505 | Active | 55446 | WATTS | 800QT | PVB | 1.000 | 67826 | LEFT SIDE OF HOUSE
5761 | COURTIER CT | 43017-8505 | Active | H277765 | FEBCO | 765 | PVB | 0.750 | 67864 | LEFT HAND SIDE
5769 | COURTIER CT | 43017-8505 | Active | H277475 | FEBCO | 765 | PVB | 0.750 | 67887 | RIGHT HAND SIDE
5774 | COURTIER CT | 43017-8505 | Active | G242357 | WILKINS | 720A | PVB | 0.750 | 99352 | RIGHT SIDE OF HOUSE
5777 | COURTIER CT | 43017-8505 | Active | A038203 | WILKINS | 720A | PVB | 0.750 | 67931 | LEFT FRONT
5785 | COURTIER CT | 43017-8505 | Active | 336775 | WATTS | 800MQT | PVB | 0.750 | 67955 | RIGHT SIDE OF HOUSE
1230 | COURTLAND AVE | 43201-2829 | Not Required by DOW | 22367 | WATTS | LF919QT | RP | 2.000 | 3616709 | RISER ROOM / PRODUCTION
1230 | COURTLAND AVE | 43201-2829 | Active | 186439 | AMES | 3000SS | DCDA | 4.000 | 3615460 | METER CLOSET NE SECTION OF PROCESSING ROOM
1230 | COURTLAND AVE | 43201-2829 | Active | 34450 | WILKINS | 375A | RP | 3.000 | 3618069 | METER CLOSET N SIDE OF WALL
1230 | COURTLAND AVE | 43201-2829 | Active | 74438 | AMES | 2000B | DC | 0.750 | 3615436 | METER CLOSET NE SECTION OF PROCESSING ROOM
1240 | COURTLAND AVE | 43201- | Due Install |  |  |  | RP | 0.750 | 3398406 | WEST WALL
1251 | COURTLAND AVE | 43201-3078 | Not Required by DOW | 79841 | WATTS | 2000B | DC | 0.750 | 3649184 | METER ROOM IN 1254 N HIGH
1251 | COURTLAND AVE | 43201-3078 | Not Required by DOW | 1937540318 | AMES | 3000SS | DCDA | 4.000 | 3649185 | METER ROOM IN 1254 N HIGH
1251 | COURTLAND AVE | 43201-3078 | Active | 09849 | WATTS | 919QT | RP | 1.500 | 96449 | BASEMENT NEXT TO METER
1251 | COURTLAND AVE | 43201-3078 | Active | 1653850608 | AMES | 3000SS | DCDA | 4.000 | 96450 | MECH ROOM ON SE CORNER 1ST FLOOR
1251 | COURTLAND AVE | 43201-3078 | Active | 59855 | AMES | 2000B | DC | 0.750 | 96451 | MECH ROOM SE CORNER OF 1ST FLOOR
5257 | COURTNEY PL | 43235-3474 | Active | 6553 | WATTS | 800QT | PVB | 0.750 | 66511 | LEFT SIDE OF HOUSE
5260 | COURTNEY PL | 43235-3472 | Active | 9661 | FEBCO | 765 | PVB | 1.000 | 66517 | LEFT SIDE OF HOUSE
5263 | COURTNEY PL | 43235-3474 | Active | 102318 | WILKINS | 720A | PVB | 0.750 | 66522 | RIGHT SIDE OF HOUSE
5268 | COURTNEY PL | 43235-3472 | Active | 513756 | WATTS | 800QT | PVB | 0.750 | 66529 | RIGHT SIDE OF HOUSE
5269 | COURTNEY PL | 43235-3474 | Active | 102437 | WILKINS | 720A | PVB | 0.750 | 66530 | LEFT SIDE OF HOUSE
5275 | COURTNEY PL | 43235-3474 | Active | 7022 | WATTS | 800QT | PVB | 0.750 | 66538 | RIGHT SIDE OF HOUSE
5281 | COURTNEY PL | 43235-3474 | Active | 171979 | WILKINS | 720A | PVB | 0.750 | 66547 | RIGHT SIDE OF HOUSE
5287 | COURTNEY PL | 43235-3474 | Active | 34077 | WATTS | 800QT | PVB | 1.000 | 66554 | RIGHT SIDE OF HOUSE
5290 | COURTNEY PL | 43235-3473 | Active | 45588 | WATTS | 800QT | PVB | 0.750 | 66562 | RIGHT SIDE OF HOUSE
5293 | COURTNEY PL | 43235-3474 | Active | 21127 | WATTS | 800QT | PVB | 0.750 | 66563 | RIGHT SIDE OF HOUSE
5299 | COURTNEY PL | 43235-3474 | Active | 371736 | WATTS | 800M4FR | PVB | 0.750 | 66567 | RIGHT SIDE OF HOUSE -- (SERIAL # 8412)
5300 | COURTNEY PL | 43235-3473 | Active | 352249 | WATTS | 800M4FR | PVB | 0.750 | 66606 | LEFT SIDE OF HOUSE
5305 | COURTNEY PL | 43235-3474 | Active | 20208 | WATTS | 800QT | PVB | 0.750 | 66637 | LEFT SIDE OF HOUSE
5306 | COURTNEY PL | 43235-3473 | Active | 20969 | WATTS | 800QT | PVB | 0.750 | 66639 | RIGHT SIDE OF HOUSE
5311 | COURTNEY PL | 43235-3474 | Active | 21128 | WATTS | 800QT | PVB | 0.750 | 66642 | NORTH SIDE OF HOUSE
5312 | COURTNEY PL | 43235-3473 | Active | 3096 | FEBCO | 765 | PVB | 0.750 | 66647 | RIGHT SIDE OF HOUSE
5318 | COURTNEY PL | 43235-3473 | Active | 38253 | WATTS | 800QT | PVB | 0.750 | 66651 | RIGHT SIDE OF HOUSE
5323 | COURTNEY PL | 43235-3474 | Active | cb263009 | WILKINS | 720A | PVB | 0.750 | 66660 | RIGHT SIDE OF HOUSE--(WESTSIDE 15' OF FRONT)
5324 | COURTNEY PL | 43235-3473 | Active | 209198 | WILKINS | 720A | PVB | 0.750 | 66663 | LEFT SIDE OF HOUSE
5330 | COURTNEY PL | 43235-3473 | Active | 32615 | WATTS | 800QT | PVB | 1.000 | 66672 | RIGHT SIDE OF HOUSE
5336 | COURTNEY PL | 43235-3473 | Active | CB549764 | WILKINS | 720A | PVB | 1.000 | 66675 | LEFT SIDE OF HOUSE
5323 | COURTNEY PL UNIT ASSOC | 43235-3474 | Active | 6955 | FEBCO | 765 | PVB | 1.000 | 100423 | SE CORNER OF OLENTANGY RIVER RD & COURTNEY PL
3720 | COURTRIGHT CT | 43227-2250 | Active | 20150 | WATTS | 009QT | RP | 0.750 | 61573 | ABOVE WATER METER W SE CORNER OF BUILDING
3750 | COURTRIGHT CT | 43227-2250 | Active | 66047 | AMES | 2000BM3 | DC | 0.750 | 3654235
3750 | COURTRIGHT CT | 43227-2250 | Active | VG-0823 | AMES | GV-300 | DC | 6.000 | 3654234
3750 | COURTRIGHT CT | 43227-2250 | New Construction | [5 empty] | 3654233
3757 | COURTRIGHT CT | 43227-2250 | Due Install |  |  |  | DCDA |  | 3652288
3757 | COURTRIGHT CT | 43227-2250 | Due Install |  |  |  | RP | 1.000 | 3398430
1330 | COURTRIGHT RD | 43227-2203 | Due Install | [5 empty] | 3398431
1334 | COURTRIGHT RD | 43227-2203 | Due Install | [5 empty] | 3398433
1336 | COURTRIGHT RD | 43227-2203 | Active | 427469 | WATTS | 909HWQT | RP | 0.750 | 54737 | IN MENS REST ROOM (1336)
1448 | COURTRIGHT RD | 43227-2206 | Due Install |  |  |  | RP |  | 3398436
1480 | COURTRIGHT RD | 43227- | Due Install |  |  |  | RP |  | 3398441
1850 | COURTRIGHT RD | 43227-3362 | Not Required by DOW | 2664617 | WILKINS | 975XL | RP | 0.750 | 88181 | W. SIDE OF BLDG IN HOT BOX
1850 | COURTRIGHT RD | 43227-3362 | Active | 381417 | WILKINS | 975XL | RP | 1.500 | 91100 | WEST SDIE OF BLDG
2001 | COURTRIGHT RD | 43232-4216 | Active | 1571770507 | AMES | 3000SS | DCDA | 8.000 | 91708 | IN PIT MID E PARKING LOT
2001 | COURTRIGHT RD | 43232-4216 | Active | 55244 | AMES | 2000B | DC | 0.750 | 3636885 | IN PIT
2001 | COURTRIGHT RD | 43232-4216 | Active | 005514 | WATTS | LF909 | RP | 2.500 | 91709
2165 | COURTRIGHT RD | 43232-4206 | Due Install |  |  |  | RP |  | 3398487 | AT METER
2182 | COURTRIGHT RD | 43232-4211 | Active | W341652 | WILKINS | 975XL | RP | 0.750 | 94421 | SW MECH ROOM FRONT BLDG
2217 | COURTRIGHT RD | 43232-4217 | Active | 4855975 | WILKINS | 975XL2 | RP | 1.500 | 3398490 | FRONT OF BUILDING ON NE CORNER
2250 | COURTRIGHT RD | 43232 | Not Required by DOW | 126164 | WATTS | LF009M2 | RP | 1.000 | 3646152 | STOCK ROOM @ DEDUCT METER
2250 | COURTRIGHT RD | 43232 | Active | 4495964 | WATTS | 919QT | RP | 1.000 | 3626545 | STOCK ROOM @ METER
1712 | COURTRIGHT RD UNIT A | 43227-3360 | Due Install |  |  |  | RP |  | 3398479
5499 | COVE HAVEN ST | 43081 | Active | B104670 | WATTS | 800M4QT | PVB | 1.000 | 3653364 | RIGHT SIDE OF HOUSE
5506 | COVE HAVEN ST | 43081 | Active | B086613 | WATTS | 800M4FR | PVB | 1.000 | 3651489 | BACK OF HOUSE
5507 | COVE HAVEN ST | 43081 | Active | B104637 | WATTS | 800M4QT | PVB | 1.000 | 3654126
5513 | COVE HAVEN ST | 43081 | Active | T568550 | WILKINS | 720A | PVB | 1.000 | 3652413 | RIGHT SIDE OF HOUSE
5519 | COVE HAVEN ST | 43081 | Active | T568923 | WILKINS | 720A | PVB | 1.000 | 3652409 | LEFT SIDE
5525 | COVE HAVEN ST | 43081 | Active | B049058 | WATTS | 800M4QT | PVB | 1.000 | 3650147 | LEFT SIDE OF HOUSE
5531 | COVE HAVEN ST | 43081 | Active | B054615 | WATTS | 800M4QT | PVB | 1.000 | 3650029 | RIGHT SIDE OF HOUSE
5537 | COVE HAVEN ST | 43081 | Active | B086485 | WATTS | 800M4FR | PVB | 1.000 | 3651571
5543 | COVE HAVEN ST | 43081 | Active | B086635 | WATTS | 800M4QT | PVB | 1.000 | 3651572
5549 | COVE HAVEN ST | 43081 | Active | 085421 | WATTS | 800M4QT | PVB | 1.000 | 3652411 | LEFT SIDE IN CENTER
5555 | COVE HAVEN ST | 43081 | Active | 088787 | WATTS | 800M4FR | PVB | 1.000 | 3652221 | RIGHT CENTER
5561 | COVE HAVEN ST | 43081 | Active | B056301 | Watts | 800M4QT | PVB | 1.000 | 3650146 | LEFT CENTER
5567 | COVE HAVEN ST | 43081 | Active | B085636 | WATTS | 800M4FR | PVB | 1.000 | 3653522 | LEFT SIDE OF HOUSE
899 | COVE POINT DR | 43228-9297 | Active | 347925 | WATTS | 800M4FR | PVB | 0.750 | 89923 | RIGHT OF HOUSE
1802 | COVENTRY RD | 43212-1906 | Active | 143518 | WILKINS | 420 | PVB | 0.750 | 95554 | FRONT RIGHT OF DOOR
1940 | COVENTRY RD | 43212-1016 | Active | T205978 | WILKINS | 720 | PVB | 0.750 | 3398568 | RIGHT
1956 | COVENTRY RD | 43212-1016 | Active | G212902 | WILKINS | 720A | PVB | 0.750 | 89913 | LEFT SIDE
1968 | COVENTRY RD | 43212-1016 | Active | T181389 | WILKINS | 720A | PVB | 0.750 | 3398573 | RIGHT SIDE FRONT
2018 | COVENTRY RD | 43212-1017 | Active | h927266 | FEBCO | 765 | PVB | 0.750 | 89914 | FRONT OF HOUSE
2053 | COVENTRY RD | 43212-1018 | Active | 258094 | WATTS | 800M4QT | PVB | 1.000 | 87003 | FRONT -LEFT OF DOOR
2285 | COVENTRY RD | 43221-4211 | Active | G191936 | WILKINS | 720A | PVB | 1.000 | 57845 | REAR OF HOUSE
2312 | COVENTRY RD | 43221-4214 | Active | AD9429 | FEBCO | 765 | PVB | 0.750 | 57921 | EXTERIOR NEST SIDE OF HOME
2324 | COVENTRY RD | 43221-4261 | Active | DK6605 | FEBCO | 765 | PVB | 0.750 | 57972 | REAR OF HOUSE
2325 | COVENTRY RD | 43221-4262 | Active | CB073821 | WILKINS | 720A | PVB | 0.750 | 57974 | REAR OF HOUSE
2332 | COVENTRY RD | 43221-4261 | Active | CB547076 | WILKINS | 720A | PVB | 0.750 | 57991 | LEFT SIDE OF HOUSE
2343 | COVENTRY RD | 43221-4242 | Active | 113126 | WATTS | 800QT | PVB | 1.000 | 58021 | BACK OF HOUSE
2344 | COVENTRY RD | 43221-4243 | Active | G226039 | WILKINS | 720A | PVB | 0.750 | 91672 | LEFT SIDE
2354 | COVENTRY RD | 43221-4243 | Active | H17644 | FEBCO | 860 | RP | 0.750 | 89480 | FRONT RIGHT
2359 | COVENTRY RD | 43221-4242 | Active | 21605 | WATTS | 800QT | PVB | 1.000 | 58062 | BACK SIDE OF HOUSE BY GARAGE AND BACK DOOR
2372 | COVENTRY RD | 43221-4243 | Active | T293862 | WILKINS | 720A | PVB | 0.750 | 58103 | RIGHT SIDE OF FRONT DOOR
2399 | COVENTRY RD | 43221-3709 | Active | A047732 | WILKINS | 420 | PVB | 1.000 | 58147 | NORTH SIDE FRONT
2400 | COVENTRY RD | 43221-3754 | Active | T418173 | WILKINS | 720A | PVB | 0.750 | 89165 | FRONT OF HOUSE
2410 | COVENTRY RD | 43221-3754 | Active | 284241 | WATTS | 800M4QT | PVB | 0.750 | 92139 | RIGHT SIDE
2413 | COVENTRY RD | 43221-3753 | Active | CB030194 | WILKINS | 720A | PVB | 0.750 | 89915 | FRONT OF HOUSE LEFT OF FRONT DOOR
2421 | COVENTRY RD | 43221-3753 | Active | T231519 | WILKINS | 720A | PVB | 0.750 | 3398604 | RIGHT SIDE OF HOUSE
2450 | COVENTRY RD | 43221-3700 | Active | 33287 | FEBCO | 765 | PVB | 1.000 | 58322 | FRONT OF HOUSE LEFT OF ENTRY
2457 | COVENTRY RD | 43221-3753 | Active | cb403005 | WILKINS | 720A | PVB | 0.750 | 87273 | FRONT LEFT
2470 | COVENTRY RD | 43221-3700 | Active | CB113378 | WILKINS | 720A | PVB | 0.750 | 3398609 | FRONT RIGHT CORNER OF THE HOUSE
2480 | COVENTRY RD | 43221-3756 | Active | 771364 | WATTS | 800M4FR | PVB | 1.000 | 58419 | FRONT OF HOUSE
2481 | COVENTRY RD | 43221-3753 | Active | T419686 | WILKINS | 720 | PVB | 0.750 | 3398612 | RIGHT MIDDLE
2500 | COVENTRY RD | 43221-3756 | Active | H200350 | FEBCO | 765 | PVB | 0.750 | 87289 | RIGHT SIDE OF HOUSE
2521 | COVENTRY RD | 43221-3755 | Active | T033235 | WILKINS | 720A | PVB | 1.000 | 89916 | FRONT OF HOUSE
2601 | COVENTRY RD | 43221-3223 | Active | CAA99280 | WILKINS | 720A | PVB | 1.000 | 58725 | RIGHT OF FRONT DOOR
2609 | COVENTRY RD | 43221-3223 | Active | T340431 | WILKINS | 720 | PVB | 0.750 | 3398627
2643 | COVENTRY RD | 43221-3223 | Active | cb987589 | WILKINS | 720A | PVB | 1.000 | 58850 | REAR OF HOUSE SOUTH SIDE
2659 | COVENTRY RD | 43221-3225 | Active | H001432 | FEBCO | 765 | PVB | 0.750 | 89917 | RIGHT SIDE FRONT ABOVE WINDOW WELL
2705 | COVENTRY RD | 43221-3225 | Active | T459112 | WILKINS | 720A | PVB | 1.000 | 3398646 | BACK
2744 | COVENTRY RD | 43221-3226 | Active | CAA25721 | WILKINS | 720A | PVB | 1.000 | 59158 | FRONT OF HOUSE
7109 | COVENTRY WOODS CT | 43017-2181 | Active | T188132 | WILKINS | 720A | PVB | 0.750 | 3611332 | NORTH WEST CORNER OF HOUSE
7117 | COVENTRY WOODS CT | 43017-2181 | Active | HC17575 | FEBCO | 765 | PVB | 0.750 | 71450 | SOUTH SIDE OF HOUSE
7118 | COVENTRY WOODS CT | 43017-2181 | Active | F10362 | FEBCO | 765 | PVB | 1.000 | 71455 | LT SIDE
7133 | COVENTRY WOODS CT | 43017-2181 | Active | he13387 | FEBCO | 765 | PVB | 0.750 | 71476 | LT SIDE
7134 | COVENTRY WOODS CT | 43017-2181 | Active | A072899 | WILKINS | 720A | PVB | 0.750 | 71477 | LEFT SIDE OF HOME
7142 | COVENTRY WOODS CT | 43017-2181 | Active | AG4950 | FEBCO | 765 | PVB | 0.750 | 71492 | FRT HSE
7154 | COVENTRY WOODS CT | 43017-2181 | Active | 05560 | WATTS | 800M4FR | PVB | 1.000 | 71510 | RIGHT SIDE OF FRONT DOOR
7166 | COVENTRY WOODS CT | 43017-2181 | Active | 787947 | WATTS | 800M4FR | PVB | 1.000 | 71527 | LEFT SIDE OF HOUSE
7173 | COVENTRY WOODS CT | 43017-2181 | Active | 312596 | WATTS | 800QT | PVB | 1.000 | 71542 | LOCATED RIGHT FRONT SIDE
7174 | COVENTRY WOODS CT | 43017-2181 | Active | G214992 | WILKINS | 720A | PVB | 0.750 | 96094 | FRONT RIGHT RIGHT FRONT DOOR
7180 | COVENTRY WOODS CT | 43017-2181 | Active | G213524 | WILKINS | 720A | PVB | 0.750 | 97041 | LEFT SIDE NORTH WEST
7119 | COVENTRY WOODS DR | 43017-2180 | Active | 4174 | FEBCO | 765 | PVB | 1.000 | 71457 | LEFT FRONT
7127 | COVENTRY WOODS DR | 43017-2180 | Active | 11827 | WATTS | 800QT | PVB | 0.750 | 71468 | FRONT OF HOUSE RIGHT OF FRONT DOOR
7128 | COVENTRY WOODS DR | 43017-2179 | Active | 07585 | WATTS | 800M4QT | PVB | 0.750 | 71470 | BACK OF HOUSE
7136 | COVENTRY WOODS DR | 43017-2179 | Active | H14369 | FEBCO | 765 | PVB | 0.750 | 89921 | BACK OF HOUSE ON DECK
7160 | COVENTRY WOODS DR | 43017-2179 | Active | CAA25739 | WILKINS | 720A | PVB | 1.000 | 71520 | RIGHT SIDE OF HOUSE
7262 | COVENTRY WOODS DR | 43017-2132 | Active | H066055 | FEBCO | 765 | PVB | 1.000 | 71704 | LH SIDE
7269 | COVENTRY WOODS DR | 43017-2134 | Active | 49852 | FEBCO | 765 | PVB | 1.000 | 71712 | RIGHT OF FRONT DOOR
7286 | COVENTRY WOODS DR | 43017-2132 | Active | 88216 | WATTS | 800M2QT | PVB | 1.000 | 71747 | NORTH SIDE OF HOUSE
7298 | COVENTRY WOODS DR | 43017-2132 | Active | CAA18225 | WILKINS | 720A | PVB | 0.750 | 3398668 | RIGHT FRONT
7303 | COVENTRY WOODS DR | 43017-2134 | Active | 1H593 | FEBCO | 765 | PVB | 1.000 | 71785 | RIGHT SIDE
7322 | COVENTRY WOODS DR | 43017-2132 | Active | AA6514 | FEBCO | 765 | PVB | 0.750 | 71802 | LEFT FRONT
7401 | COVENTRY WOODS DR | 43017- | Active | T042092 | WILKINS | 720A | PVB | 0.750 | 71920 | NW CORN
7441 | COVENTRY WOODS DR | 43017-8608 | Active | T417997 | WILKINS | 720A | PVB | 0.750 | 100095 | RIGHT SIDE
7442 | COVENTRY WOODS DR | 43017-8286 | Active | T154927 | WILKINS | 720A | PVB | 1.000 | 103414 | RIGHT
7447 | COVENTRY WOODS DR | 43017-8608 | Active | F031344 | WILKINS | 720A | PVB | 0.750 | 71993 | LEFT SIDE OF HOUSE
7448 | COVENTRY WOODS DR | 43017-8286 | Active | 375439 | WILKINS | 720A | PVB | 0.750 | 71994 | RIGHT FRONT
7453 | COVENTRY WOODS DR | 43017-8608 | Active | 263319 | WILKINS | 720A | PVB | 1.000 | 89017 | LEFT FRONT
7459 | COVENTRY WOODS DR | 43017-8608 | Active | T144650 | WILKINS | 720A | PVB | 1.000 | 3398679 | Left Side
7460 | COVENTRY WOODS DR | 43017-8286 | Active | G246860 | WILKINS | 720A | PVB | 0.750 | 98914 | RIGHT FRONT
7472 | COVENTRY WOODS DR | 43017-8286 | Active | T329146 | WILKINS | 720A | PVB | 0.750 | 72059 | RIGHT SIDE OF HOUSE
7478 | COVENTRY WOODS DR | 43017-8286 | Active | FK3639 | FEBCO | 765 | PVB | 1.000 | 72070 | RIGHT SIDE OF HOUSE
7619 | COVENTRY WOODS DR | 43017-8608 | Active | 64106 | WATTS | 800QT | PVB | 1.000 | 72347 | RIGHT SIDE WEST SIDE OF HOUSE
257 | COZZINS ST | 43215- | Active | 393548 | WATTS | 909M1QT | RP | 1.500 | 58651 | METER ROOM
257 | COZZINS ST | 43215- | Active | W115830 | WILKINS | 975 | RP | 0.750 | 58650 | METER RM
6821 | CRAFTON LN | 43016-7263 | Active | H339761 | FEBCO | 765 | PVB | 0.750 | 88725 | LEFT SIDE OF HOUSE
6828 | CRAFTON LN | 43016-7264 | Active | T410785 | WILKINS | 720A | PVB | 0.750 | 99939 | LEFT FRONT
2640 | CRAFTON PK | 43221-3694 | Active | 2776597 | WILKINS | 975XL | RP | 1.000 | 92370 | IN CLOSET IN REC ROOM BELOW METER
2660 | CRAFTON PK | 43221-3694 | Active | 518461 | RAINBIRD | AC4000 | PVB | 0.750 | 95574 | LEFT SIDE OF FRONT DOOR
2670 | CRAFTON PK | 43221-3694 | Active | 312136 | WATTS | 800M4FR | PVB | 1.000 | 89225 | REAR OF HOUSE
2700 | CRAFTON PK | 43221-3629 | Active | 8769944 | WILKINS | 720A | PVB | 1.000 | 59003 | NORTH SIDE OF HSE
2710 | CRAFTON PK | 43221-3629 | Active | HC78869 | FEBCO | 765 | PVB | 0.750 | 3649168 | FRONT
2720 | CRAFTON PK | 43221-3629 | Active | CB915448 | WILKINS | 720A | PVB | 1.000 | 89924 | FRONT OF HOUSE
2730 | CRAFTON PK | 43221-3629 | Active | 01567 | WATTS | 800M4QT | PVB | 1.000 | 97918 | front of house right of front door
2750 | CRAFTON PK UNIT A | 43221-3629 | Active | T236929 | WILKINS | 720 | PVB | 0.750 | 3619850 | BEHIND HOUSE
6325 | CRAGIE HILL CT | 43017-9670 | Active | G45553 | WILKINS | 720A | PVB | 0.750 | 69660 | LEFT HAND SIDE
6328 | CRAGIE HILL CT | 43017-9670 | Active | T127734 | WILKINS | 720A | PVB | 1.000 | 69719 | LEFT FRONT
6331 | CRAGIE HILL CT | 43017-9670 | Active | A174756 | WILKINS | 720A | PVB | 1.000 | 69727 | RIGHT SIDE OF HOUSE
6345 | CRAGIE HILL CT | 43017-9670 | Active | T055460 | WILKINS | 720A | PVB | 0.750 | 69749 | SIDE OF HOUSE
7999 | CRAGINHALL LN | 43017-8525 | Active | 672236 | WILKINS | 720A | PVB | 0.750 | 73110 | ON LEFT SIDE OF HOUSE
8007 | CRAGINHALL LN | 43017-8596 | Active | 9865 | WATTS | 800CMQT | PVB | 0.750 | 73199 | FRONT RIGHT OF DR -IN COVE # V HARD 2 READ POSS 098685??
8015 | CRAGINHALL LN | 43017-8596 | Active | 335076 | WILKINS | 720A | PVB | 0.750 | 73209 | FRONT OF HOUSE
8016 | CRAGINHALL LN | 43017-8596 | Active | 432060 | WATTS | 800M4QT | PVB | 0.750 | 73210 | FRONT RIGHT OF DOOR
8022 | CRAGINHALL LN | 43017-8596 | Active | H095608 | FEBCO | 765 | PVB | 0.750 | 73216 | WEST SIDE
8023 | CRAGINHALL LN | 43017-8596 | Active | 875003 | WILKINS | 720A | PVB | 0.750 | 73217 | FRONT LEFT OF DOOR
8031 | CRAGINHALL LN | 43017-8596 | Active | CB674835 | WILKINS | 720A | PVB | 0.750 | 73230 | RIGHT FRONT
8039 | CRAGINHALL LN | 43017-8596 | Active | 792656 | WILKINS | 720A | PVB | 0.750 | 73239 | RIGHT FRONT SIDE
8739 | CRAIGSTON CT | 43017-8207 | Active | 22408 | WATTS | 800QT | PVB | 1.000 | 89927 | LEFT FRONT
8564 | CRAIL CT | 43017-9605 | Active | G245453 | WILKINS | 720A | PVB | 0.750 | 3398854 | OUTSIDE
8573 | CRAIL CT | 43017-9605 | Active | 673164 | WILKINS | 720A | PVB | 0.750 | 89930 | RIGHT SIDE OF HOUSE
8576 | CRAIL CT | 43017-9605 | Active | F021231 | WILKINS | 720A | PVB | 0.750 | 98618 | FRONT JUST RIGHT OF FRT DOOR
260 | CRAMER CREEK CT | 43017-2584 | Active | 1611501107 | AMES | 3000SS | DCDA | 6.000 | 3603673 | SW Rear Sprinkler - Mechanical Room (Outside Door)
260 | CRAMER CREEK CT | 43017-2584 | Due Install |  |  |  | RP | 2.000 | 3632960 | SW MECH/RISER RM OSDoor AT WATER METER
260 | CRAMER CREEK CT | 43017-2584 | Active | 10586 | WATTS | 007M1QT | DC | 0.750 | 3603672 | SW Rear Sprinkler - Mechanical Room (Outside Door)
260 | CRAMER CREEK CT | 43017-2584 | Active | 152884 | WATTS | 909M1QT | RP | 2.000 | 93926 | SW Rear Sprinkler - Mechanical Room (Outside Door)
280 | CRAMER CREEK CT | 43017-2584 | Active | 220323 | WATTS | 007M3QT | DC | 0.750 | 3635499 | NW Rear Sprinkler - Mechanical Room (Outside Door)
280 | CRAMER CREEK CT | 43017-2584 | Active | SJ-0857 | WATTS | 757 | DCDA | 6.000 | 3632962 | NW Rear Sprinkler - Mechanical Room (Outside Door)
280 | CRAMER CREEK CT | 43017-2584 | Active | 113766 | WATTS | LF009M2QT | RP | 2.000 | 3632961 | NW Rear Sprinkler - Mechanical Room (Outside Door)
280 | CRAMER CREEK CT | 43017-2584 | Not Required by DOW | 28374 | WATTS | LF919QT | RP | 2.000 | 95938 | NW Rear Sprinkler - Mechanical Room (Outside Door)
281 | CRAMER CREEK CT | 43017-2586 | Active | 01629 | WATTS | 009M1PCQT | RP | 2.000 | 89932 | East Suite Rear Garage-Bay Area
281 | CRAMER CREEK CT | 43017-2586 | Due Install |  |  |  | DCDA | 6.000 | 3633136
281 | CRAMER CREEK CT | 43017-2586 | Due Install |  |  |  | RP | 1.500 | 3633135
300 | CRAMER CREEK CT | 43017-2585 | Active | 65675 | WATTS | 007M1 | DC | 0.750 | 59708 | East Rear Sprinkler - Mechanical Room (Outside Door)
300 | CRAMER CREEK CT | 43017-2585 | Active | 2626489 | WILKINS | 975XLBMS | RP | 1.500 | 95205 | East Rear Sprinkler - Mechanical Room (Outside Door)
300 | CRAMER CREEK CT | 43017-2585 | Due Install |  |  |  | RP | 2.000 | 3630118 | E CENTER MECH/RISER RM OSDoor
300 | CRAMER CREEK CT | 43017-2585 | Active | 1432790705 | AMES | 3000SS | DCDA | 6.000 | 59707 | East Rear Sprinkler - Mechanical Room (Outside Door)
325 | CRAMER CREEK CT | 43017-3577 | Active | 3679646 | WILKINS | 975XL2 | RP | 2.000 | 3608318 | MECH/RISER RM AT METER
325 | CRAMER CREEK CT | 43017-3577 | Active | 21864 | WATTS | 007M1PCQT | DC | 0.750 | 103926 | RISER ROOM - NORTH WALL
325 | CRAMER CREEK CT | 43017-3577 | Active | 1817361213 | AMES | 3000SS | DCDA | 6.000 | 103925 | RISER ROOM NORTH WALL
325 | CRAMER CREEK CT | 43017-3577 | Active | 3355662 | WILKINS | 975XL2 | RP | 1.500 | 91386 | MECH ROOM 1ST DOOR ON LEFT FROM WEST
325 | CRAMER CREEK CT | 43017-3577 | Active | B002663 | WILKINS | 375XL | RP | 0.750 | 91387 | MECH/RISER RM 10' HIGH CEILING ABOVE MTR & LIGHT
6300 | CRAMERS CROSSING DR | 43016- | Active | 64106 | AMES | 3000CIV | DCDA | 6.000 | 69594 | IN PIT ON WEST SIDE OF ROAD TO 6303 PAYTON DR
6300 | CRAMERS CROSSING DR | 43016- | Active | 22955 | WATTS | 007M1PCQT | DC | 0.750 | 69595 | IN PIT ON W SIDE OF RD TO 6303 CRAMER CROSSING
8803 | CRAMPTON DR | 43065-9034 | Active | T145887 | WILKINS | 720A | PVB | 0.750 | 3398873 | LEFT SIDE
6020 | CRANBERRY CT | 43213-3324 | Active | 117444 | WILKINS | 420 | PVB | 1.000 | 68721 | NORTH SIDE
6050 | CRANBERRY CT | 43213-3324 | Active | 1560788 | WILKINS | 975 | RP | 1.000 | 89934 | IN BASEMENT
25 | CRANDALL DR | 43085- | Active | 102373 | WATTS | 909 | RP | 2.500 | 99392 | 1030 N HIGH (WORTHINGTON), BASEMENT MEN'S RESTROOM
25 | CRANDALL DR | 43085- | Active | 625082 | WATTS | 909HWQT | RP | 0.750 | 99390 | 1030 N HIGH (WORTHINGTON), BASEMENT NORTH MIDDLE WALL
25 | CRANDALL DR | 43085- | Due Install |  |  |  | RP | 6.000 | 3638061
75 | CRANDALL DR | 43085-4075 | Active | FC8754 | FEBCO | 765 | PVB | 1.000 | 89935 | FRONT OF HOUSE
353 | CRANDALL DR | 43085-3201 | Active | T042170 | WILKINS | 720A | PVB | 0.750 | 101812 | LEFT SIDE OF HOUSE
362 | CRANDALL DR | 43085-3202 | Active | G208459 | WILKINS | 720A | PVB | 0.750 | 92620 | FRONT RIGHT
365 | CRANDALL DR | 43085-3201 | Active | F006196 | WILKINS | 720A | PVB | 0.750 | 99252 | LEFT SIDE OF HOUSE
652 | CRANFIELD PL | 43213-3407 | Active | G050237 | WILKINS | 720A | PVB | 0.750 | 88641 | RIGHT SIDE OF HOUSE NEAR FRONT
2833 | CRANSTON DR | 43017-1772 | Active | 678244 | RAINBIRD | 100 | PVB | 1.500 | 59416 | RIGHT FRONT IN COVE BY GAS METER (5811 SAWMILL RD)
2840 | CRANSTON DR | 43017- | Active | B13931 | WILKINS | 975 | RP | 3.000 | 59421 | 5825 SAWMILL, SW BLDG @ WTR MTR 3-C CARRY OUT, STRIP STORE FRONTS
3010 | CRANSTON DR | 43017-1710 | LPS - Active |  |  |  | LPC |  | 3626505 | BOOSTER PUMP ON DOMESTIC
3010 | CRANSTON DR | 43017-1710 | Not Required by DOW | 048572 | WATTS | LF009M2QT | RP | 2.000 | 3614933 | METER/RISER RM - S END OF W GARAGES
3010 | CRANSTON DR | 43017-1710 | Active | PG-0833 | AMES | COLT 200 | DC | 6.000 | 3614932 | METER/RISER RM - S END OF W GARAGES TOP DEVICE
3010 | CRANSTON DR | 43017-1710 | Active | PG-0167 | WATTS | 957 | RP | 6.000 | 3614931 | METER/RISER RM - S END OF W GARAGES -BOTTOM DEVICE
3089 | CRANSTON DR | 43017-1713 | Active | H068930 | FEBCO | 765 | PVB | 0.750 | 97258 | FRONT OF HOUSE
7999 | CRAWFORD FARMS DR | 43004-9362 | Active | T471020 | WILKINS | 720A | PVB | 1.000 | 73111 | RIGHT SIDE OF HOUSE
7705 | CRAWLEY DR | 43017-8820 | Active | H885184 | FEBCO | 765 | PVB | 1.000 | 101276 | RIGHT REAR
7759 | CRAWLEY DR | 43017-8820 | Active | 099660 | FEBCO | 765 | PVB | 0.750 | 72718 | LEFT FRONT
7762 | CRAWLEY DR | 43017-8821 | Active | 119903 | WATTS | 800QT | PVB | 0.750 | 72726 | LEFT HAND SIDE
7765 | CRAWLEY DR | 43017-8820 | Active | 19033 | WATTS | 800QT | PVB | 1.000 | 72736 | LEFT FRONT
7768 | CRAWLEY DR | 43017-8821 | Active | 835420 | WILKINS | 720A | PVB | 0.750 | 72745 | OUTSIDE
3546 | CREEK MEADOWS DR | 43147-9393 | Active | CB075032 | WILKINS | 720A | PVB | 1.000 | 61032 | LEFT SIDE OF HOUSE
4310 | CREEKBEND DR | 43026-7410 | Active | H311963 | FEBCO | 765 | PVB | 0.750 | 91582 | LEFT FRONT
4370 | CREEKBEND DR | 43026 | Active | 3618506 | WILKINS | 975XL | RP | 1.500 | 102441 | FIRST MECH ROOM
4370 | CREEKBEND DR | 43026 | Active | 1774790312 | AMES | 3000SS | DCDA | 6.000 | 102641 | MECH ROOM
4370 | CREEKBEND DR | 43026 | Active | 19125 | WATTS | 007M1PCQT | DC | 0.750 | 102642 | MECH ROOM
4370 | CREEKBEND DR | 43026 | Active | 3548298 | WILKINS | 975XL | RP | 0.750 | 103186 | MECHANICAL ROOM
1884 | CREEKS CROSSING CT | 43123-8339 | Active | 996942 | WILKINS | 720A | PVB | 0.750 | 56507 | RIGHT SIDE OF HOUSE
1889 | CREEKS CROSSING CT | 43123-8339 | Active | T414671 | WILKINS | 720A | PVB | 0.750 | 92127 | LEFT SIDE
1894 | CREEKS CROSSING CT | 43123-8339 | Active | A174671 | Wilkins | 720-A | PVB | 1.000 | 56533 | REAR OF HOUSE
1899 | CREEKS CROSSING CT | 43123-8339 | Active | DJ4110 | FEBCO | 765 | PVB | 0.750 | 56543 | OUTSIDE
1904 | CREEKS CROSSING CT | 43123-8339 | Active | 5856 | FEBCO | 765 | PVB | 0.750 | 56577 | REAR OF HOUSE
1909 | CREEKS CROSSING CT | 43123-8339 | Active | 278877 | FEBCO | 765 | PVB | 0.750 | 56589 | LEFT SIDE OF HOUSE
1921 | CREEKS CROSSING CT | 43123-8339 | Active | CB000344 | WILKINS | 720A | PVB | 0.750 | 102480 | LEFT SIDE
2450 | CREEKWAY DR | 43207-3431 | Active | 120243 | WATTS | 009M2QT | RP | 0.750 | 58324 | AT WATER METER
2454 | CREEKWAY DR | 43207- | Active | 384613 | WATTS | LF009M3QT | RP | 0.750 | 58335 | EAST WALL OF UNIT NEXT TO WATER METER
2455 | CREEKWAY DR | 43207-3432 | Active | B314959 | WILKINS | 375 | RP | 1.000 | 3399541 | AT WATER METER
2462 | CREEKWAY DR | 43207-3431 | Active | 202207 | WATTS | 009M3QT | RP | 0.750 | 58375 | 2454 CREEKWAY DR, UNDER KITCHEN SINK AT WATER METER
2469 | CREEKWAY DR | 43207-3432 | Active | 1948560918 | AMES | 3000SS | DCDA | 4.000 | 3633405 | IN WATER METER PIT
2469 | CREEKWAY DR | 43207-3432 | Active | 81195 | AMES | 2000B | DC | 0.750 | 3635343 | IN WATER METER PIT FIRE SIDE CAR
2469 | CREEKWAY DR | 43207-3432 | Active | 81141 | WATTS | 009M3QT | RP | 0.750 | 58384 | AT WATER METER, in kitchen, in wall false furnace vent
2495 | CREEKWAY DR | 43207-3432 | Not Required by DOW |  |  |  | RP | 0.750 | 3399542 | LADIES ROOM UNDER SINK AT WATER METER
2523 | CREEKWAY DR | 43207-3432 | Active | W172217 | WILKINS | 975XLBMS | RP | 0.750 | 90543 | METER ROOM NORTH WALL
2540 | CREEKWAY DR | 43207-3464 | Due Install |  |  |  | DCDA |  | 3636883 | IN DOCK AREA BY FIRE SUSPENSION
2540 | CREEKWAY DR | 43207-3464 | Active | B248313 | WILKINS | 375XL | RP | 1.000 | 58575 | IN DOCK AREA BY FIRE SUPPRESSION
2545 | CREEKWAY DR | 43207-3432 | Not Required by DOW |  |  |  | RP | 1.000 | 3399544 | 2541 NE BATHROOM IN FRONT BLDG AT WATER METER
5484 | CRENTON DR | 43081-9550 | Active | G152278 | WILKINS | 720A | PVB | 0.750 | 92134 | REAR OF HOUSE
5805 | CRESCENT CT | 43085-3804 | Active | T083996 | WILKINS | 720A | PVB | 0.750 | 3399686 | FRONT OF HOUSE
5815 | CRESCENT CT | 43085-3804 | Active | T178587 | WILKINS | 720A | PVB | 0.750 | 91119 | FRONT OF HOUSE
5818 | CRESCENT CT | 43085 | Active | T311079 | WILKINS | 720A | PVB | 0.750 | 101261 | LEFT SIDE OF HOME
2 | CRESCENT POND | 43054-9081 | Active | A02497 | AMES | 2000B | DC | 2.000 | 98331 | BASEMENT MECHANICAL ROOM
2 | CRESCENT POND | 43054-9081 | Active | 4711405 | WILKINS | 975XL2 | RP | 0.750 | 99572 | BASEMENT IN MECHANIC ROOM
4625 | CRESSINGHURST CT | 43026-8661 | Active | EAF5700 | WILKINS | 720A | PVB | 0.750 | 3399811 | RIGHT SIDE OF HOUSE
4631 | CRESSINGHURST CT | 43026-8661 | Active | 002257 | WATTS | 800QT | PVB | 1.000 | 64634 | RT SIDE OF HSE
4632 | CRESSINGHURST CT | 43026-8661 | Active | F031642 | WILKINS | 720A | PVB | 0.750 | 97305 | RIGHT SIDE
4638 | CRESSINGHURST CT | 43026-8661 | Active | DL127 | FEBCO | 765 | PVB | 0.750 | 64651 | RIGHT OF FRONT DOOR
4639 | CRESSINGHURST CT | 43026-8661 | Active | T137326 | WILKINS | 720A | PVB | 0.750 | 64654 | LEFT SIDE FRONT
395 | CRESTVIEW RD | 43202-2211 | Active | 45691 | WATTS | 919QT | RP | 0.750 | 3399985 | BSMNT AT WATER METER BTWN WALKIN COOLER & WALL
774 | CRESTWAY DR | 43235-3464 | Active | 2844 | FEBCO | 765 | PVB | 1.000 | 72671 | NORTH SIDE
780 | CRESTWAY DR | 43235-3464 | Active | T252098 | WILKINS | 720A | PVB | 1.000 | 3606332 | LEFT FRONT
786 | CRESTWAY DR | 43235-3464 | Active | t439626 | WILKINS | 720A | PVB | 1.000 | 72927 | WEST SIDE OF HOUSE
800 | CRESTWAY DR | 43235-3464 | Active | 58396 | FEBCO | 765 | PVB | 1.000 | 73143 | EAST SIDE OF HOUSE
801 | CRESTWAY DR | 43235-3465 | Active | G281078 | WILKINS | 720A | PVB | 1.000 | 73204 | SOUTH SIDE
807 | CRESTWAY DR | 43235-3465 | Active | 07039 | WATTS | 800M2QT | PVB | 0.750 | 73274 | EAST SIDE OF HOUSE
808 | CRESTWAY DR | 43235-3464 | Active | 75034 | WATTS | 800QT | PVB | 1.000 | 73280 | EAST SIDE
813 | CRESTWAY DR | 43235-3465 | Active | 614300 | WILKINS | 720A | PVB | 1.000 | 73353 | EAST SIDE OF HOUSE
814 | CRESTWAY DR | 43235-3464 | Active | AH2659 | FEBCO | 765 | PVB | 1.000 | 73364 | LEFT FRONT
819 | CRESTWAY DR | 43235-3465 | Active | 614574 | WILKINS | 720A | PVB | 1.000 | 73484 | EAST SIDE OF HOUSE
820 | CRESTWAY DR | 43235-3464 | Active | AC6769 | FEBCO | 765 | PVB | 1.000 | 73494 | EAST/NORTH SIDE (SERIAL # AG6769)
826 | CRESTWAY DR | 43235-3464 | Active | H002314 | FEBCO | 765 | PVB | 1.000 | 73621 | LEFT SIDE OF HOUSE
827 | CRESTWAY DR | 43235-3465 | Active | 07019 | WATTS | 800QT | PVB | 0.750 | 73634 | LEFT FRONT NORTHEAST SIDE OF HOUSE BY GAS METER
832 | CRESTWAY DR | 43235-3464 | Active | AC6788 | FEBCO | 765 | PVB | 1.000 | 73701 | EAST SIDE OF HOUSE
838 | CRESTWAY DR | 43235-3464 | Active | 14072 | BUCKNER | 100 | PVB | 1.000 | 73767 | OUTSIDE WEST CORNER OF HOUSE
844 | CRESTWAY DR | 43235-3464 | Active | hd59014 | FEBCO | 765 | PVB | 0.750 | 73851 | IN FRONT OF GARAGE
2141 | CRIMSON CT | 43235-4244 | Active | 677148 | RAINBIRD | AC4000 | PVB | 1.000 | 87137 | LEFT CENTER
2157 | CRIMSON CT | 43235-4244 | Active | HB65032 | FEBCO | 765 | PVB | 1.000 | 3609798 | RIGHT SIDE OF HOUSE
2160 | CRIMSON CT | 43235-4244 | Active | T433705 | WILKINS | 720A | PVB | 0.750 | 3400144 | FRONT OF HOUSE LEFT OF DOOR
4253 | CRISPIN CT | 43123-8744 | Active | Caa47233 | WILKINS | 720A | PVB | 0.750 | 75065 | LEFT SIDE OF HOUSE
3756 | CRISWELL DR | 43220-4962 | Active | H660316 | FEBCO | 765 | PVB | 1.000 | 3610023 | FRONT OF HOUSE
3761 | CRISWELL DR | 43220-4934 | Active | CB215303 | WILKINS | 720A | PVB | 1.000 | 61691 | FRONT OF HOUSE
3770 | CRISWELL DR | 43220-4962 | Active | 23950 | WATTS | 800M2QT | PVB | 1.000 | 89941 | LEFT SIDE OF HOUSE
3784 | CRISWELL DR | 43220-4962 | Active | 282578 | RAINBIRD | 100R | PVB | 1.000 | 89946 | WEST SIDE OF HOUSE
3799 | CRISWELL DR | 43220-4934 | Active | 544503 | RAINBIRD | 100 | PVB | 0.750 | 3400174 | BACK OF HOUSE
3815 | CRISWELL DR | 43220-4934 | Active | 149698 | WATTS | 800QT | PVB | 1.000 | 61857 | SOUTH SIDE OF HOUSE
3816 | CRISWELL DR | 43220-4962 | Active | T032266 | FEBCO | 765 | PVB | 1.000 | 99349 | FRONT OF HOUSE
3826 | CRISWELL DR | 43220-4962 | Active | 113128 | WATTS | 800M2QT | PVB | 1.000 | 61875 | SOUTH SIDE OF HOUSE
3829 | CRISWELL DR | 43220-4934 | Active | 506166 | RAINBIRD | 100R | PVB | 0.750 | 89947 | LEFT SIDE
3836 | CRISWELL DR | 43220-4962 | Active | A008769 | WILKINS | 720A | PVB | 0.750 | 61903 | RIGHT SIDE OF HOUSE
3850 | CRISWELL DR | 43220-4962 | Active | 1E5519 | FEBCO | 765 | PVB | 1.000 | 61943 | LT SIDE
3893 | CRISWELL DR | 43220-4935 | Active | CB6532 | WILKINS | 720A | PVB | 0.750 | 3400180 | LEFT SIDE
3894 | CRISWELL DR | 43220-4936 | Active | CR3894CRISWELL | RAINBIRD | 100 | PVB | 1.000 | 102347 | FRONT OF HOUSE
3925 | CRISWELL DR | 43220-4935 | Active | 367524 | WILKINS | 720A | PVB | 1.000 | 91077 | LEFT OF HOUSE
3943 | CRISWELL DR | 43220-4935 | Active | 424913 | WILKINS | 720A | PVB | 0.750 | 89948 | FRONT OF HOUSE ON THE RIGHT
4100 | CROAN | 43054-7501 | Active | CB901384 | WILKINS | 720A | PVB | 1.000 | 62905 | RIGHT SIDE OF HOUSE
4109 | CROAN | 43054-7501 | Active | G085960 | WILKINS | 720A | PVB | 0.750 | 92542 | LEFT SIDE OF HOUSE
4112 | CROAN | 43054 | Active | CB154218 | WILKINS | 720A | PVB | 0.750 | 3609671 | RIGHT MIDDLE OF HOUSE BEHIND A/C
4115 | CROAN | 43054 | Active | CB073859 | WILKINS | 720 | PVB | 0.750 | 3603404 | FRONT OF HOUSE
4120 | CROAN | 43054 | Active | T197673 | WILKINS | 720A | PVB | 0.750 | 3605893 | FRONT OF HOUSE
5900 | CROMDALE DR | 43017-8916 | Due Install |  |  |  | DCDA | 4.000 | 3651075 | BSMNT
5900 | CROMDALE DR | 43017-8916 | Active | ACG4105 | WILKINS | 975XL2 | RP | 1.500 | 3400259 | BSMNT AT WATER METER BY FURNACE
5920 | CROMDALE DR | 43017-8767 | Active | 108793 | WATTS | 009M2QT | RP | 1.500 | 68325 | W BSMNT WALL AT WATER METER
4500 | CROMPTON DR | 43220-3053 | Active | 665526 | WILKINS | 720A | PVB | 1.000 | 64214 | FRONT OF GARAGE
7763 | CROMWELL END | 43054-8849 | Active | A072846 | WILKINS | 720A | PVB | 0.750 | 72731 | LEFT HAND SIDE OF HOUSE
7765 | CROMWELL END | 43054-8849 | Active | 672078 | WILKINS | 720A | PVB | 0.750 | 72737 | OUTSIDE
7767 | CROMWELL END | 43054-8849 | Active | 601648 | WILKINS | 720A | PVB | 1.000 | 72743 | RH SIDE
7769 | CROMWELL END | 43054-8849 | Active | T364322 | WILKINS | 720A | PVB | 0.750 | 72746 | RIGHT SIDE
7771 | CROMWELL END | 43054-8849 | Active | 813478 | WILKINS | 720A | PVB | 0.750 | 72772 | NW CORNER
7773 | CROMWELL END | 43054-8849 | Active | F006125 | WILKINS | 720A | PVB | 0.750 | 88629 | WEST SIDE OF HOUSE
7774 | CROMWELL END | 43054-8849 | Active | 185346 | WILKINS | 720A | PVB | 0.750 | 100114 | RIGHT SIDE
7775 | CROMWELL END | 43054-8849 | Active | A006224 | WILKINS | 720A | PVB | 0.750 | 72782 | LEFT SIDE OF HOME
7776 | CROMWELL END | 43054-8849 | Active | T133051 | WILKINS | 720A | PVB | 0.750 | 72783 | RIGHT SIDE OF HOME
7777 | CROMWELL END | 43054-8849 | Active | H138627 | FEBCO | 765 | PVB | 1.000 | 72784 | LEFT HAND SIDE
7778 | CROMWELL END | 43054-8849 | Active | G204845 | WILKINS | 720A | PVB | 0.750 | 91982 | LEFT SIDE OF HOUSE
7780 | CROMWELL END | 43054-8849 | Active | HS06260 | FEBCO | 765 | PVB | 0.750 | 86970 | LEFT SIDE OF HOME
4519 | CROOKED CEDAR | 43054-8855 | Active | HE21196 | FEBCO | 765 | PVB | 0.750 | 64276 | OUTSIDE
8613 | CROOKED MAPLE DR | 43004 | Active | T205068 | WILKINS | 720 | PVB | 0.750 | 3613071 | RIGHT FRONT OF HOUSE
6685 | CROSBY CT | 43016 | LPS - Active |  |  |  | LST |  | 3649708 | FIRE PUMP ROOM
6685 | CROSBY CT | 43016 | Not Required by DOW | 17283 | WATTS | 909 | RP | 6.000 | 3651622
6685 | CROSBY CT | 43016 | Not Required by DOW | 38406 | WATTS | LF909QT | RP | 0.750 | 3651624
6685 | CROSBY CT | 43016 | Not Required by DOW | 015733 | WATTS | LF909M1QT | RP | 2.000 | 3651625
6685 | CROSBY CT | 43016 | Not Required by DOW | 19857900220 | AMES | 3000SS | DCDA | 8.000 | 3652759 | RISER ROOM
6685 | CROSBY CT | 43016 | Not Required by DOW | 83783 | AMES | 2000B | DC | 0.750 | 3649604 | FIRE RISER ROOM
6685 | CROSBY CT | 43016 | Not Required by DOW | 83557 | AMES | 2000B | DC | 0.750 | 3652761 | RISER ROOM
6685 | CROSBY CT | 43016 | Active | PB2397 | WATTS | 957 | RP | 10.000 | 3613811 | HOT BOX AT PIT - AT END OF CROSBY CT
6685 | CROSBY CT | 43016 | Not Required by DOW | 11002850221 | AMES | 3000SS | DCDA | 8.000 | 3649603 | FIRE RISER ROOM
6685 | CROSBY CT | 43016 | Not Required by DOW | 26082 | WILKINS | 375AST | RP | 6.000 | 3649504 | MECHANICAL ROOM
6685 | CROSBY CT | 43016 | Not Required by DOW | AKA1303 | WILKINS | 375XLRP | RP | 2.000 | 3649503 | MECHANICAL ROOM
6685 | CROSBY CT | 43016 | Not Required by DOW | 1850780115 | AMES | 3000SS | DCDA | 8.000 | 3624950 | RISER ROOM
6685 | CROSBY CT | 43016 | Not Required by DOW | PI-0505 | AMES | COLT 200 | DC | 8.000 | 3614950 | MID N RISER ROOM - SPRINKLERS
6685 | CROSBY CT | 43016 | Not Required by DOW | 002005 | WATTS | LF909 | RP | 3.000 | 3614951 | MID N MECH ROOM
6685 | CROSBY CT | 43016 | Not Required by DOW | 16127 | WATTS | LF909M1 | RP | 8.000 | 3614952 | mech. Room
6685 | CROSBY CT | 43016 | Not Required by DOW | 73899 | AMES | 2000B | DC | 0.750 | 3624949 | RISER ROOM
6685 | CROSBY CT | 43016 | Not Required by DOW | J039265 | FEBCO | 825Y | RP | 2.000 | 3614953 | SMALL HOT BOX BY PIT - AT END CROSBY CT
6750 | CROSBY CT | 43016 | Active | 4100747 | WILKINS | 975XL2 | RP | 1.500 | 3613602 | MID S MECH/RISER RM AT METER
6750 | CROSBY CT | 43016 | Active | 4144763 | WILKINS | 950XLD | DC | 0.750 | 3613616 | MID S MECH/RISER RM
6750 | CROSBY CT | 43016 | Active | 4269B | WILKINS | 350ASTDA | DCDA | 4.000 | 3613615 | MID S MECH/RISER RM
6777 | CROSBY CT | 43016 | Active | 217375 | WATTS | LF009M2QT | RP | 2.000 | 3654438 | FIRE PUMP ROOM EAST SIDE OF PROPERTY
6777 | CROSBY CT | 43016 | Active |  |  |  | LST |  | 3654562 | PUMP ROOM
6777 | CROSBY CT | 43016 | Active | V60096 | WILKINS | 350ADA | DCDA | 8.000 | 3654437 | PUMP ROOM
6777 | CROSBY CT | 43016 | Active | HC68573 | WILKINS | 950 | DC | 0.750 | 3654436 | PUMP ROOM
998 | CROSS COUNTRY DR | 43235-2114 | Active | 22401 | WATTS | 919AQT | RP | 0.750 | 97125 | BASEMENT
1071 | CROSS COUNTRY DR | 43235-2115 | Active | 050635 | WATTS | 800M4QT | PVB | 1.000 | 53773 | FRONT OF HOUSE LEFT OF FRONT DOOR
1078 | CROSS COUNTRY DR | 43235-5138 | Active | AA4388 | FEBCO | 765 | PVB | 1.000 | 89949 | LEFT OF HOUSE @ REAR WINDOW
1079 | CROSS COUNTRY DR | 43235-2115 | Active | AC9459 | FEBCO | 765 | PVB | 1.000 | 53794 | FRONT OF HOUSE
1109 | CROSS COUNTRY DR | 43235-2115 | Active | F045269 | WILKINS | 720A | PVB | 0.750 | 97624 | RIGHT FRONT
7670 | CROSSBILL CT | 43017-8222 | Active | A083603 | WILKINS | 720A | PVB | 0.750 | 87534 | LEFT CORNER OF HOUSE BEHIND BUSH
7678 | CROSSBILL CT | 43017-8222 | Active | 352987 | WILKINS | 720A | PVB | 1.000 | 72487 | RIGHT FRONT
7679 | CROSSBILL CT | 43017-8222 | Active | CB081384 | WILKINS | 720 | PVB | 0.750 | 72490 | RIGHT FRONT
7686 | CROSSBILL CT | 43017-8222 | Active | T424237 | WILKINS | 720A | PVB | 0.750 | 3400348 | FRONT CENTER
7687 | CROSSBILL CT | 43017-8222 | Active | CB773403 | WILKINS | 720A | PVB | 0.750 | 72511 | RIGHT FRONT
7695 | CROSSBILL CT | 43017-8222 | Active | BE2017 | FEBCO | 765 | PVB | 0.750 | 72538 | LEFT FRONT
7702 | CROSSBILL CT | 43017-8222 | Active | cb867271 | WILKINS | 720A | PVB | 0.750 | 72579 | LEFT FRONT
7703 | CROSSBILL CT | 43017-8222 | Active | F006275 | WILKINS | 720A | PVB | 0.750 | 97514 | RIGHT FRONT
7711 | CROSSBILL CT | 43017-8222 | Active | 792565 | WILKINS | 720A | PVB | 0.750 | 72606 | LEFT HAND SIDE
7718 | CROSSBILL CT | 43017-8222 | Active | 353582 | WILKINS | 720A | PVB | 0.750 | 72617 | RIGHT SIDE OF HOUSE
7726 | CROSSBILL CT | 43017-8222 | Active | 83370 | WATTS | 800QT | PVB | 0.750 | 72637 | LEFT CENTER
8121 | CROSSGATE CT | 43017-8430 | Active | 872784 | WILKINS | 720A | PVB | 0.750 | 73341 | FRONT OF HOUSE
8125 | CROSSGATE N CT | 43017-8430 | Active | 279532 | WILKINS | 720A | PVB | 0.750 | 73347 | RIGHT FRONT
8127 | CROSSGATE N CT | 43017-8430 | Active | 902893 | WILKINS | 720A | PVB | 0.750 | 73351 | LT SIDE
8130 | CROSSGATE N CT | 43017-8431 | Active | 341585 | WILKINS | 720A | PVB | 1.000 | 73354 | LT SIDE
8134 | CROSSGATE N CT | 43017-8431 | Active | AK5569 | FEBCO | 765 | PVB | 0.750 | 73358 | LEFT SIDE
8137 | CROSSGATE N CT | 43017-8430 | Active | AD3770 | FEBCO | 765 | PVB | 0.750 | 73361 | LH SIDE
8140 | CROSSGATE N CT | 43017-8431 | Active | H974884 | FEBCO | 765 | PVB | 0.750 | 73401 | RIGHT SIDE OF HOUSE
8142 | CROSSGATE N CT | 43017-8431 | Active | 500452 | WILKINS | 720A | PVB | 0.750 | 73404 | RT SIDE
8152 | CROSSGATE N CT | 43017-8431 | Active | 516837 | WILKINS | 720A | PVB | 0.750 | 73428 | RIGHT SIDE
8158 | CROSSGATE N CT | 43017-8431 | Active | T060809 | WILKINS | 720A | PVB | 1.000 | 101565 | FRONT LEFT CORNER OF HOUSE
8159 | CROSSGATE N CT | 43017-8430 | Active | CAB78240 | WILKINS | 720A | PVB | 0.750 | 3400368 | FRONT OF HOUSE
8163 | CROSSGATE N CT | 43017-8430 | Active | 811699 | WILKINS | 720A | PVB | 0.750 | 73445 | LEFT HAND SIDE
8164 | CROSSGATE N CT | 43017-8431 | Active | T460877 | WILKINS | 720A | PVB | 0.750 | 73446 | RIGHT CENTER -BY A/C
8171 | CROSSGATE N CT | 43017-8430 | Active | T122498 | WILKINS | 720A | PVB | 1.000 | 3400365
8175 | CROSSGATE N CT | 43017-8430 | Active | cb249869 | WILKINS | 720A | PVB | 1.000 | 73465 | LEFT REAR BY ELEC METER
8176 | CROSSGATE N CT | 43017-8431 | Active | 375354 | WILKINS | 720A | PVB | 0.750 | 73467 | FRONT OF HOUSE RIGHT OF FRONT DOORS
8188 | CROSSGATE N CT | 43017-8431 | Active | CB451721 | WILKINS | 720A | PVB | 1.000 | 87341 | LEFT FRONT
8193 | CROSSGATE N CT | 43017-8430 | Active | T390772 | WILKINS | 720A | PVB | 0.750 | 73488 | LEFT FRONT
8200 | CROSSGATE N CT | 43017-8431 | Active | 635140 | WATTS | 800M4FR | PVB | 1.000 | 73501 | RIGHT CENTER BEHIND/NEXT TO STAIRS
8201 | CROSSGATE N CT | 43017-8430 | Active | 587133 | WILKINS | 720A | PVB | 0.750 | 73504 | LEFT FRONT
8204 | CROSSGATE N CT | 43017-8431 | Active | 780815 | WATTS | 800M4QT | PVB | 1.000 | 101406 | LEFT OF FRONT DOOR
8206 | CROSSGATE N CT | 43017-8431 | Active | 797203 | WATTS | 800M4QT | PVB | 1.000 | 101938 | EAST SIDE OF HOUSE
8031 | CROSSGATE S CT | 43017-8432 | Active | 792396 | WATTS | 800M4FR | PVB | 1.000 | 97787 | FRONT OF HOUSE RIGHT FRONT DOOR
8034 | CROSSGATE S CT | 43017-8432 | Active | hc33632 | FEBCO | 765 | PVB | 0.750 | 3608178 | LEFT FRONT
8038 | CROSSGATE S CT | 43017-8432 | Active | 371615 | WILKINS | 720 | PVB | 1.000 | 73238 | LEFTSIDE
8039 | CROSSGATE S CT | 43017-8432 | Active | 315317 | WATTS | 800M4QT | PVB | 0.750 | 73240 | FRONT OF HOUSE RIGHT FRONT DOOR OFFSET
8047 | CROSSGATE S CT | 43017-8432 | Active | AH1246 | FEBCO | 765 | PVB | 1.000 | 73250 | LEFT CENTER
8048 | CROSSGATE S CT | 43017-8432 | Active | 426987 | WILKINS | 720A | PVB | 0.750 | 73251 | RIGHT FRONT
8089 | CROSSGATE S CT | 43017-8432 | Active | 501697 | WILKINS | 720A | PVB | 0.750 | 73287 | OUTSIDE/FRONT
8090 | CROSSGATE S CT | 43017-8432 | Active | 32612 | WATTS | 800M2QT | PVB | 1.000 | 73291 | WEST SIDE OF HOUSE BY GAS METER LEFT
8101 | CROSSGATE S CT | 43017-8432 | Active | 311128 | WILKINS | 720A | PVB | 0.750 | 73320 | LEFT SIDE
2846 | CROSSHURST CT | 43123 | Active | T059914 | WILKINS | 720A | PVB | 0.750 | 102634 | RIGHT SIDE OF HOUSE
2881 | CROSSHURST CT | 43123-8087 | Active | CB039742 | WILKINS | 720A | PVB | 0.750 | 88955 | RIGHT SIDE
4400 | CROSSROADS CTR | 43232-4908 | Due Install |  |  |  | RP |  | 3632974
4403 | CROSSROADS CTR | 43232- | Active | 157885 | WATTS | 009M2QT | RP | 2.000 | 3400463
4409 | CROSSROADS CTR | 43232-4908 | Active | 21276 | WATTS | 009QT | RP | 1.000 | 63950 | IN MECHANICAL ROOM IN REAR OF BUILDING - 3800 S HAMILTON RD
4419 | CROSSROADS CTR | 43232-4908 | Due Install |  |  |  | RP |  | 3400468
4422 | CROSSROADS CTR | 43232-4908 | Due Install |  |  |  | RP | 1.000 | 3400470
4428 | CROSSROADS CTR | 43232-4908 | Due Install | [5 empty] | 3400472
4431 | CROSSROADS CTR | 43232-4908 | Active | ABB8678 | WILKINS | 975 | RP | 0.750 | 63990 | IN MENS BATHROOM AT METER
5300 | CROSSWIND DR | 43228-3600 | Active | 116235 | WATTS | 909 | RP | 2.500 | 66607 | PRESS ROOM GROUND FLOOR NORTHWALL
5300 | CROSSWIND DR | 43228-3600 | Active | 174312 | WATTS | 909M1QT | RP | 2.000 | 66608 | PRESS ROOM EAST WALL 2ND FLOOR
5300 | CROSSWIND DR | 43228-3600 | Active | 179300 | WATTS | 909M1QT | RP | 2.000 | 66609 | BOILER ROOM PENTHOUSE
5300 | CROSSWIND DR | 43228-3600 | Active | 180715 | WATTS | 909 | RP | 4.000 | 66610 | PRESS ROOM - SOUTH WALL
5300 | CROSSWIND DR | 43228-3600 | Active | 180718 | WATTS | 909 | RP | 4.000 | 66611 | PRESS ROOM -SOUTH WALL
5300 | CROSSWIND DR | 43228-3600 | Active | 183287 | WATTS | 909M1QT | RP | 2.000 | 66612 | PRESS ROOM EAST WALL 2ND FLOOR
5300 | CROSSWIND DR | 43228-3600 | Active | 183903 | WATTS | 009QT | RP | 0.750 | 66613 | IN FRONT OF CO2 TANK GROUND FLOOR
5300 | CROSSWIND DR | 43228-3600 | Active | 197439 | WATTS | 909QT | RP | 0.750 | 66614 | FAN ROOM MEZZ
5300 | CROSSWIND DR | 43228-3600 | Active | 220080 | WATTS | 909QT | RP | 1.000 | 66615 | ADMINISTRATION BUILDING 1ST FLOOR MECH ROOM
5300 | CROSSWIND DR | 43228-3600 | Active | 57836 | WATTS | 009M1QT | RP | 2.000 | 66616 | MECHANICAL RM -MAIN OFFICE
5300 | CROSSWIND DR | 43228-3600 | Active | 22222 | WATTS | 007PCQT | DC | 0.500 | 99434 | INK ROOM 2ND FLOOR
5300 | CROSSWIND DR | 43228-3600 | Due Install |  |  |  | RP | 6.000 | 3633585
5310 | CROSSWIND DR | 43228 | Active | RJ1999 | WATTS | 957NRPDA-GV | RPDA | 8.000 | 3626730 | HOT BOX BY ROAD
5310 | CROSSWIND DR | 43228 | Active | 70498 | WATTS | LF919AQT | RP | 0.750 | 3626731 | HOT BOX BY ROAD
5310 | CROSSWIND DR | 43228 | Active | 046968 | WATTS | LF009M2QT | RP | 1.500 | 3626732 | HOT BOX BY ROAD
5330 | CROSSWIND DR | 43228-3600 | Due Install |  |  |  | DCDA | 10.000 | 3639673
5330 | CROSSWIND DR | 43228-3600 | Due Install |  |  |  | DCDA | 10.000 | 3639672
5330 | CROSSWIND DR | 43228-3600 | Due Install |  |  |  | RP | 1.500 | 3635572
5330 | CROSSWIND DR | 43228-3600 | LPS - Active |  |  |  | LST | 10.000 | 3639674
5400 | CROSSWIND DR | 43228-3778 | Not Required by DOW | [5 empty] | 3626622
5400 | CROSSWIND DR | 43228-3778 | Active | 134659 | WATTS | 009M2-FP | RP | 2.000 | 3604400 | TRUCK REPAIR ROOM
5435 | CROSSWIND DR | 43228-3654 | Active | 444980 | WATTS | 909M1QT | RP | 2.000 | 66899 | NORTH WALL OF TRUCK BAY
5200 | CROSSWINDS DR | 43228-3628 | Not Required by DOW | 78321 | WILKINS | 975 | RP | 0.750 | 66360 | NEXT TO WATER FILTERS IN PAINT BOOTH ROOM
5200 | CROSSWINDS DR | 43228-3628 | Not Required by DOW | 78989 | WILKINS | 975A | RP | 1.500 | 66361 | NW CEILING PAINT RM WASTE WATER TREATMENT
5200 | CROSSWINDS DR | 43228-3628 | Not Required by DOW | 76943 | WILKINS | 975 | RP | 0.750 | 66359 | CENTER CEILING ABOVE SPRAY BOOTH (E-COAT) SERIAL #76973
5200 | CROSSWINDS DR | 43228-3628 | Not Required by DOW | 72774 | WILKINS | 975 | RP | 2.000 | 66358 | E WALL NEXT TO WATER METER -- MIDDLE OF BLDG
5200 | CROSSWINDS DR | 43228-3628 | Not Required by DOW | 62231 | WILKINS | 975 | RP | 0.750 | 66357 | SE CEILING PAINT AREA ABOVE BOILER
5200 | CROSSWINDS DR | 43228-3628 | Active | 86927 | AMES | 2000B | DC | 0.750 | 3654320 | IN GROUND PIT
5200 | CROSSWINDS DR | 43228-3628 | Not Required by DOW | 14915 | AMES | 4000B | RP | 2.000 | 3624956
5200 | CROSSWINDS DR | 43228-3628 | Active | 103095C822 | AMES | 3000SS | DCDA | 8.000 | 3631382 | IN GROUND PIT
5200 | CROSSWINDS DR | 43228-3628 | Not Required by DOW | A281944 | WILKINS | 375 | RP | 0.750 | 3639347 | SE CEILING PAINT ROOM ABOVE BOILER
5200 | CROSSWINDS DR | 43228-3628 | Active | 801880 | WILKINS | 975 | RP | 3.000 | 66355 | EAST WALL BY METER -- SHIPPING DOCK (S# BO1880)
5200 | CROSSWINDS DR | 43228-3628 | Not Required by DOW | 11894 | WATTS | 919AQT | RP | 1.500 | 66356 | EAST WALL QUALITY LAB
5357 | CROSSWINDS DR | 43228-3654 | Due Install |  |  |  | DCDA |  | 3400494
5357 | CROSSWINDS DR | 43228-3654 | Not Required by DOW | [5 empty] | 3635989
7634 | CROSSWOODS DR | 43235-4621 | Active | 095374 | WATTS | LF009M2QT | RP | 1.500 | 3633401 | NW MECH ROOM BY 7666 UNIT DOOR AT WATER METER Outside Door
7634 | CROSSWOODS DR | 43235-4621 | Not Required by DOW | 117683 | WATTS | 009M2QT | RP | 1.500 | 72379 | NW OUTSIDE MECHANICAL ROOM
7700 | CROSSWOODS DR | 43235-5693 | Active | 146820 | WATTS | 009QT | RP | 0.750 | 72572 | KIT AREA
7700 | CROSSWOODS DR | 43235-5693 | Active | W397882 | WILKINS | 975XLTCU | RP | 0.500 | 72573 | KITCHEN
7700 | CROSSWOODS DR | 43235-5693 | Active | ACE5352 | WILKINS | 975 | RP | 1.500 | 3626274 | WOMENS RESTROOM STORAGE CLOSET
20 | CROSWELL AVE | 43214- | Active | 258494 | WATTS | 909QT | RP | 0.750 | 56927 | 4131 N HIGH ST, SCHOOL GARAGE, NEXT TO BOILER
20 | CROSWELL AVE | 43214- | Active | 96945 | WATTS | 007M1QT | DC | 2.000 | 101041 | 4131 N HIGH ST, KITCHEN JANITOR'S CLOSET
20 | CROSWELL AVE | 43214- | Active | 258297 | WATTS | 909HWQT | RP | 0.750 | 56926 | BOILER ROOM OF THE CHURCH - 4131 N HIGH ST
41 | CROSWELL AVE | 43214-3062 | Not Required by DOW | EQ628 | CONBRACO | 40204A2 | RP | 0.750 | 62873 | BASEMENT MECH ROOM -- SERIAL # EQ628
41 | CROSWELL AVE | 43214-3062 | Active | ACN0228 | WILKINS | 975XL2 | RP | 1.500 | 3628124 | AT METER NW BSMNT
120 | CROSWELL AVE | 43214-3008 | Active | 658147 | WATTS | 800M4QT | PVB | 1.000 | 54231 | SE CORNER OF HOUSE
125 | CROSWELL AVE | 43214-3007 | Active | G241542 | WILKINS | 720A | PVB | 1.000 | 99772 | RIGHT OF FRONT DOOR
137 | CROSWELL AVE | 43214-3007 | Active | G167488 | WILKINS | 720A | PVB | 0.750 | 92264 | FRONT OF HOUSE
149 | CROSWELL AVE | 43214-3007 | Active | T055475 | WILKINS | 720A | PVB | 1.000 | 55136 | FRONT OF HOUSE
174 | CROSWELL AVE | 43214-3008 | Active | A083617 | WILKINS | 720A | PVB | 0.750 | 56002 | FRONT OF HOUSE
177 | CROSWELL AVE | 43214-3007 | Active | G281073 | WILKINS | 720A | PVB | 1.000 | 56072 | FRONT OF HOUSE
200 | CROSWELL AVE | 43214-3008 | Active | 267144 | WATTS | 800QT | PVB | 1.000 | 56939 | FRONT OF HOUSE
215 | CROSWELL AVE | 43214-3009 | Active | CB448715 | WILKINS | 720A | PVB | 0.750 | 98886 | RIGHT OF FRONT DOOR
165 | CROSWELL RD | 43214-3007 | Active | 588114 | WILKINS | 720A | PVB | 1.000 | 55705 | FRONT OF HOUSE
203 | CROSWELL RD | 43214-3007 | Active | CB729804 | Wilkins | 720A | PVB | 1.000 | 57064 | EAST SIDE OF HOUSE
226 | CROSWELL RD | 43214-3010 | Active | 287482 | WATTS | 009M2PCQT | RP | 1.000 | 87907 | BASEMENT @ METER
268 | CROSWELL RD | 43214-3010 | Active | 570126 | WATTS | 800M4QT | PVB | 1.000 | 58949 | FRONT
1003 | CROWHURST DR | 43235-4530 | Active | T083790 | WILKINS | 720A | PVB | 0.750 | 101495 | RIGHT SIDE OF HOUSE
1009 | CROWHURST DR | 43235-4530 | Active | G043853 | WILKINS | 720A | PVB | 0.750 | 92377 | LEFT SIDE
1015 | CROWHURST DR | 43235-4530 | Active | A133766 | WILKINS | 720A | PVB | 0.750 | 91806 | LEFT SIDE
1020 | CROWHURST DR | 43235-4535 | Active | G186826 | WILKINS | 720A | PVB | 0.750 | 91805 | RIGHT SIDE
1023 | CROWHURST DR | 43235-4530 | Active | 190899 | WILKINS | 720A | PVB | 0.750 | 91201 | LEFT SIDE OF HOUSE
1033 | CROWHURST DR | 43235-4530 | Active | H205883 | FEBCO | 765 | PVB | 0.750 | 53679 | LEFT SIDE OF HOUSE
1043 | CROWHURST DR | 43235-4530 | Active | H245233 | FEBCO | 765 | PVB | 0.750 | 87152 | LEFT SIDE
1061 | CROWHURST DR | 43235-4530 | Active | G135569 | WILKINS | 720A | PVB | 0.750 | 97582 | left side of house
1069 | CROWHURST DR | 43235-4530 | Active | T257844 | WILKINS | 720A | PVB | 0.750 | 102645 | LEFT FRONT
1077 | CROWHURST DR | 43235-4530 | Active | G086176 | WILKINS | 720A | PVB | 0.750 | 90873 | LEFT SIDE OF HOUSE
1084 | CROWHURST DR | 43235-4536 | Active | A190692 | WILKINS | 720A | PVB | 0.750 | 91807 | RIGHT SIDE OF HOUSE
1085 | CROWHURST DR | 43235-4530 | Active | 181806 | WILKINS | 720A | PVB | 1.000 | 89246 | LEFT SIDE OF HOME
1093 | CROWHURST DR | 43235-4530 | Active | G208249 | WILKINS | 720A | PVB | 0.750 | 92934 | LEFT SIDE
313 | CROWLEY RD | 43207-3879 | Not Required by DOW | [5 empty] | 3400504
1850 | CROWN PARK CT | 43235-2400 | Active | 31863 | WATTS | 007M1QT | DC | 0.750 | 3651711 | NE MECH RISER ROOM OFF/THRU MAINT ROOM
1850 | CROWN PARK CT | 43235-2400 | Active | 11015761021 | AMES | 3000SS | DCDA | 6.000 | 3651014 | NE MECH RISER ROOM OFF/THRU MAINT ROOM
1850 | CROWN PARK CT | 43235-2400 | Active | 4912987 | WILKINS | 975XL2 | RP | 1.500 | 3400533 | NE MECH RISER ROOM OFF/THRU MAINT OFFICE AT WATER METER
1910 | CROWN PARK CT | 43235-2404 | Active | 27393 | WATTS | LF919QT | RP | 1.500 | 3400535 | E MOP SINK/HWT CLOSET BY RESTROOMS AT WATER METER
1930 | CROWN PARK CT | 43235-2402 | Active | 29541 | WATTS | 009QT | RP | 1.500 | 56666 | BACK OF BLDG. MECH ROOM NEXT TO WATER HEATER
1930 | CROWN PARK CT | 43235-2402 | Not Required by DOW | 4189 | FEBCO | 765 | PVB | 1.000 | 56667 | NORTH SIDE OF BUILDING
2002 | CROWN PLAZA DR | 43235-7310 | Active | UK-0176 | AMES | C400 | RP | 3.000 | 3400536 | IN 2002 UNIT BACK MTR CLOSET AT WATER METER & HWT
2044 | CROWN PLAZA DR | 43235-7310 | Active | B08868 | WATTS | 009M3QT | DC | 0.750 | 3651365 | IN DOLLAR TREE BACK N WALL BY DBLE DOORS
2044 | CROWN PLAZA DR | 43235-7310 | Active | 3LL0743 | AMES | 3000SS | DCDA | 4.000 | 3605690 | IN DOLLAR TREE BACK N WALL AT DOUBLE DOORS
2060 | CROWN PLAZA DR | 43235-7310 | Active | 85931 | AMES | 2000B | DC | 0.750 | 3652007 | IN 2060 NE LAUNDRY ROOM PLANET FITNESS
2060 | CROWN PLAZA DR | 43235-7310 | Active | A330339 | WILKINS | 375 | RP | 1.500 | 3607616 | IN 2060 NE PLANET FITTNESS LAUNDRY ROOM AT WATER METER
2060 | CROWN PLAZA DR | 43235-7310 | Active | 102226C-122 | AMES | 3000SS | DCDA | 4.000 | 3651366 | IN 2060 NE LAUNDRY ROOM PLANET FITNESS
8853 | CRUDEN BAY CT | 43017-9404 | Active | H739638 | FEBCO | 765 | PVB | 1.000 | 89952 | FRONT RIGHT FRONT DOOR
8881 | CRUDEN BAY CT | 43017-9404 | Active | H430822 | FEBCO | 765 | PVB | 1.000 | 89077 | WEST SIDE OF HOUSE
8895 | CRUDEN BAY CT | 43017-9404 | Active | 320450 | WILKINS | 720A | PVB | 0.750 | 74389 | SOUTH SIDE OF HOUSE
960 | CRUPPER AVE | 43229-1109 | Active | 1335910404 | AMES | 3000SS | DCDA | 4.000 | 74809 | RISER ROOM
960 | CRUPPER AVE | 43229-1109 | Active | 40430 | AMES | 2000SS | DC | 0.750 | 74810 | RISER ROOM
960 | CRUPPER AVE | 43229-1109 | Not Required by DOW | 40500 | WATTS | 909M1QT | RP | 1.500 | 74811 | WATER HEATER/MECH ROOM
960 | CRUPPER AVE | 43229-1109 | Active | 409114 | WATTS | 909M1QT | RP | 2.000 | 74812 | WATER METER ROOM
999 | CRUPPER AVE | 43229-1108 | Active | 69168 | AMES | 2000B | DC | 0.750 | 103759 | NE CORNER
999 | CRUPPER AVE | 43229-1108 | Not Required by DOW | 43536 | WATTS | 919AQT | RP | 0.750 | 102654 | SECOND FLOOR MECHANICAL ROOM
999 | CRUPPER AVE | 43229-1108 | Active | 179376 | AMES | 3000SS | DCDA | 4.000 | 103760 | NE CORNER
999 | CRUPPER AVE | 43229-1108 | Active | 260428 | WILKINS | 975XL | RP | 2.000 | 91183 | Hot box by meter pit
1047 | CRUPPER AVE | 43229- | Active | 437828 | WATTS | 909M1QT | RP | 1.500 | 96786 | IN BOILER RM IN S WALL - 1075 CRUPPER
1047 | CRUPPER AVE | 43229- | Active | 39813 | WATTS | 009QT | RP | 1.000 | 96785 | IN BOILER ROOM - 1075 CRUPPER
1047 | CRUPPER AVE | 43229- | Active | ACI0152 | WILKINS | 975XL | RP | 1.250 | 53700 | 1055 CRUPPER AVE, 1ST FLOOR MECH ROOM
1047 | CRUPPER AVE | 43229- | Active | 20029 | WATTS | 919AQT | RP | 0.750 | 98003 | SOUTH WALL OF TEST LAB AT EYEWASH - 1075 CRUPPER AVE
1047 | CRUPPER AVE | 43229- | Active | 444417 | WATTS | 909M1QT | RP | 2.000 | 96784 | IN BOILER RM ON S WALL - 1075 CRUPPER
1047 | CRUPPER AVE | 43229- | Active | AU395 | CONBRACO | 4020402 | RP | 0.750 | 53701 | 1055 CRUPPER AVE, MECHANICAL ROOM
1065 | CRUPPER AVE | 43229-1108 | Active | 000650 | AMES | 3000SS | DCDA | 6.000 | 53752 | PIT BY ROAD EAST OF DOOR
1065 | CRUPPER AVE | 43229-1108 | Active | 93779 | WATTS | 009M2QT | RP | 0.750 | 53753 | BOILER ROOM - CEILING
1065 | CRUPPER AVE | 43229-1108 | Active | 02619 | AMES | LF4000BM2 | RP | 2.000 | 53750 | BOILER ROOM
1065 | CRUPPER AVE | 43229-1108 | Active | 110518 | WATTS | 007M1PCQT | DC | 0.750 | 53751 | IN METER PIT E SIDE OF ENTRANCE
623 | CULBERTSON ST | 43215- | Not Required by DOW |  |  |  | RP | 0.625 | 3400617
9380 | CULROSS CT | 43017-9685 | Active | T154919 | WILKINS | 720A | PVB | 1.000 | 74700 | FRONT LEFT
9386 | CULROSS CT | 43017-9685 | Active | HA89248 | FEBCO | 765 | PVB | 0.750 | 87187 | LEFT CENTER BY A/C BEHIND GARAGE
9389 | CULROSS CT | 43017-9685 | Active | CB113484 | WILKINS | 720A | PVB | 0.750 | 3400699 | Left Side
9392 | CULROSS CT | 43017-9685 | Active | CB152578 | WILKINS | 720 | PVB | 1.000 | 3611299 | BACK OF HOUSE
9404 | CULROSS CT | 43017-9685 | Active | 290056 | WATTS | 800QT | PVB | 0.750 | 95937 | LEFT SIDE
9410 | CULROSS CT | 43017-9685 | Active | CAA67156 | WILKINS | 720A | PVB | 0.750 | 3610161 | LEFT FRONT
9413 | CULROSS CT | 43017-9685 | Active | T082685 | WILKINS | 720A | PVB | 0.750 | 101933 | LEFT SIDE OF HOUSE
9422 | CULROSS CT | 43017-9685 | Active | 586624 | WILKINS | 720A | PVB | 1.000 | 89953 | LEFT FRONT
9434 | CULROSS CT | 43017-9685 | Active | H419117 | FEBCO | 765 | PVB | 0.750 | 89954 | LEFT FRONT
312 | CUMBERLAND DR | 43213-2059 | Active | 02323 | FEBCO | 765 | PVB | 1.000 | 60011 | BACK OF HOUSE
5904 | CUMMINGTON PL | 43213-3340 | Active | 1186 | AMES | 3000B | DCDA | 2.000 | 68288 | OUTSIDE
5904 | CUMMINGTON PL | 43213-3340 | Active | 1152 | AMES | 2000B | DC | 0.500 | 68287 | BASEMENT RISER ROOM
885 | CUMMINGTON RD | 43213-3341 | Active | 98636 | WATTS | 800QT | PVB | 0.750 | 74356 | FRONT
983 | CUMMINGTON RD | 43213-3344 | Active | T271188 | WILKINS | 720A | PVB | 1.000 | 3400814 | RIGHT FRONT
7445 | CUMMINS CT | 43054-9646 | Active | T405357 | WILKINS | 720A | PVB | 1.000 | 71989 | EAST SIDE, FRONT CORNER
7446 | CUMMINS CT | 43054-9646 | Active | AH6496 | FEBCO | 765 | PVB | 0.750 | 71991 | LEFT SIDE OF HOUSE TOWARD BACK CORNER
7470 | CUMMINS CT | 43054-9646 | Active | 198675 | WATTS | 800M4QT | PVB | 1.000 | 72050 | WEST
7482 | CUMMINS CT | 43054-9646 | Active | 88198 | WATTS | 800M4QT | PVB | 1.000 | 89956 | BACK OF HOUSE
7494 | CUMMINS CT | 43054-9646 | Active | 059434 | WATTS | LF800M4QT | PVB | 1.000 | 72104 | RIGHT SIDE
6895 | CUNNINGHAM DR | 43054-9064 | Active | G208339 | WILKINS | 720A | PVB | 0.750 | 92672 | RIGHT SIDE OF HOUSE
6905 | CUNNINGHAM DR | 43054-9064 | Active | T205063 | WILKINS | 720A | PVB | 0.750 | 3588973 | RIGHT BACK CORNER OF HOUSE
6915 | CUNNINGHAM DR | 43054-9064 | Active | H164317 | FEBCO | 765 | PVB | 0.750 | 70934 | LEFT SIDE FRONT
6920 | CUNNINGHAM DR | 43054-9063 | Active | G215225 | WILKINS | 720A | PVB | 0.750 | 94909 | LEFT SIDE OF HOUSE
6925 | CUNNINGHAM DR | 43054-9064 | Active | CAA46792 | WILKINS | 720A | PVB | 0.750 | 70955 | NORTH SIDE MIDDLE
6935 | CUNNINGHAM DR | 43054-9064 | Active | G124276 | WILKINS | 720A | PVB | 0.750 | 95507 | FRONT LEFT
6940 | CUNNINGHAM DR | 43054-9063 | Active | H069417 | FEBCO | 745 | PVB | 0.750 | 70984 | LEFT CENTER
6950 | CUNNINGHAM DR | 43054-9063 | Active | H115331 | FEBCO | 765 | PVB | 0.750 | 71002 | OUTSIDE BY GAS METER
6965 | CUNNINGHAM DR | 43054-9064 | Active | H115877 | FEBCO | 765 | PVB | 0.750 | 71037 | RIGHT SIDE OF HSE
6970 | CUNNINGHAM DR | 43054-9063 | Active | G035649 | WILKINS | 720A | PVB | 0.750 | 88990 | LEFT SIDE OF HOUSE
6971 | CUNNINGHAM DR | 43054-9064 | Active | T380965 | WILKINS | 720A | PVB | 0.750 | 91222 | SE CORNER OF HOUSE
6977 | CUNNINGHAM DR | 43054-9064 | Active | H071415 | FEBCO | 765 | PVB | 0.750 | 71058 | RIGHT SIDE OF HSE
6981 | CUNNINGHAM DR | 43054-9064 | Active | H087737 | FEBCO | 765 | PVB | 0.750 | 71097 | LEFT SIDE OF HOUSE
6987 | CUNNINGHAM DR | 43054-9064 | Active | H138742 | FEBCO | 765 | PVB | 1.000 | 71102 | OUTSIDE
6991 | CUNNINGHAM DR | 43054-9064 | Active | H115780 | FEBCO | 765 | PVB | 0.750 | 71108 | RIGHT SIDE OF HOUSE
7012 | CUNNINGHAM DR | 43054-9063 | Active | H311294 | FEBCO | 765 | PVB | 0.750 | 71282 | RIGHT SIDE
7013 | CUNNINGHAM DR | 43054-9065 | Active | CB019277 | WILKINS | 720A | PVB | 0.750 | 3587711 | RIGHT FRONT
7022 | CUNNINGHAM DR | 43054-9063 | Active | G086200 | WILKINS | 720A | PVB | 0.750 | 89400 | LEFT SIDE OF HOUSE
7032 | CUNNINGHAM DR | 43054-9063 | Active | 779624 | WILKINS | 720A | PVB | 0.750 | 71302 | OUTSIDE
7042 | CUNNINGHAM DR | 43054-9063 | Active | CB629238 | WILKINS | 720A | PVB | 0.750 | 71310 | RIGHT SIDE OF HOUSE
7043 | CUNNINGHAM DR | 43054-9065 | Active | T066301 | WILKINS | 720A | PVB | 0.750 | 101321 | LEFT SIDE
7052 | CUNNINGHAM DR | 43054-9063 | Active | H275587 | FEBCO | 765 | PVB | 0.750 | 71331 | LEFT SIDE OF HOUSE
785 | CURLEYS CT | 43235-2161 | Active | G148371 | WILKINS | 720A | PVB | 0.750 | 97438 | RIGHT SIDE
801 | CURLEYS CT | 43235-2161 | Active | 411988 | WILKINS | 420 | PVB | 1.000 | 73205 | SIDE OF HOUSE
810 | CURLEYS CT | 43235-2161 | Active | 84479 | WATTS | 800QT | PVB | 1.000 | 89957 | FRONT UNDER WINDOW
817 | CURLEYS CT | 43235-2161 | Active | T396280 | WILKINS | 720A | PVB | 1.000 | 73454 | FRONT OF HOUSE LEFT FRONT DOOR
854 | CURLEYS CT | 43235-2161 | Active | 6728 | WATTS | 800M2QT | PVB | 0.750 | 89958 | FRONT OF HOUSE LEFT FRONT DOOR
865 | CURLEYS CT | 43235-2161 | Active | EAA0663 | WILKINS | 720 | PVB | 0.750 | 3653100 | LEFT SIDE OF HOUSE
865 | CURLEYS CT | 43235-2161 | Active | W218498 | WILKINS | 975 | RP | 0.750 | 74144 | ABOVE WATER METER IN BASEMENT
7216 | CURRAGH CT | 43017-3432 | Active | 367531 | WILKINS | 720A | PVB | 1.000 | 89959 | RIGHT SIDE
4200 | CURRENCY DR | 43228-3802 | Active | 51241 | WATTS | 009M1QT | RP | 2.000 | 63234 | SE CORNER OF WAREHOUSE
4200 | CURRENCY DR | 43228-3802 | Due Install |  |  |  | DCDA | 6.000 | 3632749
4380 | CURRENCY DR | 43228-3859 | Not Required by DOW | B382446 | WILKINS | 375XL | RP | 3.000 | 3648700 | N END MECH ROOM
4380 | CURRENCY DR | 43228-3859 | Not Required by DOW | L132524 | WILKINS | 375 | RP | 3.000 | 3648698 | N END MECH ROOM-REMOVED
4380 | CURRENCY DR | 43228-3859 | Active | 84031 | WATTS | LF919QT | RP | 0.750 | 3646616 | HOTBOX - FIRE SIDE CAR
4380 | CURRENCY DR | 43228-3859 | Not Required by DOW | 161852 | WATTS | LF009M2QT | RP | 2.000 | 3650462 | TRUCK WASH BAY
4380 | CURRENCY DR | 43228-3859 | Active | TL0866 | AMES | 400 | RP | 4.000 | 3400911 | HOTBOX
4380 | CURRENCY DR | 43228-3859 | Active | UA-0309 | AMES | COLT500GV | RPDA | 8.000 | 3646615 | HOTBOX
4400 | CURRENCY DR | 43228-3859 | Not Required by DOW | 35163 | WATTS | LF919QT | RP | 2.000 | 3640702 | GARAGE AT BRINE TANK
4400 | CURRENCY DR | 43228-3859 | Active | SJ-0017 | AMES | COLT300JV | DCDA | 6.000 | 3638698 | N HOT BOX AT PIT
4400 | CURRENCY DR | 43228-3859 | Not Required by DOW | 139862 | WATTS | LF009M2QT | RP | 1.000 | 3640706 | GARAGE AT HOSE REEL
4400 | CURRENCY DR | 43228-3859 | Not Required by DOW | 32411A | APOLLO | SVBLF4A | PVB | 1.000 | 3640700 | GARAGE AT HOSE REEL
4400 | CURRENCY DR | 43228-3859 | Active | 53633 | AMES | LF2000BM3 | DC | 0.750 | 3638699 | N HOT BOX AT PIT
4400 | CURRENCY DR | 43228-3859 | Not Required by DOW | 32421A | APOLLO | SVBLF4A | PVB | 1.000 | 3640705 | GARAGE AT HOSE REEL
4400 | CURRENCY DR | 43228-3859 | Not Required by DOW | 253161 | WATTS | LF009M3QT | RP | 0.750 | 3640707 | BOILER ROOM HOLDING TANK
4400 | CURRENCY DR | 43228-3859 | Not Required by DOW | 32491A | APOLLO | SVBLF4A | PVB | 1.000 | 3640703 | GARAGE AT HOSE REEL
4400 | CURRENCY DR | 43228-3859 | Not Required by DOW | 253133 | WATTS | LF009M3QT | RP | 0.750 | 3640710 | BOILER ROOM
4400 | CURRENCY DR | 43228-3859 | Not Required by DOW | 32436A | APOLLO | SVBLF4A | PVB | 1.000 | 3640701 | GARAGE AT HOSE REEL
4400 | CURRENCY DR | 43228-3859 | Not Required by DOW | 147372 | WATTS | LF007M2QT | RP | 1.000 | 3640709 | GARAGE AT HOSE REEL
4400 | CURRENCY DR | 43228-3859 | Active | SG-1262 | AMES | COLT 400 | RP | 3.000 | 3635271 | N HOT BOX AT PIT
4400 | CURRENCY DR | 43228-3859 | Not Required by DOW | 139878 | WATTS | LF009M2QT | RP | 1.000 | 3640708 | GARAGE AT HOSE REEL
4400 | CURRENCY DR | 43228-3859 | Not Required by DOW | 253132 | WATTS | LF009M3QT | RP | 0.750 | 3640704 | BOILER ROOM
2155 | CURTIS ST | 43207-2593 | Active | A09266 | WATTS | 009M2PCQT | RP | 1.000 | 92438 | MECH ROOM
1389 | CUTTER CT | 43235-5057 | Active | CB000109 | WILKINS | 720 | PVB | 0.750 | 96902 | WEST SIDE FRONT CORNER OF HOUSE
4575 | CUTWATER LN | 43026-7813 | Active | A133520 | WILKINS | 720A | PVB | 0.750 | 88932 | LEFT SIDE OF HOUSE
4649 | CUTWATER LN | 43026-7813 | Active | T084879 | WILKINS | 720A | PVB | 0.750 | 101913 | RIGHT SIDE OF HOUSE
4658 | CUTWATER LN | 43026-7812 | Active | G208712 | WILKINS | 720A | PVB | 0.750 | 93383 | LEFT SIDE OF HOUSE
4671 | CUTWATER LN | 43026-7813 | Active | H494426 | FEBCO | 765 | PVB | 0.750 | 97907 | outside, back right side of house
3840 | CYPRESS CREEK DR | 43228-9672 | Active | CB262989 | WILKINS | 720A | PVB | 0.750 | 3401307 | LEFT SIDE - CENTER
3858 | CYPRESS CREEK DR | 43228-9673 | Active | BC1331 | FEBCO | 765 | PVB | 0.750 | 89960 | Right side of house
3262 | CYPRESS POINT CT | 43147-8687 | Active | 117398 | WILKINS | 420 | PVB | 1.000 | 60333 | RIGHT SIDE FRONT CORNER
5783 | DAISY TR | 43123-8091 | Active | T417954 | WILKINS | 720A | PVB | 0.750 | 87584 | LEFT SIDE
5727 | DAISY TRAIL DR | 43123-8091 | Active | CB078518 | WILKINS | 720A | PVB | 0.750 | 3599405 | LEFT SIDE
5739 | DAISY TRAIL DR | 43123-8091 | Active | CAA67162 | WILKINS | 720 | PVB | 0.750 | 3597529
5754 | DAISY TRAIL DR | 43123 | Active | T197608 | WILKINS | 720 | PVB | 0.750 | 3606264 | LEFT SIDE
5795 | DAISY TRAIL DR | 43123-8091 | Active | CB585153 | WILKINS | 720 | PVB | 0.750 | 3599708 | LEFT SIDE OF HOUSE
5810 | DAISY TRAIL DR | 43123 | Active | CB113780 | WILKINS | 720 | PVB | 0.750 | 3602834 | RIGHT SIDE FRONT
6092 | DAJANA AVE | 43081 | Active | T230504 | WILKINS | 720 | PVB | 0.750 | 3602801 | RIGHT
6152 | DAJANA DR | 43081 | Active | T205007 | WILKINS | 720A | PVB | 0.750 | 3616971 | Left Side of House
6157 | DAJANA DR | 43081 | Active | CB073591 | WILKINS | 720A | PVB | 0.750 | 3611902 | LEFT SIDE OF THE HOUSE
128 | DAKOTA AVE | 43222-1425 | Not Required by DOW | [5 empty] | 3401623
3020 | DALE AVE | 43209-2008 | Active | 974971 | WILKINS | 720A | PVB | 0.750 | 59815 | LT SIDE OF HSE
3124 | DALE AVE | 43209-2011 | Active | 4715698 | WILKINS | 975 | RP | 1.500 | 60017 | ABOVE WATER METER IN BASEMENT
4370 | DALE DR | 43017-1495 | Active | 91441 | WATTS | 009M2QT | RP | 1.500 | 63829 | KITCHEN AREA, FLOOR CABINET BY HOT WTR TANK
6580 | DALMORE LN | 43016-6017 | Active | H241711 | FEBCO | 765 | PVB | 0.750 | 70274 | LEFT FRONT
6588 | DALMORE LN | 43016-6017 | Active | 181683 | WILKINS | 720A | PVB | 0.750 | 88997 | RIGHT FRONT
6593 | DALMORE LN | 43016-6058 | Active | 185539 | WILKINS | 720A | PVB | 0.750 | 88380 | LEFT FRONT
6596 | DALMORE LN | 43016-6017 | Active | 185456 | WILKINS | 720A | PVB | 0.750 | 88998 | RIGHT SIDE
6604 | DALMORE LN | 43016-6018 | Active | H493219 | FEBCO | 765 | PVB | 0.750 | 92274 | LEFT SIDE
6609 | DALMORE LN | 43016-6059 | Active | T375592 | WILKINS | 720A | PVB | 0.750 | 3588712 | LEFT FRONT
6612 | DALMORE LN | 43016-6018 | Active | T295500 | WILKINS | 720A | PVB | 0.750 | 70381 | RIGHT SIDE
6617 | DALMORE LN | 43016-6059 | Active | T034767 | WILKINS | 720A | PVB | 0.750 | 92325 | LEFT FRONT
6620 | DALMORE LN | 43016-6018 | Active | AC4461 | FEBCO | 765 | PVB | 0.750 | 70391 | RIGHT HAND SIDE OF HOUSE
6628 | DALMORE LN | 43016-6018 | Active | G142555 | WILKINS | 720A | PVB | 0.750 | 97441 | RIGHT SIDE OF HOUSE
6636 | DALMORE LN | 43016-6018 | Active | 779742 | WILKINS | 720A | PVB | 0.750 | 70407 | FRONT OF HOUSE
6644 | DALMORE LN | 43016-6018 | Active | T294261 | WILKINS | 720A | PVB | 0.750 | 70418 | LEFT CENTER BEHIND GARAGE
5766 | DALYMOUNT DR | 43016-3233 | Active | H07328 | FEBCO | 765 | PVB | 1.000 | 67877 | RIGHT FRONT
5774 | DALYMOUNT DR | 43016-3233 | Active | T276970 | WILKINS | 720A | PVB | 1.000 | 67915 | RIGHT SIDE OF HOUSE
4878 | DAMEULY DR | 43026-7145 | Active | T205372 | WILKINS | 720 | PVB | 0.750 | 90120 | LEFT SIDE OF HOUSE
6344 | DAN SHERRI AV | 43016-8709 | Active | 98883 | WATTS | 009M2PCQT | RP | 0.750 | 69746 | IN BASEMENT
6316 | DAN SHERRI AVE | 43016-8709 | Active | 117271 | WATTS | 009M2PCQT | RP | 0.750 | 69652 | BASEMENT
6325 | DAN SHERRI AVE | 43016-8710 | Active | 114293 | WATTS | 009QT | RP | 0.750 | 69661 | BASEMENT
6328 | DAN SHERRI AVE | 43016-8709 | Active | 116100 | WATTS | 009QT | RP | 0.750 | 69720 | IN BASEMENT AT METER
6336 | DAN SHERRI AVE | 43016-8709 | Active | CB828417 | WILKINS | 720A | PVB | 0.750 | 3647013 | LEFT FRONT
6337 | DAN SHERRI AVE | 43016-8710 | Active | 116102 | WATTS | 009QT | RP | 0.750 | 69742 | IN BASEMENT AT METER
6343 | DAN SHERRI AVE | 43016 | Active | T146925 | WILKINS | 720A | PVB | 0.750 | 3603399 | RIGHT FRONT
6356 | DAN SHERRI AVE | 43016-8709 | Active | 78919 | WATTS | 009QT | RP | 0.750 | 69771 | BASEMENT CLOSET
6370 | DAN SHERRI AVE | 43016- | Active | 78915 | WATTS | 009QT | RP | 0.750 | 69804 | BASEMENT SOUTH WALL
300 | DANA AVE | 43223-1310 | Active | 4931680 | WILKINS | 975XL | RP | 0.750 | 59710 | BOILER ROOM - Dana E.S.
5894 | DANANN DR | 43081 | Active | CB289505 | WILKINS | 720A | PVB | 0.750 | 3603136 | LEFT SIDE OF HOUSE
370 | DANER RD | 43213-5121 | Active | 274533 | WATTS | 800M2QT | PVB | 0.750 | 61499 | IRRIGATION-OUTSIDE
387 | DANER RD | 43213-3490 | Active | 274541 | WATTS | 800M4QT | PVB | 0.750 | 88309 | OUT SIDE OF HOME
388 | DANER RD | 43213-3489 | Active | A082483 | WILKINS | 720A | PVB | 0.750 | 62018 | LEFT SIDE OF HOUSE
393 | DANER RD | 43213-3490 | Active | 255770 | WATTS | 800QT | PVB | 0.750 | 88310 | LEFT SIDE MIDDLE
394 | DANER RD | 43213-3489 | Active | 249671 | WATTS | 800M4FR | PVB | 0.750 | 3603706 | RIGHT SIDE
3733 | DANUBE DR | 43125-9458 | Active | 12663 | AMES | 2000B | DC | 1.000 | 61612 | MECH RM
3733 | DANUBE DR | 43125-9458 | Not Required by DOW | [5 empty] | 3624777 | MECH RM
2450 | DANVERS CT | 43220-2822 | Active | 70054 | FEBCO | 765 | PVB | 1.000 | 58325 | FRONT OF HOUSE
2451 | DANVERS CT | 43220-2822 | Active | G150326 | WATTS | 800QT | PVB | 1.000 | 58330 | RIGHT SIDE OF HOUSE
2484 | DANVERS CT | 43220-2822 | Active | 37624 | WATTS | 800QT | PVB | 1.000 | 58430 | PUMP ROOM E END OF BLDG
2485 | DANVERS CT | 43220-2822 | Active | 41579 | WATTS | 919AQT | RP | 0.750 | 101258 | INSIDE BASEMENT UTILITY ROOM, BOTTOM OF STEPS
2504 | DANVERS CT | 43220-2822 | Active | 98726 | WATTS | 800QT | PVB | 0.750 | 58508 | LEFT SIDE OF HOME
3237 | DARBY GLEN BLVD | 43026-3860 | Active | H277370 | FEBCO | 765 | PVB | 0.750 | 60245 | SE CORNER OF HOUSE
3245 | DARBY GLEN BLVD | 43026-3860 | Active | 996973 | WILKINS | 720A | PVB | 0.750 | 60275 | LEFT FRONT
3354 | DARBY GLEN BLVD | 43026-3836 | Active | T096996 | WILKINS | 720A | PVB | 0.750 | 101984 | RIGHT SIDE OF HOUSE
6397 | darby plains st |  | Active | WE-2119 | AMES | COLT 400 | RP | 8.000 | 3654230 | SE CORNER OF ALTON DARBY AND DARBY PLAINS
24 | DARBY ST | 43017-1129 | Active | 204752 | WATTS | 009QT | RP | 0.750 | 58151 | MECHANICAL ROOM
3775 | DARBYSHIRE DR | 43026-2566 | Active | T038731 | WILKINS | 720A | PVB | 0.750 | 3402194 | RIGHT REAR
1371 | DARCANN DR | 43220-3923 | Active | 444318 | WILKINS | 720A | PVB | 1.000 | 90121 | RIGHT SIDE FROM FRONT
5203 | DARRY LN | 43016-4347 | Active | EAA0680 | WILKINS | 720A | PVB | 0.750 | 3402359 | RIGHT SIDE OF HOUSE
3099 | DARTFORD TRCE UNIT IRRIG | 43017-2205 | Active | 33267 | WATTS | 800QT | PVB | 1.000 | 59955 | WEST END OF BUILDING
3128 | DARTFORD TRCE UNIT IRRIG | 43017-2219 | Active | 37120 | WATTS | 800QT | PVB | 1.000 | 60020 | RIGHT SIDE OF HOUSE
3159 | DARTFORD TRCE UNIT IRRIG | 43017- | Active | 131163 | FEBCO | 825YA | RP | 1.000 | 60084 | 3155 DARTFORD TR/3159 KINGSMEAD TR, FRONT YARD AT WTR MTR PIT
2534 | DARTMOOR RD | 43123-3603 | Due Install |  |  |  | RP |  | 3402387
3635 | DATA POINT CT | 43026-7771 | Active | 171270 | WATTS | 007QT | DC | 1.000 | 61326 | IN MECH ROOM NEXT TO WATER METER
3635 | DATA POINT CT | 43026-7771 | Active | 37781 | WATTS | 009QT | RP | 1.500 | 87313 | IN MECH ROOM
1 | DAVE THOMAS BLVD | 43017-5452 | Active | 15038 | WATTS | 919QT | RP | 1.500 | 101490 | LEGACY-1ST FL PUMP ROOM #1 AT WATER METER
1 | DAVE THOMAS BLVD UNIT A | 43017-5452 | Not Required by DOW | 1011030103 | AMES | 2000SS | DC | 6.000 | 103555 | 4288 W DUBLIN GRANVILLE RD, BOILER ROOM
1 | DAVE THOMAS BLVD UNIT A | 43017-5452 | Not Required by DOW | 279966 | WATTS | 909QT | RP | 1.000 | 53427 | PUMP ROOM #2
1 | DAVE THOMAS BLVD UNIT A | 43017-5452 | Not Required by DOW | 77163 | WATTS | 909QT | RP | 1.000 | 53428 | PUMP ROOM #3
1 | DAVE THOMAS BLVD UNIT A | 43017-5452 | Not Required by DOW | L09361 | WILKINS | 375 | RP | 3.000 | 53429 | NW CORNER NEW ADDITION
1 | DAVE THOMAS BLVD UNIT A | 43017-5452 | Not Required by DOW | W074726 | WILKINS | 975XL | RP | 1.000 | 53430 | NW CORNER NEW ADDITION, BOILER ROOM
1 | DAVE THOMAS BLVD UNIT A | 43017-5452 | Not Required by DOW | 279934 | WATTS | 909QT | RP | 1.000 | 53426 | PUMP ROOM #1
1 | DAVE THOMAS BLVD UNIT A | 43017-5452 | Not Required by DOW | J017241 | FEBCO | LF825Y | RP | 2.000 | 53424 | OUTSIDE, EAST SIDE OF NORTH ADDITION AND KITCHEN
1 | DAVE THOMAS BLVD UNIT A | 43017-5452 | Not Required by DOW | 67420 | AMES | 2000B | DC | 0.750 | 102189 | MECHANICAL ROOM
1 | DAVE THOMAS BLVD UNIT A | 43017-5452 | Not Required by DOW | 176186 | AMES | 3000SS | DCDA | 4.000 | 102188 | MECHANICAL ROOM
1 | DAVE THOMAS BLVD UNIT A | 43017-5452 | Not Required by DOW | 08921 | WATTS | 007M2PCQT | DC | 1.250 | 88815 | WEST ENT BLDG 3 2ND FLOOR SKY WALK
1 | DAVE THOMAS BLVD UNIT A | 43017-5452 | Not Required by DOW | 272855 | WATTS | 909M1QT | RP | 1.500 | 53425 | PUMP ROOM #2
1 | DAVE THOMAS BLVD UNIT A | 43017-5452 | Active | MF-0980 | WATTS | 957 | RP | 4.000 | 101461 | UNIT A BASEMENT MECHANICAL ROOM AT WATER METER
1 | DAVE THOMAS BLVD UNIT A | 43017-5452 | Active | H018267 | FEBCO | 805YB | DC | 0.750 | 101998 | UNIT A METER PIT FRONT OF BUILDING ON 161
1 | DAVE THOMAS BLVD UNIT A | 43017-5452 | Active | N1208170706 | FEBCO | 856 | DCDA | 8.000 | 101999 | UNIT AMETER PIT FRONT OF BUILDING ON 161
1 | DAVE THOMAS BLVD UNIT A | 43017-5452 | Not Required by DOW | 637779 | WATTS | 909PCHWQT | RP | 1.000 | 102024 | BOILER ROOM
4176 | DAVENTRY DR | 43220-4002 | Active | H817319 | FEBCO | 765 | PVB | 1.000 | 101877 | LEFT SIDE OF HOUSE
4130 | DAVENTRY RD | 43220-4002 | Active | T085935 | WILKINS | 720A | PVB | 1.000 | 92981 | RIGHT OF FRONT DOOR
4160 | DAVENTRY RD | 43220-4002 | Active | h608882 | FEBCO | 765 | PVB | 1.000 | 88370 | RIGHT SIDE
4186 | DAVENTRY RD | 43220-4002 | Active | 790673 | WATTS | 800M4 | PVB | 1.000 | 101878 | FRONT OF HOME
4194 | DAVENTRY RD | 43220-4002 | Active | 77839 | RAINBIRD | 100R | PVB | 1.000 | 90122 | FRONT OF HOUSE
3481 | DAVIDSON RD | 43026 | Active | 192736 | WATTS | LF009M2QT | RP | 2.000 | 3652243 | IN RESTROOM
3811 | DAVIDSON RD | 43026-2434 | Active | 43785 | WATTS | 009M3QT | RP | 0.750 | 61836 | BASEMENT - RIGHT OF WATER METER
3811 | DAVIDSON RD | 43026-2434 | Not Required by DOW | CB017155 | WILKINS | 720A | PVB | 0.750 | 102876 | LEFT SIDE OF HOUSE
3911 | DAVIDSON RD | 43026- | Active | T088786 | WILKINS | 720A | PVB | 1.000 | 62200 | W/SIDE OF DAVIDSON RD ENTRANCE
4005 | DAVIDSON RD | 43026- | Active | 03932 | FEBCO | 765 | PVB | 1.000 | 62659 | BEHIND ENTRY WALL CORNER OF RIVERRUN AND DAVIDSON SOUTH WEST
4283 | DAVIDSON RD | 43026-2436 | Active | 393845 | WATTS | 909M1QT | RP | 2.000 | 63531 | BASEMENT MECH ROOM
4283 | DAVIDSON RD | 43026-2436 | Active | 390252 | WATTS | 909M1QT | RP | 2.000 | 63530 | APPARATUS ROOM
4283 | DAVIDSON RD | 43026-2436 | Active | 29985 | AMES | 2000B | DC | 0.750 | 63529 | BASEMENT RISER ROOM
4283 | DAVIDSON RD | 43026-2436 | Active | 1276130503 | AMES | 3000SS | DCDA | 4.000 | 63528 | BASEMENT RISER ROOM
4283 | DAVIDSON RD | 43026-2436 | Active | W069411 | WILKINS | 975XL | RP | 1.500 | 63532 | BASEMENT UTILITY ROOM
4355 | DAVIDSON RD | 43026- | Active | 1634474 | WILKINS | 950 | DC | 0.750 | 63794 | BASEMENT MECH ROOM AT SPRINKLER RISER-4643 TRUMAN BLVD
4355 | DAVIDSON RD | 43026- | Active | L35982 | WILKINS | 375 | RP | 4.000 | 92521 | BOILER ROOM-4643 TRUMAN BLVD
4355 | DAVIDSON RD | 43026- | LPS - Active |  |  |  | LST |  | 3638164 | BASEMENT MECH ROOM AT SPRINKLER RISER-4643 TRUMAN BLVD
4355 | DAVIDSON RD | 43026- | Not Required by DOW | J25428 | WILKINS | 350 | DC | 4.000 | 92520 | BOILER ROOM-4643 TRUMAN BLVD
4355 | DAVIDSON RD | 43026- | Active | N10607 | WILKINS | 350 | DCDA | 4.000 | 63795 | BASEMENT MECH ROOM AT SPRINKLER RISER-4643 TRUMAN BLVD
4355 | DAVIDSON RD | 43026- | Not Required by DOW | 74174 | WATTS | 909QT | RP | 0.750 | 90342 | BOILER ROOM CEILING -4643 TRUMAN BLVD
4388 | DAVIDSON RD | 43026-9647 | Active | 615445 | WATTS | 909HWQT | RP | 0.750 | 91388 | IN 4388 MID MECH/MOP SINK ROOM UNDER SHELF AT WATER METER
4394 | DAVIDSON RD | 43026-9647 | Active | 1649389 | WILKINS | 950 | DC | 0.750 | 63880 | IN 4392 NE OF 4392 OUTSIDE DR FIRE CLOSET
4394 | DAVIDSON RD | 43026-9647 | Active | P00533 | WILKINS | 450 | DCDA | 6.000 | 63882 | IN 4392 NE OF 4392 OUTSIDE DR FIRE CLOSET
4394 | DAVIDSON RD | 43026-9647 | Active | 219897 | WATTS | 009M2QT | RP | 1.000 | 63881 | IN 4392 MID UTLTY OF 4392 AT WATER MTR
4444 | DAVIDSON RD | 43026-9647 | Active | 266825 | WILKINS | 975XLBMS | RP | 1.500 | 64015 | MECHANICAL ROOM - CENTER OF BLDG
4787 | DAVIDSON RD | 43026- | Not Required by DOW | 210852 | WILKINS | 720A | PVB | 1.500 | 99256 | outside clubhouse left front
4787 | DAVIDSON RD | 43026- | Active | 1095630606 | WATTS | 774XDCDA | DCDA | 8.000 | 92839 | MECH/RISER ROOM N SIDE OF CLUBHSE Outside Door
4787 | DAVIDSON RD | 43026- | Active | 15918 | WATTS | 007M1PCQT | DC | 0.750 | 92840 | MECH/RISER ROOM N SIDE OF CLUBHSE Outside Door
4787 | DAVIDSON RD | 43026- | Not Required by DOW | 433639 | WATTS | 909HWM1QT | RP | 1.500 | 92841 | CLUBHOUSE METER ROOM N.W.CORNER
4787 | DAVIDSON RD | 43026- | Active | FK-2737 | WILKINS | 975MS | RP | 4.000 | 92838 | MECH/METER ROOM N SIDE CLUBHSE AT WATER METER Outside Door
4787 | DAVIDSON RD | 43026- | Not Required by DOW | J070799 | Febco | 825Y | RP | 0.500 | 102169 | BACK ROUNDABOUT UNDER FAUX ROCK
4787 | DAVIDSON RD | 43026- | Not Required by DOW | W278581 | WILKINS | 975XL | RP | 0.750 | 100581 | BY FIRE HYDRANT UNDER HOT ROCK FRONT ISLAND
4970 | DAVIDSON RD | 43026-9448 | Active | 309774 | WATTS | 909M1QT | RP | 2.000 | 65520 | BY WATER METER
5100 | DAVIDSON RD | 43026-8000 | Due Install |  |  |  | DCDA |  | 3636818 | CHILLER MECHANICAL RM
5100 | DAVIDSON RD | 43026-8000 | Active | 169605 | WATTS | 909 | RP | 4.000 | 66010 | CHILLER MECHANICAL RM
5100 | DAVIDSON RD | 43026-8000 | Not Required by DOW | 0014150314 | WATTS | 909 | RP | 3.000 | 66008 | MECHANICAL ROOM WEST WALL (CHILLER RM)
5100 | DAVIDSON RD | 43026-8000 | Not Required by DOW | 440237 | WATTS | 909M1QT | RP | 1.500 | 66009 | CHILLER ROOM
3962 | DAVIDSON RUN CT | 43026-3834 | Active | 375279 | WILKINS | 720A | PVB | 0.750 | 62368 | SE CORNER OF HOUSE
3970 | DAVIDSON RUN CT | 43026-3834 | Active | H569926 | FEBCO | 765 | PVB | 0.750 | 90123 | RIGHT FRONT
3978 | DAVIDSON RUN CT | 43026-3834 | Active | T197619 | WILKINS | 720A | PVB | 0.750 | 3609738 | LEFT SIDE
4806 | DAVIDSON RUN DR | 43026- | Active | 056313 | WATTS | 800M4Q | PVB | 1.000 | 65121 | EAST CORNER OF DAVIDSON RUN AND DAVIDSON ROAD BEHIND BRICK SIGN
4817 | DAVIDSON RUN DR | 43026-3828 | Active | 875030 | WILKINS | 720A | PVB | 0.750 | 65138 | OUTSIDE LEFT
4829 | DAVIDSON RUN DR | 43026-3828 | Active | AC7270 | FEBCO | 765 | PVB | 0.750 | 65165 | LEFT FRONT
4842 | DAVIDSON RUN DR | 43026-3825 | Active | 9654 | FEBCO | 765 | PVB | 1.000 | 65204 | OUTSIDE WEST SIDE OF HOUSE
4916 | DAVIDSON RUN DR | 43026-3826 | Active | 132044 | WATTS | 800M2QT | PVB | 1.000 | 65417 | RIGHT SIDE OF HOUSE
8144 | DAVINGTON DR | 43017-8416 | Active | T372337 | WILKINS | 720A | PVB | 0.750 | 73406 | RT SIDE
8156 | DAVINGTON DR | 43017-8416 | Active | 4785958 | WILKINS | 975XL | RP | 0.750 | 73434 | BASEMENT
8163 | DAVINGTON DR | 43017-8739 | Active | CB316161 | WILKINS | 720A | PVB | 0.750 | 3402652 | Left Front
8192 | DAVINGTON DR | 43017-8416 | Active | H387292 | FEBCO | 765 | PVB | 0.750 | 73487 | RIGHT SIDE OF HOME CENTER BY AC
8204 | DAVINGTON DR | 43017-8202 | Active | G215102 | WILKINS | 720A | PVB | 0.750 | 95216 | RIGHT FRONT
8216 | DAVINGTON DR | 43017-8202 | Active | 39107 | FEBCO | 765 | PVB | 1.000 | 73539 | LEFT SIDE OF HOUSE
8228 | DAVINGTON DR | 43017-8202 | Active | 78948 | RAINBIRD | AC4000 | DC | 0.750 | 73565 | BASEMENT
8240 | DAVINGTON DR | 43017-8202 | Active | T277579 | WILKINS | 720A | PVB | 0.750 | 73586 | NW SIDE OF HOUSE
8252 | DAVINGTON DR | 43017-8202 | Active | 780860 | WATTS | 800M4FR | PVB | 1.000 | 73609 | REAR OF HOUSE
8253 | DAVINGTON DR | 43017-8739 | Active | 4615803 | WILKINS | 975XL2 | RP | 0.750 | 73612 | IN BASEMENT
8289 | DAVINGTON DR | 43017-8739 | Active | T259734 | WILKINS | 720A | PVB | 1.000 | 102708 | BACK CENTER
8292 | DAVINGTON DR | 43017-8202 | Active | 009744 | WATTS | LF800M4QT | PVB | 1.000 | 3609462 | FRONT RIGHT OF DOOR
8305 | DAVINGTON DR | 43017-7604 | Active | G080715 | WILKINS | 720A | PVB | 0.750 | 73692 | LEFT FRONT
8314 | DAVINGTON DR | 43017-9640 | Active | 210209 | WATTS | 800M4QT | PVB | 1.000 | 73697 | LEFT CENTER
8334 | DAVINGTON DR | 43017-9640 | Active | HG25180 | FEBCO | 765 | PVB | 1.000 | 73716 | RIGHT SIDE OF HOUSE
8358 | DAVINGTON DR | 43017-9640 | Active | H008524 | FEBCO | 765 | PVB | 0.750 | 73756 | FRONT OF HOUSE RIGHT FRONT DOOR
8400 | DAVINGTON DR | 43017-9640 | Active | 32011 | WATTS | 800QT | PVB | 0.750 | 73788 | NORTH SIDE OF HOUSE
8411 | DAVINGTON DR | 43017-8760 | Active | 298860 | WILKINS | 420 | PVB | 1.000 | 73815 | OUTSIDE, BACK OF HOUSE UNDER THE DECK
8420 | DAVINGTON DR | 43017-9640 | Active | CB022755 | WILKINS | 720A | PVB | 1.000 | 73829 | FRONT JUST RIGHT OF DOOR
8429 | DAVINGTON DR | 43017-8760 | Active | F022382 | WILKINS | 720A | PVB | 0.750 | 73839 | LEFT SIDE
8440 | DAVINGTON DR | 43017-9640 | Active | 572526 | WILKINS | 720A | PVB | 0.750 | 73854 | LEFT SIDE FRONT
8460 | DAVINGTON DR | 43017-9640 | Active | 16235 | FEBCO | 765 | PVB | 1.000 | 73887 | NORTH SIDE LEFT SIDE
8500 | DAVINGTON DR | 43017-7617 | Active | T042090 | WILKINS | 720A | PVB | 0.750 | 101520 | LEFT SIDE OF HOUSE
8518 | DAVINGTON DR | 43017-7617 | Active | 1742412 | WILKINS | 975 | RP | 0.750 | 74012 | BASEMENT AT WATER METER
8560 | DAVINGTON DR | 43017-7617 | Active | 057097 | WATTS | LF800M4QT | PVB | 0.750 | 74076 | BACK CENTER BY DECK & A/C
8583 | DAVINGTON DR | 43017-7607 | Active | EG9643 | FEBCO | 765 | PVB | 1.000 | 74097 | BACK, NORTH CORNER
8602 | DAVINGTON DR | 43017-7618 | Active | H371225 | FEBCO | 765 | PVB | 1.000 | 74114 | LEFT FRONT
8707 | DAVINGTON DR | 43017-8740 | Active | H142491 | FEBCO | 765 | PVB | 1.000 | 74208 | LEFT FRONT
8725 | DAVINGTON DR | 43017-8740 | Active | T392391 | WILKINS | 720A | PVB | 1.000 | 74226 | LEFT HAND SIDE
8757 | DAVINGTON DR | 43017-8740 | Active | 198902 | WATTS | LF009M3QT | RP | 0.750 | 3402688 | IN BASEMENT AT SUMP PIT
8765 | DAVINGTON DR | 43017-8740 | Active | 606098 | WATTS | 800M4QT | PVB | 1.000 | 91552 | 13 LEFT OF FRONT DOOR
8775 | DAVINGTON DR | 43017-8740 | Active | CA07520 | WILKINS | 720A | PVB | 0.750 | 3402689 | LEFT SIDE OF HOUSE
8845 | DAVINGTON DR | 43017-7605 | Active | AH8006 | FEBCO | 765 | PVB | 0.750 | 74355 | LEFT SIDE
8865 | DAVINGTON DR | 43017-7605 | Active | 301082 | WILKINS | 420 | PVB | 1.000 | 92012 | RIGHT SIDE
1863 | DAYLILY CT | 43123 | Active | T435032 | WILKINS | 720A | PVB | 0.750 | 3613141 | LEFT SIDE OF HOUSE
1870 | DAYLILY CT | 43123 | Active | T411365 | WILKINS | 720A | PVB | 0.750 | 3605980 | LEFT FRONT
1890 | DAYLILY CT | 43123 | Active | CAA35792 | WILKINS | 720 | PVB | 0.750 | 3605983 | RIGHT FRONT
1912 | DAYLILY CT | 43123 | Active | CB601389 | WILKINS | 720A | PVB | 0.750 | 3613598 | LEFT FRONT
1915 | DAYLILY CT | 43123 | Active | CB857932 | WILKINS | 720A | PVB | 0.750 | 3607367 | LEFT FRONT
3620 | DAYSPRING DR | 43026-5718 | Active | H549375 | FEBCO | 765 | PVB | 0.750 | 97903 | outside, front right side of house
3630 | DAYSPRING DR | 43026-5718 | Active | CB846360 | WILKINS | 720A | PVB | 0.750 | 3402869 | RIGHT REAR
3651 | DAYSPRING DR | 43026-5745 | Active | H492452 | FEBCO | 765 | PVB | 0.750 | 97906 | outside, front left side of house
3663 | DAYSPRING DR | 43026-5745 | Active | H549595 | FEBCO | 765 | PVB | 0.750 | 97905 | outside, front right side of house
3681 | DAYSPRING DR | 43026-5745 | Active | AK2275 | FEBCO | 765 | PVB | 1.000 | 61456 | LEFT SIDE
3684 | DAYSPRING DR | 43026-5719 | Active | 811743 | WILKINS | 720A | PVB | 0.750 | 61458 | RIGHT FRONT
3694 | DAYSPRING DR | 43026-5719 | Active | H884228 | FEBCO | 765 | PVB | 0.750 | 97913 | outside, middle right side of house
3709 | DAYSPRING DR | 43026-5723 | Active | H531095 | FEBCO | 765 | PVB | 0.750 | 97904 | outside, front left side of house
3743 | DAYSPRING DR | 43026-5723 | Active | T082145 | WILKINS | 720A | PVB | 0.750 | 101397 | LEFT SIDE
3752 | DAYSPRING DR | 43026-5744 | Active | 83893 | WATTS | 800M4QT | PVB | 1.000 | 61673 | EAST SIDE OF HOUSE
3753 | DAYSPRING DR | 43026-5723 | Active | AE3422 | FEBCO | 765 | PVB | 0.750 | 61674 | LEFT SIDE FRONT
3762 | DAYSPRING DR | 43026-5720 | Active | 78127 | WATTS | 800M4QT | PVB | 0.750 | 61692 | FRONT RIGHT SIDE
3768 | DAYSPRING DR | 43026-5720 | Active | CH1938 | FEBCO | 765 | PVB | 0.750 | 91068 | RIGHT FRONT 2' FROM HSE
3776 | DAYSPRING DR | 43026-5720 | Active | 589872 | FEBCO | 745 | PVB | 0.750 | 61746 | RIGHT FRONT
3818 | DAYSPRING DR | 43026-5720 | Active | 367450 | WILKINS | 720A | PVB | 1.000 | 90124 | RIGHT SIDE OF HOUSE
3837 | DAYSPRING DR | 43026-5723 | Active | F031602 | WILKINS | 720A | PVB | 0.750 | 97251 | LEFT SIDE OF HOUSE
3854 | DAYSPRING DR | 43026-5720 | Active | T075208 | WILKINS | 720A | PVB | 0.750 | 101890 | RIGHT SIDE
3887 | DAYSPRING DR | 43026-5723 | Active | H446876 | FEBCO | 765 | PVB | 0.750 | 92272 | RIGHT SIDE OF HOUSE
2606 | DAYTON AVE | 43202-2412 | Active | A08942 | ARI | RP 500 | RP | 0.750 | 3402912
6990 | DEAN FARM DR | 43054- | Active | 4239260 | WILKINS | 975XL | RP | 0.750 | 71107 | BEHIND BRICK WALL NE DEAN FARM/CENTRAL COLLEGE
7321 | DEAN FARM DR | 43054 | Active | F0722876 | WILKINS | 720A | PVB | 0.750 | 98671 | LEFT SIDE
6977 | DEAN FARM RD | 43054-7107 | Active | G208770 | WILKINS | 720A | PVB | 0.750 | 95060 | RIGHT CENTER
6984 | DEAN FARM RD | 43054 | Active | CAA31074 | WILKINS | 720A | PVB | 0.750 | 98826 | LEFT SIDE
7025 | DEAN FARM RD | 43054-9216 | Active | T500675 | WILKINS | 720A | PVB | 1.000 | 91223 | RIGHT SIDE
7037 | DEAN FARM RD | 43054-9216 | Active | AD4999 | FEBCO | 765 | PVB | 0.750 | 3582269 | FRONT RIGHT
7039 | DEAN FARM RD | 43054-9216 | Active | 751343 | WILKINS | 720A | PVB | 0.750 | 71303 | SIDE OF HOUSE
7044 | DEAN FARM RD | 43054-9235 | Active | 542722 | WILKINS | 720A | PVB | 0.750 | 71314 | RIGHT SIDE
7046 | DEAN FARM RD | 43054-9235 | Active | H003351 | FEBCO | 765 | PVB | 0.750 | 71315 | N SIDE OF HOUSE
7048 | DEAN FARM RD | 43054-9235 | Active | CB082980 | WILKINS | 720A | PVB | 0.750 | 3605624 | FRONT LEFT OF DOOR
7049 | DEAN FARM RD | 43054-9216 | Active | H115612 | FEBCO | 765 | PVB | 0.750 | 71318 | OUTSIDE
7050 | DEAN FARM RD | 43054-9251 | Active | 141857 | WATTS | 800CMQT | PVB | 0.750 | 71324 | LEFT SIDE OF HOUSE
7051 | DEAN FARM RD | 43054-9216 | Active | 012158 | FEBCO | 765 | PVB | 0.750 | 71325 | RIGHT SIDE OF HOUSE
7052 | DEAN FARM RD | 43054-9251 | Active | 587158 | WILKINS | 720A | PVB | 0.750 | 71332 | RIGHT SIDE
7053 | DEAN FARM RD | 43054-9216 | Active | 587189 | WILKINS | 720A | PVB | 0.750 | 71333 | LEFT FRONT CORNER
7054 | DEAN FARM RD | 43054-9251 | Active | 135713 | WATTS | 800QT | PVB | 0.750 | 71337 | RIGHT SIDE OF HOUSE
7055 | DEAN FARM RD | 43054-9216 | Active | ABA2090 | WILKINS | 975XL2 | RP | 1.000 | 71338 | NEXT TO WATER METER IN POOL EQUIPMENT ROOM
7055 | DEAN FARM RD | 43054-9216 | Not Required by DOW | 3900823 | WILKINS | 975XL | RP | 1.000 | 71339 | NEXT TO WATER METER IN POOL EQUIPMENT RM
7056 | DEAN FARM RD | 43054-9251 | Active | 135682 | WATTS | 800QT | PVB | 0.750 | 71341 | SOUTH SIDE
7057 | DEAN FARM RD | 43054-9252 | Active | T380479 | WILKINS | 720A | PVB | 0.750 | 71342 | RIGHT SIDE
7058 | DEAN FARM RD | 43054-9251 | Active | AD9369 | FEBCO | 765 | PVB | 0.750 | 71344 | RIGHT SIDE
7059 | DEAN FARM RD | 43054-9252 | Active | T188136 | WILKINS | 720A | PVB | 0.750 | 3609753 | NORTH SIDE FRONT
7063 | DEAN FARM RD | 43054-9252 | Active | 122929 | WATTS | 800QT | PVB | 0.750 | 71354 | NORTH SIDE
7090 | DEAN FARM RD | 43054-9266 | Active | T223715 | WILKINS | 720A | PVB | 0.750 | 92475 | RIGHT SIDE FRONT
7098 | DEAN FARM RD | 43054-9266 | Active | G218173 | WILKINS | 720A | PVB | 0.750 | 95626 | LEFT SIDE OF HOUSE
7106 | DEAN FARM RD | 43054-7135 | Active | G242138 | WILKINS | 720A | PVB | 0.750 | 99693 | LEFT SIDE
7114 | DEAN FARM RD | 43054-7135 | Active | G044116 | WILKINS | 720A | PVB | 0.750 | 91730 | LEFT SIDE
7202 | DEAN FARM RD | 43054-7137 | Active | CB629199 | WILKINS | 720A | PVB | 0.750 | 95919 | RIGHT SIDE
7233 | DEAN FARM RD | 43054 | Active | G245470 | WILKINS | 720A | PVB | 0.750 | 98705 | LEFT SIDE
7241 | DEAN FARM RD | 43054 | Active | G246856 | WILKINS | 720A | PVB | 0.750 | 99108 | LEFT SIDE
7265 | DEAN FARM RD | 43054 | Active | T242061 | WILKINS | 720A | PVB | 0.750 | 3601064 | FRONT
7273 | DEAN FARM RD | 43054 | Active | T243110 | WILKINS | 720A | PVB | 0.750 | 3601331 | LEFT SIDE
7297 | DEAN FARM RD | 43054-7138 | Active | G216227 | WILKINS | 720A | PVB | 0.750 | 95764 | LEFT SIDE
7329 | DEAN FARM RD | 43054-7140 | Active | F005845 | WILKINS | 720A | PVB | 0.750 | 97797 | RIGHT SIDE
7353 | DEAN FARM RD | 43054-7140 | Active | G176367 | WILKINS | 720A | PVB | 0.750 | 95442 | LEFT SIDE
7361 | DEAN FARM RD | 43054 | Active | G245627 | WILKINS | 720A | PVB | 0.750 | 98704 | LEFT SIDE OF HOUSE
7369 | DEAN FARM RD | 43054 | Active | H687782 | FEBCO | 765 | PVB | 0.750 | 102760
7377 | DEAN FARM RD | 43054-7140 | Active | H642726 | FEBCO | 765 | PVB | 0.750 | 100288 | LEFT SIDE OF HOUSE
3197 | DEANPARK DR | 43026-7746 | Active | 407565 | WATTS | 009 | RP | 0.500 | 3579803 | BASEMENT
875 | DEARBORN DR | 43085-1586 | Due Install |  |  |  | DCDA | 8.000 | 3650995
875 | DEARBORN DR | 43085-1586 | Due Install |  |  |  | RP | 2.000 | 3402997
905 | DEARBORN DR | 43085-1543 | Due Install |  |  |  | RP | 8.000 | 3640941 | H/BOX AT PIT N OF NW CORNER OF (965 BLDG) CYLINDER WAREHSE BLDG
905 | DEARBORN DR | 43085-1543 | Active | 02561 | WATTS | 909M1 | RP | 1.250 | 54296 | IN GUARD SHACK ON DEARBORN E OF WORTH/GALEANA
905 | DEARBORN DR | 43085-1543 | Active | 258536 | WILKINS | 975 | RP | 1.000 | 74512 | CLOSET/ROOM #122 RESEARCH/DEVELOPMENT THRU KITCHENETTE
905 | DEARBORN DR | 43085-1543 | Active | 9402171218 | FEBCO | 880 | RP | 4.000 | 74514 | NE OF WAREHOUSE SHIPPING/RECIEVING BLDG
905 | DEARBORN DR | 43085-1543 | Active | 9406291211 | FEBCO | 880 | RP | 3.000 | 74515 | NW OF CYINDER WAREHOUSE BLDG (965 ADDRESS)
905 | DEARBORN DR | 43085-1543 | Active | 468962 | WATTS | 909QT | RP | 1.000 | 95644 | BOILER ROOM OFF GARAGE AREA
905 | DEARBORN DR | 43085-1543 | Active | 3978074 | WILKINS | 975XL | RP | 1.000 | 3610096 | SW STORAGE ROOM OF GYM
1050 | DEARBORN DR | 43085-1544 | Not Required by DOW | 351645 | WATTS | 800M4FR | PVB | 0.750 | 53713 | W SIDE OF BLDG ACROSS FROM W PARKING LOT IN SHRUBS
1050 | DEARBORN DR | 43085-1544 | Active | L65091 | WILKINS | 375 | RP | 3.000 | 53712 | UNDER STAIRWAY AT WATER METER -E ENTRANCE BY KITCHEN/CAFATERIA
1050 | DEARBORN DR | 43085-1544 | Due Install |  |  |  | DCDA | 8.000 | 3632568 | PIT AT SW PMUP HSE
1050 | DEARBORN DR | 43085-1544 | Not Required by DOW | 52242 | WATTS | 919AQT | RP | 0.750 | 3607933 | LAB
1050 | DEARBORN DR | 43085-1544 | Not Required by DOW | 537546 | WILKINS | 975 | RP | 0.750 | 53721 | MECHANICAL ROOM 2ND FL. SOUTHEND OF BLDG
1050 | DEARBORN DR | 43085-1544 | Not Required by DOW | 507522 | WILKINS | 975 | RP | 2.000 | 53720 | UNDER 5 STAGE WASHER
1050 | DEARBORN DR | 43085-1544 | Not Required by DOW | 47917 | WATTS | 800QT | PVB | 0.750 | 53719 | EAST SIDE OF MAIN ENTRY
1050 | DEARBORN DR | 43085-1544 | Not Required by DOW | W255087 | WILKINS | 975 | RP | 1.000 | 53717 | NW CORNER OF BLDG NEXT TO PAINT ROOM BY WELD SHOP
1050 | DEARBORN DR | 43085-1544 | Not Required by DOW | 3930050 | WILKINS | 975 | RP | 1.000 | 53714 | ABOVE DOOR #9
1050 | DEARBORN DR | 43085-1544 | Not Required by DOW | 322404 | WATTS | 909QT | RP | 1.000 | 53715 | IN CEILING IN RELIABILITY LAB
1055 | DEARBORN DR | 43085-1542 | Not Required by DOW | 73138 | WATTS | LF919 | RP | 0.750 | 3630175 | WMT - MACHINE SHOP NORTH CENTER WALL
1055 | DEARBORN DR | 43085-1542 | Not Required by DOW | 46950 | AMES | 2000B | DC | 2.000 | 3638123 | WMT - MACHINE SHOP FIRE PROTECTION ON PAINT BOOTH
1055 | DEARBORN DR | 43085-1542 | Active | BD9980 | FEBCO | 825YA | RP | 2.000 | 53733 | 1055 WMT BLDG - MACHINE SHOP MID E WALL AT WATER METER
1055 | DEARBORN DR | 43085-1542 | Not Required by DOW | 85179 | WATTS | LF919QT | RP | 0.750 | 3651318 | WMT - MACHINE SHOP MID N WALL
1055 | DEARBORN DR | 43085-1542 | Not Required by DOW | 220751 | WATTS | LF009M3QT | RP | 0.750 | 3651320 | WMT - MACHINE SHOP MID W WALL
1055 | DEARBORN DR | 43085-1542 | Not Required by DOW | 62681 | WATTS | LF919 | RP | 1.000 | 3630035 | WMT - MACHINE SHOP CENTER COLUMN 8' HIGH
1055 | DEARBORN DR | 43085-1542 | Not Required by DOW | 73124 | WATTS | 919AQT | RP | 0.750 | 3630034 | WMT - EDM ROOM MACHINE SHOP
1085 | DEARBORN DR | 43085-1542 | Not Required by DOW | 33113 | WILKINS | 375 | RP | 3.000 | 95708 | 1085 CYLINDER MAINT SHOP AREA N WALL 10' HIGH
1085 | DEARBORN DR | 43085-1542 | Active | 9406300946 | FEBCO | 880v | RP | 3.000 | 88363 | 1085 CYLINDER MECH/MAINT AREA N WALL AT WATER METER LEFT DEVICE
1085 | DEARBORN DR | 43085-1542 | Not Required by DOW | 33111 | WILKINS | 375 | RP | 3.000 | 95709 | 1085 CYLINDER MAINT SHOP AREA N WALL 10' HIGH
1085 | DEARBORN DR | 43085-1542 | Active | XC-1987 | AMES | 3000CIV | DCDA | 6.000 | 3623132 | 1085 PUMP HSE W OF BLDG
1085 | DEARBORN DR | 43085-1542 | LPS - Active |  |  |  | LST |  | 3651322 | 1085 FIRE BOOSTER PUMP PUMP HOUSE
1085 | DEARBORN DR | 43085-1542 | Active | 234266 | WATTS | 007M3QT | DC | 0.750 | 3654902 | 1085 PUMP HSE W OF BLDG
1085 | DEARBORN DR | 43085-1542 | Active | 9406290926 | FEBCO | 880 | RP | 3.000 | 53816 | 1085 CYLINDER MECH/MAINT AREA N WALL AT WATER METER RIGHT DEVICE
1127 | DEARBORN DR | 43085-4920 | Not Required by DOW | 34425 | WATTS | 800M4QT | PVB | 0.500 | 54292 | 1127 IN BREAK ROOM IN CEILING
1127 | DEARBORN DR | 43085-4920 | Not Required by DOW | 007087 | WATTS | 909 | RP | 3.000 | 54289 | 1127 SE END OF BLDG
1127 | DEARBORN DR | 43085-4920 | Not Required by DOW | 007246 | WATTS | LF909 | RP | 3.000 | 54288 | 1127 SE END OF BUILDING BY MILL
1127 | DEARBORN DR | 43085-4920 | Not Required by DOW | 4736764 | WILKINS | 975XL2 | RP | 1.000 | 100184 | 1127 NW AREA AT OVERHEAD DOOR FOR ANTIFREEZE LOOP OFF DOMESTIC
1127 | DEARBORN DR | 43085-4920 | Not Required by DOW | 011456 | WATTS | LF909 | RP | 3.00 | 54293 | 1127 ABOVE DOOR NW CORNER **SEE NOTES
1127 | DEARBORN DR | 43085-4920 | Not Required by DOW | 3LM1195 | AMES | 3000SS | DCDA | 6.000 | 98883 | 1127 SOUTHEAST CORNER STEEL BUILDING
1127 | DEARBORN DR | 43085-4920 | Not Required by DOW | 011455 | WATTS | LF909 | RP | 1.250 | 98881
1127 | DEARBORN DR | 43085-4920 | Not Required by DOW | 379381 | WATTS | 909M1QT | RP | 2.000 | 54298 | 1127 BEHIND BAY 43 8' HIGH
1127 | DEARBORN DR | 43085-4920 | Active | 24621 | WATTS | LF909 | RP | 4.000 | 54300 | 1127 NW SIDE OVERHEAD DOOR AT WATER METER BOTTOM DEVICE
1127 | DEARBORN DR | 43085-4920 | Active | 25193 | WATTS | LF909 | RP | 4.000 | 54301 | 1127 NW SIDE BY OVERHEAD DOOR AT WATER METER TOP DEVICE
1127 | DEARBORN DR | 43085-4920 | Not Required by DOW | 4224997 | WILKINS | 975XL | RP | 1.500 | 3616866 | 1127 REVERSE MILL WATER FEED ROLL AREA/SHOP
1127 | DEARBORN DR | 43085-4920 | Not Required by DOW | 230464 | WATTS | LF009M3QT | RP | 0.750 | 3651345 | 1127 CLOSET W/MOP LINK THRU MEN'S LOCKR ROOM
1127 | DEARBORN DR | 43085-4920 | Not Required by DOW | 35571 | WATTS | 007M1QT | DC | 0.750 | 97679 | 1127 SOUTHEAST CORNER STEEL BUILDING (SIDE CAR OF 6" DCDA)
1150 | DEARBORN DR | 43085-4766 | Active | 11225 | WATTS | 007QT | DC | 0.750 | 54061 | IN PIT
1150 | DEARBORN DR | 43085-4766 | Active | 37695 | WATTS | LF919QT | RP | 2.000 | 3636200
1150 | DEARBORN DR | 43085-4766 | Active | 1076210305 | WATTS | 774 | DCDA | 8.000 | 54060 | IN PIT
1205 | DEARBORN DR | 43085-4769 | Not Required by DOW | 2530 | WATTS | 007QT | DC | 0.500 | 103327
1205 | DEARBORN DR | 43085-4769 | Not Required by DOW | 9406290850 | FEBCO | 880 | RP | 3.000 | 54302 | 1205 LOWER LEVEL - MECH/ELECTRICAL ROOM AT BLDG INLET
1205 | DEARBORN DR | 43085-4769 | Not Required by DOW | 2556 | WATTS | 007QT | DC | 0.500 | 103328
1205 | DEARBORN DR | 43085-4769 | Not Required by DOW | 362571 | WATTS | 909QT | RP | 1.000 | 54297 | 1250 BOILER ROOM - BASEMENT OF MED CENTER,
1205 | DEARBORN DR | 43085-4769 | Not Required by DOW | 3856257 | WILKINS | 975 | RP | 1.500 | 3606050 | 1205 MECH/ELECTRICAL ROOM
1205 | DEARBORN DR | 43085-4769 | Active | RG-1347 | AMES | COLT 400 | RP | 6.000 | 3624447 | 1205 IN HOT BOX AT PIT AT E END OF DEARBORN
1205 | DEARBORN DR | 43085-4769 | Not Required by DOW | 72567 | WATTS | 007PCQT | DC | 0.500 | 103686 | SW CORNER IN CEILING
640 | DEARBORN PARK LN | 43085-5701 | Active | 25469 | WATTS | 919QT | RP | 1.500 | 3403000 | FIRE PUMP ROOM
640 | DEARBORN PARK LN | 43085-5701 | Not Required by DOW |  |  |  | LST |  | 3625142 | FIRE PUMP
640 | DEARBORN PARK LN | 43085-5701 | Active | TL3157 | AMES | COLT300GV | DCDA | 6.000 | 3626386 | PIT IN MIDDLE OF FRONT OF BUILDING
640 | DEARBORN PARK LN | 43085-5701 | Active | 58590 | AMES | 200BM2 | DC | 0.750 | 3646438 | PIT IN MIDDLE OF FRONT OF BUILDING
655 | DEARBORN PARK LN | 43085-5702 | Due Install |  |  |  | DCDA | 4.000 | 3631428
655 | DEARBORN PARK LN | 43085-5702 | Active | H966932 | FEBCO | 765 | PVB | 0.750 | 96209 | NORTH SIDE OF BLDG OUTSIDE
655 | DEARBORN PARK LN | 43085-5702 | Due Install |  |  |  | RP | 1.500 | 3631417
760 | DEARBORN PARK LN | 43085-5703 | Active | 07593 | AMES | 2000B | RP | 1.500 | 3403002 | SOUTH WALL AT METER SET IN SAFELITE TENANT SPACE
760 | DEARBORN PARK LN | 43085-5703 | Active | 2598B | WILKINS | 350ASTDA | DCDA | 6.000 | 3624786 | 2 MAN PIT
760 | DEARBORN PARK LN | 43085-5703 | Active | 3997396 | WILKINS | 950XLD | DC | 0.750 | 3645993 | 2 MAN PIT
771 | DEARBORN PARK LN | 43085-5720 | Due Install |  |  |  | RP | 1.500 | 3403003 | MTR IN SPRINKLER ROOM ACCESS CODE # 1526
771 | DEARBORN PARK LN | 43085-5720 | Due Install |  |  |  | DCDA | 6.000 | 3651004 | MTR IN SPRINKLER ROOM ACCESS CODE # 1526
7517 | DEBBIE RUN WAY | 43016 | Active | CB630315 | WILKINS | 720 | PVB | 0.750 | 3646434 | RIGHT FRONT
7524 | DEBBIE RUN WAY | 43016 | Active | T407298 | WILKINS | 720 | PVB | 0.750 | 3651447
7580 | DEBBIE RUN WAY | 43016 | Active | EAD4622 | WILKINS | 720A | PVB | 0.750 | 3653763
6289 | DEBIDARE CT | 43026-7431 | Active | G212869 | WILKINS | 720A | PVB | 0.750 | 95603 | LEFT SIDE OF HOUSE
6290 | DEBIDARE CT | 43026-7431 | Active | T380485 | WILKINS | 720A | PVB | 0.750 | 3597849 | LEFT FRONT
6304 | DEBIDARE CT | 43026-7431 | Active | G213702 | WILKINS | 720A | PVB | 0.750 | 95602 | LEFT FRONT
6328 | DEBIDARE CT | 43026-7431 | Active | A047754 | WILKINS | 720A | PVB | 1.000 | 90970 | East side of house
6350 | DEBIDARE CT | 43026-7431 | Active | H749949 | FEBCO | 765 | PVB | 0.750 | 90705 | LEFT CENTER
1300 | DECKEBACH RD | 43223- | Not Required by DOW | 1Z958 | CONBRACO | 40207A2 | RP | 1.500 | 54588 | AFTER METER IN CONCESSION STAND
1300 | DECKEBACH RD | 43223- | Not Required by DOW | 8591 | FEBCO | 825Y | RP | 2.000 | 54589 | ACROSS FROM CONCESSION BY ROAD
1300 | DECKEBACH RD | 43223- | Not Required by DOW | JD1565 | WATTS | 957RPDA-GV | RPDA | 3.000 | 97140 | outside 1300
1300 | DECKEBACH RD | 43223- | Not Required by DOW | 149117 | WATTS | 009M2QT | RP | 2.000 | 101774 | ACROSS CONCESSION STAND BY ROAD
1300 | DECKEBACH RD | 43223- | Active | UB-0743 | WATTS | 957 | RP | 6.000 | 3646563 | IN HOT BOX IN FRONT OF GYM PARKING LOT
1300 | DECKEBACH RD | 43223- | Not Required by DOW | OD-1546 | WATTS | 957 | RP | 3.000 | 3606302 | MECH ROOM NE CORNER OF BUILDING
1300 | DECKEBACH RD | 43223- | Not Required by DOW | J031754 | FEBCO | 825Y | RP | 2.000 | 101832 | WEST OF 1300 DECKENBACK BY BALL FIELD FENCE
1399 | DECKEBACH RD | 43223- | Active | A08591 | FEBCO | 825Y | RP | 2.000 | 3403032 | LOU BERLINER SPORTS PARK - HOTBOX IN PARKING LOT OF DIAMOND 10
1399 | DECKEBACH RD | 43223- | Active | 40803 | WATTS | LF919QT | RP | 2.000 | 3654070 | LOU BERLINER SPORTS PARK - HOTBOX IN PARKING LOT OF DIAMOND 10
1224 | DECKENBACH RD | 43223- | Active | 22177 | WATTS | 919QT | RP | 1.500 | 99417 | METER ROOM, NORTH END OF BUILDING
5716 | DECKER DR | 43054-7004 | Active | H152893 | FEBCO | 765 | PVB | 0.750 | 95054 | RIGHT SIDE OF HOUSE
5729 | DECKER DR | 43054-7015 | Active | 902563 | WILKINS | 720A | PVB | 0.750 | 91759 | LEFT SIDE OF HOUSE
5769 | DEE DR | 43026-7334 | Active | F098356 | WILKINS | 720A | PVB | 1.000 | 101223 | LEFT SIDE
5781 | DEE DR | 43026-7334 | Active | 792870 | WILKINS | 720A | PVB | 0.750 | 67944 | SIDE OF HSE
4763 | DEEPWOOD CT | 43026-7952 | Active | A04957 | FEBCO | 765 | PVB | 0.750 | 64977 | RIGHT SIDE
4771 | DEEPWOOD CT | 43026-7952 | Active | G242355 | WILKINS | 720A | PVB | 0.750 | 101237 | LEFT FRONT
7800 | DEER CREEK DR | 43085- | Active | 3862174 | WILKINS | 975XL | RP | 1.000 | 3403239 | MECH ROOM IN MAINTENANCE SHOP
5000 | DEER RUN DR | 43017-7621 | Active | 150099 | FEBCO | 825Y | RP | 1.000 | 65668 | IN MECHANICAL ROOM AT WATER
5400 | DEER RUN RD | 43017 | Active | RH-1091 | WATTS | 957 | RP | 6.000 | 3624819 | IN HOT BOX AT PIT
5580 | DEERGRASS CT | 43123 | Active | T084000 | WILKINS | 720A | PVB | 0.750 | 101867 | RIGHT SIDE REAR
5585 | DEERGRASS CT | 43123 | Active | T411350 | WILKINS | 720A | PVB | 0.750 | 3602326 | RIGHT FRONT
5144 | DEERSKIN DR | 43081-4461 | Active | H491828 | FEBCO | 765 | PVB | 0.750 | 95245 | RIGHT SIDE
6097 | DEESIDE DR | 43017-9456 | Active | 52914 | APOLLO/CONBRACO | 40205A2 | RP | 1.000 | 68980 | BASEMENT
6111 | DEESIDE DR | 43017-9456 | Active | 86395 | WATTS | 800QT | PVB | 1.000 | 69035 | RIGHT SIDE, FRONT OF HOUSE
6125 | DEESIDE DR | 43017-9456 | Active | 996986 | WILKINS | 720A | PVB | 0.750 | 69085 | FRONT OF HOUSE LEFT FRONT DOOR
6126 | DEESIDE DR | 43017-9458 | Active | 595332 | WATTS | 800QT | PVB | 1.000 | 90126 | RIGHT SIDE
6139 | DEESIDE DR | 43017-9456 | Active | CB075012 | WILKINS | 720A | PVB | 1.000 | 3611300 | LT SIDE
6153 | DEESIDE DR | 43017-9456 | Active | AF2018 | FEBCO | 765 | PVB | 1.000 | 69163 | FRONT RIGHT SIDE
6156 | DEESIDE DR | 43017-9458 | Active | CB992569 | WILKINS | 720A | PVB | 1.000 | 69175 | LEFT SIDE OF GARAGE DOOR
6181 | DEESIDE DR | 43017-9456 | Active | 15278 | FEBCO | 765 | PVB | 1.000 | 69273 | LEFT SIDE OF HOUSE
6190 | DEESIDE DR | 43017-8720 | Active | DO7210 | FEBCO | 765 | PVB | 1.000 | 90127 | LEFT SIDE OF HOUSE
6200 | DEESIDE DR | 43017-9459 | Active | T470857 | WILKINS | 720A | PVB | 1.000 | 69358 | FRONT LEFT BY GARAGE
6248 | DEESIDE DR | 43017-9459 | Active | F10880 | FEBCO | 765 | PVB | 1.000 | 69470 | WEST SIDE OF HOUSE
6262 | DEESIDE DR | 43017-9459 | Active | T363389 | WILKINS | 720A | PVB | 1.000 | 69502 | LEFT FRONT
6265 | DEESIDE DR | 43017-9456 | Active | 583678 | WATTS | 800M4 | PVB | 1.000 | 87448 | RIGHT SIDE OF HOUSE
6274 | DEESIDE DR | 43017-9459 | Active | AM9397 | FEBCO | 765 | PVB | 1.000 | 90129 | RIGHT SIDE
6307 | DEESIDE DR | 43017-9456 | Active | 24442 | FEBCO | 765 | PVB | 1.000 | 69636 | FRONT RIGHT OF DOOR
6455 | DEESIDE DR | 43017-9456 | Active | 587206 | WILKINS | 720A | PVB | 0.750 | 69959 | FRT LT OF DOOR
6472 | DEESIDE DR | 43017-9461 | Active | CB439475 | WILKINS | 720 | PVB | 0.750 | 3403460 | LEFT SIDE OF HOUSE
6475 | DEESIDE DR | 43017 | Active | HF97761 | FEBCO | 765 | PVB | 1.000 | 70012 | LEFT FRONT
6500 | DEESIDE DR | 43017-7613 | Active | 954892 | WILKINS | 720A | PVB | 1.000 | 70107 | RIGHT SIDE
6509 | DEESIDE DR | 43017-9457 | Active | H593082 | FEBCO | 765 | PVB | 0.750 | 70143 | OUTSIDE RIGHT SIDE
6530 | DEESIDE DR | 43017-7613 | Active | 124695 | WILKINS | 420 | PVB | 1.000 | 70195 | NE CORNER
6544 | DEESIDE DR | 43017-7613 | Active | G043921 | WILKINS | 720A | PVB | 0.750 | 91379 | LEFT SIDE
6558 | DEESIDE DR | 43017-7613 | Active | FL547 | FEBCO | 765 | PVB | 1.000 | 90131 | LEFT SIDE REAR
6563 | DEESIDE DR | 43017-9457 | Active | 1197902 | WILKINS | 720A | PVB | 1.000 | 70254 | BEHIND HOUSE EAST SIDE OF DECK BY AC
6572 | DEESIDE DR | 43017-7613 | Active | 583713 | WATTS | 800M4QT | PVB | 1.000 | 70271 | LEFT HAND SIDE MIDDLE
6581 | DEESIDE DR | 43017-9457 | Active | 86211 | FEBCO | 765 | PVB | 1.000 | 70277 | SOUTH SIDE RIGHTSIDE
6586 | DEESIDE DR | 43017-7613 | Active | H086249 | FEBCO | 765 | PVB | 1.000 | 70280 | RIGHT SIDE OF HOME
2415 | DEEWOOD DR | 43229-2266 | Active | 148607 | WATTS | 009M3QT | RP | 0.750 | 58238 | FURNACE ROOM AFTER METER
103 | DELAND AVE | 43214-3023 | Active | G242333 | WILKINS | 720A | PVB | 0.750 | 99573 | RIGHT SIDE FRONT
303 | DELAND AVE | 43214-3027 | Active | 30408 | WATTS | 009QT | RP | 1.000 | 59826 | BASEMENT UTILITY ROOM, NORTH WALL
6063 | DELCASTLE DR | 43081- | Active | 3404962 | WILKINS | 975XL | RP | 1.000 | 90944 | YARD EAST OF CLUB HOUSE
6065 | DELCASTLE DR | 43081- | Active | W305078 | WILKINS | 975XL | RP | 1.000 | 88312 | USE 6/3/15 CAG. E SIDE OF CLUBHOUSE
1340 | DELCASTLE LOOP | 43123-8100 | Active | H311935 | FEBCO | 765 | PVB | 0.750 | 87609 | LEFT SIDE OF HOUSE
1384 | DELCASTLE LOOP | 43123-8100 | Active | F136484 | WILKINS | 720A | PVB | 0.750 | 100473 | RIGHT SIDE
1392 | DELCASTLE LOOP | 43123-8100 | Active | CB548549 | WILKINS | 720A | PVB | 0.750 | 3600405 | OUTSIDE
1501 | DELCASTLE LOOP | 43123-8098 | Active | F082507 | WILKINS | 720A | PVB | 0.750 | 97485 | OUTSIDE FRONT LEFT SIDE OF HOUSE
1581 | DELCASTLE LOOP | 43123-8098 | Active | T292963 | WILKINS | 720A | PVB | 0.750 | 91268 | RIGHT SIDE OF HOUSE
1589 | DELCASTLE LOOP | 43123-8098 | Active | T363442 | WILKINS | 720A | PVB | 0.750 | 91079 | RIGHT SIDE OF HOUSE
279 | DELEGATE DR | 43235-1470 | Active | CB828105 | WILKINS | 720A | PVB | 0.750 | 89332 | FRONT OF HOUSE
291 | DELEGATE DR | 43235-1470 | Active | W001715 | WILKINS | 975XL | RP | 1.000 | 59571 | LEFT FRONT
304 | DELEGATE DR | 43235-1467 | Active | CB179920 | WILKINS | 720A | PVB | 1.000 | 90132 | BACK OF HOUSE
319 | DELEGATE DR | 43235-1470 | Active | 34473 | WATTS | 800M4QT | PVB | 1.000 | 60167 | RF of house
330 | DELEGATE DR | 43235-8408 | Active | EAA0597 | WILKINS | 720A | PVB | 0.750 | 90133 | LEFT SIDE
342 | DELEGATE DR | 43235-8408 | Active | H491782 | FEBCO | 765 | PVB | 0.750 | 95184 | FRONT OF HOUSE
354 | DELEGATE DR | 43235-8408 | Active | A13548 | WILKINS | 720A | PVB | 0.750 | 3403843 | FRONT LEFT
359 | DELEGATE DR | 43235-1470 | Active | 6107 | FEBCO | 765 | PVB | 1.000 | 61175 | SOUTHEAST CORNER (REAR OF HOUSE)
366 | DELEGATE DR | 43235-8408 | Active | CAA47266 | WILKINS | 720A | PVB | 0.750 | 99548 | FRONT RIGHT OF DOOR ALMOST UNDER WINDOW
371 | DELEGATE DR | 43235-1470 | Active | A174584 | WILKINS | 720A | PVB | 1.000 | 90959 | RIGHT SIDE
396 | DELEGATE DR | 43235-8408 | Active | 999183 | WATTS | 800M4QT | PVB | 1.000 | 62359 | FRONT RIGHT OF DOOR
399 | DELEGATE DR | 43235-1470 | Active | cb958108 | WILKINS | 720A | PVB | 1.000 | 62466 | FRONT RIGHT
410 | DELEGATE DR | 43235-1468 | Active | 3237 | FEBCO | 765 | PVB | 0.750 | 62891 | FRONT RIGHT
413 | DELEGATE DR | 43235-1471 | Active | T363386 | WILKINS | 720A | PVB | 0.750 | 62989 | RIGHT SIDE OF HOUSE
424 | DELEGATE DR | 43235-1468 | Active | G086189 | WILKINS | 720A | PVB | 0.750 | 92227 | FRONT OF HOUSE
427 | DELEGATE DR | 43235-1471 | Active | H341757 | FEBCO | 765 | PVB | 0.750 | 63466 | LEFT SIDE OF HOUSE
438 | DELEGATE DR | 43235-1468 | Active | 113134 | WATTS | 800M4QT | PVB | 1.000 | 63842 | FRONT
452 | DELEGATE DR | 43235-1468 | Active | T471260 | WILKINS | 720A | PVB | 1.000 | 90134 | FRONT OF HOUSE
466 | DELEGATE DR | 43235-1468 | Active | CB383127 | WILKINS | 720A | PVB | 0.750 | 90136 | FRONT OF HOUS EIN BUSHES LEFT OF STEPS
469 | DELEGATE DR | 43235-1471 | Active | W096728 | WILKINS | 975XL | RP | 0.750 | 95820 | IN BASEMENT MECH ROOM ABOVE BOOSTER PUMP
480 | DELEGATE DR | 43235-1468 | Active | 438590 | WATTS | 800QT | PVB | 1.000 | 65082 | LEFT FRONT OF HOUSE
483 | DELEGATE DR | 43235-1471 | Active | T278439 | WILKINS | 720A | PVB | 1.000 | 65168 | WEST SIDE OF HOUSE
733 | DELMEAD DR | 43119-8670 | Active | T154991 | WILKINS | 720 | PVB | 0.750 | 71808 | RIGHT SIDE OF HOUSE
757 | DELMEAD DR | 43119-8670 | Active | CB993283 | WILKINS | 720A | PVB | 0.750 | 3403972 | LEFT SIDE
769 | DELMEAD DR | 43119-8689 | Active | H070235 | FEBCO | 765 | PVB | 1.000 | 72519 | LT SIDE
817 | DELMEAD DR | 43119-8671 | Active | 587195 | WILKINS | 720A | PVB | 0.750 | 73455 | LEFT SIDE
3050 | DELTA MARINE DR | 43068-3986 | Active | 17946 | WATTS | LF009M3QT | RP | 0.750 | 59883 | IN MECH ROOM ON WEST SIDE OF BUILDING
3051 | DELTA MARINE DR | 43068-3900 | Active | 366704 | WATTS | LF009M3QT | RP | 0.750 | 59884 | MID MECH/HWT ROOM AT WATER METER
3100 | DELTA MARINE DR | 43068-3992 | Active | 269697 | WATTS | 007SSM1PCQT | DC | 0.750 | 59968 | MANHOLE WEST SIDE OF BLDG
3100 | DELTA MARINE DR | 43068-3992 | Active | 108933 | WATTS | 709 | DCDA | 6.000 | 59969 | MANHOLE WEST SIDE OF BLDG
3100 | DELTA MARINE DR | 43068-3992 | Active | 443668REM | WATTS | 909HWM1QT | RP | 1.500 | 59970 | BY S.W. ENTRANCE
3100 | DELTA MARINE DR | 43068-3992 | Not Required by DOW | T082357 | WILKINS | 720A | PVB | 0.750 | 88574 | RIGHT FRONT OF BUILDING
1640 | DEMARET LN | 43228-7007 | Active | 85679 | FEBCO | 765 | PVB | 1.000 | 90137 | RIGHT SIDE OF HOUSE
1648 | DEMARET LN | 43228-7007 | Active | CH2202 | FEBCO | 765 | PVB | 0.750 | 55697 | RIGHT SIDE OF HOUSE
1656 | DEMARET LN | 43228-7007 | Active | 595519 | WATTS | 800QT | PVB | 1.000 | 55746 | NORTHSIDE OF HOUSE (FRONT)
1664 | DEMARET LN | 43228-7007 | Active | DJ6969 | FEBCO | 765 | PVB | 0.750 | 55793 | FRONT RIGHT CORNER
1672 | DEMARET LN | 43228-7007 | Active | T081007 | WILKINS | 720A | PVB | 0.750 | 90138 | OUTSIDE NORTH SIDE OF HOME
487 | DEMOREST AVE | 43204-1101 | Active | 468465 | APOLLO/CONBRACO | PVB4A | PVB | 0.750 | 102497 | LEFT FRONT OF HOUSE
4228 | DEMOREST COVE CT | 43123 | Active | 226955 | WATTS | 007M3OT | DC | 0.750 | 3647177 | IN COMMUNITY BUILDING AT MAIN FIRE RISER BYPASS
4228 | DEMOREST COVE CT | 43123 | Active | UK-0359 | WATTS | 957 | RP | 6.000 | 3647175 | IN COMMUNITY BUILDING AT DOMESTIC METER
4228 | DEMOREST COVE CT | 43123 | Active | UK-0303 | WATTS | 757 | DCDA | 8.000 | 3647176 | IN COMMUNITY BUILDING AT MAIN FIRE RISER
4911 | DEMOREST DR | 43123- | Active | T554226 | WILKINS | 720A | PVB | 0.750 | 65405 | BY METER PIT
5131 | DEMOREST DR | 43123-8292 | Active | F084731 | WILKINS | 720A | PVB | 0.750 | 97466 | RIGHT SIDE OF HOUSE
5425 | DEMOREST DR | 43123-8251 | Active | F034547 | WILKINS | 720A | PVB | 0.750 | 89185 | RIGHT SIDE OF HOUSE
5435 | DEMOREST DR | 43123-8251 | Active | F136483 | WILKINS | 720A | PVB | 0.750 | 89159 | LEFT SIDE
5450 | DEMOREST DR | 43123-8251 | Active | G216393 | WILKINS | 720A | PVB | 0.750 | 95688 | LEFT SIDE OF HOUSE
5475 | DEMOREST DR | 43123-8251 | Active | F031305 | WILKINS | 720A | PVB | 0.750 | 89166 | RIGHT SIDE
4289 | DEMOREST HILNDS LN | 43123-1017 | Active | 101485 | WATTS | 009QT | RP | 0.750 | 63541 | IN BASEMENT AT WATER METER
640 | DEMOREST RD | 43204-1112 | Due Install |  |  |  | RP | 3.000 | 3404322
640 | DEMOREST RD | 43204-1112 | Due Install |  |  |  | DC | 3.000 | 3640999
1000 | DEMOREST RD | 43204-1042 | Active | 4490537 | WILKINS | 975XL | RP | 0.750 | 3404373
1001 | DEMOREST RD | 43204-1043 | Not Required by DOW | 23091 | WATTS | 007M1-OT | DC | 0.750 | 3639300 | FIRE PUMP ROOM
1001 | DEMOREST RD | 43204-1043 | Not Required by DOW | 184217 | AMES | 3000S | DCDA | 6.000 | 3639299 | FIRE PUMP ROOM
1001 | DEMOREST RD | 43204-1043 | Not Required by DOW | T001850 | WILKINS | 720A | PVB | 1.500 | 88676 | STADIUM CONCESSION STAND
1001 | DEMOREST RD | 43204-1043 | Not Required by DOW | 022182 | WATTS | LF009M2 | RP | 1.500 | 3635497 | MECH ROOM 1240 ABOVE CHILLER
1001 | DEMOREST RD | 43204-1043 | Not Required by DOW | 021013 | WATTS | LF009M2 | RP | 1.500 | 3635496 | ROOM 1240 ABOVE CHILLER
1001 | DEMOREST RD | 43204-1043 | Not Required by DOW | 405113 | WILKINS | 720A | PVB | 1.500 | 3635493 | SOCCER BUILDING
1001 | DEMOREST RD | 43204-1043 | Active | 1275731213 | AMES | 4000RP | RP | 8.000 | 3613497 | HOT BOX AT METER VAULT
1001 | DEMOREST RD | 43204-1043 | Not Required by DOW | 4493643 | WILKINS | 975XL | RP | 2.000 | 3633063 | Stadium Locker Room
1001 | DEMOREST RD | 43204-1043 | Not Required by DOW | A18834 | WATTS | 007M1QT | DC | 2.000 | 53584 | IN STADIUM BOILER ROOM APPROX 18" IN CORNER BEHIND BOILER
1001 | DEMOREST RD | 43204-1043 | Not Required by DOW | 1903C | WILKINS | 375AST | RP | 2.500 | 53585 | RESTROOM BUILDING MECH ROOM @ fOOTBALL FIELD
1001 | DEMOREST RD | 43204-1043 | Not Required by DOW | 574418 | WATTS | 909QT | RP | 1.000 | 53587 | BOILER ROOM OF REC CENTER
1001 | DEMOREST RD | 43204-1043 | Not Required by DOW | 021020 | WATTS | LF009M2 | RP | 1.500 | 3635492 | ROOM 1240
1005 | DEMOREST RD | 43204- | Active | 1275341213 | AMES | 4000SS | RP | 6.000 | 3404374 | HOT BOX AT METER VAULT
1159 | DEMOREST RD | 43204-1043 | Active | 60487 | WATTS | 919AQT | RP | 0.750 | 3613354 | BASEMENT AT METER
1200 | DEMOREST RD | 43204 | Active | 44846 | WATTS | 919AQT | RP | 0.750 | 102729 | AT WATER METER
1246 | DEMOREST RD | 43204-7003 | Active | 756688 | WILKINS | 975XL | RP | 1.000 | 103924 | 1258 DEMOREST RD, N HALLWAY BY METER
1246 | DEMOREST RD | 43204-7003 | Active | 881421 | WILKINS | 975XL | RP | 1.000 | 3607802 | DOOR AT END OF HALLWAY 1238-1240
1275 | DEMOREST RD | 43204-1041 | Active | 677851 | RAINBIRD | 100R | PVB | 1.000 | 54496 | RIGHT FRONT SIDE OF BUILDING
1280 | DEMOREST RD | 43204-7003 | Not Required by DOW | 75590 | WATTS | 009M2QT | RP | 1.500 | 54520 | REAR OF BUILDING BY BACK DOOR
1280 | DEMOREST RD | 43204-7003 | Active | 76936 | WATTS | 009M2QT | RP | 1.500 | 54521 | REAR OF BUILDING
1280 | DEMOREST RD | 43204-7003 | Active | 23010 | AMES | 2000B | DC | 0.750 | 54519 | REAR MECH ROOM
1280 | DEMOREST RD | 43204-7003 | Active | 192581201 | AMES | 3000SS | DCDA | 4.000 | 54518 | REAR MECH ROOM
1421 | DEMOREST RD | 43228-3758 | Active | 81501 | WATTS | 919QT | RP | 0.750 | 3404379 | BATHROOM IN BACK OF THE BUILDING, DAYCARE
1425 | DEMOREST RD | 43228-3758 | Active | 81609 | WATTS | 919QT | RP | 0.750 | 3404380 | IN STORAGE AREA OUTSIDE OF RESTROOMS, MARKET
1444 | DEMOREST RD | 43228-3744 | Active | 577228 | WILKINS | 975 | RP | 1.000 | 55038 | MECHANICAL ROOM
1526 | DEMOREST RD | 43228-3745 | Active | 094672 | WILKINS | 975 | RP | 0.750 | 55309 | BSMT CLOSET BEHIND METER
1571 | DEMOREST RD | 43228-3420 | Active | 95277 | WATTS | 009M2QT | RP | 2.000 | 55427 | SOUTH WALL WATER METER ROOM
1861 | DEMOREST RD | 43228- | Due Install |  |  |  | DCDA | 6.000 | 3651059
1861 | DEMOREST RD | 43228- | Due Install |  |  |  | RP | 4.000 | 3404425
2469 | DEMOREST RD | 43123- | Active | 1093750403 | AMES | 4000SS | RP | 6.000 | 58385 | WEST SIDE OF DEMOREST RD ABOVE GROUND IN HOT BOX BY METER PIT
2848 | DEMOREST RD | 43123-9675 | Due Install |  |  |  | RP |  | 3404429
3108 | DEMOREST RD | 43123- | Active | 40073 | WATTS | 919AQT | RP | 0.750 | 59985 | ENTRY WAY FEATURE
3150 | DEMOREST RD | 43123 | Active | 75686 | WATTS | 919QT | RP | 1.000 | 3652362
3160 | DEMOREST RD | 43123 | Active | UL-1713 | AMES | 500-GV | RPDA | 8.000 | 3649903 | HOTBOX N SIDE OF ENTRANCE OFF DEMOREST
3160 | DEMOREST RD | 43123 | Active | VC-1036 | AMES | 400 | RP | 3.000 | 3649902 | HOTBOX N SIDE OF ENTRANCE OFF DEMOREST
3160 | DEMOREST RD | 43123 | Active | 88389 | WATTS | LF919QT | RP | 0.750 | 3649904 | HOTBOX 3/4" SIDE CAR N SIDE OF ENTRANCE OFF DEMOREST
4110 | DEMOREST RD | 43123-9549 | Active | HC86573 | FEBCO | 765 | PVB | 1.000 | 62940 | RIGHT SIDE OF BUILDING
4581 | DEMOREST RD | 43123 | Active | CB598362 | WILKINS | 720A | PVB | 0.750 | 3627933 | RIGHT SIDE
1414 | DENBIGH | 43220 | Active | 030151 | WATTS | 800M4QT | PVB | 1.000 | 3616936
4957 | DENBIGH CT | 43220-2493 | Active | G208539 | WILKINS | 720A | PVB | 0.750 | 3599450 | Right Front
4961 | DENBIGH CT | 43220-2493 | Active | G208756 | WILKINS | 720A | PVB | 0.750 | 92864 | RIGHTSIDE
4965 | DENBIGH CT | 43220-2493 | Active | G132136 | WILKINS | 720A | PVB | 0.750 | 92476 | LEFT SIDE OF HOUSE
4969 | DENBIGH CT | 43220-2493 | Active | F059269 | WILKINS | 720A | PVB | 1.000 | 3599986 | RIGHT SIDE OF HOUSE
4970 | DENBIGH CT | 43220-2494 | Active | 2278147 | WILKINS | 975 | RP | 0.750 | 91851 | USE 6/3/15 CAG. DENBIGH CT AT FORD BOX
4973 | DENBIGH CT | 43220-2493 | Active | G169971 | WILKINS | 720A | PVB | 0.750 | 96040 | EAST SIDE
4974 | DENBIGH CT | 43220 | Active | 004800 | WATTS | 800M4QT | PVB | 1.000 | 3606312 | RIGHT SIDE
4977 | DENBIGH CT | 43220-2493 | Active | T052231 | WILKINS | 720A | PVB | 0.750 | 95612 | RIGHT SIDE OF HOUSE NEAR FRONT
4978 | DENBIGH CT | 43220 | Active | T239830 | WILKINS | 720A | PVB | 0.750 | 3622561 | RIGHT SIDE OF HOUSE
4981 | DENBIGH CT | 43220 | Active | 330297 | WATTS | 800M4FR | PVB | 0.750 | 101329 | Right side
4982 | DENBIGH CT | 43220-2494 | Active | T271020 | WILKINS | 720A | PVB | 0.750 | 97741 | right side of house/south
4985 | DENBIGH CT | 43220-2493 | Active | G208460 | WILKINS | 720A | PVB | 0.750 | 96049 | LEFT SIDE
4986 | DENBIGH CT | 43220 | Active | 044073 | WATTS | LF800M4 | PVB | 1.000 | 3628164 | RIGHT SIDE OF HOUSE
4989 | DENBIGH CT | 43220-2493 | Active | CAA38021 | WILKINS | 720A | PVB | 0.750 | 101345 | RIGHT SIDE OF HOUSE
4989 | DENBIGH CT | 43220-2493 | Active | 38919 | WATTS | 919AQT | RP | 0.750 | 102866 | BASEMENT
4990 | DENBIGH CT | 43220 | Active | CB323955 | WILKINS | 720A | PVB | 0.750 | 3621466 | RIGHT SIDE OF HOUSE LEFT OF GARAGE DOOR
4993 | DENBIGH CT | 43220-2493 | Active | 655371 | WATTS | 800M4QT | PVB | 0.750 | 97348 | south side
1352 | DENBIGH DR | 43220 | Active | T239842 | WILKINS | 720A | PVB | 0.750 | 3621356 | RIGHT SIDE OF THE HOUSE
1360 | DENBIGH DR | 43220 | Active | T250775 | WILKINS | 720A | PVB | 0.750 | 3621357 | RIGHT SIDE OF THE HOUSE
1368 | DENBIGH DR | 43220 | Active | CB323907 | WILKINS | 720A | PVB | 0.750 | 3618467 | RIGHT SIDE OF HOUSE
1376 | DENBIGH DR | 43220 | Active | T250543 | WILKINS | 720A | PVB | 0.750 | 3616937 | RIGHT SIDE OF HOUSE
1384 | DENBIGH DR | 43220 | Active | 027099 | WATTS | LF800M4FR | PVB | 1.000 | 3616935 | Left Front Corner
1385 | DENBIGH DR | 43220 | Active | 702508 | WATTS | 800M4FR | PVB | 1.000 | 101892 | LEFT FRONT
1392 | DENBIGH DR | 43220 | Active | 044058 | WATTS | LF800M4 | PVB | 1.000 | 3624435 | RIGHT SIDE OF HOUSE
1393 | DENBIGH DR | 43220-2630 | Active | F006156 | WILKINS | 720A | PVB | 0.750 | 93110 | RIGHT SIDE
1400 | DENBIGH DR | 43220 | Active | 044017 | WATTS | LF800M4 | PVB | 0.750 | 3626589 | RIGHT SIDE OF HOUSE
1401 | DENBIGH DR | 43220 | Active | 775760 | WATTS | 800M4FR | PVB | 1.000 | 101650 | FRONT LEFT OF HOUSE
1406 | DENBIGH DR | 43220 | Active | 022447 | WATTS | LF800M4FR | PVB | 1.250 | 3613738 | LEFT SIDE
1413 | DENBIGH DR | 43220 | Active | 027064 | WATTS | 800M4QT | PVB | 1.000 | 3615286 | LEFT SIDE
1419 | DENBIGH DR | 43220 | Active | CB323915 | WILKINS | 720A | PVB | 0.750 | 3622560 | LEFT SIDE OF HOUSE
1422 | DENBIGH DR | 43220-2631 | Active | G043945 | WILKINS | 720A | PVB | 0.750 | 91583 | WEST SIDE
1425 | DENBIGH DR | 43220 | Active | CB323913 | WILKINS | 720A | PVB | 0.750 | 3618424 | RIGHT SIDE OF THE HOUSE
1430 | DENBIGH DR | 43220-2631 | Active | G215084 | WILKINS | 720A | PVB | 0.750 | 95456 | LEFT SIDE FRONT
1433 | DENBIGH DR | 43220 | Active | T188183 | WILKINS | 720A | PVB | 0.750 | 3607667 | LEFT SIDE OF HOUSE
1438 | DENBIGH DR | 43220 | Active | T188656 | Wilkins | 720A | PVB | 0.750 | 3608023 | Left side of the house
1441 | DENBIGH DR | 43220 | Active | T240223 | WILKINS | 720A | PVB | 0.750 | 3607664 | LEFT SIDE OF HOUSE
1446 | DENBIGH DR | 43220 | Active | 022422 | WATTS | 800 M4 | PVB | 1.000 | 3613541 | RIGHT SIDE OF HOUSE
1454 | DENBIGH DR | 43220 | Active | 044077 | WATTS | LF800M4 | PVB | 1.000 | 3624913
1462 | DENBIGH DR | 43220-2633 | Active | F017824 | WILKINS | 720A | PVB | 0.750 | 95678 | SW CORNER
1470 | DENBIGH DR | 43220-2633 | Active | G171640 | WILKINS | 720A | PVB | 0.750 | 96118 | EAST SIDE
1478 | DENBIGH DR | 43220 | Active | 011039 | WATTS | LF800M4QT | PVB | 1.000 | 3624529 | RIGHT SIDE OF HOUSE
660 | DENNISON AVE | 43215- | Not Required by DOW | [5 empty] | 3404824
661 | DENNISON AVE | 43215-1605 | Active | T191729 | WILKINS | 720A | PVB | 0.750 | 3609512 | SW CORNER OUTSIDE
755 | DENNISON AVE | 43215-1659 | Active | ABB5078 | WILKINS | 975XL2 | RP | 1.000 | 3648478 | BASEMENT @ METER
755 | DENNISON AVE | 43215-1659 | Not Required by DOW | 4247622 | WILKINS | 975XL | RP | 0.750 | 3600545 | BASEMENT
779 | DENNISON AVE | 43215 | Not Required by DOW | 4175201 | WILKINS | 975XL2 | RP | 1.000 | 3653094 | SPRINKLER RISER ROOM
779 | DENNISON AVE | 43215 | Active | 1757300515 | AMES | 2000ss | DC | 4.000 | 3638430
779 | DENNISON AVE | 43215 | Active | 4708c | WILKINS | 375AST | RP | 4.000 | 3613203
895 | DENNISON AVE | 43215-1321 | Active | H077561 | FEBCO | 765 | PVB | 1.000 | 91915 | RIGHT SIDE OF HOUSE
910 | DENNISON AVE | 43201-3442 | Active | 329743 | WATTS | 009QT | RP | 0.500 | 96961 | IN MECH ROOM WITH PUMP
961 | DENNISON AVE | 43201-3416 | Active | T295459 | WILKINS | 720 | PVB | 0.750 | 3404875
969 | DENNISON AVE | 43201-3416 | Active | 06216 | WATTS | 909QT | RP | 0.750 | 74842 | OUTSIDE
1007 | DENNISON AVE | 43215 | Active | PH2608 | WATTS | 957 | RP | 3.000 | 3619696 | METER ROOM NORTHEAST OUTSIDE DOOR
1007 | DENNISON AVE | 43215 | Active | QC0598 | AMES | COLT 200 | DC | 3.000 | 3619912 | METER ROOM NORTHEAST OUTSIDE DOOR
1020 | DENNISON AVE | 43201-3497 | Active | 2256981 | WILKINS | 975XLBMS | RP | 2.000 | 88569 | BASEMENT
1020 | DENNISON AVE | 43201-3497 | Not Required by DOW | W255391 | WATTS | 009QT | RP | 0.750 | 53636 | BACKROOM UNIT 100 ABOVE WATER HEATER WEST WALL
1020 | DENNISON AVE | 43201-3497 | Active | 2279287 | WILKINS | 950XLT | DC | 2.000 | 88570 | BASEMENT
1025 | DENNISON AVE | 43215 | Active | 189653 | AMES | 3000CIV | DCDA | 6.000 | 3619910 | SOUTH CENTER OF GARAGE WATER METER ROOM
1025 | DENNISON AVE | 43215 | Active | QF0414 | WILKINS | 975 | RP | 3.000 | 3619697 | SOUTH CENTER OF GARAGE WATER METER ROOM
1025 | DENNISON AVE | 43215 | Active | 84816 | WATTS | 007M1PCQT | DC | 0.750 | 3619911 | SOUTH CENTER OF GARAGE WATER METER ROOM
1048 | DENNISON AVE | 43201 | Active | 21204 | WATTS | 909 | RP | 1.500 | 3621177 | 104 W STARR, UTILITY ROOM
1048 | DENNISON AVE | 43201 | Not Required by DOW | 60269 | WATTS | 919AQT | RP | 1.000 | 3652807 | UTILITY ROOM OFF OF DENNISON
1087 | DENNISON AVE | 43201-3201 | Not Required by DOW | 599406 | WATTS | 909QT | RP | 1.000 | 92235 | 4TH FLOOR A SOUTH PENTHOUSE ground level
1087 | DENNISON AVE | 43201-3201 | Not Required by DOW | T209632 | WILKINS | 720A | PVB | 1.000 | 97145 | LEFT OF FRONT DOOR BY CONDENSING UNITS
1087 | DENNISON AVE | 43201-3201 | Not Required by DOW | 1520 | WATTS | 009M2PCQT | RP | 1.500 | 89371 | NEW BOILER ROOM - RM #2B80
1087 | DENNISON AVE | 43201-3201 | Not Required by DOW | 007768 | WATTS | 800M4QT | PVB | 1.000 | 97147 | BY THE FRONT DOOR UNDER THE STAIRS
1087 | DENNISON AVE | 43201-3201 | Not Required by DOW | W255047 | WILKINS | 975XL | RP | 1.000 | 87578 | 2ND FLOOR WEST Dialysis Closet
1087 | DENNISON AVE | 43201-3201 | Not Required by DOW | 1937628 | WILKINS | 975XL | RP | 1.000 | 87386 | 2ND FLOOR MECH ROOM S WALL
1087 | DENNISON AVE | 43201-3201 | Not Required by DOW | 43063 | WATTS | 919AQT | RP | 0.750 | 102907 | 4TH FLOOR SOUTH room 422 Bathroom above Ceiling
1087 | DENNISON AVE | 43201-3201 | Not Required by DOW | 45407 | WATTS | 919AQT | RP | 0.750 | 102913 | 4TH FLOOR SOUTH WING ROOM 420 ABOVE CEILING BATHROOM
1087 | DENNISON AVE | 43201-3201 | Active | 45052 | WATTS | 919AQT | RP | 0.750 | 102914 | 4TH FLOOR SOUTH WING ROOM 4B10T above ceiling in Bathroom.
1087 | DENNISON AVE | 43201-3201 | Active | U04814 | WILKINS | 350 | DC | 8.000 | 87385 | NE CORNER OF FIRE PUMP ROOM BASEMENT
1087 | DENNISON AVE | 43201-3201 | Not Required by DOW | 45406 | WATTS | 919AQT | RP | 0.750 | 102915 | 4TH FLOOR SOUTH WING ROOM 406 IN BATHROOM ABOVE CEILING
1087 | DENNISON AVE | 43201-3201 | Not Required by DOW | 165927 | WILKINS | 975XL | RP | 1.000 | 3351186 | MR-12 PENTHOUSE 3 NORTH ACCESS FROM ROOF TOP
1087 | DENNISON AVE | 43201-3201 | Not Required by DOW | 3862195 | WILKINS | 975XL | RP | 1.000 | 3604322 | SW CORNER OF BUILDING HUNTER STREET SIDE
1087 | DENNISON AVE | 43201-3201 | Not Required by DOW | 100497 | WATTS | 009M3QT | RP | 0.750 | 53821 | CHILLER ROOM ABOVE CHILLER PUMPS up 15 ft.
1087 | DENNISON AVE | 43201-3201 | Not Required by DOW | 207076 | WATTS | 909M1QT | RP | 1.250 | 53822 | HEAT NEW NORTH WING 1st floor ACTF mech.room MR-9
1087 | DENNISON AVE | 43201-3201 | Not Required by DOW | 215294 | WATTS | 909QT | RP | 0.750 | 53823 | SW WING PENTHOUSE MR-13 N.E.Corner 8 ft. ladder
1087 | DENNISON AVE | 43201-3201 | Not Required by DOW | 294461 | WATTS | 909M1QT | RP | 1.250 | 53824 | CHILLER ROOM 8 FT ABOVE FLOOR
1087 | DENNISON AVE | 43201-3201 | Not Required by DOW | 25810 | WATTS | 919QT | RP | 1.500 | 53825 | JUNGLE -- WEST WING Mech. room 6
1087 | DENNISON AVE | 43201-3201 | Active | 4GJ0025 | AMES | 4000SS | RP | 6.000 | 53826 | 1ST FLOOR CENTER WING MECHANICAL ROOM
1087 | DENNISON AVE | 43201-3201 | Not Required by DOW | 486835 | WATTS | 909QT | RP | 0.750 | 53828 | 5 th floor CENTER WING PENT HOUSE MR-17 north wall
1087 | DENNISON AVE | 43201-3201 | Not Required by DOW | 519469 | WATTS | 909QT | RP | 0.750 | 53829 | 1st fl .mech. room MR-8 G41 North
1087 | DENNISON AVE | 43201-3201 | Not Required by DOW | 550856 | WATTS | 909QT | RP | 1.000 | 53830 | MR-1 BASEMENT WEST MECH ROOM
1087 | DENNISON AVE | 43201-3201 | Active | D0512 | CONBRACO | 4020702 | RP | 1.500 | 53831 | CHILLER ROOM ABOVE BREAK ROOM
1100 | DENNISON AVE | 43201-3262 | Active | 88138 | WATTS | 009M2QT | RP | 1.500 | 95525 | MECH ROOM @WATER METER
1189 | DENNISON AVE | 43201-3263 | Due Install |  |  |  | RP | 3.000 | 3641433 | THOMPSON PARK COMMUNITY CENTER
4310 | DENOS CT | 43220-2893 | Active | H650275 | FEBCO | 765 | PVB | 0.750 | 100865 | FRONT OF HOUSE
4522 | DENOS CT | 43220-2890 | Active | H245726 | FEBCO | 765 | PVB | 1.000 | 64284 | LEFT SIDE OF HOUSE
4530 | DENOS CT | 43220-2890 | Active | CB469285 | WILKINS | 720A | PVB | 0.750 | 102025 | LEFT FRONT
1960 | DENUNE AVE | 43211-1784 | Not Required by DOW | [5 empty] | 3615062
2004 | DENUNE AVE | 43211-3727 | Active | 101526 | WATTS | 009M2QT | RP | 1.500 | 3404972
1850 | DENUNE AVE UNIT A | 43211- |  |  |  |  | RP | 1.000 | 3653860
1850 | DENUNE AVE UNIT B | 43211 | Active | 104430 | WATTS | 009M2-FP | RP | 1.500 | 3404942 | HOT BOX
3010 | DERBY RD | 43221-2608 | Active | CB653610 | WILKINS | 720A | PVB | 0.750 | 3405044 | RIGHT SIDE
3134 | DERBY RD | 43221-2610 | Active | T290884 | WILKINS | 720A | PVB | 0.750 | 3405068 | LEFT SIDE
3135 | DERBY RD | 43221-2609 | Active | T250438 | WILKINS | 720A | PVB | 0.750 | 3405069 | RIGHT SIDE OF THE HOUSE TOWARDS THE REAR
3144 | DERBY RD | 43221-2610 | Active | T417966 | WILKINS | 720A | PVB | 0.750 | 3405070 | LEFT SIDE OF HOUSE
3147 | DERBY RD | 43221-2609 | Active | CB589682 | WILKINS | 720A | PVB | 0.750 | 3405071 | RIGHT SIDE
321 | DERING AVE | 43207-2955 | Active | 1968681119 | AMES | 3000SS | DCDA | 8.000 | 3629393 | IN PIT AT SE PROPERTY
321 | DERING AVE | 43207-2955 | Active | B297742 | WILKINS | 375XL | RP | 1.500 | 3405103 | AT METER
321 | DERING AVE | 43207-2955 | Active | 83065 | AMES | 2000B | DC | 0.750 | 3649073 | IN PIT AT SE PROPERTY
324 | DERING RD | 43207-2956 | Active | 12271G | WATTS | 909 | RP | 4.000 | 60250 | SULFANATION BLDG BY ACID TANKS
324 | DERING RD UNIT A | 43207-2956 | Due Install |  |  |  | AG |  | 3639094
324 | DERING RD UNIT A | 43207-2956 | LPS - Active |  |  |  |  | 8.000 | 3639078 | PUMP HOUSE N/E CORNER PARSONS AND DERING
324 | DERING RD UNIT A | 43207-2956 | Due Install |  |  |  | RPDA | 8.000 | 3639077 | PUMP BUILDING PARSONS AND DERING
324 | DERING RD UNIT A | 43207-2956 | Active | 01155 | WILKINS | 375A | RP | 4.000 | 60249 | RESIN PRODUCTS BUILDING, NE WALL
324 | DERING RD UNIT B | 43207-2956 | Due Install |  |  |  | AG |  | 3639095
324 | DERING RD UNIT B | 43207-2956 | Active | 79310 | WILKINS | 975 | RP | 2.000 | 60251 | RESIN PRODUCTS BLD NORTHEAST CORNER
85 | DERRER RD | 43204- | Due Install |  |  |  | RP | 6.000 | 3405112
241 | DERRER RD | 43204-6236 | Active | 137520 | WATTS | LF009M2QT | RP | 1.000 | 3611557 | POOL HOUSE
340 | DERRER RD | 43204-1127 | Active | 109094 | WATTS | 009QT | RP | 1.500 | 60599 | FURNACE AND SPRINKLER ROOM
499 | DERRER RD | 43204-1130 | Active | A00979 | WATTS | 009M2QT | RP | 1.500 | 93274 | INSIDE BY WATER METER
5309 | DERRINGER DR | 43081-4453 | Active | H800066 | FEBCO | 765 | PVB | 0.750 | 91390 | LEFT SIDE BACK BY AC
4920 | DERRY CT | 43221-5203 | Active | T346083 | WILKINS | 720A | PVB | 0.750 | 3405241 | LEFT SIDE FRONT
4540 | DESANTIS CT | 43214 | Active | 19561 | WATTS | 007M1PCQT | DC | 0.750 | 103448 | 865 DESANTIS CT, WATER METER ROOM
4540 | DESANTIS CT | 43214 | Active | 1146950612 | WATTS | 774DCDA | DCDA | 6.000 | 103447 | 865 DESANTIS CT, WATER METER ROOM
4540 | DESANTIS CT | 43214 | Active | MI-2268 | WATTS | 957 | RP | 3.000 | 103446 | 865 DESANTIS CT, METER ROOM W END OF NE BLDG
4540 | DESANTIS CT | 43214 | Active | J022896 | FEBCO | 825Y | RP | 1.500 | 3603803 | FIRE PANEL ROOM
3333 | DESERETTE LN | 43224- | Due Install |  |  |  | RP |  | 3372583
345 | DESHLER AVE | 43206-2712 | Under renovation | BM855 | CONBRACO | 40206A2 | RP | 1.250 | 60769 | BOILER ROOM WEST - BARRETT
345 | DESHLER AVE | 43206-2712 | Under renovation | 77780 | WATTS | 909QT | RP | 0.750 | 60768 | BOILER ROOM EAST - BARRETT M.S.
5711 | DESMOND CT | 43017-2615 | Active | T178666 | WILKINS | 720A | PVB | 0.750 | 90140 | BACK OF HOUSE BY AC UNIT S.E. CORNER
5735 | DESMOND CT | 43017-2615 | Active | G262891 | WILKINS | 720A | PVB | 0.750 | 3608321 | LEFT SIDE OF HOUSE
180 | DETROIT AVE | 43201 | Active | SB2370 | WATTS | 957 | RP | 3.000 | 3638544 | Basement Meter Room
180 | DETROIT AVE | 43201 | Active | 47464 | AMES | 2000B | DC | 2.000 | 3638546 | Basement Meter Room
180 | DETROIT AVE | 43201 | Not Required by DOW | 77868 | WATTS | LF919QT | RP | 0.750 | 3638615 | FOR LAWN IRRIGATION BASEMENT METER ROOM
221 | DETROIT AVE | 43201-3630 | Active | WD-0005 | AMES | 300-GV | DCDA | 6.000 | 3653831
221 | DETROIT AVE | 43201-3630 | Active | WB-0716 | WATTS | 957 | RP | 4.000 | 3652503
221 | DETROIT AVE | 43201-3630 | Active | 69532 | AMES | 2000BM3 | DC | 0.750 | 3653832
2048 | DEVON RD | 43221-4311 | Active | CB615966 | WILKINS | 720A | PVB | 0.750 | 3553396 | left side of front door
6559 | DEVONHILL RD | 43229-1358 | Active | H312641 | FEBCO | 765 | PVB | 0.750 | 88786 | FRONT OF HOUSE
7853 | DEVONWOOD CT | 43017-8957 | Active | CB729825 | WILKINS | 720A | PVB | 1.000 | 3405840 | LEFT SIDE OF HOUSE
3080 | DEWBOURNE DR | 43068- | Not Required by DOW | [5 empty] | 3405889
5091 | DEXTER FALLS RD | 43026- | Due Install |  |  |  | RP | 0.750 | 3653997
6400 | DICESARE LOOP | 43016 | Active | T271022 | WILKINS | 720A | PVB | 0.750 | 3624670 | LEFT SIDE OF HOUSE
6412 | DICESARE LOOP | 43016 | Active | T348667 | WILKINS | 720A | PVB | 0.750 | 3641168 | LEFT SIDE OF HOUSE
6419 | DICESARE LOOP | 43016 | Active | T293354 | WILKINS | 720A | PVB | 0.750 | 3624371 | LEFT SIDE OF HOUSE
6443 | DICESARE LOOP | 43016 | Active | T294100 | WILKINS | 720A | PVB | 0.750 | 3624862 | LEFT SIDE OF HOUSE
6448 | DICESARE LOOP | 43016 | Active | CB555613 | WILKINS | 720A | PVB | 0.750 | 3632863 | LEFT FRONT
6455 | DICESARE LOOP | 43016 | Active | T308598 | WILKINS | 720A | PVB | 0.750 | 3625118 | FRONT OF HOUSE
6467 | DICESARE LOOP | 43016 | Active | EAF5142 | WILKINS | 720A | PVB | 0.750 | 3624593 | RIGHT SIDE OF HOUSE
6484 | DICESARE LOOP | 43016 | Active | CAB09416 | Wilkins | 720A | PVB | 0.750 | 3627930 | LEFT FRONT
6489 | DICESARE LOOP | 43016 | Active | T294447 | WILKINS | 720A | PVB | 0.750 | 3625022 | LEFT SIDE OF HOUSE
6503 | DICESARE LOOP | 43016 | Active | T294032 | WILKINS | 720A | PVB | 0.750 | 3623142 | LEFT SIDE OF HOUSE
6536 | DICESARE LOOP | 43016 | Active | CB317761 | WILKINS | 720A | PVB | 0.750 | 3626176 | LEFT SIDE
6560 | DICESARE LOOP | 43016 | Active | CB589685 | WILKINS | 720 | PVB | 0.750 | 3646317 | LEFT SIDE
6575 | DICESARE LOOP | 43016 | Active | CB314995 | WILKINS | 720A | PVB | 0.750 | 3632865 | LEFT SIDE OF HOUSE
6587 | DICESARE LOOP | 43016 | Active | T308558 | WILKINS | 720A | PVB | 0.750 | 3632932
6608 | DICESARE LOOP | 43016 | Active | T272949 | WILKINS | 720A | PVB | 0.750 | 3630147 | RIGHT FRONT
8498 | DICESARE LOOP | 43016 | Active | CB315059 | WILKINS | 720A | PVB | 0.750 | 3630148 | RIGHT SIDE OF HOUSE
8501 | DICESARE LOOP | 43016 | Active | T308385 | WILKINS | 720A | PVB | 0.750 | 3629635 | LEFT SIDE OF HOUSE
8510 | DICESARE LOOP | 43016 | Active | CB357779 | WILKINS | 720A | PVB | 0.750 | 3629767 | RIGHT SIDE
8513 | DICESARE LOOP | 43016 | Active | CB440297 | WILKINS | 720A | PVB | 0.750 | 3629768 | LEFT SIDE OF HOUSE
8522 | DICESARE LOOP | 43016 | Active | T308615 | WILKINS | 720A | PVB | 0.750 | 3632868 | RIGHT SIDE OF HOUSE
8525 | DICESARE LOOP | 43016 | Active | CB655422 | WILKINS | 720A | PVB | 0.750 | 3638675 | RIGHT FRONT
8534 | DICESARE LOOP | 43016 | Active | T308611 | WILKINS | 720A | PVB | 0.750 | 3633240 | RIGHT SIDE OF HOUSE
8537 | DICESARE LOOP | 43016 | Active | CB597669 | WILKINS | 720A | PVB | 0.750 | 3646060 | LEFT FRONT
8549 | DICESARE LOOP | 43016 | Active | CB653682 | WILKINS | 720A | PVB | 0.750 | 3641160 | LEFT SIDE
8553 | DICESARE LOOP | 43016 | Active | T386985 | WILKINS | 720A | PVB | 0.750 | 3645939 | RIGHT FRONT
8561 | DICESARE LOOP | 43016 | Active | T308591 | WILKINS | 720A | PVB | 0.750 | 3628077 | LEFT SIDE OF HOUSE
8573 | DICESARE LOOP | 43016 | Active | T308335 | WILKINS | 720A | PVB | 0.750 | 3628170 | RIGHT SIDE OF HOUSE
5013 | DIERKER RD | 43220 | Active | 61822 | WATTS | 007 | DC | 0.500 | 3646676 | 1ST FLOOR METER ROOM FIRE BYPASS
5013 | DIERKER RD | 43220 | Active | 00862 | WATTS | 007M1QT | DCDA | 2.000 | 3646675 | 1ST FLOOR METER ROOM
5013 | DIERKER RD | 43220 | Active | ACA5919 | WILKINS | 975XL2 | RP | 1.500 | 3646645 | IN MECH ROOM FOR UNIT D
5013 | DIERKER RD | 43220 | Not Required by DOW | CB794445 | WILKINS | 720A | PVB | 1.000 | 3646667 | IN MECH ROOM FOR UNIT D
5020 | DIERKER RD | 43220-7218 | Active | WI-0186 | AMES | 400 | RP | 4.000 | 3652260 | HOT BOX SW CORNER OF PROPERTY (5020 DIERKER RD)
5020 | DIERKER RD | 43220-7218 | Not Required by DOW | 45397 | WATTS | 919QT | RP | 0.750 | 103967 | 5028 DIERKER MECH/BOILER RM
5020 | DIERKER RD | 43220-7218 | Not Required by DOW | 344980 | WATTS | 909-M3QT | RP | 0.750 | 103965 | 5020 DIERKER MECH/BOILER RM
5020 | DIERKER RD | 43220-7218 | Not Required by DOW | 22377 | WATTS | 919QT | RP | 0.750 | 103966 | 5026 DIERKER MECH/BOILER RM
5040 | DIERKER RD | 43220-7224 | Active | 330543 | WATTS | 009QT | RP | 0.500 | 103968 | 5056 DIERKER - 5040 DIERKER BLDG MECH/BOILER RM
5049 | DIERKER RD | 43220 | Active | QI-1607 | AMES | 2000CIV | DCDA | 6.000 | 3619929 | 5049 LARGER NORTH HOT BOX OF 3
5049 | DIERKER RD | 43220 | Active | 42754 | WATTS | 719QT | DC | 0.750 | 3619919 | 5049 LARGER/NORTH HOT BOX OF 3
5049 | DIERKER RD | 43220 | Active | 29494 | WATTS | LF919QT | RP | 2.000 | 3619920 | 5049 MIDDLE HOT BOX OF 3 AT WATER METER
5053 | DIERKER RD | 43220-5214 | Active | 33060 | WATTS | 919QT | RP | 2.000 | 3406280 | MECHANICAL ROOM AFTER DOMESTIC WATER METER
5053 | DIERKER RD | 43220-5214 | Not Required by DOW | 12461 | WATTS | LF919 | RP | 1.500 | 3633293 | MECHANICAL ROOM
5100 | DIERKER RD | 43220-5218 | Not Required by DOW |  |  |  | RP |  | 3406281
5373 | DIERKER RD | 43220- | Active | 779610 | WILKINS | 720A | PVB | 0.750 | 95558 | FRONT OF 2163 DIERKER RD
5373 | DIERKER RD | 43220- | Active | 213909 | WATTS | 800QT | PVB | 0.750 | 92752 | FRONT OF 2166 DIERKER
5653 | DIERKER RD | 43235- | Due Install |  |  |  | RP |  | 3632466 | PIT ACROSS FROM HAGERMAN DR
5653 | DIERKER RD | 43235- | Active | 3838399 | WILKINS | 975XL2 | RP | 1.000 | 91455 | TEAR DROP AVE, BY AC UNIT
5653 | DIERKER RD | 43235- | Active | 3868693 | WILKINS | 975XL2 | RP | 1.000 | 67509 | POOL PUMP ROOM
5684 | DIERKER RD | 43235-7114 | Active | ACA1876 | WILKINS | 975XL2 | RP | 1.500 | 3406288 | MECH ROOM
5692 | DIERKER RD | 43235-7114 | Active | ACA1503 | WILKINS | 975XL2 | RP | 1.500 | 3406289 | MECH ROOM
5700 | DIERKER RD | 43235-7122 | Active | 4744087 | WILKINS | 975XL2 | RP | 2.000 | 3406290 | MECH ROOM
1422 | DILLINGHAM CT | 43228-9144 | Active | H023669 | FEBCO | 765 | PVB | 0.750 | 102756 | LEFT SIDE OF HOUSE
10 | DILLMONT DR | 43235-6424 | Active | B10367 | WILKINS | 975 | RP | 3.000 | 53514 | LOWER LEVER UTILITY OFFICE BELOW STORE
55 | DILLMONT DR | 43235-6458 | Active | 2776619 | WILKINS | 975XLBMS | RP | 1.000 | 93272 | WATER CLOSET UNDER STEPS IN BASEMENT
80 | DILLMONT DR | 43235-6424 | Due Install |  |  |  | DCDA | 4.000 | 3635742 | BACK MECH ROOM FIRE LINE
80 | DILLMONT DR | 43235-6424 | Active | 316877 | WILKINS | 975 | RP | 1.000 | 73125 | BACK MECH ROOM AT WATER METER
95 | DILLMONT DR | 43235-6425 | Active | 0F-1329 | WATTS | 957 | RP | 8.000 | 3406299 | HOT BOX MAIN ENTRANCE
100 | DILLMONT DR | 43235- | Not Required by DOW | 55227 | WATTS | 919QT | RP | 0.750 | 3622854 | BACK ROOM WITH WATER METER
100 | DILLMONT DR | 43235- | Active | 21148 | WATTS | 919QT | RP | 2.000 | 102805 | MECHANICAL ROOM AT WATER METER
100 | DILLMONT DR | 43235- | Active | 42617 | AMES | 2000B | DC | 0.750 | 88455 | N.E. MTR RM
100 | DILLMONT DR | 43235- | Active | 1403850305 | AMES | 3000SS | DCDA | 8.000 | 88456 | N.E. MTR RM
100 | DILLMONT DR | 43235- | Not Required by DOW | A00941 | AMES | 4000B | RP | 1.500 | 98406 | FRONT LEFT SIDE OF ENTRY-@ 10ft elevation
125 | DILLMONT DR | 43235 | Active | 115564 | WATTS | 774DCDA | DCDA | 6.000 | 3607948 | HOT BOX FRONT YARD
125 | DILLMONT DR | 43235 | Active | 18362 | WATTS | 919QT | RP | 1.500 | 3607949 | UTILITY ROOM
125 | DILLMONT DR | 43235 | Active | 21862 | WATTS | 007M1QT | DC | 0.750 | 3607427 | HOT BOX FRONT YARD
128 | DILLMONT DR | 43235-6424 | Active | 266837 | WILKINS | 975 | RP | 1.500 | 54514 | SOUTHEAST CORNER OF BUILDING CONCEALED BOX IN SPACE
128 | DILLMONT DR | 43235-6424 | Due Install |  |  |  | DCDA | 4.000 | 3635094 | BACK IN COMMON HALLWAY
131 | DILLMONT DR | 43235-5697 | Active | 17472 | WATTS | 919QT | RP | 1.500 | 3607393 | UTILITY ROOM
155 | DILLMONT DR | 43235- | Active | 2257671 | WILKINS | 975XLBMS | RP | 1.500 | 89519 | METER IN PIT BACKFLOW ABOVE PIT FOR IRR.
9287 | DIN EIDYN DR | 43017-9496 | Active | H687688 | FEBCO | 765 | PVB | 0.750 | 102409 | LEFT SIDE
9305 | DIN EIDYN DR | 43017-9496 | Active | 300959 | WILKINS | 420 | PVB | 1.000 | 91937 | LEFT SIDE OF HOUSE
9323 | DIN EIDYN DR | 43017-9496 | Active | CB161939 | Wilkins | 720A | PVB | 1.000 | 74674 | OUTSIDE LEFT SIDE
9341 | DIN EIDYN DR | 43017-9496 | Active | T83782 | WILKINS | 720A | PVB | 0.750 | 100908 | BACK OF HOUSE UNDER DECK
9410 | DIN EIDYN DR | 43017-9495 | Active | 263413 | WILKINS | 420 | PVB | 1.000 | 74723 | JUST LEFT OF FRONT DOOR-OUTSIDE
9426 | DIN EIDYN DR | 43017-9495 | Active | AC3272 | FEBCO | 765 | PVB | 0.750 | 74731 | NORTH SIDE OF HSE
9439 | DIN EIDYN DR | 43017-9688 | Active | 3690247 | WILKINS | 975XL | RP | 0.750 | 74734 | BACK OF HSE WEST OF DECK
9442 | DIN EIDYN DR | 43017 | Active | T206215 | WILKINS | 720A | PVB | 0.750 | 3610013 | RIGHT FRONT
4300 | DIPLOMACY DR | 43228-3804 | Active | 66780 | WATTS | 009QT | RP | 1.500 | 63584 | IN CLOSET S WALL IN TRANS MGRS OFFICE
4300 | DIPLOMACY DR | 43228-3804 | Due Install |  |  |  | DCDA | 6.000 | 3629965 | IN/AT E PIT AT SE ENTRANCE
4300 | DIPLOMACY DR | 43228-3804 | Not Required by DOW | 05628 | WATTS | 009QT | RP | 0.500 | 63582 | S WALL CENTER OF WAREHOUSE IN COMPRESSOR ROOM
4257 | DIPLOMACY DR UNIT #C | 43228-3803 | Due Install |  |  |  | DCDA | 4.000 | 3651025 | IN BLDG 2226
4257 | DIPLOMACY DR UNIT #C | 43228-3803 | Due Install |  |  |  | RP |  | 3406559 | IN BLDG 2222
4300 | DIPLOMACY DR UNIT A | 43228-3804 | Due Install |  |  |  | PVB |  | 3632502 | AT PIT
4279 | DIRECTORS BLVD | 43125-9504 | Due Install |  |  |  | RP | 1.000 | 3406561 | 4279 BLDG IN MOP SINK ROOM AT WATER METER
4281 | DIRECTORS BLVD | 43125- | Due Install |  |  |  | RP | 1.000 | 3406562 | 4293 BLDG IN MOP SINK ROOM AT WATER METER
4309 | DIRECTORS BLVD | 43125-9504 | Active | 33006 | WATTS | 009QT | RP | 1.500 | 63651 | SOUTH OF FRONT DOOR OVER METER PIT
4333 | DIRECTORS BLVD | 43125-9504 | Active | 246720 | WATTS | LF009M2QT | RP | 1.000 | 63709 | IN MECHANICAL ROOM IN WAREHOUSE
4333 | DIRECTORS BLVD | 43125-9504 | Active | 231425 | WATTS |  | DC | 0.750 | 3653128 | IN PIT FRONT OF BUILDING
4333 | DIRECTORS BLVD | 43125-9504 | Active | WD-0017 | WATTS | 007 | DCDA | 6.000 | 3651056 | IN PIT FRONT OF BUILDING
4340 | DIRECTORS BLVD | 43125-9326 | Active | 4014395 | WILKINS | 975 | RP | 1.500 | 63731 | 4355 WILLIAMS RD, MECH ROOM ON SE SIDE OF BUILDING
4353 | DIRECTORS BLVD | 43125-9504 | Active | HC52270 | WILKINS | 350XL | DC | 0.750 | 3651873
4353 | DIRECTORS BLVD | 43125-9504 | Active | 4931637 | WILKINS | 975XL | RP | 1.000 | 3406563 | N/E CORNER OF BUILDING
4353 | DIRECTORS BLVD | 43125-9504 | Active | 25209 | WILKINS | 350ASTDA | DCDA | 6.000 | 3650930
4281 | DIRECTORS BLVD UNIT A | 43125- | Due Install |  |  |  | DCDA |  | 3605694 | IN PIT SE BY LOADING DOCK DRIVEWAY
4550 | DIRHAM CT | 43026-8107 | Active | 248230 | WATTS | 800QT | PVB | 0.750 | 90147 | RIGHT SIDE OF HOUSE
4505 | DIRHAM LN | 43026-8906 | Active | A006755 | WILKINS | 720A | PVB | 0.750 | 64243 | LEFT SIDE OF HOME
4541 | DIRHAM LN | 43026-8906 | Active | T197616 | WILKINS | 720A | PVB | 0.375 | 64317 | EAST SIDE OF HOUSE LEFT SIDE
4565 | DIRHAM LN | 43026-8906 | Active | 875042 | WILKINS | 720A | PVB | 1.000 | 64359 | RT SIDE
7001 | DISCOVERY BLVD | 43017 | Not Required by DOW | 577250 | WILKINS | 975XLBMS | RP | 1.000 | 70530 | 7001 BLDG BOILER ROOM - 2ND FL IN FULFILLMENT CENTER
7001 | DISCOVERY BLVD | 43017 | Not Required by DOW | 3C00325 | AMES | 3000SS | DCDA | 8.000 | 97641 | 7001 BLDG FIRE PUMP RM BLDG
7001 | DISCOVERY BLVD | 43017 | Not Required by DOW | 03872 | AMES | 2000B | DC | 0.750 | 97642 | 7001 BLDG FIRE PUMP RM
7001 | DISCOVERY BLVD | 43017 | Active | 21694 | WATTS | 007M2QT | DC | 0.750 | 3621428 | IN PIT FOR 7001
7001 | DISCOVERY BLVD | 43017 | Active | 1163421116 | WATTS | 774DCDA | DCDA | 8.000 | 3621430 | IN PIT FOR 7001
7001 | DISCOVERY BLVD | 43017 | Active | QJ-2068 | WATTS | 957 | RP | 3.000 | 3621431 | IN HOT BOX AT PIT FOR 7001
7001 | DISCOVERY BLVD | 43017 | LPS - Active |  |  |  | LPS |  | 3636704 | FIRE BOOSTER PUMP 7001 BLDG FIRE PUMP RM BLDG
7007 | DISCOVERY BLVD | 43017-3261 | Not Required by DOW | B04524 | WILKINS | 975 | RP | 4.000 | 70527 | DI WATER ROOM -- BEHIND SCREEN ROOM
7007 | DISCOVERY BLVD | 43017-3261 | Not Required by DOW | 140198 | WILKINS | 975 | RP | 0.750 | 70526 | BOILER RM 2ND FL N END BEHIND BOILER AT WALL
7007 | DISCOVERY BLVD | 43017-3261 | Active | QH-1648 | WATTS | 957 | RP | 4.000 | 3621429 | IN SMALLER HOT BOX AT PIT
7007 | DISCOVERY BLVD | 43017-3261 | Active | 1148941116 | WATTS | 774 | DC | 8.000 | 3621427 | IN LARGER HOT BOX AT PIT
7007 | DISCOVERY BLVD | 43017-3261 | Not Required by DOW | 428411 | WATTS | 909M1QT | RP | 1.250 | 70531 | CEILING UP HIGH IN BACK HALLWAY--OUTIDE BOILER RM
7007 | DISCOVERY BLVD | 43017-3261 | Not Required by DOW | 4FL0172 | AMES | 4000SS | RP | 2.500 | 70529 | MECH RM S. PLANT
7007 | DISCOVERY BLVD | 43017-3261 | Not Required by DOW | 494808 | WILKINS | 975 | RP | 0.750 | 70528 | MECH RM S. PLANT IN CEILING
3640 | DISCOVERY CIR | 43123- | Active | 1302530815 | AMES | 4000SS | RP | 4.000 | 88116 | IN HOT BOX INSIDE MAIN GATE, 1ST ROAD RIGHT
711 | DISTRIBUTION DR | 43228-1003 | Due Install |  |  |  | DCDA | 8.000 | 3629914
711 | DISTRIBUTION DR | 43228-1003 | Due Install |  |  |  | RP | 0.750 | 3406626
711 | DISTRIBUTION DR | 43228-1003 | LPS - Due Install | [5 empty] | 3629915
800 | DISTRIBUTION DR | 43228-1004 | Due Install |  |  |  | DCDA | 8.000 | 3652369 | SE CORNER IN WAREHOUSE
800 | DISTRIBUTION DR | 43228-1004 | Due Install |  |  |  | RP | 2.000 | 3406627 | SW CORNER IN OFFICE
856 | DISTRIBUTION DR | 43228- | Active | H016703 | FEBCO | 805YB | DC | 0.750 | 100197 | FRONT OF BUILDING BY DOCK DOORS/EMPLOYEE ENTRANCE
856 | DISTRIBUTION DR | 43228- | Active | N1104250131 | FEBCO | 876V | DCDA | 6.000 | 100198 | FRONT OF BUILDING BY DOCK DOORS/EMPLOYEE ENTRANCE
856 | DISTRIBUTION DR | 43228- | Active | 30793 | WATTS | 919AQT | RP | 1.000 | 101278 | WAREHOUSE OFFICE CLOSET
991 | DISTRIBUTION DR | 43228-1005 | Due Install |  |  |  | RP |  | 3406632
1001 | DISTRIBUTION DR | 43228-1007 | Due Install |  |  |  | RP |  | 3406631
915 | DISTRIBUTION DR UNIT A | 43228-1009 | Active | 146777 | WATTS | 009M3QT | RP | 0.750 | 74575 | BATHROOM AT WATER METER
915 | DISTRIBUTION DR UNIT B | 43228-1009 | Active | A52027 | WATTS | 009M3QT | RP | 0.750 | 75053 | BATHROOM AT WATER METER
915 | DISTRIBUTION DR UNIT C | 43228-1009 | Active | 4115665 | WILKINS | 975XLTCU | RP | 0.750 | 74576 | IN RESTROOM AT WATER METER (MENS)
1709 | DIVIDEND DR | 43228-3899 | Active | 65785 | WATTS | 919QT | RP | 1.000 | 91146 | SW CORNER WAREHOUSE
1709 | DIVIDEND DR | 43228-3899 | Active | 64570 | WATTS | 007M1 | DC | 0.750 | 91145 | SPRINKLER BY PASS SW CORNER WAREHOUSE
1709 | DIVIDEND DR | 43228-3899 | Active | 1527550806 | AMES | 3000SS | DCDA | 6.000 | 91066 | SW CORNER WAREHOUSE
1760 | DIVIDEND DR | 43228-3845 | Active | VD-1181 | AMES | COLT300 | DCDA | 8.000 | 3644739 | SOUTH WALL FIRE RISER
1760 | DIVIDEND DR | 43228-3845 | Active | 37115 | WATTS | LF919QT | RP | 2.000 | 3406633 | SUITE 1786 NORTH WEST CORNER AT METER
1760 | DIVIDEND DR | 43228-3845 | Active | 64780 | AMES | 2000BM3 | DC | 0.750 | 3650423 | SOUTH WALL FIRE RISER - 3/4" FIRE SIDE CAR
1821 | DIVIDEND DR | 43228-3848 | Not Required by DOW | A23897 | WATTS | 009M2-FP | RP | 1.000 | 56299 | LEFT OF THE MAIN DOOR TO THE REFR. EQUIP. ROOM
1821 | DIVIDEND DR | 43228-3848 | Not Required by DOW | 26595 | WATTS | LF919QT | RP | 0.500 | 3650442 | IN BOILER ROOM
1821 | DIVIDEND DR | 43228-3848 | Active | 2796 | WILKINS | 975 | RP | 4.000 | 56302 | E SIDE OF BUILDING N OF DOCK DOOR 10
1821 | DIVIDEND DR | 43228-3848 | Not Required by DOW | 44988386 | WILKINS | 975XL2 | RP | 1.000 | 3616786 | COMPRESSOR FEED, IN COMPRESSOR ROOM
1821 | DIVIDEND DR | 43228-3848 | Due Install |  |  |  | DCDA | 6.000 | 3638312 | COMPRESSOR FEED, IN COMPRESSOR ROOM
1850 | DIVIDEND DR | 43228-3845 | Active | 49595 | WATTS | 919QT | RP | 1.000 | 3609572 | MECHANICAL ROOM
1901 | DIVIDEND DR | 43228-3849 | Due Install |  |  |  | RP | 8.000 | 3636288
1901 | DIVIDEND DR | 43228-3849 | Active | 14717 | WATTS | 919QT | RP | 1.500 | 90521 | SOUTH SIDE OF DOCK DOOR #10 NEXT TO SPRINKLER SYSYTEM
1999 | DIVIDEND DR | 43228-3849 | Due Install |  |  |  | RP | 1.000 | 3635443
1999 | DIVIDEND DR | 43228-3849 | Due Install |  |  |  | RPDA | 6.000 | 3406634
2000 | DIVIDEND DR | 43228-3847 | Active | 59576 | WATTS | 009 | RP | 1.000 | 56979 | SOUTH CORNER, WEST SIDE WALL IN WAREHOUSE
2000 | DIVIDEND DR | 43228-3847 | Active | HC47871 | WILKINS | 950XLD | DC | 0.750 | 3650581 | SOUTH CORNER, WEST SIDE WALL IN WAREHOUSE
2000 | DIVIDEND DR | 43228-3847 | Active | 23567 | WILKINS | 350ASTDA | DCDA | 6.000 | 3646190 | SOUTH CORNER, WEST SIDE WALL IN WAREHOUSE
2030 | DIVIDEND DR | 43228-3847 | Active | 344982 | WATTS | 909M1QT | RP | 1.500 | 3618279
2030 | DIVIDEND DR | 43228-3847 | Not Required by DOW | 35916 | WATTS | 919QT | RP | 0.750 | 3618278
2131 | DIVIDEND DR | 43228-3805 | Active | 146394 | WATTS | 009M3QT | RP | 0.750 | 57403 | MECH ROOM
2131 | DIVIDEND DR | 43228-3805 | Active | 1321350204 | AMES | 3000SS | DCDA | 8.000 | 57402 | FIRE LINE MAIN
2131 | DIVIDEND DR | 43228-3805 | Active | 36195 | AMES | 2000B | DC | 0.750 | 57404 | FIRE LINE METER
2170 | DIVIDEND DR | 43228-3806 | Due Install |  |  |  | RP | 1.500 | 3406637 | VAULT WEST OF BLDG
2170 | DIVIDEND DR | 43228-3806 | Due Install |  |  |  | DCDA | 4.000 | 3652363 | SW CORNER
2201 | DIVIDEND DR | 43228-3807 | Due Install |  |  |  | DCDA | 8.000 | 3636916
1999 | DIVIDEND DR UNIT A | 43228-3849 | Active | 018290 | WATTS | 909 | RP | 0.750 | 3616842 | MEN'S LOCKER ROOM CLOSET
1999 | DIVIDEND DR UNIT A | 43228-3849 | Active | 229070 | WATTS | 909M1QT | RP | 1.500 | 56899 | EAST WALL OF PLANT BETWEEN DOORS 10 & 11
2201 | DIVIDEND DR UNIT C | 43228-3807 | Active | 45304 | WATTS | 009QT | RP | 1.000 | 57617 | IN NE CORNER WITH WATER METER
5145 | DIXON DR | 43026-1487 | Active | 380739 | WILKINS | 420 | PVB | 1.000 | 3611323 | RIGHT FRONT
479 | DOHERTY RD | 43119 | Active | 1346102 | WILKINS | 975XL | RP | 1.000 | 3583027 | MECHANICAL ROOM
479 | DOHERTY RD | 43119 | Due Install |  |  |  | DCDA | 6.000 | 3654197
604 | DOHERTY RD | 43119 | Active | 81827 | WATTS | LF919QT | RP | 0.750 | 3646671 | HOTBOX
604 | DOHERTY RD | 43119 | Active | TH-0491 | AMES | COLT 500-GV | RPDA | 6.000 | 3646670 | HOTBOX
604 | DOHERTY RD | 43119 | Not Required by DOW | 69736 | WATTS | LF919QT | RP | 0.750 | 3624603
604 | DOHERTY RD | 43119 | Active | 4851410 | WILKINS | 975XL2 | RP | 2.000 | 3648376 | CENTER OF W WALL MECH. ROOM
842 | DOHERTY RD | 43119 | Active | 33635 | WATTS | 919ZQT | RP | 0.750 | 101646 | BASEMENT NORTHEAST CORNER
937 | DOHERTY RD | 43119-9506 | Active | 2862119 | WILKINS | 975XLBMS | RP | 0.750 | 96266 | BASEMENT AT METER
996 | DOHERTY RD | 43119-9506 | Active | 3073638 | WILKINS | 975XLBMS | RP | 0.750 | 97386 | BASEMENT SE CORNER AT METER
1001 | DOHERTY RD | 43119-8712 | Active | 446502 | WATTS | 909M1QT | RP | 2.000 | 96359 | MECH ROOM/SW interior UTILITY ROOM
1001 | DOHERTY RD | 43119-8712 | Active | H009981 | FEBCO | 805YR | DC | 0.750 | 96264 | RISER ROOM
1001 | DOHERTY RD | 43119-8712 | Active | N0806230622 | FEBCO | 876V | DCDA | 6.000 | 96358 | RISER ROOM
4003 | DOMNALL DR | 43016 | Active | T424240 | WILKINS | 720A | PVB | 0.750 | 3644860 | BACK CENTER BY A/C
4008 | DOMNALL DR | 43016 | Active | T410849 | WILKINS | 720A | PVB | 0.750 | 3637988 | RIGHT CENTER
1287 | DONAHEY ST | 43235-6704 | Active | G246113 | WILKINS | 720A | PVB | 0.750 | 101471 | OUTSIDE REAR SE CORNER ON PATIO
1292 | DONAHEY ST | 43235-6703 | Active | G208757 | WILKINS | 720A | PVB | 0.750 | 95051 | RIGHT SIDE OF HOUSE
1303 | DONAHEY ST | 43235-6704 | Active | CB003177 | WILKINS | 720A | PVB | 0.750 | 3600823 | LEFT SIDE OF HOUSE
1332 | DONAHEY ST | 43235-6703 | Active | T417708 | WILKINS | 720A | PVB | 0.750 | 3597955 | RIGHT SIDE OF THE HOUSE
4224 | DONALD DR | 43026-7356 | Active | G036452 | WILKINS | 720A | PVB | 0.750 | 63338 | SOUTH SIDE OF HOUSE
4232 | DONALD DR | 43026-7356 | Active | 181315 | WILKINS | 420 | PVB | 1.000 | 63358 | LEFT SIDE OF HOUSE
4244 | DONALD DR | 43026-7356 | Active | G045332 | WILKINS | 720A | PVB | 0.750 | 87586 | LEFT FRONT
4380 | DONALD DR | 43026-7357 | Active | T081655 | WILKINS | 720A | PVB | 0.750 | 101863 | RIGHT SIDE
4436 | DONALD DR | 43026-7013 | Active | T386063 | WILKINS | 720A | PVB | 0.750 | 3611499 | LEFT FRONT
9257 | DONATELLO DR | 43016 | Active | CB073905 | WILKINS | 720 | PVB | 0.750 | 3603215 | RIGHT SIDE
9260 | DONATELLO DR | 43016-6111 | Active | 606109 | WATTS | 800QT | PVB | 1.000 | 92775 | LEFT SIDE OF HOUSE
9265 | DONATELLO DR | 43016-6118 | Active | H616845 | FEBCO | 765 | PVB | 0.750 | 99637 | FRONT OF HOUSE
9268 | DONATELLO DR | 43016-6111 | Active | H461676 | FEBCO | 765 | PVB | 0.750 | 92764 | LEFT SIDE OF HOUSE
9276 | DONATELLO DR | 43016-6111 | Active | 262953 | WILKINS | 420 | PVB | 0.750 | 91629 | FRONT OF HOUSE
9281 | DONATELLO DR | 43016-6118 | Active | 484842 | WATTS | 800M4QT | PVB | 0.750 | 95227 | LEFT SIDE
9284 | DONATELLO DR | 43016-6111 | Active | H205842 | FEBCO | 765 | PVB | 0.750 | 91067 | RIGHT SIDE OF HOUSE
9289 | DONATELLO DR | 43016-6118 | Active | HE69768 | FEBCO | 765 | PVB | 0.750 | 97823 | LEFT SIDE CENTER BY DISH
9292 | DONATELLO DR | 43016-6111 | Active | G080980 | WILKINS | 720A | PVB | 0.750 | 95341 | RIGHT SIDE OF HOUSE
9297 | DONATELLO DR | 43016-6118 | Active | A133529 | WILKINS | 720A | PVB | 0.750 | 89361 | LEFT SIDE
9300 | DONATELLO DR | 43016-6112 | Active | H517411 | FEBCO | 765 | PVB | 0.750 | 96156 | FRONT OF HOUSE
9305 | DONATELLO DR | 43016-6117 | Active | G185911 | WILKINS | 720A | PVB | 0.750 | 92050 | LEFT FRONT
9321 | DONATELLO DR | 43016-6117 | Active | G046643 | WILKINS | 720A | PVB | 0.750 | 91641 | LEFT FRONT
9329 | DONATELLO DR | 43016-6117 | Active | H490106 | FEBCO | 765 | PVB | 0.750 | 94913 | FAR RIGHT FRONT BY GARAGE
2826 | DONCASTER RD | 43221-3034 | Active | 262894 | WATTS | 800M4QT | PVB | 1.000 | 92818 | FRONT OF HOUSE
2840 | DONCASTER RD | 43221-3034 | Active | 56414 | FEBCO | 765 | PVB | 1.000 | 3407136 | RIGHT/SOUTH SIDE
2841 | DONCASTER RD | 43221-3033 | Active | 066522 | WATTS | 800M4QT | PVB | 1.000 | 95172 | LEFT OF FRONT DOOR
4460 | DONEGAL CLIFFS DR | 43017- | Active | T258818 | WILKINS | 720A | PVB | 1.000 | 3609534 | IN TREES BTWN PARKING LOT AND BSKBALL COURT PK & REC DEVICE
4467 | DONEGAL CLIFFS DR | 43017-9187 | Active | T023971 | WILKINS | 720A | PVB | 1.000 | 64106 | RIGHT SIDE
4483 | DONEGAL CLIFFS DR | 43017-9187 | Active | 262893 | WATTS | 800M4QT | PVB | 1.000 | 64147 | LEFT SIDE OF HOUSE
4515 | DONEGAL CLIFFS DR | 43017-8661 | Active | AH0296 | FEBCO | 765 | PVB | 1.000 | 64273 | RIGHT SIDE
4547 | DONEGAL CLIFFS DR | 43017 | Active | T204994 | WILKINS | 720A | PVB | 0.750 | 64327 | RIGHT FRONT
4563 | DONEGAL CLIFFS DR | 43017-8661 | Active | 337093 | WILKINS | 720A | PVB | 0.750 | 99885 | LEFT OF FRONT DOOR
4579 | DONEGAL CLIFFS DR | 43017-9797 | Active | HB00784 | FEBCO | 765 | PVB | 0.750 | 64385 | RIGHT CENTER BY GAS METER & A/C
4611 | DONEGAL CLIFFS DR | 43017-8662 | Active | 996883 | WILKINS | 720A | PVB | 0.750 | 64563 | LEFT SIDE OF HOUSE
4622 | DONEGAL CLIFFS DR | 43017-8658 | Active | AE0589 | FEBCO | 765 | PVB | 0.750 | 64598 | RIGHT SIDE OF HOUSE OUTSIDE
4627 | DONEGAL CLIFFS DR | 43017-8662 | Active | AF1689 | FEBCO | 765 | PVB | 1.000 | 64611 | LEFT HAND SIDE
4643 | DONEGAL CLIFFS DR | 43017-8662 | Active | 56420 | FEBCO | 765 | PVB | 1.000 | 64671 | REAR OF HSE
4671 | DONEGAL CLIFFS DR | 43017-9188 | Active | 672937 | WILKINS | 720A | PVB | 0.750 | 64757 | RIGHT HAND SIDE
4676 | DONEGAL CLIFFS DR | 43017-8659 | Active | 34565 | WATTS | 919AQT | RP | 1.000 | 64768 | BASEMENT MECH ROOM
4690 | DONEGAL CLIFFS DR | 43017-8659 | Active | 34441 | WATTS | 009QT | RP | 0.750 | 64816 | BASEMENT BY METER
4721 | DONEGAL CLIFFS DR | 43017-9188 | Active | 239101 | WATTS | 800CMQT | PVB | 0.750 | 91550 | FRONT OF HOUSE
4724 | DONEGAL CLIFFS DR | 43017-8659 | Active | W003124 | WILKINS | 975XL | RP | 1.000 | 64880 | BASEMENT MECH ROOM
4743 | DONEGAL CLIFFS DR | 43017-9188 | Active | T290830 | WILKINS | 720A | PVB | 0.750 | 3407153 | LEFT SIDE
4748 | DONEGAL CLIFFS DR | 43017-8659 | Active | 22407 | WATTS | 919ZQT | RP | 0.750 | 64940 | RIGHT SIDE
4765 | DONEGAL CLIFFS DR | 43017-9188 | Active | 507890 | WILKINS | 720A | PVB | 0.750 | 64981 | FRONT OF HOUSE
4825 | DONEGAL CLIFFS DR | 43017-8663 | Active | 380564 | WILKINS | 420 | PVB | 0.750 | 65160 | LEFT SIDE OF HOUSE
4898 | DONEGAL CLIFFS DR | 43017-8660 | Active | T414735 | WILKINS | 720A | PVB | 0.750 | 3407167 | LEFT SIDE
4946 | DONEGAL CLIFFS DR | 43017-9189 | Active | T188149 | WILKINS | 720A | PVB | 0.750 | 3609792 | RT SIDE
4990 | DONEGAL CLIFFS DR | 43017-9189 | Active | t299986 | WILKINS | 720A | PVB | 0.750 | 65557 | FRONT LEFT BY WINDOW
5034 | DONEGAL CLIFFS DR | 43017-9190 | Active | G216857 | WILKINS | 720A | PVB | 0.750 | 65783 | RIGHT SIDE
5035 | DONEGAL CLIFFS DR | 43017-9794 | Active | 811735 | WILKINS | 720A | PVB | 0.750 | 65786 | SIDE OF HOUSE ON LEFT
5047 | DONEGAL CLIFFS DR | 43017-9556 | Active | H010735 | FEBCO | 765 | PVB | 1.000 | 65812 | RIGHT SIDE REAR OF HOUSE
5077 | DONEGAL CLIFFS DR | 43017-9556 | Active | T295071 | WILKINS | 720A | PVB | 0.750 | 65955 | LEFT OF FRONT DOOR
5080 | DONEGAL CLIFFS DR | 43017- | Active | A135002 | WILKINS | 375XL | RP | 0.750 | 65961 | N SIDE OF STREET BY METER PIT
4300 | DONINGTON RD | 43220-4202 | Active | T060190 | WILKINS | 720 | PVB | 0.750 | 3407333 | Back center
4331 | DONINGTON RD | 43220-4201 | Active | 7857 | FEBCO | 765 | PVB | 1.000 | 63703 | RIGHT SIDE OF HOUSE
4340 | DONINGTON RD | 43220-4202 | Active | EAA3612 | WILKINS | 720A | PVB | 1.000 | 63732 | S/W CORNER OF HOUSE
4343 | DONINGTON RD | 43220-4201 | Active | 593087 | WILKINS | 720A | PVB | 1.000 | 63746 | FRONT OF HOUSE
4355 | DONINGTON RD | 43220-4201 | Active | G106552 | WILKINS | 720A | PVB | 1.000 | 101173 | FRONT OF HOME
6600 | DONN EISELE ST | 43217-1317 | Active | 70167 | AMES | 2000B | DC | 0.750 | 103170 | PUMP ROOM
6600 | DONN EISELE ST | 43217-1317 | Active | 346102 | WATTS | 909HWM1QT | RP | 1.500 | 103112 | PUMP ROOM
6600 | DONN EISELE ST | 43217-1317 | Active | 180718 | AMES | 3000SS | DCDA | 8.000 | 103113 | PUMP ROOM
2515 | DONNA DR | 43220-4728 | Active | T188139 | WILKINS | 720A | PVB | 0.750 | 3407348 | FRONT OF HOUSE
2549 | DONNA DR | 43220-4782 | Active | T131889 | WILKINS | 720A | PVB | 0.750 | 102701 | FRONT OF HOUSE
2565 | DONNA DR | 43220-4782 | Active | G242370 | WILKINS | 720A | PVB | 0.750 | 98999 | FRONT
2650 | DONNA DR | 43220-4507 | Active | T239834 | WILKINS | 720A | PVB | 0.750 | 58887 | IN THE CENTER OF THE NORTH WALL ON THE OUTSIDE/BACKYARD
2716 | DONNA DR | 43220-4507 | Active | DD8187 | FEBCO | 765 | PVB | 1.000 | 59077 | REAR OF HOUSE NEAR A/C UNIT
2770 | DONNA DR | 43220-4507 | Active | 677145 | RAINBIRD | AC4000 | DC | 0.750 | 59256 | RIGHT SIDE OF FRONT DOOR
7209 | DONNYBROOK DR | 43017-2403 | Active | G187063 | WILKINS | 720A | PVB | 0.750 | 91949 | LEFT SIDE
7229 | DONNYBROOK DR | 43017-2403 | Active | H245774 | FEBCO | 765 | PVB | 1.000 | 71661 | SE CORNER
7240 | DONNYBROOK DR | 43017-2402 | Active | 601523 | WILKINS | 720A | PVB | 0.750 | 90151 | LEFT SIDE
2975 | DONNYLANE BLVD | 43235-3228 | Due Install |  |  |  | RP | 1.000 | 3407419
1495 | DOONE RD | 43221 | Active | 324171 | WILKINS | 720 | PVB | 0.750 | 3623020 | RIGHT SIDE OF HOUSE
1501 | DOONE RD | 43221-3913 | Active | H030003 | FEBCO | 765 | PVB | 0.750 | 3407486 | RIGHT SIDE OF HOUSE
1511 | DOONE RD | 43221-3913 | Active | CB993328 | WILKINS | 720 | PVB | 0.750 | 3407488 | RIGHT SIDE OF HOUSE
1614 | DOONE RD | 43221-3915 | Active | CH2226 | FEBCO | 765 | PVB | 0.750 | 55611 | FRONT OF HOUSE
1643 | DOONE RD | 43221-3939 | Active | T380966 | Wilkins | 720A | PVB | 0.750 | 3407517
1662 | DOONE RD | 43221-3915 | Active | DK6652 | FEBCO | 765 | PVB | 0.750 | 55790 | RIGHT FRONT
1673 | DOONE RD | 43221-3939 | Active | 666018 | WATTS | 800M2QT | PVB | 1.000 | 55805 | WESTSIDE OF HOUSE
1746 | DOONE RD | 43221-3809 | Active | T300093 | WILKINS | 720A | PVB | 0.750 | 3407538 | RIGHT SIDE OF HOUSE
7007 | DORAN DR | 43054-9320 | Active | 247507 | WILKINS | 975 | RP | 0.750 | 71256 | IN BASEMENT AT WATER METER
7010 | DORAN DR | 43054-9702 | Active | 7603 | WATTS | 919AQT | RP | 0.750 | 88765 | IN BASEMENT AT WATER METER
7019 | DORAN DR | 43054 | Active | 30954 | WATTS | 919AQT | RP | 0.750 | 99794 | AT WATER METER
7031 | DORAN DR | 43054-9320 | Active | 247536 | WILKINS | 975 | RP | 0.750 | 71301 | ADJACENT TO WATER METER REAR CORNER OF BASEMENT
950 | DORCHESTER WAY | 43212 | Active | 14392 | AMES | 4000B | RP | 0.750 | 3632911 | 1ST FLOOR MECH RM
950 | DORCHESTER WAY | 43212 | Active | 1072330318 | AMES | 5000SS | RP | 6.000 | 3632909 | 1ST FLOOR MECH RM
950 | DORCHESTER WAY | 43212 | Not Required by DOW | B205057 | WILKINS | 375 | RP | 1.500 | 3632516 | RISER ROOM NW CORNER OF FIRST FLOOR
950 | DORCHESTER WAY | 43212 | Active | 12181C | WILKINS | 375AST | RP | 4.000 | 3632517 | RISER ROOM NW CORNER OF FIRST FLOOR
955 | DORCHESTER WAY | 43212 | Active | 14489 | AMES | 4000B | RP | 0.750 | 3633700 | RISER MECHANICAL ROOM. FIRE SIDE CAR
955 | DORCHESTER WAY | 43212 | Active | 1073380718 | AMES | 5000SS | RPDA | 6.000 | 3633925 | RISER MECHANICAL ROOM.
955 | DORCHESTER WAY | 43212 | Active | SH-1487 | WATTS | 957 | RP | 6.000 | 3635137 | NE MECH/RISER ROOM AT WATER METER
955 | DORCHESTER WAY | 43212 | Not Required by DOW | 78124 | Watts | LF919QT | RP | 0.750 | 3638318 | 4TH FLOOR TRASH ROOM ADJACENT TO ELEVATORS
955 | DORCHESTER WAY | 43212 | Not Required by DOW | 78124 | WILKINS | 375XL | RP | 1.500 | 3638319 | WATER SERVICE ROOM FIRST FLOOR NE CORNER OF BUILDING
8597 | DORNOCH CT | 43017 | Active | T584481 | WILKINS | 720A | PVB | 0.750 | 3650656 | FRONT OF HOUSE RIGHT OF FRONT DOOR
5760 | DORSAL LN | 43081 | Active | B104681 | WATTS | 800M4QT | PVB | 1.000 | 3653928 | LEFT SIDE OF HOUSE
5768 | DORSAL LN | 43081 | Active | B056302 | Watts | 800M4QT | PVB | 1.000 | 3650148 | RIGHT CENTER
5775 | DORSAL LN | 43081 | Active | T567775 | WILKINS | 720A | PVB | 1.000 | 3652575 | RIGHT SIDE OF HOUSE
5776 | DORSAL LN | 43081 | Active | 084469 | WATTS | 800M4FR | PVB | 1.000 | 3652230 | LEFT CENTER
5781 | DORSAL LN | 43081 | Active | B037628 | Watts | 800M4QT | PVB | 1.000 | 3650736 | LEFT SIDE OF HOUSE
5784 | DORSAL LN | 43081 | Active | B094439 | WATTS | 800M4FR | PVB | 1.000 | 3653177 | LEFT SIDE OF HOUSE
5791 | DORSAL LN | 43081 | Active | 086473 | WATTS | 800M4FR | PVB | 1.000 | 3652228 | RIGHT CENTER
5797 | DORSAL LN | 43081 | Active | 7567773 | WILKINS | 720A | PVB | 1.000 | 3653929
2151 | DORSET RD | 43221-3103 | Active | W177910 | WILKINS | 975XL2 | RP | 2.000 | 57458 | METER ROOM UNDER STEPS NW CORNER OF CHURCH
2151 | DORSET RD | 43221-3103 | Not Required by DOW | 601223 | WATTS | 909QT | RP | 0.750 | 57457 | W WALL OF BOILER ROOM (BEHIND BOILER)
2151 | DORSET RD | 43221-3103 | Not Required by DOW | CB258001 | wilkins | 720a | PVB | 1.000 | 88986 | OUTSIDE
2200 | DORSET RD | 43221-3144 | Active | 587272 | WILKINS | 720A | PVB | 0.750 | 57591 | RIGHT SIDE OF HOUSE
2292 | DORSET RD | 43221-3146 | Active | 341946 | WILKINS | 720A | PVB | 1.000 | 90158 | LEFT FRONT DOOR
2299 | DORSET RD | 43221-3145 | Active | CB547241 | WILKINS | 720A | PVB | 0.750 | 57882 | SE CORNER - REAR OF HOME
2310 | DORSET RD | 43221-3146 | Active | A072789 | WILKINS | 720A | PVB | 0.750 | 92348 | FRONT OF HOUSE (SOUTH)
2366 | DORSET RD | 43221-3146 | Active | AE1711 | FEBCO | 765 | PVB | 1.000 | 58087 | RT FRT
2378 | DORSET RD | 43221-3146 | Active | 86599 | WATTS | LF919 | RP | 0.750 | 3407777
2420 | DORSET RD | 43221-3044 | Active | 9981 | FEBCO | 765 | PVB | 0.750 | 58244 | FRONT OF HOUSE
2475 | DORSET RD | 43221-3043 | Active | 377960 | WILKINS | 420XL | PVB | 0.750 | 58409 | FRONT LEFT
2484 | DORSET RD | 43221-3044 | Active | 049051 | WATTS | 800M4QT | PVB | 1.000 | 3407788 | LEFT SIDE OF HOUSE
2498 | DORSET RD | 43221-3044 | Active | T394938 | WILKINS | 720A | PVB | 0.750 | 3407790 | LEFT FRONT
2524 | DORSET RD | 43221-3044 | Active | T418162 | Wilkins | 720A | PVB | 0.750 | 3407794 | RIGHT SIDE OF HOUSE
2531 | DORSET RD | 43221-3043 | Active | CB585198 | WILKINS | 720 | PVB | 0.750 | 3407795 | LEFT OF FRONT DOOR
2545 | DORSET RD | 43221-3043 | Active | 175540 | WATTS | 800M4FR | PVB | 0.750 | 92402 | LEFT FRONT
2571 | DORSET RD | 43221-3043 | Active | 568209 | WILKINS | 720A | PVB | 1.000 | 90159 | WEST SIDE OF HOUSE
2585 | DORSET RD | 43221-3045 | Active | T418409 | WILKINS | 720A | PVB | 0.750 | 3407798 | LEFT SIDE OF HOME
2585 | DORSET RD | 43221-3045 | Active | T418409 | WILKINS | 720A | PVB | 0.750 | 3654863 | LEFT SIDE OF HOME
2612 | DORSET RD | 43221-3046 | Active | G217820 | WILKINS | 720A | PVB | 0.750 | 96137 | RIGHT SIDE OF HOUSE
2628 | DORSET RD | 43221-3046 | Active | A135441 | WILKINS | 720A | PVB | 0.750 | 91720 | RIGHT SIDE
2640 | DORSET RD | 43221-3046 | Active | cb602808 | WILKINS | 720A | PVB | 0.750 | 95041 | RIGHT FRONT OF DOOR
2654 | DORSET RD | 43221-3046 | Active | G241532 | WILKINS | 720A | PVB | 0.750 | 58901 | BACK OF HOUSE
1833 | DORSETSHIRE RD | 43229-2140 | Active | 291696 | WATTS | 800M4QT | PVB | 0.750 | 95448 | LEFT SIDE
5254 | DORY LN | 43235-4009 | Active | G281099 | WILKINS | 720A | PVB | 1.000 | 101003 | FRONT OF HOUSE
6480 | DOUBLETREE AVE | 43229-1111 | Active | 731628 | WILKINS | 975XL | RP | 1.500 | 98386 | CENTER OFFICE IN CLOSET
6500 | DOUBLETREE AVE | 43229-1111 | Active | 04522 | WATTS | 800M4FR | PVB | 1.250 | 70110 | IN FLOWER STORE ROOM OFF KITCHEN HALLWAY
6500 | DOUBLETREE AVE | 43229-1111 | Due Install | [5 empty] | 3633684
6500 | DOUBLETREE AVE | 43229-1111 | Active | 4530 | WATTS | 800M2QT | PVB | 1.250 | 70108 | BOILER ROOM
6500 | DOUBLETREE AVE | 43229-1111 | Active | 3636 | WATTS | 800M2QT | PVB | 1.250 | 70109 | ENGINEERING DEPT.
6525 | DOUBLETREE AVE | 43229- | Not Required by DOW | B270511 | WILKINS | 375XL | RP | 1.500 | 3638432 | ROOM 177 OVER BOILER
6525 | DOUBLETREE AVE | 43229- | Not Required by DOW | B268770 | WILKINS | 375XL | RP | 1.500 | 3638614 | DI SYSTEM IN ROOM 151
6525 | DOUBLETREE AVE | 43229- | Active | 28325 | WATTS | 007M1-QT | DC | 0.750 | 3638325 | S/W CORNER OF BLDG
6525 | DOUBLETREE AVE | 43229- | Active | 15040C | WILKINS | 375AST | RP | 3.000 | 3407974 | MAIN UTILITY ROOM ON RIGHT SIDE
6525 | DOUBLETREE AVE | 43229- | Not Required by DOW | B261512 | WILKINS | 375XL | RP | 1.250 | 3638610 | HUMIDIFIER IN ROOM 162A
6525 | DOUBLETREE AVE | 43229- | Active | 194099 | AMES | 3000SS | DCDA | 6.000 | 3638324 | S/W CORNER OF BLDG
6525 | DOUBLETREE AVE | 43229- | Not Required by DOW | B270513 | WILKINS | 375XL | RP | 1.500 | 3638611 | HUMIDIFIER IN ROOM 151
6525 | DOUBLETREE AVE | 43229- | Not Required by DOW | B249648 | WILKINS | 375XL | RP | 1.500 | 3638612 | HUMIDIFIER IN ROOM 151
6525 | DOUBLETREE AVE | 43229- | Not Required by DOW | B239831 | WILKINS | 375XL | RP | 1.500 | 3638613 | HUMIDIFIER IN ROOM 162A
6633 | DOUBLETREE AVE | 43229-1112 | Active | HC62315 | WILKINS | 950XL | DC | 0.750 | 3654093
6633 | DOUBLETREE AVE | 43229-1112 | Active | 30370B | WILKINS | 350XL | DCDA | 8.000 | 3636584 | FIRE RISER ROOM
6633 | DOUBLETREE AVE | 43229-1112 | Active | 4973872 | WILKINS | 975 | RP | 1.500 | 3407975
1520 | DOUGLAS ST UNIT A | 43212- | Due Install |  |  |  | RP |  | 3407978
55 | DOUGLASS ST | 43205- | Active | 309312 | WATTS | 909QT | RP | 0.750 | 67011 | BOILER ROOM - Douglas E.S.
719 | DOULTON CT | 43228-3033 | Active | PK641 | CONBRACO | 4020402 | RP | 0.750 | 71576 | BOILER ROOM
719 | DOULTON CT | 43228-3033 | Due Install |  |  |  | RP |  | 3652079 | BOILER ROOM
720 | DOULTON CT | 43228-3073 | Active | PJ919 | CONBRACO | 4020402 | RP | 0.750 | 71600 | BOILER ROOM
720 | DOULTON CT | 43228-3073 | Due Install |  |  |  | RP |  | 3652080 | BOILER ROOM
735 | DOULTON CT | 43228-3074 | Due Install |  |  |  | RP | 1.000 | 3652081 | BOILER ROOM
735 | DOULTON CT | 43228-3074 | Active | 4694634 | WILKINS | 975XL2 | RP | 0.750 | 71839 | BOILER ROOM
736 | DOULTON CT | 43228-3075 | Active | PK633 | CONBRACO | 4020402 | RP | 0.750 | 71852 | BOILER ROOM
736 | DOULTON CT | 43228-3075 | Due Install |  |  |  | RP | 1.000 | 3652082 | BOILER ROOM
755 | DOULTON CT | 43228-3076 | Active | PJ918 | CONBRACO | 4020402 | RP | 0.750 | 72211 | BOILER ROOM
755 | DOULTON CT | 43228-3076 | Due Install |  |  |  | RP | 1.000 | 3652083 | BOILER ROOM
756 | DOULTON CT | 43228-4225 | Active | DN045 | CONBRACO | 4020402 | RP | 0.750 | 72236 | BOILER ROOM
756 | DOULTON CT | 43228-4225 | Due Install |  |  |  | RP | 1.000 | 3652084 | BOILER ROOM
4512 | DOVER COMMONS CT | 43054-9058 | Active | T452238 | WILKINS | 720A | PVB | 1.000 | 64269 | LEFT SIDE
4520 | DOVER COMMONS CT | 43054-9058 | Active | T070831 | WILKINS | 720A | PVB | 1.000 | 88367 | RIGHT SIDE OF HOUSE
4536 | DOVER COMMONS CT | 43054-9058 | Active | T083098 | WILKINS | 720A | PVB | 0.750 | 88301 | LEFT SIDE OF HOUSE
2409 | DOVER RD | 43209-2905 | Active | T176300 | WILKINS | 720A | PVB | 0.750 | 88604 | FRONT OF HOUSE
2480 | DOVER RD | 43209-2923 | Active | H932511 | FEBCO | 765 | PVB | 0.380 | 92810 | LEFT SIDE
2744 | DOVER RD | 43209-3020 | Not Required by DOW |  |  |  | RP | 1.500 | 3408042
494 | DOW AVE | 43211-2630 | Not Required by DOW | [5 empty] | 3408079
6405 | DRASCO DR | 43081 | Active | T417730 | WILKINS | 720A | PVB | 0.750 | 3650984
6495 | DRASCO DR | 43081 | Active | T385862 | WILKINS | 720A | PVB | 0.750 | 3650275 | RIGHT SIDE OF HOUSE
3612 | DRAYTON HALL N | 43054-8514 | Active | AD2031 | FEBCO | 765 | PVB | 0.750 | 61279 | RIGHT SIDE OF HOUSE
3624 | DRAYTON HALL N | 43054-8514 | Active | CB443623 | WILKINS | 720A | PVB | 0.750 | 61309 | RIGHT SIDE OF HOUSE
3636 | DRAYTON HALL N | 43054-8514 | Active | T304936 | WILKINS | 720A | PVB | 0.750 | 61334 | LEFT FRONT
3641 | DRAYTON HALL N | 43054-8515 | Active | H277702 | FEBCO | 765 | PVB | 0.750 | 61357 | FRONT OF HOUSE
3648 | DRAYTON HALL N | 43054-8514 | Active | F022878 | WILKINS | 720 | PVB | 0.750 | 61362 | RIGHT SIDE OF HOUSE
3651 | DRAYTON HALL N | 43054-8515 | Active | 589862 | WILKINS | 720A | PVB | 0.750 | 61380 | LEFT FRONT
3547 | DRAYTON HALL S | 43054-8669 | Active | H026140 | FEBCO | 765 | PVB | 0.750 | 102709 | LEFT SIDE OF HOUSE
3552 | DRAYTON HALL S | 43054-8860 | Active | 244014 | WATTS | 800M4QT | PVB | 0.750 | 86997 | left side of house
3559 | DRAYTON HALL S | 43054-8669 | Active | D199 | FEBCO | 765 | PVB | 0.750 | 61066 | FRONT OF HOUSE
3570 | DRAYTON HALL S | 43054-8860 | Active | 874892 | WILKINS | 720A | PVB | 0.750 | 61115 | SIDE OF HOUSE
3571 | DRAYTON HALL S | 43054-8669 | Active | 53166 | WILKINS | 720A | PVB | 0.750 | 61127 | RIGHT FRONT CORNER
3584 | DRAYTON HALL S | 43054-8860 | Active | T361224 | WILKINS | 720A | PVB | 0.750 | 61157 | FRONT LEFT OF HOME
3598 | DRAYTON HALL S | 43054-8860 | Active | 587212 | WILKINS | 720A | PVB | 0.750 | 61197 | OUTSIDE
3599 | DRAYTON HALL S | 43054-8669 | Active | T472542 | WATTS | 800M4QT | PVB | 0.750 | 61201 | SOUTH
3911 | DRESDEN ST | 43224-2212 | Due Install |  |  |  | RP | 3.000 | 3408541 | BASEMENT
1757 | DREW AVE | 43235-7402 | Active | T386612 | Wilkins | 720A | PVB | 0.750 | 3408554 | Right Front
1776 | DREW AVE | 43235-7413 | Active | 633052 | WATTS | 909HWQT | RP | 1.000 | 100676 | Pump / Boiler room - behind boilers
1776 | DREW AVE | 43235-7413 | Due Install |  |  |  | RP | 6.000 | 3639534 | IN HOT BOX AT PIT
1919 | DREW AVE | 43235-7411 | Active | 375304 | WILKINS | 720A | PVB | 0.750 | 90160 | EAST SIDE OF HOUSE LEFT SIDE
3894 | DRISCOLL CT | 43016-4129 | Active | T231651 | WILKINS | 720A | PVB | 0.750 | 97044 | RIGHT SIDE OF HOUSE
1200 | DRUMBARTON CT | 43235-5121 | Active | F44257 | FEBCO | 765 | PVB | 1.000 | 54263 | LEFT FRONT
1203 | DRUMBARTON CT | 43235-5121 | Active | T361393 | WILKINS | 720A | PVB | 0.750 | 3408774 | LEFT FRONT
1212 | DRUMBARTON CT | 43235-5121 | Active | H580673 | FEBCO | 765 | PVB | 0.750 | 90167 | LEFT SIDE
1215 | DRUMBARTON CT | 43235-5121 | Active | H338434 | FEBCO | 765 | PVB | 0.750 | 88568 | LEFT SIDE
1227 | DRUMBARTON CT | 43235-5121 | Active | T146690 | WILKINS | 720A | PVB | 0.750 | 103501 | EAST SIDE OF HOUSE
1239 | DRUMBARTON CT | 43235-5121 | Active | 77254 | WATTS | 800M2QT | PVB | 1.000 | 3408777 | LEFT SIDE OF HOUSE
1248 | DRUMBARTON CT | 43235-5121 | Active | CAA25726 | WILKINS | 720A | PVB | 1.000 | 54403 | RIGHT SIDE OF HOUSE -OUTSIDE
696 | DRUMMOND CT | 43214-3475 | Active | H068842 | FEBCO | 765 | DC | 0.750 | 71030 | FRONT OF HOUSE
778 | DRUMMOND CT | 43214-3404 | Active | T550908 | WATTS | 720A | PVB | 1.000 | 72788 | FRONT CENTER
6659 | DRURY RD | 43016-7054 | Active | H245175 | FEBCO | 765 | PVB | 0.750 | 70442 | LEFT SIDE OF HOUSE
6679 | DRURY RD | 43016-7054 | Active | T363411 | WILKINS | 720A | PVB | 0.750 | 70477 | LEFT FRONT BY GAS METER
6505 | DUBLIN CENTER DR | 43017-5016 | Active | 216000 | WATTS | LF909M2QT | RP | 2.000 | 3653729 | NE MECH ROOM
6555 | DUBLIN CENTER DR | 43017-5016 | Active | 102640 | AMES | 2000SS | DC | 8.000 | 70239 | NW RISER ROOM THRU GARDEN AREA OUTSIDE DOOR
6555 | DUBLIN CENTER DR | 43017-5016 | Not Required by DOW | 135713 | WATTS | 009M2QT | RP | 2.000 | 70238 | JANITOR CLOSET BY EMPLOYEE BREAK ROOM TOP DEVICE
6555 | DUBLIN CENTER DR | 43017-5016 | Due Install |  |  |  | DCDA | 8.000 | 3636512 | IN PIT EAST PIT AT NW BLDG
6555 | DUBLIN CENTER DR | 43017-5016 | LPS - Active |  | AMES |  | LST |  | 3636511 | FIRE PUMP NW RISER ROOM THRU GARDEN AREA OUTSIDE DOOR
6555 | DUBLIN CENTER DR | 43017-5016 | Active | 108780 | WATTS | 009QT | RP | 2.000 | 70240 | JANITOR/WATER RISER CLOSET AT WATER RISER BOTTM DEVIICE
6619 | DUBLIN CENTER DR | 43017- | Active | 64900 | AMES | 2000BM3 | DC | 0.750 | 3649866 | DOOR # 6619 RISER ROOM #1 (REAR)
6619 | DUBLIN CENTER DR | 43017- | Active | VC-1527 | AMES | COLT 300GV | DCDA | 6.000 | 3624418 | DOOR # 6619 RISER ROOM #1 (REAR)
6619 | DUBLIN CENTER DR | 43017- | Active | 26877 | WATTS | LF919QT | RP | 1.500 | 3624417 | DOOR # 6619 RISER ROOM #1 (REAR) AT WATER METER
6651 | DUBLIN CENTER DR | 43017- | Due Install |  |  |  | DCDA | 6.000 | 3651248 | DOOR ADDR #6369 RISER ROOM #3 NORTH RISER ROOM
6651 | DUBLIN CENTER DR | 43017- | Due Install |  |  |  | RP | 3.000 | 3635515 | DOOR # 6763 RISER ROOM #3 AT WATER METER NORTH RISER ROOM
6651 | DUBLIN CENTER DR | 43017- | Active | 805668 | WATTS | 909 | RP | 2.000 | 3611827 | RISER ROOM #3 NORTH RISER ROOM
6669 | DUBLIN CENTER DR | 43017 | Active | 28698 | WATTS | LF919QT | RP | 1.500 | 3646337 | SE WASH BAY BY ROLL-UP DOOR AT WATER METER
6669 | DUBLIN CENTER DR | 43017 | Not Required by DOW | ABS5768 | WILKINS | 975XL2 | RP | 1.000 | 3646336 | POWER WASHER IN WASH BAY
6691 | DUBLIN CENTER DR | 43017- | Active | 147650 | WATTS | 909 | RP | 3.000 | 70492 | DOOR ADDR IS 6651 RISER ROOM #2 AT WATER METER (# PLATE ON TESTR TAG)
6691 | DUBLIN CENTER DR | 43017- | Active | TA-1557 | AMES | COLT500GV | RPDA | 6.000 | 3635516 | DOOR ADDR IS 6651 RISER ROOM #2 (WATER ADDR 6691) MIDDLE RISER ROOM
6691 | DUBLIN CENTER DR | 43017- | Active | 78647 | WATTS | LF919QT | RP | 0.750 | 3638086 | ADDR ON DOOR 6651 RISER ROOM #2
6825 | DUBLIN CENTER DR | 43017-5078 | Active | 1838 | AMES | 2000SS | DC | 0.750 | 70768 | MECH ROOM SE CORNER OF WAREHOUSE
6825 | DUBLIN CENTER DR | 43017-5078 | Active | 115603 | WATTS | 009PCQT | RP | 2.000 | 70767 | MECH ROOM SE CORNER OF WAREHOUSE
6825 | DUBLIN CENTER DR | 43017-5078 | LPS - Active |  |  |  | LPC |  | 3636908 | FIRE PUMP
6825 | DUBLIN CENTER DR | 43017-5078 | Active | 30302 | AMES | 3000SS | DCDA | 8.000 | 70769 | MECH ROOM SE CORNER OF WAREHOUSE--SERIAL #3KN0302
6360 | DUBLIN INDUSTRIAL LN | 43016-1277 | Active | 3814189 | WILKINS | 975XL2 | RP | 1.500 | 69780 | AT WATER METER FIRST OFFICE ON LEFT (6362 DOOR) IN WALL TRAP DOOR
6400 | DUBLIN PARK DR | 43016-8490 | Active | 192890 | WATTS | 009QT | RP | 1.000 | 69870 | IN LEFT CORNER OF BLDG AT WATER METER FIELD SPORTS BLDG
6400 | DUBLIN PARK DR | 43016-8490 | Active | 1267020503 | AMES | 3000SS | DCDA | 4.000 | 69869 | IN LEFT CORNER OF BUILDING
6400 | DUBLIN PARK DR | 43016-8490 | Active | 29841 | AMES | 2000B | DC | 0.750 | 69871 | IN LEFT CORNER OF BUILDING
6490 | DUBLIN PARK DR | 43016-8490 | Active | 179690 | WATTS | 009QT | RP | 1.000 | 3625135 | SOUTHWEST CORNER - AT WATER METER
6490 | DUBLIN PARK DR | 43016-8490 | Active | 126962 | WATTS | 709 | DC | 3.000 | 70032 | SOUTHWEST CORNER - AT DC FIRE METER
6500 | DUBLIN PARK DR | 43016-8492 | Active | 68325 | AMES | 2000BM3 | DC | 0.750 | 3652604 | MID S WALL
6500 | DUBLIN PARK DR | 43016-8492 | Active | WA-1520 | AMES | COLT 300BF | DCDA | 3.000 | 3651007 | MID S WALL IN WAREHOUSE/RISER AREA
6500 | DUBLIN PARK DR | 43016-8492 | Active | 231781 | WATTS | LF009M2QT | RP | 1.000 | 3409233 | MID S WALL WAREHOUSE/RISER AREA AT WATER METER
7001 | DUBLIN PARK DR | 43016-8340 | Active | UH-2644 | AMES | COLT 300GV | DCDA | 4.000 | 3638461 | NE MECH/RISER ROOM
7001 | DUBLIN PARK DR | 43016-8340 | Active | 62209 | AMES | 2000BM3 | DC | 0.750 | 3649007 | NE MECH/RISER ROOM
7001 | DUBLIN PARK DR | 43016-8340 | Not Required by DOW | 229136 | WATTS | 009QT | RP | 0.750 | 71240 | BOILER ROOM AT 14 FEET ELEVATION
7001 | DUBLIN PARK DR | 43016-8340 | Active | 25223 | WATTS | 009QT | RP | 2.000 | 71241 | NE MECH/RISER ROOM AT WATER METER
7679 | DUBLIN PLAIN CITY RD | 43016 | Active | TH-0377 | AMES | COLT 500-GV | RPDA | 6.000 | 3640824 | IN HOT BOX N OF NW CORNER BLDG AT ENTRANCE
7679 | DUBLIN PLAIN CITY RD | 43016 | Active | TJ-0186 | WATTS | 957 | RP | 3.000 | 3640800 | INSIDE SW MECH/RISER ROOM AT WATER METER
7679 | DUBLIN PLAIN CITY RD | 43016 | Active | 81832 | WATTS | LF919QT | RP | 0.750 | 3640828 | IN HOT BOX N OF NW CORNER BLDG AT ENTRANCE
808 | DUBLIN RD | 43215- | Active | 395397 | WATTS | 009M3QT | RP | 0.750 | 3608004 | 808 DUBLIN ROAD-1ST FLOOR
940 | DUBLIN RD | 43204 | Active | 11786 | WATTS | 919QT | RP | 2.000 | 100548 | 920 Building NE Corner
940 | DUBLIN RD | 43204 | Active | A13581 | WATTS | 009M2-FP | RP | 2.000 | 100549 | Bldg South Side Of Dublin Rd.
940 | DUBLIN RD | 43204 | Not Required by DOW | A00245 | WATTS | 009M2QT | RP | 1.000 | 100552 | 940 DUBLIN RD
940 | DUBLIN RD | 43204 | Active | 242516 | WATTS | 009M3QT | RP | 0.750 | 100553 | 940 DUBLIN RD, zinc orthophosphate room
940 | DUBLIN RD | 43204 | Active | B25449 | WATTS | 009M3QT | RP | 0.750 | 100554 | 940 DUBLIN RD, LOW SERV PUMP BY AIR COMP
940 | DUBLIN RD | 43204 | Not Required by DOW | 169991 | WATTS | 009M3QT | RP | 0.750 | 100546 | 940 DUBLIN RD, UTILITY TUNNEL EAST END
940 | DUBLIN RD | 43204 | Active | 120140 | WATTS | 009M2PCQT | RP | 0.750 | 102306 | 940 DUBLIN RD, TUNNEL MIDDLE
940 | DUBLIN RD | 43204 | Active | H13574 | FEBCO | 860 | RP | 1.000 | 100541 | 940 DUBLIN RD, SODIUM HYPO FEED, N WALL TOP
940 | DUBLIN RD | 43204 | Active | 646994 | WATTS | 800M2QT | PVB | 1.000 | 102307 | 940 DUBLIN RD, HYPO BLDG
940 | DUBLIN RD | 43204 | Active | 612821 | WATTS | 909QT | RP | 1.000 | 100545 | 940 DUBLIN RD N. Sludge Bldg Basement
940 | DUBLIN RD | 43204 | Active | 218702 | WATTS | 009M2PCQT | RP | 0.750 | 102308 | 940 DUBLIN RD, CHEM BLDG NORTH WALL
940 | DUBLIN RD | 43204 | Active | H12786 | FEBCO | 860 | RP | 2.000 | 100544 | 940 DUBLIN RD, HYPO BLDG N WALL BOTTOM
940 | DUBLIN RD | 43204 | Active | H23433 | FEBCO | 860 | RP | 1.000 | 100543 | 940 DUBLIN RD HYPO Bldg S.E. Wall Bottom
940 | DUBLIN RD | 43204 | Active | H23591 | FEBCO | 860 | RP | 1.000 | 100542 | HYPO Building SE Wall Top
940 | DUBLIN RD | 43204 | Not Required by DOW | 2536315 | WILKINS | 975 | RP | 1.000 | 102310 | 940 DUBLIN HYPO Building HVAC Room
940 | DUBLIN RD | 43204 | Active | 634765 | WATTS | 800M2QT | PVB | 1.000 | 102311 | 940 DUBLIN RD HYPO Building
940 | DUBLIN RD | 43204 | Active | 651156 | WATTS | 800M2QT | PVB | 1.000 | 102312 | 940 DUBLIN RD, HYPO BLDG, S WALL HYDRO ROOM
940 | DUBLIN RD | 43204 | Active | 19697 | WATTS | 009M3QT | RP | 0.750 | 3607899 | 940 DUBLIN RD, PERMANGANATE FEED ROOM
940 | DUBLIN RD | 43204 | Active | 32173 | WATTS | 009 | RP | 0.500 | 3607900 | 940 DUBLIN RD, TUNNEL WEST END
940 | DUBLIN RD | 43204 | Active | 193680 | WATTS | 909 | RP | 3.000 | 3607901 | 940 DUBLIN RD, UTILITY TUNNEL N. WALL WEST END
940 | DUBLIN RD | 43204 | Active | 17281 | WATTS | LF909 | RP | 4.000 | 3613439 | 940 DUBLIN RD, Ozone Building
940 | DUBLIN RD | 43204 | Active | 002364 | WATTS | LF909 | RP | 3.000 | 3613440 | 940 DUBLIN RD Ozone Building
940 | DUBLIN RD | 43204 | Active | 009577 | WATTS | LF909QT | RP | 0.750 | 3613441 | 940 DUBLIN RD, PFS Room East Wall
940 | DUBLIN RD | 43204 | Active | 007930 | WATTS | 909QT | RP | 2.000 | 3619996 | 940-CHEMICAL BLDG. BASEMENT/CO2 FEED S.E. WALL ABOVE RAMP
940 | DUBLIN RD | 43204 | Active | 233220 | WATTS | 009QT | RP | 2.000 | 3619997 | 940-CHEMICAL BLDG. BASEMENT/POLYMER FEED EAST CENTER OF ROOM
940 | DUBLIN RD | 43204 | Active | 54872 | APOLLO | LF4A | RP | 6.000 | 3619998 | 940-BOILER ROOM BASEMENT EAST WALL
940 | DUBLIN RD | 43204 | Active | 08427 | WATTS | 909 | RPDA | 4.000 | 3619999 | 940-HYPO BLDG HVAC ROOM SPRINKLER SYSTEM WEST WALL
940 | DUBLIN RD | 43204 | Active | 657166 | WATTS | 909 | RP | 0.750 | 3620000 | 940-HYPO BLDG. HVAC ROOM IN FRONT OF 4 INCH
940 | DUBLIN RD | 43204 | Active | 000210 | WATTS | LF709 | DC | 6.000 | 3620001 | 940- NORTH SLUDGE BLDG-WASH PUMP FEED
940 | DUBLIN RD | 43204 | Active | 74665 | AMES | 2000B | DC | 0.750 | 3620002 | 940-OZONE CHEMICAL RM S.E. WALL W. END
940 | DUBLIN RD | 43204 | Active | 1861230616 | AMES | 3000SS | DC | 3.000 | 3620003 | 940-OZONE SPRINKLERS S. WALL
940 | DUBLIN RD | 43204 | Active | 16372 | WATTS | LF909 | RP | 4.000 | 3620004 | 940-SPS 1ST FLOOR E. WALL
940 | DUBLIN RD | 43204 | Active | 003871 | WATTS | LF909 | RP | 2.000 | 3620005 | 940-SPS 1ST FLOOR E. WALL
940 | DUBLIN RD | 43204 | Active | 003121 | WATTS | LF909M1 | RP | 8.000 | 3626234 | TORNADO AREA - TOP
940 | DUBLIN RD | 43204 | Active | 003027 | WATTS | LF909M1 | RP | 8.000 | 3626425 | TORNADO ROOM
940 | DUBLIN RD | 43204 | Active | 804539 | APOLLO | RP14A | RP | 1.500 | 3635866 | 940 DUBLIN RD - ZINC FEED PUMPS
940 | DUBLIN RD | 43204 | Active | N1601150623 | FEBCO | LF860 | RP | 8.000 | 3635867 | 940 DUBLIN RD - VESSEL ROOM W
940 | DUBLIN RD | 43204 | Active | 60699 | APOLLO | RPLF4A | RP | 3.000 | 3635868 | 940 DUBLIN RD - BRINE ROOM
940 | DUBLIN RD | 43204 | Active | 60642 | APOLLO | RPLF4A | RP | 3.000 | 3635869 | 940 DUBLIN RD - BRINE ROOM
940 | DUBLIN RD | 43204 | Active | 808241 | APOLLO/CONBRACO | RPLF4A | RP | 1.000 | 3635870 | 940 DUBLIN RD - BLDG
940 | DUBLIN RD | 43204 | Active | 840705 | APOLLO | RPLF4A | RP | 1.500 | 3635872 | 940 DUBLIN RD - POLYMER FEED COAG AID
940 | DUBLIN RD | 43204 | Active | 786470 | APOLLO | RPLF4A | RP | 1.500 | 3635873 | 940 DUBLIN RD - POLYMER FEED FILTER AID
940 | DUBLIN RD | 43204 | Active | L34432 | WILKINS | 375A | RP | 2.500 | 100540 | 940 DUBLIN RD, HYPO Building HVAC Room
940 | DUBLIN RD | 43204 | Active | 649953 | WATTS | 800M4FR | PVB | 1.000 | 100539 | 940 DUBLIN RD HYPO Building NW Wall
940 | DUBLIN RD | 43204 | Active | 02359 | WATTS | 909M1 | RP | 1.250 | 3635874 | 940 DUBLIN RD - N SLUDGE BASEMENT
940 | DUBLIN RD | 43204 | Active | 1301960716 | AMES | 4000SS | RP | 3.000 | 3638847 | ION BUILDING
940 | DUBLIN RD | 43204 | Active | 166908 | AMES | 2000SS | DC | 10.000 | 99487 | 920 BLDG AT FIRE RISERS
970 | DUBLIN RD | 43215-1169 | Active | 9430 | WATTS | 009QT | RP | 1.250 | 74857 | METER ROOM OF ADMINISTRATION BUILDINGS
970 | DUBLIN RD | 43215-1169 | Active | 299863 | WATTS | 909M1QT | RP | 1.500 | 74856 | NE CORNER OF TRUCK WASH
970 | DUBLIN RD | 43215-1169 | Active | 184291 | WILKINS | 975 | RP | 2.000 | 74855 | BOILER ROOM AT METER
970 | DUBLIN RD | 43215-1169 | Active | 18720 | WATTS | 009M2QT | RP | 1.500 | 91018 | TRAFFIC BLDG
974 | Dublin Rd | 43215 | Not Required by DOW | 28124 | WATTS | LF919AQT | RP | 1.500 | 3652748
974 | Dublin Rd | 43215 | Active | 79022 | WATTS | 919-QT | RP | 0.750 | 3648238 | METER HOUSE NORTH OF DUBLIN RD - FIRE SERVICE BYPASS
974 | Dublin Rd | 43215 | Active | TF-0205 | WATTS | 957 | RPDA | 8.000 | 3648237 | METER HOUSE NORTH OF DUBLIN RD - FIRE SERVICE
974 | Dublin Rd | 43215 | Not Required by DOW | 40686 | WATTS | 919QT | RP | 2.000 | 3409093 | MAINTENACE ROOM LEFT SIDE OF BUILDING
1013 | DUBLIN RD | 43215-1135 | Not Required by DOW | [5 empty] | 3409092
1017 | DUBLIN RD | 43215-1135 | Not Required by DOW | [5 empty] | 3409094
1025 | DUBLIN RD | 43215- | Active | 44770 | WATTS | 919AQT | RP | 1.000 | 3409097 | AT METER/CLOSET THRU MENS RM -BLDG SW DUBLIN/WATERMAN
1029 | DUBLIN RD | 43215-1199 | Due Install |  |  |  | RP | 0.750 | 3409098
1033 | DUBLIN RD | 43215-1117 | Due Install |  |  |  | RP |  | 3409101 | AT METER
1034 | DUBLIN RD | 43215-1116 | Active | 4480233 | WILKINS | 975XL2 | RP | 0.750 | 53682 | SE AT WATER METER
1075 | DUBLIN RD | 43215-1118 | [6 empty] | 3409109
1090 | DUBLIN RD | 43215-1006 | Active | W001684 | WILKINS | 975 | RP | 1.000 | 53838 | NEAAR WATER METER IN BACK OF BUIDING
1093 | DUBLIN RD | 43215- | Active | 4282613 | WILKINS | 975 | RP | 1.500 | 3619811 | AT METER
1100 | DUBLIN RD | 43215-1006 | Active | 4497656 | WILKINS | 975XL | RP | 1.000 | 3630132 | EAST BACK WALL AT WATER METER
1100 | DUBLIN RD | 43215-1006 | Not Required by DOW | 4567744 | WILKINS | 975XL2 | RP | 1.000 | 3630133 | ABOVE WATER METER
1103 | DUBLIN RD | 43215-1005 | Active | 3456930 | WILKINS | 975XL | RP | 0.750 | 53892 | IN RESTROOM @ METER
1107 | DUBLIN RD | 43215-1005 | Active | B256150 | WILKINS | 375 | RP | 0.750 | 3409112 | UNDER SINK NEXT TO METER
1114 | DUBLIN RD | 43215-1039 | Active | 20067 | WATTS | 007M1QT | DC | 0.750 | 102234 | BASEMENT CLOSET
1114 | DUBLIN RD | 43215-1039 | Not Required by DOW | 21546 | WATTS | 919AQT | RP | 1.000 | 97290 | MECH ROOM DOCK AREA - 1114 DUBLIN RD
1114 | DUBLIN RD | 43215-1039 | Active | 1790961012 | AMES | 3000SS | DCDA | 6.000 | 102235 | BASEMENT CLOSET
1114 | DUBLIN RD | 43215-1039 | Due Install |  |  |  | RP | 0.750 | 3648588 | IN CLOSET
1114 | DUBLIN RD | 43215-1039 | Not Required by DOW | 73002 | WATTS | LF919QT | RP | 1.000 | 90169 | MECH ROOM DOCK AREA
1114 | DUBLIN RD | 43215-1039 | Active | 3061142 | WILKINS | 975XLBMS | RP | 1.250 | 97264 | LOADING DOCK RIGHT OF OVERHEAD DOOR
1114 | DUBLIN RD | 43215-1039 | Not Required by DOW | 21850 | WATTS | 919AQT | RP | 1.000 | 97291 | MECH ROOM DOCK AREA - 1114 DUBLIN RD
1120 | DUBLIN RD | 43215- | Active | 38018 | WATTS | 919AQT | RP | 1.000 | 102210 | 1ST FLOOR MECHANICAL ROOM @ WATER METER
1127 | DUBLIN RD | 43215-1005 | Active | 4860761XLTCD | WILKINS | 975XL2 | RP | 1.500 | 3646783 | AT METER
1127 | DUBLIN RD | 43215-1005 | Not Required by DOW | J109777 | FEBCO | 825YA | RP | 1.000 | 92866 | BACK OF BLDG NEXT TO RESTROOMS
1130 | DUBLIN RD | 43215-1039 | Active | 13375 | WATTS | 919QT | RP | 1.250 | 54015 | METER ROOM
1130 | DUBLIN RD | 43215-1039 | Not Required by DOW | 589220 | WILKINS | 975XL | RP | 1.000 | 54017 | BREWERY
1130 | DUBLIN RD | 43215-1039 | Active | ACA8638 | WILKINS | 975XL | RP | 1.500 | 54016 | BOILER ROOM @ WATER MTR
1135 | DUBLIN RD | 43215-1005 | Active | 085752 | WATTS | LF009M2QT | RP | 1.500 | 3648797 | HOTBOX N/W CORNER OF PROPERTY
1156 | DUBLIN RD | 43215-1095 | Active | 56552 | WATTS | 009 M1 QT | RP | 1.500 | 54089 | IN METER ROOM ON NORTH END OF BLDG
1159 | DUBLIN RD | 43215-1874 | Active | 100002673 | FEBCO | 805Y | DC | 0.750 | 54097 | EAST WALL ELECTRICAL ROOM
1159 | DUBLIN RD | 43215-1874 | Active | 19019 | WATTS | 009QT | RP | 1.500 | 54098 | SPRINKLER ROOM EAST NORTH END OF BUILDING
1159 | DUBLIN RD | 43215-1874 | Active | 9704151305 | FEBCO | 876 | DCDA | 4.000 | 54099 | EAST WALL ELECTRICAL ROOM
1160 | DUBLIN RD | 43215-1052 | Active | 27675 | WATTS | 009M2QT | RP | 1.500 | 54105 | EAST OF MAIN ENTRANCE MAIN LOBBY
1160 | DUBLIN RD | 43215-1052 | Active | 9802191418 | FEBCO | 870 | DC | 8.000 | 54107 | NORTH WALL MECHANICAL ROOM
1160 | DUBLIN RD | 43215-1052 | Active | 324013 | WATTS | 909M1QT | RP | 2.000 | 54106 | SPRINKLER ROOM DOMESTIC WATER SERVICE
1165 | DUBLIN RD | 43215-1005 | Active | 4144400 | WILKINS | 975XL2 | RP | 1.500 | 3409117 | MECHANICAL ROOM
1165 | DUBLIN RD | 43215-1005 | Not Required by DOW | 4134925 | WILKINS | 975XL2 | RP | 0.750 | 3615039 | MECHANICAL ROOM
1180 | DUBLIN RD | 43215-1008 | Not Required by DOW | [5 empty] | 3627987
1180 | DUBLIN RD | 43215-1008 | Active | VB-1505 | AMES | COLT | DCDA | 6.000 | 3627988 | IN METER PIT LEFT OF DRIVE
1180 | DUBLIN RD | 43215-1008 | Not Required by DOW | CB451714 | WILKINS | 720A | PVB | 1.000 | 3629580 | Front of building (outside).
1180 | DUBLIN RD | 43215-1008 | Active | 64588 | AMES | 2000BM3 | DC | 0.750 | 3649905 | IN METER PIT LEFT OF DRIVE
1180 | DUBLIN RD | 43215-1008 | Active | VA-1356 | WATTS | 957 | RP | 3.000 | 3409120 | AT HOTBOX BY METER PIT
1200 | DUBLIN RD | 43215-1008 | Due Install |  |  |  | RP | 1.500 | 3409121
1200 | DUBLIN RD | 43215-1008 | Due Install |  |  |  | DCDA | 6.000 | 3652426
1201 | DUBLIN RD | 43215-1026 | Due Install |  |  |  | RP |  | 3409122
1201 | DUBLIN RD | 43215-1026 | Active | 491375 | WATTS | 909QT | RP | 1.000 | 54280 | LOWER LEVEL NORTH SIDE
1211 | DUBLIN RD | 43215-1026 | Not Required by DOW | 700714 | WILKINS | 720A | PVB | 1.000 | 54317 | BACK OF BUILDING -NEAR AC
1211 | DUBLIN RD | 43215-1026 | Active | 24227 | WATTS | LF919QT | RP | 1.500 | 3635374
1225 | DUBLIN RD | 43215-1024 | Due Install |  |  |  | RP |  | 3638746
1225 | DUBLIN RD | 43215-1024 | Active | 950922 | WILKINS | 975XL | RP | 0.750 | 101447 | BEHIND THE WASHER MACHINE
1225 | DUBLIN RD | 43215-1024 | Active | 950924 | WILKINS | 975XL | RP | 0.750 | 95604 | AT WATER METER
1233 | DUBLIN RD | 43215-7000 | Active | 57703 | WATTS | 919QT | RP | 0.750 | 3409123 | BASEMENT AFTER WATER METER
1237 | DUBLIN RD | 43215-7000 | Active | 3686548 | WILKINS | 975 | RP | 1.000 | 3604475 | UTILITY ROOM BY WATER METER
1241 | DUBLIN RD | 43215-7048 | Active | 436684 | WATTS | 909M1QT | RP | 1.500 | 3409124 | Basement West Wall
1251 | DUBLIN RD | 43215-7000 | Active | AKA3637 | Wilkins | 375XL | RP | 1.500 | 3649594 | BASEMENT SOUTHWEST CORNER
1251 | DUBLIN RD | 43215-7000 | Not Required by DOW | 4334571 | WILKINS | 975XL | RP | 1.500 | 3632750 | NEXT TO WATER METER
1261 | DUBLIN RD | 43215-7000 | Not Required by DOW | 710863 | WILKINS | 975XL | RP | 1.250 | 54468 | BOILER ROOM ABOVE ELECTRIC PANEL
1261 | DUBLIN RD | 43215-7000 | Active | 1839310421 | AMES | 2000SS | DC | 4.000 | 3650422 | BOILER ROOM BY WATER METER NE CORNER
1261 | DUBLIN RD | 43215-7000 | Not Required by DOW | 766579 | WILKINS | 975XL | RP | 1.250 | 54469 | BOILER ROOM - ABOVE BOILERS
1261 | DUBLIN RD | 43215-7000 | Not Required by DOW | 3590901 | WILKINS | 975XL | RP | 2.000 | 99842 | BOILER ROOM BY WATER METER NE CORNER
1261 | DUBLIN RD | 43215-7000 | Active | VE-1750 | WATTS | 957 | RP | 4.000 | 3641242 | BOILER ROOM BY WATER METER NE CORNER
1266 | DUBLIN RD | 43215-1008 | Active | 08208 | WATTS | LF009 | RP | 3.000 | 3638275 | BASEMENT MECH ROOM AT WATER METER
1266 | DUBLIN RD | 43215-1008 | Not Required by DOW | 17499 | WATTS | LF009MW | RP | 2.000 | 3638603 | MECH ROOM SE CORNER OF BASEMENT
1266 | DUBLIN RD | 43215-1008 | Active | V51957 | WILKINS | 350ADA | DCDA | 4.000 | 3638734 | BASEMENT MECH ROOM AT METER SET
1266 | DUBLIN RD | 43215-1008 | Active | 4600262 | WILKINS | 950XLD | DC | 0.750 | 3638735 | BASEMENT MECH ROOM AT METER SET FIRE SIDE CAR IN SE CORNER IN BASEMENT
1296 | DUBLIN RD | 43215-1008 | Due Install |  |  |  | RP | 0.750 | 3409127
1296 | DUBLIN RD | 43215-1008 | Due Install |  |  |  | DCDA | 8.000 | 3652424
1300 | DUBLIN RD | 43215-1093 | Active | 74381 | WATTS | 919 | RP | 1.000 | 3409128 | STORAGE ROOM
1310 | DUBLIN RD | 43215-1093 | Active | W341761XLTCU | WILKINS | 975XL | RP | 0.750 | 99374 | AT WATER METER
1313 | DUBLIN RD | 43215-7000 | Not Required by DOW |  |  |  | RP |  | 3632633
1313 | DUBLIN RD | 43215-7000 | Active | 51380 | WATTS | 919AQT | RP | 0.750 | 3351166 | BOILER ROOM
1320 | DUBLIN RD | 43215-1186 | Active | 49061 | WATTS | 919AQT | RP | 0.750 | 54668 | UTILITY RM @ RESTROOM AREA, MECH RM AT WATER METER
1321 | DUBLIN RD | 43215- | Not Required by DOW | [5 empty] | 3409130
1326 | DUBLIN RD | 43215 | Active | 18380 | AMES | 3000SS | DCDA | 6.000 | 3613289 | RISER ROOM, NW MECH RM
1326 | DUBLIN RD | 43215 | Active | 56721 | WATTS | LF919QT | RP | 0.750 | 3608234 | RISER ROOM
1326 | DUBLIN RD | 43215 | Active | 22712 | WATTS | 007M1QT | DC | 0.750 | 3613290 | RISER ROOM, NW MECH RM
1328 | DUBLIN RD | 43215-1054 | Not Required by DOW | 608892 | WATTS | 909QT | RP | 0.750 | 54696 | MECHANICAL ROOM ABOVE BOILERS
1328 | DUBLIN RD | 43215-1054 | Active | 20582 | WATTS | 919QT | RP | 1.500 | 3615161 | Basement Supply Closet
1328 | DUBLIN RD | 43215-1054 | Not Required by DOW | 377708 | WATTS | 009M3QT | RP | 0.750 | 104169 | MECHANICAL ROOM BASEMENT SOUTH SIDE
1330 | DUBLIN RD | 43215-1093 | Active | 17892 | WATTS | LF919QT | RP | 2.000 | 3607989 | MECHANICAL ROOM/RISER ROOM
1330 | DUBLIN RD | 43215-1093 | Active | 21612 | WATTS | 007M1QT | DC | 0.750 | 3607988 | MECHANICAL ROOM/RISER ROOM
1330 | DUBLIN RD | 43215-1093 | Active | 1817481213 | AMES | 3000SS | DCDA | 6.000 | 3607987 | MECHANICAL ROOM/RISER ROOM
1330 | DUBLIN RD | 43215-1093 | Not Required by DOW | 05971 | AMES | 4000B | RP | 1.500 | 3606069 | MECHANICAL ROOM
1335 | DUBLIN RD | 43215-1000 | Active | TE-2310 | AMES | COLTRP400 | RP | 4.000 | 3409132 | OFFICE BASEMENT
1366 | DUBLIN RD | 43215-1093 | Not Required by DOW | 279473 | Watts | 009M2QT | RP | 1.000 | 89473 | STORAGE ROOM AT WATER METER (basement)
1366 | DUBLIN RD | 43215-1093 | Active | 216779 | WATTS | 009M2-QT | RP | 2.000 | 3652373 | STORAGE ROOM AT WATER METER (basement)
1366 | DUBLIN RD | 43215-1093 | Not Required by DOW | 279473 | WATTS | 009M2-FP | RP | 1.000 | 3654229 | STORAGE ROOM AT WATER METER (basement)
1366 | DUBLIN RD | 43215-1093 | Active | 72630 | AMES | 2000B | DC | 0.750 | 3654325 | MECH. ROOM (BASEMENT)
1366 | DUBLIN RD | 43215-1093 | Active | XB-3278 | AMES | COLT 300-GV | DCDA | 4.000 | 3654326 | MECH. ROOM (BASEMENT)
1366 | DUBLIN RD | 43215-1093 | Not Required by DOW | 131978 | WATTS | 909 | RP | 0.750 | 54815 | MECH. ROOM (BASEMENT)
1375 | DUBLIN RD | 43215-1074 | Due Install |  |  |  | DCDA | 4.000 | 3652372
1375 | DUBLIN RD | 43215-1074 | Due Install |  |  |  | RP | 1.500 | 3409136
1377 | DUBLIN RD | 43215-1089 | Active | 4699789 | WILKINS | 975XL2 | RP | 1.500 | 3409137 | AT WATER METER IN CLOSET THRU 1379
1390 | DUBLIN RD | 43215-1009 | Not Required by DOW | DH0745 | FEBCO | 765 | PVB | 1.000 | 101462 | FRONT SOUTHWEST CORNER
1390 | DUBLIN RD | 43215-1009 | Active | 11000830221 | AMES | 3000SS | DCDA | 6.000 | 3636454 | METER ROOM
1390 | DUBLIN RD | 43215-1009 | Active | 31145 | WATTS | 007M1QT | DC | 0.750 | 3650452 | METER ROOM FIRE 3/4" SIDE CAR
1390 | DUBLIN RD | 43215-1009 | Active | 329506 | WILKINS | 975XL | RP | 1.500 | 54873 | IN MECHANICAL ROOM AT WATER METER
1395 | DUBLIN RD | 43215-1086 | Active | H10745 | FEBCO | 825Y | RP | 2.000 | 54881 | MECH ROOM REAR OF BUILDING
1400 | DUBLIN RD | 43215-1009 | Active | ACG9133 | WILKINS | 975XL2 | RP | 2.000 | 3409139 | NORTH STORAGE ROOM
1400 | DUBLIN RD | 43215-1009 | Active | VK-0247 | AMES | COLT 300-GV | DCDA | 8.000 | 3650899 | FIRE SPRINKLER ROOM
1400 | DUBLIN RD | 43215-1009 | Active | 67604 | AMES | 2000BM3 | DC | 0.750 | 3650900 | FIRE SPRINKLER ROOM
1405 | DUBLIN RD | 43215-1087 | Active | 21207 | WATTS | 919AQT | RP | 2.000 | 103533 | MECHANICAL ROOM AT WATER METER
1421 | DUBLIN RD | 43215-1007 | Active | ABB9800 | WILKINS | 975XL | RP | 0.750 | 54980 | UTILITY ROOM NEAR WATER METER
1450 | DUBLIN RD | 43215-1010 | Due Install |  |  |  | RP | 1.500 | 3409140
1450 | DUBLIN RD | 43215-1010 | Due Install |  |  |  | RPDA | 8.000 | 3652371
1460 | DUBLIN RD | 43215- | Not Required by DOW | [5 empty] | 3409141
1500 | DUBLIN RD | 43215-1010 | Active | 229829 | WATTS | 909M1QT | RP | 2.000 | 55198 | FRONT METER / MECHANICAL ROOM
1500 | DUBLIN RD | 43215-1010 | Active | 2EW0731 | AMES | 2000SS | DC | 6.000 | 55197 | MECHANICAL ROOM EAST SIDE OF ROOM
1500 | DUBLIN RD | 43215-1010 | Active | 138315 | WATTS | 709 | DC | 2.000 | 55196 | FRONT METER/MECHANICAL ROOM
1600 | DUBLIN RD | 43215-1076 | Active | 4871029 | WILKINS | 975XL2 | RP | 1.000 | 3649558 | EAST BOILER ROOM
1600 | DUBLIN RD | 43215-1076 | Active | 4871036 | WILKINS | 975XL2 | RP | 1.000 | 3649557 | SOUTH BOILER ROOM
1600 | DUBLIN RD | 43215-1076 | Active | 96115A | APOLLO | RPLF4A | RP | 1.000 | 3649547 | BOILER ROOM
1600 | DUBLIN RD | 43215-1076 | Due Install |  |  |  | RP | 8.000 | 3639424
1600 | DUBLIN RD | 43215-1076 | LPS - Active | [5 empty] | 3636781 | SOUTH PUMP ROOM
1600 | DUBLIN RD | 43215-1076 | Active | 38623 | WATTS | 919QT | RP | 1.000 | 3606236 | Main Building Penthouse Mechanical Room
1600 | DUBLIN RD | 43215-1076 | Active | 181745 | WATTS | 909 | RP | 4.000 | 100040 | MAIN BUILDING
1600 | DUBLIN RD | 43215-1076 | LPS - Active | [5 empty] | 3652741 | EAST PUMP ROOM
1600 | DUBLIN RD | 43215-1076 | Active | 61965 | WATTS | 009QT | RP | 2.000 | 55538 | RESEARCH BLDG - MECHANICAL ROOM 141
1600 | DUBLIN RD | 43215-1076 | Active | 61138 | WATTS | 009QT | RP | 1.000 | 55537 | MAIN BUILDING - ROOM 1222 (BOILER ROOM)
1600 | DUBLIN RD | 43215-1076 | Active | 408114 | WATTS | 909PCHWQT | RP | 1.000 | 55535 | CEILING OF HOUSE LOWER LEVEL GENERATOR PLANT
1600 | DUBLIN RD | 43215-1076 | Active | 145377 | WATTS | 909 | RP | 3.000 | 55525 | SOUTH WING -PUMP HOUSE/ generator plant room
1600 | DUBLIN RD | 43215-1076 | Active | 148401 | WATTS | 909 | RP | 3.000 | 55526 | EAST WALL OF GENERATOR PLANT
1600 | DUBLIN RD | 43215-1076 | Active | 181750 | WATTS | 909 | RP | 4.000 | 55529 | East Wing Fire Pump Room
1600 | DUBLIN RD | 43215-1076 | Active | 190938 | WATTS | 009M2QT | RP | 0.750 | 55530 | E WING MECH ROOM SOUTH END OF ROOM ABOVE PUMPS
1600 | DUBLIN RD | 43215-1076 | Active | 2790 | WATTS | 800QT | PVB | 2.000 | 55534 | SOUTH WING- PUMP ROOM
1600 | DUBLIN RD | 43215-1076 | Active | 209697 | WATTS | 909M1QT | RP | 1.250 | 55532 | SOUTH WING - MECHANICAL ROOM BACK WALL OVERHEAD
1600 | DUBLIN RD | 43215-1076 | Active | 4088 | WATTS | 009QT | RP | 1.000 | 55531 | MAIN BUILDING - ROOM 1030 (BOILER ROOM)
2650 | DUBLIN RD | 43026 | Active | ha01556 | CASH ACME | RP100 | RP | 1.000 | 58889 | IN NE CORNER OF QUARRY IN HOT BOX
3078 | DUBLIN RD | 43221- | Active | 147367 | WATTS | 009M2QT | RP | 1.000 | 59919 | HOT BOX ON PROPERTY
3400 | DUBLIN RD | 43221- | Active | T096864 | WILKINS | 720A | PVB | 1.000 | 101723 | @ METER PIT
3400 | DUBLIN RD | 43221- | Active | Eag3569 | WILKINS | 720A | PVB | 0.750 | 60606 | AT POOL, NE OUTSIDE POOL PUMP HOUSE
3777 | DUBLIN RD | 43221-4915 | Active | 79903 | WATTS | LF919QT | RP | 0.750 | 3630178 | IN HOT BOX N OR ENTRANCE
3777 | DUBLIN RD | 43221-4915 | Active | RJ-0569 | AMES | COLT 500-GV | RPDA | 8.000 | 3630177 | IN HOT BOX N OF ENTRANCE
3777 | DUBLIN RD | 43221-4915 | Active | RK-0428 | AMES | RP400 | RP | 3.000 | 3630176 | IN HOT BOX AT PIT N OF ENTRANCE
3777 | DUBLIN RD | 43221-4915 | Not Required by DOW | 10165 | WATTS | 919AQT | RP | 1.250 | 61756 | MECHANICAL ROOM SOUTH EAST END OF BLDG
3777 | DUBLIN RD | 43221-4915 | Not Required by DOW | 4731541 | WILKINS | 975XL2 | RP | 2.000 | 61755 | MECHANICAL ROOM NORTH EAST SIDE OF CHURCH
3800 | DUBLIN RD | 43221- | Active | A103576 | WILKINS | 375 | RP | 0.750 | 61802 | BEHIND NORTH WALL ENTRY WAY
3871 | DUBLIN RD | 43221- | Active | W276742 | WILKINS | 975XL | RP | 1.000 | 96265 | NW DUBLIN & RIVERPLACE DR IFO STONE PILAR FLOWER BED ENTRANCE
4025 | DUBLIN RD | 43221-4922 | Active | A16821 | WATTS | 009M3QT | RP | 0.750 | 90702 | AT METER BASEMENT N WALL
4181 | DUBLIN RD | 43026 | Active | 4775705 | WILKINS | 975XL2 | RP | 0.750 | 3646169 | BSMNT AT WATER METER
4230 | DUBLIN RD | 43221-5000 | Active | 2690894 | WILKINS | 975XL | RP | 0.750 | 63353 | BASEMENT WEST WALL AFTER METER
4237 | DUBLIN RD | 43026-2725 | Not Required by DOW | A246260 | WILKINS | 375XL | RP | 1.000 | 63375 | N BOILER IN BOILER RM
4237 | DUBLIN RD | 43026-2725 | Active | 40640 | WATTS | LF009M2QT | RP | 2.000 | 3624887 | AT WATER METER
4343 | DUBLIN RD | 43026-2727 | Active | W177807 | WILKINS | 975XL | RP | 1.500 | 63749 | STORAGE/PANTRY ROOM OFF KITCHEN AT WATER METER
4343 | DUBLIN RD | 43026-2727 | Active | V00277 | WILKINS | 350ADA | DCDA | 6.000 | 63748 | NW RISER ROOM STORAGE ROOM
4343 | DUBLIN RD | 43026-2727 | Active | 1915463 | WILKINS | 950XL | DC | 0.750 | 63747 | NW RISER ROOM STORAGE ROOM
4343 | DUBLIN RD | 43026-2727 | Active | M04218 | WILKINS | 375DA | RP | 3.000 | 96748 | MECH ROOM @ NW CORNER OF BLDG JUST AFTER DCDA
4410 | DUBLIN RD | 43026- | Active | 881974 | WILKINS | 975XL | RP | 0.750 | 63960 | @ WATER METER
4444 | DUBLIN RD | 43026- | Active | 683358 | WILKINS | 975 | RP | 0.750 | 64016 | BASEMENT
4456 | DUBLIN RD | 43221 | Active | 584688 | WILKINS | 975 | RP | 0.750 | 64072 | BASEMENT AT WATER METER
4475 | DUBLIN RD | 43026-2706 | Not Required by DOW | 283809 | WATTS | 909M1QT | RP | 2.00 | 64125 | SE CORNER OF CHURCH BASEMENT
4475 | DUBLIN RD | 43026-2706 | Not Required by DOW | 2DK0109 | AMES | 2000SS | DC | 4.000 | 64124 | SE CORNER OF CHURCH BASEMENT
4475 | DUBLIN RD | 43026-2706 | Not Required by DOW | 43586 | WATTS | LF719QT | DC | 0.750 | 3649971 | BASEMENT DOUBLE DOORS RIGHT SIDE 8' HIGH BY DOORS
4475 | DUBLIN RD | 43026-2706 | Active | 82463 | WATTS | 919QT | RP | 0.750 | 3647110 | METER ROOM N SIDE OF WELLNESS/CARTER BLDG -DBLE DOORS
4475 | DUBLIN RD | 43026-2706 | Not Required by DOW | 4377 | WATTS | 007QT | DC | 1.500 | 64126 | BOILER ROOM IN SCHOOL
4475 | DUBLIN RD | 43026-2706 | Active | TI-0995 | AMES | COLT 500-GV | RPDA | 6.000 | 3647109 | METER ROOM N SIDE OF WELLNESS/PARISH OFFICE/CARTER HSE -DBLE DOORS
4475 | DUBLIN RD | 43026-2706 | Active | TF-0602 | AMES | COLT 400 | RP | 3.000 | 3633638 | METER ROOM N SIDE OF WELLNES/CARTER BLDG -DBLE DOORS AT WTR METER
4475 | DUBLIN RD | 43026-2706 | Not Required by DOW | 045267 | WATTS | LF909QT | RP | 0.750 | 64127 | CHURCH BOILER RM
4475 | DUBLIN RD | 43026-2706 | Not Required by DOW | 3176446 | WILKINS | 975 | RP | 0.750 | 64128 | BASEMENT S.E. CORNER
4520 | DUBLIN RD | 43026-2441 | Active | 432208 | WILKINS | 975 | RP | 0.750 | 64279 | CORNER OF BASEMENT AT METER
4970 | DUBLIN RD | 43017- | Active | 246038 | WATTS | LF009M2QT | RP | 1.000 | 65521 | E SIDE DUBLIN & HAYDEN RUN OUTSIDE PK & REC DEVICE
4975 | DUBLIN RD | 43017-4314 | Active | T041451 | WILKINS | 720A | PVB | 0.750 | 100329 | LEFT SIDE
4993 | DUBLIN RD | 43017-4314 | Active | 56537 | FEBCO | 765 | PVB | 1.000 | 65563 | SOUTH OF FRONT DOOR ON SIDE CORNER
5375 | DUBLIN RD | 43016-4314 | Active | H492960 | FEBCO | 765 | PVB | 0.750 | 93271 | LEFT FRONT
5441 | DUBLIN RD | 43016-4314 | Active | T386318 | WILKINS | 720A | PVB | 0.750 | 66912 | LEFT FRONT
5453 | DUBLIN RD | 43016-4314 | Active | G245672 | WILKINS | 720A | PVB | 0.750 | 92170 | RIGHT SIDE OF HOUSE
5521 | DUBLIN RD | 43017-3515 | Active | 595555 | WATTS | 800M4QT | PVB | 1.000 | 89214 | RIGHT SIDE
5533 | DUBLIN RD | 43017-1505 | Active | B084881 | WATTS | 800M4QT | PVB | 1.000 | 67194 | OUTSIDE FRONT OF BUILDING
5545 | DUBLIN RD | 43017-1505 | Active | F017959 | WILKINS | 720A | PVB | 1.000 | 90171 | RIGHT SIDE OF HOUSE
5557 | DUBLIN RD | 43017-1505 | Active | 467140 | WILKINS | 720A | PVB | 1.000 | 67295 | LEFT SIDE OF HOUSE
5569 | DUBLIN RD | 43017-1505 | Active | CAA25731 | WILKINS | 720A | PVB | 1.000 | 3609949 | NORTH SIDE OF HOUSE - OUTSIDE (FRONT)
5581 | DUBLIN RD | 43017-1505 | Active | 348738 | WATTS | 800M4FR | PVB | 0.750 | 67328 | REAR OF HOUSE
5590 | DUBLIN RD | 43017 | Active | 4665150 | WILKINS | 975XL | RP | 0.750 | 3639557 | In the basement next to the water meter
5590 | DUBLIN RD | 43017 | Active | 319643 | WATTS | 919AQT | RP | 1.000 | 99233 | IN BASEMENT AT WATER METER
5593 | DUBLIN RD | 43017-1505 | Active | 1209605 | WILKINS | 720A | PVB | 1.000 | 3609957 | NORTH SIDE OF HOUSE
5680 | DUBLIN RD | 43017-1508 | Active | CAB78174 | WILKINS | 720A | PVB | 0.750 | 90172 | NORTH SIDE OF HOUSE
5715 | DUBLIN RD | 43017-1509 | Active | 595531 | WATTS | 800QT | PVB | 1.000 | 90173 | LEFT SIDE FRONT OF HOUSE
5751 | DUBLIN RD | 43017-1509 | Active | 46525 | FEBCO | 765 | PVB | 1.000 | 90174 | LEFT SIDE OF HOUSE
5771 | DUBLIN RD | 43017-1509 | Active | T083076 | WILKINS | 20A | PVB | 0.750 | 102187 | RIGHT SIDE
6016 | DUBLIN RD | 43017-1404 | Active | 74837 | WILKINS | 975 | RP | 1.000 | 68712 | BASEMENT AT WATER METER
6016 | DUBLIN RD | 43017-1404 | Active | 107963 | WATTS | 009QT | RP | 0.750 | 68711 | BASEMENT BY BOILERS
6165 | DUBLIN RD | 43017-1407 | Active | CC1803 | FEBCO | 765 | PVB | 0.750 | 69203 | RIGHT FRONT
6190 | DUBLIN RD | 43017- | Active | H608235 | FEBCO | 765 | PVB | 0.750 | 99187 | 6177 KARRER PL, FRONT OF HOUSE
7118 | DUBLIN RD | 43017 | Active | 216395 | WATTS | LF009M2QT | RP | 1.000 | 3649245 | IN GREEN HOT BOX 50' S OF DRIVEWAY AT WATER METER
7192 | DUBLIN RD | 43017-1165 | Active | A00361 | WATTS | 009M2PCQT | RP | 1.500 | 88810 | BASEMENT MECH.ROOM
7199 | DUBLIN RD | 43017-1164 | Active | 881956 | WILKINS | 975XLBMS | RP | 0.750 | 71597 | BASEMENT BY MRTER
7340 | DUBLIN RD | 43017-1150 | Active | H25011 | FEBCO | 825YA | RP | 1.000 | 88117 | BASEMENT
7457 | DUBLIN RD | 43017 | Active | T415565 | WILKINS | 720A | PVB | 0.750 | 3635926 | RIGHT FRONT
7578 | DUBLIN RD | 43017-9185 | Active | 109288 | WATTS | 009QT | RP | 0.750 | 72270 | STORAGE ROOM IN GARAGE
7586 | DUBLIN RD | 43017 | Active | 396713 | WATTS | 009M3QT | RP | 0.750 | 100627 | IN CLOSET AT FRONT ENTRANCE
7855 | DUBLIN RD | 43017-9695 | Active | 315942 | WILKINS | 950XL | DC | 1.250 | 98549 | SW STORAGE AREA BY/ABOVE METER ON LIMITED FIRE LINE
10555 | DUBLIN RD | 43017 | Active | ACH4145 | WILKINS | 975XL | RP | 2.000 | 3653552 | CENTER BY HOTWATER TANK
10555 | DUBLIN RD | 43017 | Active | 4014398 | WILKINS | 975XL2 | RP | 1.500 | 3653553 | wash bay
10555 | DUBLIN RD | 43017 | Active | 34132C | WILKINS | 375AST | RP | 4.000 | 3653081 | MECH ROOM
10555 | DUBLIN RD | 43017 | Active | 11029970822 | AMES | 3000SS | DCDA | 6.000 | 3653229 | MECH ROOM
10555 | DUBLIN RD | 43017 | Active | 32332 | WATTS | 007M1QT | DC | 0.750 | 3653230 | MECH ROOM
1029 | DUBLIN RD UNIT A | 43215-1199 | Due Install |  |  |  | RP | 1.000 | 3409099
1201 | DUBLIN RD UNIT A | 43215-1026 | Active | 18535 | WATTS | 009M3QT | RP | 0.750 | 54279 | BASEMENT WEST MECH ROOM
1201 | DUBLIN RD UNIT A | 43215-1026 | Active | 46362 | WATTS | 919AQT | RP | 0.750 | 54281 | 2ND FLOOR MECH ROOM
1201 | DUBLIN RD UNIT A | 43215-1026 | Due Install |  |  |  | RP |  | 3635002
1201 | DUBLIN RD UNIT A | 43215-1026 | Active | 178434 | WATTS | 709 | DC | 4.000 | 54278 | MECHANICAL ROOM
1220 | DUBLIN RD UNIT A | 43215-1008 | Due Install |  |  |  | RP | 6.000 | 3641162 | HOTBOX AT METER PIT SW CORNER OF PROPERTY NEAR ROAD
1220 | DUBLIN RD UNIT A | 43215-1008 | Active | 15055 | WATTS | 009QT | RP | 1.000 | 54335 | ABOVE PUMPS IN BOILER ROOM
1220 | DUBLIN RD UNIT A | 43215-1008 | Active | 81969 | WATTS | 009M1QT | RP | 2.000 | 54336 | ABOVE WATER METER (basement)
5335 | DUBLIN RD UNIT A | 43017- | Active | 4711438 | WILKINS | 975XL2 | RP | 1.000 | 66674 | HOT BOX ON PROPERTY BIO FILTER
910 | DUBLIN RD UNIT B | 43215-1169 | Not Required by DOW | 152018 | WATTS | 009M2QT | RP | 2.000 | 3652672 | NE WALL TOP UV BLVD
910 | DUBLIN RD UNIT B | 43215-1169 | Not Required by DOW | 146891 | WATTS | 009M2-FP | RP | 2.000 | 3652673 | NE WALL UV BLVD
910 | DUBLIN RD UNIT B | 43215-1169 | Active | UD-0739 | WATTS | 957 | RP | 8.000 | 3649367 | HOT BOX WEST OF GUARD SHACK OFF TWIN RIVERS DR INSIDE FENCE
910 | DUBLIN RD UNIT B | 43215-1169 | Not Required by DOW | 44644 | WATTS | 919QT | RP | 1.000 | 3605676 | 910 DUBLIN RD, BOILER ROOM
910 | DUBLIN RD UNIT B | 43215-1169 | Not Required by DOW | 489348 | WATTS | 909QT | RP | 0.750 | 90698 | 910 DUBLIN RD, CARWASH BEHIND CAGE DOOR
910 | DUBLIN RD UNIT B | 43215-1169 | Not Required by DOW | 16655 | WATTS | 919AQT | RP | 1.500 | 3605675 | 910 DUBLIN RD, CHILLED WATER, MECHANICAL 1ST FLOOR
910 | DUBLIN RD UNIT B | 43215-1169 | Not Required by DOW | 44769 | WATTS | 919QT | RP | 1.000 | 3605674 | 910 DUBLIN RD, CHILLED WATER, PENTHOUSE MECHANICAL ROOM
910 | DUBLIN RD UNIT B | 43215-1169 | Not Required by DOW | ACB2354 | WILKINS | 975 | RP | 2.000 | 3652527 | MECHANICAL ROOM
4500 | DUBLIN RD UNIT FRONT | 43221-5006 | Active | 362503 | WATTS | 800 | PVB | 0.750 | 3409177 | RIGHT SIDE OF HOUSE
4200 | DUBLIN RD UNIT J | 43221-5005 | Active | 554649 | WATTS | 800M4QT | PVB | 1.000 | 63236 | RIGHT SIDE BY GAS METER
4200 | DUBLIN RD UNIT S | 43221-5005 | Active | 471712 | WATTS | 909HWQT | RP | 0.750 | 63237 | IN CLOSET OFF KITCHEN AT WATER METER
5620 | DUBLINSHIRE DR | 43017-2420 | Due Install |  |  |  | RP | 6.000 | 3639619 | SE MECH/BOILER ROOM AT WATER METER
5620 | DUBLINSHIRE DR | 43017-2420 | Active | 048498 | WATTS | 909QT | RP | 0.750 | 67442 | MECHANICAL ROOM ABOVE BOILER (NE CORNER) - 161 M
5660 | DUBLINSHIRE DR | 43017-2420 | Not Required by DOW | ACD7813 | WILKINS | 975XL2 | RP | 2.000 | 67528 | SW POOL PUMP BLDG #3 ABOVE MTR RT FAC
5660 | DUBLINSHIRE DR | 43017-2420 | Not Required by DOW | ACB2995 | WILKINS | 975XL2 | RP | 2.000 | 87384 | Mechanical Room at meter
5660 | DUBLINSHIRE DR | 43017-2420 | Active | 4494850 | WILKINS | 975XL | RP | 2.000 | 3626940 | POOL PUMP BLDG #3 AT WATER METER
5713 | DUBLINSHIRE DR | 43017-2419 | Active | T419112 | WILKINS | 720 | PVB | 0.750 | 3409270
5741 | DUBLINSHIRE DR | 43017- | Active | T300138 | WILKINS | 720A | PVB | 1.000 | 98754 | 5580 CAPLESTONE-LEFT FRONT
5741 | DUBLINSHIRE DR | 43017- | Active | T299884 | WILKINS | 720A | PVB | 1.000 | 98755 | 5576 CAPLESTONE -RIGHT FRONT
5741 | DUBLINSHIRE DR | 43017- | Active | H086300 | FEBCO | 765 | PVB | 1.000 | 98753 | 5592 CAPLESTONE - FRONT LEFT SIDE
5741 | DUBLINSHIRE DR | 43017- | Active | 375400 | WILKINS | 720A | PVB | 0.750 | 98752 | 5511 CAPLESTONE LANE-RIGHT FRONT
5741 | DUBLINSHIRE DR | 43017- | Active | G045462 | WILKINS | 720A | PVB | 0.750 | 96898 | 5548 CAPLESTONE LN - FRONT LEFT
5741 | DUBLINSHIRE DR | 43017- | Active | DK8130 | FEBCO | 765 | PVB | 0.750 | 96897 | 5557 CAPLESTONE LN LEFT SIDE
5741 | DUBLINSHIRE DR | 43017- | Active | 335562 | WILKINS | 720A | PVB | 0.750 | 98751 | 5523 CAPLESTONE-RIGHT FRONT
5741 | DUBLINSHIRE DR | 43017- | Active | AK2211 | FEBCO | 765 | PVB | 0.750 | 67769 | PIT - E OF ENTRANCE BEHIND WALL
5741 | DUBLINSHIRE DR | 43017- | Active | 065454 | FEBCO | 765 | PVB | 0.750 | 98756 | 5568 CAPLESTONE-LEFT CENTER
5741 | DUBLINSHIRE DR | 43017- | Active | CB674979 | Wilkins | 720A | PVB | 0.750 | 3650370 | 5588 Caplestone Ln- right side
5741 | DUBLINSHIRE DR | 43017- | Active | T387144 | WILKINS | 720A | PVB | 0.750 | 3649901 | 5583 CAPLESTONE-LEFT FRONT
5741 | DUBLINSHIRE DR | 43017- | Active | 315842 | WATTS | 800M2QT | PVB | 1.000 | 98749 | 5571 CAPLESTONE-LEFT SIDE
5741 | DUBLINSHIRE DR | 43017- | Active | 6632 | FEBCO | 765 | PVB | 0.750 | 98757 | 5564 CAPLESTONE-RIGHT FRONT
5741 | DUBLINSHIRE DR | 43017- | Active | CB33168 | WILKINS | 720A | PVB | 0.750 | 3623257 | 5544 CAPLESTONE WAY
5741 | DUBLINSHIRE DR | 43017- | Active | G215455 | WILKINS | 720A | PVB | 0.750 | 98761 | 5540 CAPLESTONE - LEFT RIGHT
5741 | DUBLINSHIRE DR | 43017- | Active | A01994 | FEBCO | 765 | PVB | 0.750 | 98750 | 5535 CAPLESTONE- LEFT CENTER
5741 | DUBLINSHIRE DR | 43017- | Active | AK0702 | FEBCO | 765 | PVB | 0.750 | 98760 | 5552 CAPLESTONE-RIGHT SIDE
5741 | DUBLINSHIRE DR | 43017- | Active | H099957 | FEBCO | 765 | PVB | 1.000 | 98748 | 5595 CAPLESTONE LN, LEFT RIGHT SIDE
5741 | DUBLINSHIRE DR | 43017- | Active | 05556 | WATTS | 800M2QT | PVB | 1.000 | 98758 | 5556 CAPLESTONE LN - BACK OF CORNER OF HOUSE
5775 | DUBLINSHIRE DR | 43017-3433 | Active | 351101 | WILKINS | 950XL | DC | 2.000 | 67920 | MECH/FURN ROOM 1st FL 12' HIGH IN WATER MTR ROOM -LIMITED FIRE
6024 | DUBLINSHIRE DR | 43017-3418 | Active | 425 | FEBCO | 765 | PVB | 1.000 | 68726 | LEFT SIDE OF HOUSE
6081 | DUBLINSHIRE DR | 43017-3419 | Active | eac7233 | WILKINS | 720A | PVB | 0.750 | 68944 | LEFT SIDE OF HOUSE
6097 | DUBLINSHIRE DR | 43017-3419 | Active | 375292 | WILKINS | 720A | PVB | 0.750 | 90178 | LEFT SIDE
4382 | DUCHENE LN | 43213-1809 | Active | 7933AFC | WATTS | 009PCQT | RP | 0.500 | 99333 | BSMNT W MECH ROOM LOWER MECH ROOM ABOVE BOILER -SCHOOL
4410 | DUCHENE LN | 43213- | Active | ACA2041 | WATTS | 975XL2 | RP | 1.500 | 3409294 | E MECH ROOM -UPPER MECH ROOM AT WATER METER
4410 | DUCHENE LN | 43213- | Not Required by DOW | 4690147 | WILKINS | 975XL | RP | 0.750 | 99435 | BSMNT E MECH ROOM UPPER MECH ROOM ABOVE BOILER -SCHOOL
5645 | DUDDINGSTON DR | 43017-9678 | Active | H910457 | FEBCO | 765 | PVB | 0.750 | 67479 | LEFT FRONT
5669 | DUDDINGSTON DR | 43017-9678 | Active | G183910 | WILKINS | 720A | PVB | 0.750 | 67554 | LEFT SIDE OF HOUSE
5691 | DUDDINGSTON DR | 43017-9678 | Active | 707245 | WATTS | 800M4QT | PVB | 1.000 | 67614 | SOUTH RIGHT REAR
5703 | DUDDINGSTON DR | 43017-9678 | Active | HC2029 | FEBCO | 765 | PVB | 1.000 | 87130 | FRONT RIGHT BY GARAGE
5710 | DUDDINGSTON DR | 43017-9677 | Active | T034350 | WILKINS | 720A | PVB | 0.750 | 3409349 | RIGHT SIDE
5715 | DUDDINGSTON DR | 43017-9678 | Active | 256831 | WATTS | 800QT | PVB | 0.750 | 87432 | LEFT SIDE
5722 | DUDDINGSTON DR | 43017-9677 | Active | CB215247 | WILKINS | 720A | PVB | 1.000 | 3409351 | LEFT SIDE OF HOUSE
5727 | DUDDINGSTON DR | 43017-9678 | Active | 209214 | WILKINS | 720A | PVB | 0.750 | 67732 | RT SIDE
5739 | DUDDINGSTON DR | 43017-9678 | Active | 371666 | WILKINS | 720A | PVB | 1.000 | 67764 | LEFT CENTER
5740 | DUDDINGSTON DR | 43017-9677 | Active | 367443 | WILKINS | 720A | PVB | 1.000 | 67767 | LH SIDE
5755 | DUDDINGSTON DR | 43017-9679 | Active | CB079910 | WILKINS | 720 | PVB | 0.750 | 3409356 | LEFT SIDE OF HOUSE
5770 | DUDDINGSTON DR | 43017-9677 | Active | 010997 | WATTS | 800M4QT | PVB | 1.000 | 90179 | LEFT SIDE
5776 | DUDDINGSTON DR | 43017-9677 | Active | 954284 | WILKINS | 720A | PVB | 0.750 | 102821 | LEFT FRONT
4330 | DUDLEY AVE | 43123-3440 | Active | 050586 | WATTS | LF909QT | RP | 0.750 | 3409369 | SENIOR CENTER
4011 | DUMFRIES CT | 43016-7707 | Active | CB653304 | WILKINS | 720A | PVB | 0.750 | 3409449 | RIGHT SIDE
5590 | DUMFRIES W CT | 43017-9429 | Active | T129867 | WILKINS | 720A | PVB | 1.000 | 90180 | LEFT HAND SIDE
5616 | DUMFRIES W CT | 43017-9429 | Active | 11401 | WATTS | 800QT | PVB | 0.750 | 90181 | RIGHT SIDE
5622 | DUMFRIES W CT | 43017 | Active | 33527 | WATTS | 800QT | PVB | 1.000 | 67444 | REAR OF HOUSE BELOW DECK
5623 | DUMFRIES W CT | 43017-9429 | Active | 298389 | WILKINS | 720A | PVB | 1.000 | 67447 | EAST SIDE OF HOME LEFT
5631 | DUMFRIES W CT | 43017-9429 | Active | DK9116 | FEBCO | 765 | PVB | 1.000 | 87748 | LEFT SIDE REAR CORNER
8612 | DUNBLANE CT | 43017-9607 | Active | 4540628 | WILKINS | 975XL | RP | 0.750 | 99742 | BACK OF HOUSE
8624 | DUNBLANE CT | 43017-9607 | Active | 41743 | RAINBIRD | 100 | DC | 1.000 | 74124 | BASEMENT AT WATER METER
8625 | DUNBLANE CT | 43017-9607 | Active | 953356 | WILKINS | 720A | PVB | 0.750 | 74125 | FRONT RIGHT OF HOUSE
5586 | DUNDON CT | 43017-8609 | Active | 57828 | WATTS | 009QT | RP | 1.000 | 67338 | RIGHT SIDE REAR BY REMOTE METER
5598 | DUNDON CT | 43017-8609 | Active | CAB63135 | WILKINS | 720A | PVB | 1.000 | 67359 | RIGHT SIDE OF HOUSE
5603 | DUNDON CT | 43017-8609 | Active | 19569 | WATTS | 800QT | PVB | 1.000 | 67400 | SOUTH OUTSIDE WALL
5610 | DUNDON CT | 43017-8609 | Active | Z5610 | FEBCO | 765 | PVB | 1.000 | 90182 | LEFT SIDE OF FRONT DOOR
5619 | DUNDON CT | 43017-8609 | Active | EH6577 | FEBCO | 765 | PVB | 1.000 | 90183 | LEFT OF FRONT DOOR
5622 | DUNDON CT | 43017-8609 | Active | 642654 | WATTS | 800M4QT | PVB | 1.000 | 67445 | RIGHT SIDE OF HOUSE
6701 | DUNHEATH CIR | 43016-7239 | Active | H277252 | FEBCO | 765 | PVB | 0.750 | 87329 | LEFT SIDE OF HOUSE
6709 | DUNHEATH CIR | 43016-7239 | Active | A134011 | WILKINS | 720A | PVB | 0.750 | 89232 | LEFT SIDE
6710 | DUNHEATH CIR | 43016-7209 | Active | t366498 | WILKINS | 720A | PVB | 0.750 | 91251 | RIGHT FRONT
6717 | DUNHEATH CIR | 43016-7239 | Active | T361810 | WILKINS | 720A | PVB | 0.750 | 88546 | RIGHT FRONT
6718 | DUNHEATH CIR | 43016-7209 | Active | G080864 | WILKINS | 720A | PVB | 0.750 | 93085 | LEFT HAND SIDE
5836 | DUNHEATH LOOP | 43016-7199 | Active | H275663 | FEBCO | 765 | PVB | 0.750 | 68115 | RIGHT SIDE OF HOUSE
5844 | DUNHEATH LOOP | 43016-7199 | Active | G215941 | WILKINS | 720A | PVB | 0.750 | 89086 | RIGHT FRONT
5851 | DUNHEATH LOOP | 43016-7198 | Active | CAA46475 | WILKINS | 720A | PVB | 0.750 | 88813 | LEFT SIDE OF HOUSE
5852 | DUNHEATH LOOP | 43016-7199 | Active | G0439941 | WILKINS | 720A | PVB | 0.750 | 92473 | RIGHT SIDE (NORTH)
5859 | DUNHEATH LOOP | 43016-7198 | Active | F022390 | WILKINS | 720A | PVB | 0.750 | 97720 | Rear of house right side
5860 | DUNHEATH LOOP | 43016-7199 | Active | T210826 | WILKINS | 720 | PVB | 0.750 | 3599209 | RIGHT SIDE OF HOUSE
5867 | DUNHEATH LOOP | 43016-7198 | Active | G246835 | WILKINS | 720A | PVB | 0.750 | 90704 | RIGHT SIDE
5868 | DUNHEATH LOOP | 43016-7199 | Active | 796207 | WILKINS | 720A | PVB | 0.750 | 68190 | FRONT OF HOUSE RIGHT OF FRONT DOOR
5875 | DUNHEATH LOOP | 43016-7198 | Active | G214462 | WILKINS | 720A | PVB | 0.750 | 68206 | RIGHT HAND SIDE OF HOUSE
5884 | DUNHEATH LOOP | 43016 | Active | H636481 | FEBCO | 765 | PVB | 0.750 | 99744 | RIGHT SIDE OF HOUSE
5892 | DUNHEATH LOOP | 43016-7199 | Active | A082645 | WILKINS | 720A | PVB | 0.750 | 90185 | RIGHT SIDE OF HOUSE
5893 | DUNHEATH LOOP | 43016-7198 | Active | G043922 | WILKINS | 720A | PVB | 0.750 | 91447 | RIGHT SIDE
5900 | DUNHEATH LOOP | 43016-7208 | Active | CB639476 | WILKINS | 720A | PVB | 0.750 | 91867 | LEFT FRONT
5901 | DUNHEATH LOOP | 43016-7197 | Active | 185568 | WILKINS | 720A | PVB | 0.750 | 88890 | LEFT SIDE
5908 | DUNHEATH LOOP | 43016 | Active | T041398 | WILKINS | 720 | PVB | 0.750 | 3601748 | RIGHT FRONT
5909 | DUNHEATH LOOP | 43016-7197 | Active | H387504 | FEBCO | 765 | PVB | 0.750 | 91069 | LEFT SIDE OF HOUSE
5917 | DUNHEATH LOOP | 43016-7197 | Active | A135549 | WILKINS | 720A | PVB | 0.750 | 68321 | RIGHT HAND SIDE OF HOUSE---NORTHSIDE
5924 | DUNHEATH LOOP | 43016-7208 | Active | 403186 | watts | 800m4 | PVB | 0.750 | 68333 | RIGHT SIDE OF HOUSE
5925 | DUNHEATH LOOP | 43016 | Active | G036479 | WILKINS | 720A | PVB | 0.750 | 88784 | LEFT SIDE OF HOUSE
5933 | DUNHEATH LOOP | 43016-7197 | Active | A008585 | WILKINS | 720A | PVB | 0.750 | 68351 | LEFT SIDE OF HOUSE
5940 | DUNHEATH LOOP | 43016-7208 | Active | A152163 | WILKINS | 720A | PVB | 0.750 | 68370 | LEFT HAND SIDE OF HOUSE (NORTH)
5941 | DUNHEATH LOOP | 43016-7197 | Active | H205789 | FEBCO | 765 | PVB | 0.750 | 68378 | RIGHT SIDE FRONT
5949 | DUNHEATH LOOP | 43016-7197 | Active | 024049 | WATTS | LF800M4QT | PVB | 0.750 | 92110 | RIGHT NORTH SIDE
5957 | DUNHEATH LOOP | 43016-7197 | Active | CB556129 | WILKINS | 720A | PVB | 0.750 | 93398 | LEFT SIDE OF HOUSE
5964 | DUNHEATH LOOP | 43016-7208 | Active | T450294 | WILKINS | 720 | PVB | 0.750 | 3595797 | RIGHT FRONT
5965 | DUNHEATH LOOP | 43016-7197 | Active | T231432 | WILKINS | 720A | PVB | 0.750 | 68421 | RIGHT SIDE OF HOUSE
5972 | DUNHEATH LOOP | 43016-7208 | Active | 877787 | WILKINS | 720A | PVB | 1.000 | 86998 | Left of front door
6702 | DUNHEATH LOOP | 43016-7209 | Active | A072744 | WILKINS | 720A | PVB | 0.750 | 70532 | RIGHT SIDE OF HOUSE
2889 | DUNHURST CT | 43123-9378 | Active | T304713 | WILKINS | 720A | PVB | 0.750 | 59519 | BACK OF HOUSE
2909 | DUNHURST CT | 43123-9378 | Active | 598911 | WILKINS | 720A | PVB | 0.750 | 59569 | Left side of house
2912 | DUNHURST CT | 43123-9378 | Active | EAE6525 | WILKINS | 720A | PVB | 0.750 | 87309 | LEFT SIDE OF HOUSE
2919 | DUNHURST CT | 43123-9378 | Active | A151018 | WILKINS | 720A | PVB | 0.750 | 87248 | RIGHT SIDE
2924 | DUNHURST CT | 43123-9378 | Active | G212807 | WILKINS | 720A | PVB | 0.750 | 95440 | RIGHT SIDE
2959 | DUNHURST CT | 43123-9378 | Active | 587259 | WILKINS | 720A | PVB | 0.750 | 59612 | LEFT SIDE OF HOUSE
4924 | DUNKERRIN CT | 43017-8900 | Active | A883657 | WILKINS | 720A | PVB | 0.750 | 96525 | REAR OF HOUSE
4932 | DUNKERRIN CT | 43017-8900 | Active | CH9912 | FEBCO | 765 | PVB | 0.750 | 65449 | RIGHT SIDE OF HOUSE
4948 | DUNKERRIN CT | 43017-8900 | Active | AB3148 | FEBCO | 765 | PVB | 1.000 | 3410066 | LEFT OF FRONT DOOR
4972 | DUNKERRIN CT | 43017-8900 | Active | CAB60325 | WILKINS | 720A | PVB | 1.000 | 65523 | RIGHT SIDE FRONT
2333 | DUNKIRK DR | 43219-1328 | Not Required by DOW | [5 empty] | 3410084
2991 | DUNLAVIN GLEN RD | 43221- | Due Install |  |  |  | RP | 6.000 | 3410124 | AFTER FMCT MTR
4450 | DUNLEARY DR | 43017-8610 | Active | t363692 | WILKINS | 720A | PVB | 0.750 | 64059 | LEFT
4466 | DUNLEARY DR | 43017-8610 | Active | 210110 | FEBCO | 765 | PVB | 0.750 | 64102 | LEFT FRONT
4482 | DUNLEARY DR | 43017-8610 | Active | 570157 | WATTS | 800M2QT | PVB | 1.000 | 64146 | FRONT RIGHT OF DOOR
4491 | DUNLEARY DR | 43017-8442 | Active | T293586 | WILKINS | 720A | PVB | 0.750 | 3410164 | RIGHT FRONT OF HOUSE
4514 | DUNLEARY DR | 43017-8610 | Active | G208766 | WILKINS | 720A | PVB | 0.750 | 92394 | LEFT SIDE
4571 | DUNLEARY DR | 43017-8681 | Active | 792896 | WILKINS | 720A | PVB | 0.750 | 64374 | FRONT OF HOUSE RIGHT FRONT DOOR
4593 | DUNLEARY DR | 43017-8681 | Active | T278410 | WILKINS | 720A | PVB | 1.000 | 64420 | FRONT OF HOUSE RIGHT OF FRONT DOOR
4610 | DUNLEARY DR | 43017-8610 | Active | RH327 | CONBRACO | PVB | PVB | 1.000 | 64559 | FRONT OF HOUSE LEFT OF FRONT DOOR
4626 | DUNLEARY DR | 43017-8610 | Active | H517584 | FEBCO | 765 | PVB | 0.750 | 95660 | RIGHT SIDE OF HOUSE
4641 | DUNLEARY DR | 43017-8681 | Active | 216267 | WATTS | 800M2QT | PVB | 0.750 | 64668 | RIGHT SIDE OF HOUSE
4700 | DUNLEARY DR | 43017-8679 | Active | 55430 | WATTS | 800QT | PVB | 1.000 | 64832 | LEFT SIDE OF HOUSE
4716 | DUNLEARY DR | 43017-8679 | Active | 509176 | WILKINS | 720A | PVB | 0.750 | 64870 | NORTH EAST CORNER OF HOUSE
4717 | DUNMANN WAY | 43123-9069 | Active | T424368 | WILKINS | 720A | PVB | 0.750 | 101343 | LEFT SIDE OF HOUSE
4727 | DUNMANN WAY | 43123-9069 | Active | CB633087 | WILKINS | 720A | PVB | 0.750 | 3410200 | RIGHT FRONT
4758 | DUNMANN WAY | 43123-9067 | Active | 201604 | WATTS | 800M4QT | PVB | 0.750 | 64968 | OUTSIDE
4806 | DUNMANN WAY | 43123-9068 | Active | T364036 | WILKINS | 720A | PVB | 0.750 | 90187 | REAR LEFT SIDE OF HOUSE
4867 | DUNMANN WAY | 43123 | Active | T230762 | WILKINS | 720 | PVB | 0.750 | 3615027 | LEFT SIDE OF HOUSE
4880 | DUNMANN WAY | 43123 | Active | CB332769 | WILKINS | 720A | PVB | 0.750 | 3628248
4885 | DUNMANN WAY | 43123 | Active | CB597804 | WILKINS | 720A | PVB | 0.750 | 3639050 | RIGHT SIDE
5352 | DUNNIKER PARK DR | 43017-9734 | Active | H35503 | FEBCO | 860 | RP | 1.000 | 66718 | FRONT LEFT OF DOOR IN COVE BEHIND BUSH
5386 | DUNNIKER PARK DR | 43017-9606 | Active | 4728584 | WILKINS | 975XL2 | RP | 1.000 | 3644825 | BSMNT AT WATER METER
5386 | DUNNIKER PARK DR | 43017-9606 | Not Required by DOW | B129200 | WILKINS | 375 | RP | 0.750 | 3644824 | NEXT TO HOT WATER HEATER
5386 | DUNNIKER PARK DR | 43017-9606 | Not Required by DOW | 4728583 | WILKINS | 975XL | RP | 1.000 | 3644823 | BSMNT BEHIND WATER METER AFTER DEDUCT METER
5410 | DUNNIKER PARK DR | 43017-9606 | Active | H834030 | FEBCO | 765 | PVB | 1.000 | 66841 | RIGHT HAND SIDE
5606 | DUNNIKER PARK DR | 43017 | Active | 53386 | AMES | 2000B | DC | 0.750 | 93914 | 5606 DUNNIKR -BSMNT "BLDG F" MENS LOCKER RM SARAZEN VILLA
5606 | DUNNIKER PARK DR | 43017 | Active | 153000 | AMES | 3000SS | DCDA | 2.500 | 93913 | 5606 DUNNIKR -BSMNT BLDG F MENS LOCKER RM SARAZEN VILLA
5610 | DUNNIKER PARK DR | 43017- | Active | 50845 | AMES | 2000B | DC | 0.750 | 93916 | 5610 DUNNIKR -BSMNT W WALL "BLDG E" PALMER VILLA
5610 | DUNNIKER PARK DR | 43017- | Active | 150478 | AMES | 3000SS | DCDA | 2.500 | 93915 | 5610 DUNNIKR -BSMNT W WALL BLDG E PALMER VILLA
5618 | DUNNIKER PARK DR | 43017- | Active | 02657 | AMES | 2000B | DC | 0.500 | 93920 | 5618 DUNNIKR -BSMNT LEFT CORNER HAGEN VILLA
5618 | DUNNIKER PARK DR | 43017- | Active | 02627 | AMES | 3000B | DCDA | 2.000 | 93919 | 5618 DUNNIKR -BSMNT NE "BLDG C" HAGEN VILLA
5622 | DUNNIKER PARK DR | 43017- | Active | 02571 | AMES | 3000B | DCDA | 2.000 | 93921 | 5622 DUNNIKR -BSMNT JONES VILLA
5622 | DUNNIKER PARK DR | 43017- | Active | 02598 | AMES | 2000B | DC | 0.500 | 93922 | 5622 DUNNIKR -BSMNT JONES VILLA
5624 | DUNNIKER PARK DR | 43017- | Active | 02441 | AMES | 2000B | DC | 0.500 | 93924 | 5624 DUNNIKR -BSMNT NE "BKDG A" NICKLAUS VILLA
5624 | DUNNIKER PARK DR | 43017- | Active | 02399 | AMES | 3000B | DCDA | 2.000 | 93923 | 5624 DUNNIKR -BSMNT NE "BLDG A" NICKLAUS VILLA
5614 | DUNNIKER PARK PL | 43017- | Active | 02409 | AMES | 2000B | DC | 0.500 | 93918 | 5614 DUNNIKR -BSMNT NE "BLDG D" PLAYER VILLA
5614 | DUNNIKER PARK PL | 43017- | Active | 02396 | AMES | 3000B | DCDA | 2.000 | 93917 | 5614 DUNNIKR -BSMNT NE "BLDG D" PLAYER VILLA
5725 | DUNNWOOD CT | 43017-9233 | Active | 584631 | RAINBIRD | 100 | PVB | 1.000 | 67724 | FRT OF HSE
5732 | DUNNWOOD CT | 43017-9233 | Active | 584432 | RAINBIRD | 100 | PVB | 1.000 | 90188 | FRONT OF HOUSE RIGHT OF FRONT DOOR
5736 | DUNNWOOD CT | 43017 | Active | 367525 | WILKINS | 720A | PVB | 1.000 | 67757 | LEFT CORNER OF HOUSE
5737 | DUNNWOOD CT | 43017-9233 | Active | AB8679 | FEBCO | 765 | PVB | 1.000 | 67760 | FRONT OF HOUSE
8400 | DUNSINANE DR | 43017-9420 | Active | H002625 | FEBCO | 765 | PVB | 1.250 | 90189 | RIGHT CENTER BY AC UNITS
8401 | DUNSINANE DR | 43017-8755 | Active | H048395 | FEBCO | 765 | PVB | 1.000 | 73802 | RIGHT SIDE OF HOUSE
8454 | DUNSINANE DR | 43017-9420 | Active | 37382 | WATTS | 919AQT | RP | 1.000 | 102225 | BASEMENT
8455 | DUNSINANE DR | 43017-8755 | Active | H655286 | FEBCO | 765 | PVB | 1.000 | 73876 | UNDER BACKYARD DECK
8455 | DUNSINANE DR | 43017-8755 | Active | 517980 | RAINBIRD | PVB125 | PVB | 1.250 | 73877 | LEFT OF FRONT DOOR
8488 | DUNSINANE DR | 43017-9420 | Active | T417744 | WILKINS | 720A | PVB | 0.750 | 3410270
8550 | DUNSINANE DR | 43017-9420 | Active | A048785 | WILKINS | 375 | RP | 1.000 | 100938 | BASEMENT AT METER
8565 | DUNSINANE DR | 43017-8755 | Active | 587888 | RAINBIRD | AC4000 | PVB | 0.750 | 74081 | RIGHT SIDE OF HOME
8566 | DUNSINANE DR | 43017-9420 | Active | CAA99283 | WILKINS | 720A | PVB | 1.000 | 90190 | REAR OF HOUSE
8581 | DUNSINANE DR | 43017-8756 | Active | 4312516 | WILKINS | 975XLTCU | RP | 1.000 | 3410272 | BASEMENT AT WATER METER IN CLOSET OFF KITCHEN
8599 | DUNSINANE DR | 43017-8756 | Active | 87168 | febco | 765 | PVB | 1.500 | 92980 | Front of Home
8599 | DUNSINANE DR | 43017-8756 | Active | CB878887 | WILKINS | 720A | PVB | 1.000 | 101269 | REAR OF HOUSE
8694 | DUNSINANE DR | 43017-8753 | Active | CB084354 | WILKINS | 720A | PVB | 0.750 | 3410280 | Back of house
8715 | DUNSINANE DR | 43017-8758 | Active | 343848 | WATTS | 800M4QT | PVB | 0.750 | 100421 | LEFT SIDE FRONT
8716 | DUNSINANE DR | 43017-8753 | Active | T424722 | WILKINS | 720A | PVB | 0.750 | 3410281 | BACK
8737 | DUNSINANE DR | 43017-8758 | Active | H562743 | FEBCO | 765 | PVB | 0.750 | 97858 | front of house
8802 | DUNSINANE DR | 43017-8754 | Active | HC19003 | FEBCO | 765 | PVB | 1.000 | 74325 | BACK LEFT
8824 | DUNSINANE DR | 43017-8754 | Active | CB601521 | WILKINS | 720A | PVB | 0.750 | 3410288 | REAR BY PATIO
8967 | DUNSKEATH CT | 43017-9466 | Active | 17689 | FEBCO | 765 | PVB | 1.000 | 74426 | RIGHT SIDE BY ELECTRIC
8999 | DUNSKEATH CT | 43017 | Active | T133576 | WILKINS | 720A | PVB | 0.750 | 102696 | LEFT SIDE - REAR
8982 | DUNSKEATH DR | 43017-9466 | Active | T197916 | WILKINS | 720A | PVB | 0.750 | 3410291 | RIGHT SIDE OF HOUSE
6224 | DURBAN DR | 43119-8650 | Active | T298745 | WILKINS | 720A | PVB |  | 3410385
552 | DURBIN RD | 43213-3467 | Active | AE3486 | FEBCO | 765 | PVB | 0.750 | 95078 | RIGHT FRONT CORNER
1729 | DURBRIDGE RD | 43229- | Active | 28250 | WATTS | 007M1QT | DC | 1.000 | 55982 | BASEMENT (MECHANICAL ROOM)
1303 | DURNESS CT | 43235-2191 | Active | H205875 | FEBCO | 765 | PVB | 0.750 | 3410455 | RIGHT SIDE OF HOUSE
1304 | DURNESS CT | 43235-2191 | Active | cb987535 | WILKINS | 720A | PVB | 0.750 | 54609 | LEFT CENTER
1309 | DURNESS CT | 43235-2191 | Active | H580239 | FEBCO | 765 | PVB | 0.750 | 98938 | LEFT SIDE OF HOUSE
1315 | DURNESS CT | 43235-2191 | Active | 170331 | WILKINS | 720A | PVB | 0.750 | 90192 | RIGHT SIDE
1318 | DURNESS CT | 43235-2191 | Active | G187894 | WILKINS | 720A | PVB | 1.000 | 3410456 | Left side
1321 | DURNESS CT | 43235-2191 | Active | 166855 | WILKINS | 720A | PVB | 0.750 | 90193 | LEFT SIDE OF HOUSE
1327 | DURNESS CT | 43235-2191 | Active | CB517319 | WILKINS | 720A | PVB | 0.750 | 3410457
1332 | DURNESS CT | 43235-2191 | Active | T189374 | Wilkins | 720A | PVB | 1.000 | 54720 | REAR OF HOUSE
1333 | DURNESS CT | 43235-2191 | Active | CB019240 | WILKINS | 720A | PVB | 0.750 | 103040 | RIGHT SIDE
1339 | DURNESS CT | 43235-2191 | Active | 608613 | FEBCO | 765 | PVB | 0.750 | 99655 | LEFT FRONT
1346 | DURNESS CT | 43235-2191 | Active | t247404 | wilkins | 720A | PVB | 1.000 | 54754 | RIGHT SIDE OF HOUSE
1351 | DURNESS CT | 43235-2191 | Active | D14068 | BUCKNER | 24200 | PVB | 0.750 | 87340 | RIGHT SIDE OF HOUSE CENTER BY A/C UNIT
1357 | DURNESS CT | 43235-2191 | Active | CB197770 | WILKINS | 720A | PVB | 1.000 | 90194 | FRONT OF HOUSE LEFT FRONT DOOR
1360 | DURNESS CT | 43235-2191 | Active | H126504 | FEBCO | 765 | PVB | 1.000 | 90195 | BACK OF HOUSE
7238 | DURNESS DR | 43235-2194 | Active | EB4813 | FEBCO | 765 | PVB | 1.000 | 90196 | FRONT LEFT IN COVE
7118 | DURNESS PL | 43235-5130 | Active | 792725 | WILKINS | 720A | PVB | 0.750 | 71456 | RT SIDE REAR
7123 | DURNESS PL | 43235-5130 | Active | T181318 | WILKINS | 720A | PVB | 0.750 | 3410460 | RIGHT OF FRONT DOOR
7132 | DURNESS PL | 43235-5130 | Active | 82741 | WILKINS | 720A | PVB | 0.750 | 91675 | RIGHT SIDE
7139 | DURNESS PL | 43235-5130 | Active | T294380 | WILKINS | 720A | PVB | 0.750 | 98762 | FRONT JUST RIGHT OF DOOR
7140 | DURNESS PL | 43235-5130 | Active | T034754 | WILKINS | 720A | PVB | 0.750 | 99894 | RIGHT SIDE
7151 | DURNESS PL | 43235-5130 | Active | CB101251 | WILKINS | 720A | PVB | 0.750 | 97793 | right side
7156 | DURNESS PL | 43235-5130 | Active | G045432 | WILKINS | 720A | PVB | 0.750 | 90197 | FRONT OF HOUSE
7157 | DURNESS PL | 43235-5130 | Active | 792710 | WILKINS | 720A | PVB | 0.750 | 71514 | RIGHT HAND SIDE
7164 | DURNESS PL | 43235-5130 | Active | 209098 | WILKINS | 720A | PVB | 0.750 | 90198 | RIGHT SIDE
7176 | DURNESS PL | 43235-5130 | Active | 209133 | WILKINS | 720A | PVB | 0.750 | 90199 | RIGHT OF DOOR
7181 | DURNESS PL | 43235-5130 | Active | 8350 | FEBCO | 765 | PVB | 0.750 | 71555 | SW CORNER - OUTSIDE
7195 | DURNESS PL | 43235-5130 | Active | 779632 | WILKINS | 720A | PVB | 0.750 | 71596 | REAR OS HOUSE NEAR DECK
1320 | DUXBERRY AVE REAR | 43211 | Active | 21426 | WILKINS | 375A | RP | 3.000 | 100465 | CONCESSION BUILDING MECHANIC ROOM - Linden McKinley
1320 | DUXBERRY AVE REAR | 43211 | Active | 3506020 | WILKINS | 950XL | DC | 2.000 | 100675 | MECHANIC ROOM CONCESSION STAND - Linden Mckinley
1320 | DUXBERRY AVE UNIT FRONT | 43211-2283 | Active | V23697 | WILKINS | 350ADA | DCDA | 8.000 | 102193 | BOILER ROOM - LINDEN MCKINLEY
1320 | DUXBERRY AVE UNIT FRONT | 43211-2283 | Active | 20644 | WILKINS | 375A | RP | 4.000 | 103773 | BOILER ROOM - LINDEN MCKINLEY
1320 | DUXBERRY AVE UNIT FRONT | 43211-2283 | Active | 3171580 | WILKINS | 950XL | DC | 0.750 | 102192 | BOILER ROOM - LINDEN MCKINLEY
1320 | DUXBERRY AVE UNIT FRONT | 43211-2283 | Not Required by DOW | 3439806 | WILKINS | 975XL | RP | 2.000 | 101524 | BASEMENT MECHANIC ROOM ABOVE 4 RPZ - LInden McKinley
1320 | DUXBERRY AVE UNIT FRONT | 43211-2283 | Not Required by DOW | 3360333 | WILKINS | 975A | RP | 1.500 | 103774 | BOILER ROOM - LINDEN MCKINLEY
43 | E 11TH AVE | 43201-2126 | Not Required by DOW | 206430 | WILKINS | 975XL | RP | 1.000 | 93689 | Mechanical - Sprinkler Room West Side/North
43 | E 11TH AVE | 43201-2126 | Active | 42302 | AMES | 2000SS | DC | 0.750 | 70699 | Mechanical - Sprinkler Room West Side/North
43 | E 11TH AVE | 43201-2126 | Active | 1405400405 | AMES | 3000SS | DCDA | 2.500 | 63559 | Mechanical - Sprinkler Room West Side/North
43 | E 11TH AVE | 43201-2126 | Active | 419222 | WATTS | 909M1QT | RP | 2.000 | 63561 | Mechanical - Sprinkler Room West Side/North
43 | E 11TH AVE | 43201-2126 | Active | 414489 | WATTS | 909M1QT | RP | 2.000 | 63560 | Mechanical - Sprinkler Room West Side/North
75 | E 11TH AVE | 43201-2126 | Active | W177815 | WILKINS | 975XL | RP | 1.500 | 72110 | Garage - Maintenance Garage - East Wall Water - Meter Rm
75 | E 11TH AVE | 43201-2126 | Not Required by DOW | W206430 | WILKINS | 975XL | RP | 1.500 | 72111 | Garage - Maintenance Garage - East Wall Water - Meter Rm
113 | E 11TH AVE | 43201-2169 | Active | TJ-1540 | WATTS | 957 | RP | 3.000 | 3571350 | BASEMENT OF APARTMENT 113
178 | E 11TH AVE | 43201-2104 | [6 empty] | 3571371
248 | E 11TH AVE | 43201-2255 | Active | 110866 | AMES | 3000SS | DCDA | 4.000 | 96333 | MECH ROOM
248 | E 11TH AVE | 43201-2255 | Active | W342194 | WILKINS | 975XLBMS | RP | 2.000 | 96263 | MECH ROOM @ METER
248 | E 11TH AVE | 43201-2255 | Active | 16060 | AMES | 2000B | DC | 0.750 | 96330 | MECH ROOM
547 | E 11TH AVE | 43211-2603 | Active | V08946 | WILKINS | 350DA | DCDA | 4.000 | 90454 | fire mech rm Northside of bldg off office
547 | E 11TH AVE | 43211-2603 | Active | 079096 | WATTS | LF009M2 | RP | 1.500 | 3626713 | janitors closet Northside of bldg off office
547 | E 11TH AVE | 43211-2603 | Active | W286571 | WILKINS | 950XLD | DC | 0.750 | 90455 | FIRE MECH RM N SIDE OF BLDG OFF OF OFFICE
570 | E 11TH AVE | 43211- | Not Required by DOW | 9500705 | HERSEY/GRINNELL | DDCII | DCDA | 8.000 | 67637 | VOINOVICH BLD FIRE PROTECTION RISER ROOM
570 | E 11TH AVE | 43211- | Not Required by DOW | 282118 | WATTS | 909M1QT | RP | 1.500 | 67635 | VOINIVICH BLDG EAST WALL
570 | E 11TH AVE | 43211- | Not Required by DOW | 25022 | WATTS | LF919QT | RP | 1.500 | 67634 | VOINOVICH BLD MECHANICAL ROOM
570 | E 11TH AVE | 43211- | Active | X29119 | WILKINS | 375 | RP | 10.000 | 104151 | HOT BOX BY OHIO GATE
570 | E 11TH AVE | 43211- | Not Required by DOW | 78127 | WATTS | LF919QT | RP | 0.750 | 3616515 | IN HOT BOX BY DUMP SITE KORBEL WEST CAMPGROUND
570 | E 11TH AVE | 43211- | Not Required by DOW | 434607 | WATTS | 909QT | RP | 1.000 | 67636 | VOINOVICH BLD MECHANICAL ROOM
575 | E 11TH AVE | 43211-2605 | Active | ABN9307 | WILKINS | 975XL2 | RP | 1.000 | 3571392 | CENTER WEST WALL
575 | E 11TH AVE | 43211-2605 | Active | 75833 | APOLLO | DCDALF4A | DCDA | 6.000 | 3651247 | WAREHOUSE WEST WALL
575 | E 11TH AVE | 43211-2605 | Active | 62732A | APOLLO | DCLF4A | DC | 0.500 | 3652474
673 | E 11TH AVE | 43211-2611 | Active | 14354 | WATTS | LF719QT | DC | 1.000 | 3571401 | BASEMENT BY OFFICE
751 | E 11TH AVE | 43211-2613 | Due Install |  |  |  | RP | 1.000 | 3571403
751 | E 11TH AVE | 43211-2613 | Due Install |  |  |  | DCDA | 4.000 | 3652338
880 | E 11TH AVE | 43211-2771 | Active | 9709251235 | FEBCO | 880V | RP | 3.000 | 74314 | ELEC MECH RM004 BASEMENT
880 | E 11TH AVE | 43211-2771 | Active | 104667 | AMES | 3000SS | DCDA | 4.000 | 74311 | NE CORNER OF BASEMENT BY ELEVATOR
880 | E 11TH AVE | 43211-2771 | Not Required by DOW | 1069723 | WILKINS | 975 | RP | 1.500 | 74312 | SE CRNR BASMNT-MECH RM
880 | E 11TH AVE | 43211-2771 | Active | 5066 | AMES | 2000B | DC | 0.750 | 74313 | BASEMENT NE CORNER BY ELEVATOR
897 | E 11TH AVE | 43211-2757 | Active | 55764 | WATTS | 009M2QT | RP | 1.500 | 74430 | IN BASEMENT AT WATER METER
3203 | E 11TH AVE | 43219-3735 | Active | 355249 | WATTS | LF009M3QT | RP | 0.750 | 3571487 | AT METER
3242 | E 11TH AVE | 43219-3736 | Active | 950990 | WILKINS | 975XLBMS | RP | 0.750 | 60272 | 3242 E 11TH AVENUE SOUTH WALL
3247 | E 11TH AVE | 43219-3735 | Active | 408586 | WATTS | 909QT | RP | 1.000 | 60289 | FRONT MENS RESTROOM BY WATER METER
3288 | E 11TH AVE | 43219-3736 | Active | 1144055 | WILKINS | 975XL | RP | 0.750 | 60362 | WAREHOUSE SOUTH WALL
3355 | E 11TH AVE | 43219- | Active | 4934155 | WILKINS | 975 | RP | 0.750 | 3571494 | 911 STELZER ROAD
847 | E 11TH AVE UNIT A | 43211-2757 | Due Install |  |  |  | RP |  | 3571406
38 | E 12TH AVE | 43201-1804 | Not Required by DOW |  |  |  | RP |  | 3571528
79 | E 12TH AVE | 43201-1803 | Active | CB485700 | WILKINS | 720A | PVB | 1.000 | 3647132 | FRONT OF BLDG WEST OF FRONT DOOR
79 | E 12TH AVE | 43201-1803 | Active | 40967 | AMES | 3000SS | DCDA | 4.000 | 72958 | FIRE MECH RM
79 | E 12TH AVE | 43201-1803 | Active | 42711 | AMES | 2000SS | DC | 0.750 | 72959 | SW TABLE ROOM
1219 | E 12TH AVE | 43211-2961 | Active | 528818 | WATTS | 909QT | RP | 1.000 | 54328 | BOILER ROOM - Windsor E.S.
10 | E 13TH AVE | 43201-1808 | Due Install |  |  |  | RP | 1.000 | 3571818 | PER BCO NEED TO INSTALL ASSE 1013 RP AT METER.
19 | E 13TH AVE | 43201- | Active | 1807850413 | AMES | 3000SS | DCDA | 4.000 | 103972 | BASEMENT BY WATER METER
19 | E 13TH AVE | 43201- | Active | 3765510 | WILKINS | 975XL2 | RP | 1.500 | 103970 | BASEMENT AFTER WATER METER
19 | E 13TH AVE | 43201- | Active | 70223 | AMES | 2000B | DC | 0.750 | 103971 | BASEMENT BY WATER METER
51 | E 13TH AVE | 43201-4052 | Active | 22F662 | BEECO |  | RP | 0.750 | 3571824
80 | E 13TH AVE | 43201-1808 | Active | 4600170 | WILKINS | 975XL2 | RP | 1.500 | 3571832 | BOILER ROOM
88 | E 13TH AVE | 43201-1808 | Active | 25401 | AMES | 2000B | DC | 1.000 | 3571834 | BASEMENT SOUTH WALL
914 | E 13TH AVE | 43211-2730 | Not Required by DOW | [5 empty] | 3571934
2892 | E 14TH AV | 43219-2302 | Active | 96165 | WATTS | 009M1QT | RP | 1.500 | 59530 | SOUTH END OF BUILDING
2940 | E 14TH AV | 43219-2304 | Active | 866394 | WILKINS | 975 | RP | 1.250 | 59600 | SOUTH END OF BUILDING
1 | E 14TH AVE | 43201- | Active | b085096 | wilkins | 375xl | RP | 1.000 | 103203 | 1782 N HIGH ST EASTSIDE REAR OF STORE IN STORAGE AREA NORTH WALL
34 | E 14TH AVE | 43201 | Active | J129753 | FEBCO | 825Y | RP | 1.000 | 3650369 | IN HOT BOX ON SOUTH SIDE OF BLDG IN LANDSCAPING BED
104 | E 14TH AVE | 43201-1817 | Due Install | [5 empty] | 3572098
118 | E 14TH AVE | 43201-1817 | Not Required by DOW | [5 empty] | 3572102
124 | E 14TH AVE | 43201-1817 | Active | 15887 | WATTS | 919QT | RP | 2.000 | 100323 | BASEMENT SOUTHEAST CORNER
124 | E 14TH AVE | 43201-1817 | Active | 29562 | AMES | 2000B | DC | 2.000 | 100322 | BASEMENT SOUTHEAST CORNER
127 | E 14TH AVE | 43201-4091 | Not Required by DOW | [5 empty] | 3572104
220 | E 14TH AVE | 43201-1819 | Not Required by DOW | [5 empty] | 3572122
407 | E 14TH AVE | 43201-1914 | Not Required by DOW | [5 empty] | 3572157
2929 | E 14TH AVE | 43219-2303 | Active | 1940109 | WILKINS | 975 | RP | 1.000 | 3572236 | UNDER CABINETS LEFT CORNER
3000 | E 14TH AVE | 43219-2355 | Active | 1696358 | WILKINS | 975XL2 | RP | 2.000 | 59780 | SIMCO WAREHOUSE WEST END
3000 | E 14TH AVE | 43219-2355 | Active | 189903 | WILKINS | 975 | RP | 2.000 | 59776 | WEST BY OVERHEAD DOOR
3000 | E 14TH AVE | 43219-2355 | Active | 67878 | AMES | 2000BM3 | DC | 0.750 | 3654339 | SIMCO WAREHOUSE WEST END
3000 | E 14TH AVE | 43219-2355 | Active | WL-1639 | AMES | COLT300GV | DCDA | 6.000 | 3638260 | SIMCO WAREHOUSE WEST END
3040 | E 14TH AVE | 43219-2355 | Due Install |  |  |  | RP | 0.750 | 3572242
3075 | E 14TH AVE | 43219-2356 | Due Install |  |  |  | RP |  | 3572244
3087 | E 14TH AVE | 43219-2356 | Active | 589096 | WILKINS | 975 | RP | 1.000 | 59932 | IN NORTHWEST CORNER OF BUILDING
14 | E 15TH AVE | 43201 | Not Required by DOW | 4844728 | WILKINS | 975XL2 | RP | 1.000 | 3649896 | WATER ROOM LOWER LEVEL
14 | E 15TH AVE | 43201 | Not Required by DOW | 44904 | WILKINS | 420 | PVB | 0.750 | 3650801 | BEHIND DISHWASHER
14 | E 15TH AVE | 43201 | Active | HC34311 | WILKINS | 950XLD | DC | 0.750 | 3646820 | BASEMENT WATER METER ROOM AT FIRE RISER - FIRE BYPASS
14 | E 15TH AVE | 43201 | Active | 18112B | WILKINS | 350ASTDA | DCDA | 6.000 | 3646819 | BASEMENT WATER METER ROOM AT FIRE RISER
14 | E 15TH AVE | 43201 | Active | 22381C | WILKINS | 375AST | RP | 4.000 | 3646818 | BASEMENT WATER METER ROOM CENTER
15 | E 15th AVE | 43201 | Active | HC34306 | WILKINS | 950XLD | DC | 0.750 | 3648253 | INSIDE MECH ROOM FIRE RISER BYPASS
15 | E 15th AVE | 43201 | Active | 18117 | WILKINS | 350ASTDA18 | DCDA | 8.000 | 3648252 | INSIDE MECH ROOM FIRE RISER
15 | E 15th AVE | 43201 | Active | 22369C | WILKINS | 375AST | RP | 6.000 | 3648251 | INSIDE MECH ROOM
43 | E 15TH AVE | 43201-1601 | Due Install |  |  |  | RP |  | 3572250
54 | E 15TH AVE | 43201- | Due Install | [5 empty] | 3572252
55 | E 15TH AVE | 43201-1601 | Active | 24347 | WATTS | 919QT | RP | 2.000 | 3605662 | BOILER ROOM AGAINST NORTH WALL
55 | E 15TH AVE | 43201-1601 | Not Required by DOW | 53666 | WATTS | 919QT | RP | 0.750 | 3605663 | BOILER ROOM IN CEILING
55 | E 15TH AVE | 43201-1601 | Not Required by DOW | 414879 | WILKINS | 420 | PVB | 1.000 | 67024 | FRONT OF BUILDING RIGHT SIDE
55 | E 15TH AVE | 43201-1601 | Not Required by DOW | 3958188 | WILKINS | 975 | RP | 2.000 | 3611947 | MECHANICAL ROOM
55 | E 15TH AVE | 43201-1601 | Active | 3739936 | WILKINS | 950 | DC | 0.750 | 3611946 | MECHANICAL ROOM
55 | E 15TH AVE | 43201-1601 | Active | 36167 | WILKINS | 350DA | DCDA | 4.000 | 3611945 | MECHANICAL ROOM
55 | E 15TH AVE | 43201-1601 | Not Required by DOW | 05981 | WATTS | 919 | RP | 0.500 | 3606038 | BASEMENT LAUNDRY
67 | E 15TH AVE | 43201-1601 | Active | 1769D | WILKINS | 375ASTDA | RPDA | 4.000 | 3619890 | BOILER ROOM
67 | E 15TH AVE | 43201-1601 | Active | 4322707 | WILKINS | 975XL2 | RP | 0.750 | 3619889 | BOILER ROOM
67 | E 15TH AVE | 43201-1601 | Active | 4286631 | WILKINS | 975XL2 | RP | 1.500 | 3619909 | MECHANICAL ROOM IN BASEMENT
67 | E 15TH AVE | 43201-1601 | Not Required by DOW | 4263388 | WILKINS | 975XL2 | RP | 1.000 | 3621426 | WATER METER ROOM
73 | E 15TH AVE | 43201-1601 | Active | 04451 | AMES | 2000B | DC | 0.500 | 101907 | WATER RISER ROOM
73 | E 15TH AVE | 43201-1601 | Active | 04297 | AMES | 3000B | DCDA | 2.000 | 101906 | WATER RISER ROOM
73 | E 15TH AVE | 43201-1601 | Active | 3578471 | WILKINS | 975XL | RP | 2.000 | 101514 | METER ROOM
76 | E 15TH AVE | 43201-1602 | Active | N33917 | WILKINS | 350DA | DCDA | 2.500 | 99998 | BASEMENT BACK CORNER OF HOUSE
76 | E 15TH AVE | 43201-1602 | Active | 4113308 | WILKINS | 975XL2 | RP | 1.500 | 3638034 | BSMNMT BOILER ROOM AT WATER METER
76 | E 15TH AVE | 43201-1602 | Not Required by DOW | 499083 | WATTS | 909QT | RP | 1.000 | 72297 | BASEMENT BOILER ROOM EAST WALL
76 | E 15TH AVE | 43201-1602 | Not Required by DOW | 13594 | WATTS | 719QT | DC | 0.750 | 97759 | basement
76 | E 15TH AVE | 43201-1602 | Active | 3333333 | WILKINS | 950XL | DC | 0.750 | 99997 | BASEMENT BACK CORNER OF HOUSE
84 | E 15TH AVE | 43201-1602 | Active | 1963110419 | AMES | 3000SS | DCDA | 4.000 | 3633521 | BASEMENT MECH ROOM
84 | E 15TH AVE | 43201-1602 | Not Required by DOW | 70804 | WATTS | 919 | RP | 1.000 | 3644813 | Above the fire protection backflow device.
84 | E 15TH AVE | 43201-1602 | Active | 009167 | WATTS | LF909 | RP | 3.000 | 3572254 | BASEMENT AT THE METER
84 | E 15TH AVE | 43201-1602 | Active | 81757 | WATTS | 2000B | DC | 0.750 | 3633522 | BASEMENT MECH ROOM
84 | E 15TH AVE | 43201-1602 | Not Required by DOW | 4814929 | WATTS | 975 | RP | 0.750 | 3644815 | Above the fire protection backflow device.
84 | E 15TH AVE | 43201-1602 | Not Required by DOW | 4817067 | WATTS | 975 | RP | 0.750 | 3644814 | Above the fire protection backflow device.
93 | E 15TH AVE | 43201-1627 | Active | W9205033500 | WILKINS | 350XL | DC | 0.750 | 3647050 | BSMNT
93 | E 15TH AVE | 43201-1627 | Active | 4653516 | WILKINS | 975 | RP | 1.500 | 3572255 | BASEMENT AT METER
93 | E 15TH AVE | 43201-1627 | Active | 00946 | WILKINS | 350D | DCDA | 2.000 | 3626433 | BSMNT
94 | E 15TH AVE | 43201-1602 | Active | 3732082 | WILKINS | 975 | RP | 1.000 | 74712 | IN BASEMENT BY WATER
103 | E 15TH AVE | 43201-1601 | Active | 43860 | WATTS | 007M1QT | DC | 2.000 | 53664 | BOILER ROOM BY WATER METER
103 | E 15TH AVE | 43201-1601 | Active | 433289 | WATTS | 909QT | RP | 0.750 | 53663 | BOILER ROOM BY WATER METER
103 | E 15TH AVE | 43201-1601 | Due Install | [5 empty] | 3632775 | BOILER ROOM BY WATER METER
116 | E 15TH AVE | 43201-1602 | Active | 39913 | WATTS | LF919AQT | RP | 2.000 | 3651696 | BASEMENT DOOR ON RIGHT
116 | E 15TH AVE | 43201-1602 | Active | HC43852 | WILKINS | 950XLD | DC | 0.750 | 3651714 | Basement Door on Right
116 | E 15TH AVE | 43201-1602 | Active | 22955B | WILKINS | 350ASTDA | DCDA | 4.00 | 3651715 | Basement Door on Right
121 | E 15TH AVE | 43201-1618 | Active | 94069 | WATTS | 007QT | DC | 2.000 | 54308 | BSMT METER RM
131 | E 15TH AVE | 43201-1656 | Active | 570757 | WATTS | 919QT | RP | 0.750 | 3632732 | boiler room
131 | E 15TH AVE | 43201-1656 | Active | N29927 | WILKINS | 350DA | DCDA | 2.500 | 97687 | boiler room
131 | E 15TH AVE | 43201-1656 | Active | 391605 | WILKINS | 420A | PVB | 1.000 | 54624 | NW CORNER OF BUILDING
131 | E 15TH AVE | 43201-1656 | Active | 3043051 | WILKINS | 950XL | DC | 0.750 | 97688 | boiler room
131 | E 15TH AVE | 43201-1656 | Due Install |  |  |  | RP |  | 3650322 | boiler room
134 | E 15TH AVE | 43201-1602 | Active | 3531550 | WILKINS | 950XL | DC | 0.750 | 103168 | BASEMENT PANTRY ROOM BY WATER METER
134 | E 15TH AVE | 43201-1602 | Active | 16459 | WATTS | 919AQT | RP | 1.500 | 54739 | BASEMENT PANTRY RM BY WATER METER
134 | E 15TH AVE | 43201-1602 | Active | V30830 | WILKINS | 350ADA | DCDA | 4.000 | 103167 | BASEMENT PANTRY ROOM BY WATER METER
165 | E 15TH AVE | 43201-1603 | Active | X38938 | WILKINS | 375A | RP | 3.000 | 3622986
165 | E 15TH AVE | 43201-1603 | Active | 2298D | WILKINS | 375AST | RPDA | 6.000 | 3622988
165 | E 15TH AVE | 43201-1603 | Active | 4364842 | WILKINS | 975XL2 | RP | 0.750 | 3622987
184 | E 15TH AVE | 43201-1604 | Active | 70025 | WATTS | 919 | RP | 1.000 | 3572260 | AT METER
212 | E 15TH AVE | 43201-1604 | Active | 3565177 | WILKINS | 950XL | DC | 0.750 | 103084 | BOILER ROOM
212 | E 15TH AVE | 43201-1604 | Active | 284 | WILKINS | 350 | DC | 3.000 | 103083 | BOILER ROOM
229 | E 15TH AVE | 43201-1603 | Active | 100815 | AMES | 3000SS | DCDA | 3.000 | 3650459
229 | E 15TH AVE | 43201-1603 | Active | ACE8742 | WILKINS | 975XL | RP | 2.000 | 3572269
229 | E 15TH AVE | 43201-1603 | Active | 85219 | AMES | 2000B | DC | 0.750 | 3650460
229 | E 15TH AVE | 43201-1603 | Not Required by DOW | 003686 | WATTS | 800M4 | PVB | 1.000 | 3650461 | WEST SIDE
260 | E 15TH AVE | 43201-1902 | Not Required by DOW | 824829 | APOLLO | RP4A | RP | 0.750 | 3635373 | MECHANICAL ROOM
260 | E 15TH AVE | 43201-1902 | Active | 4653513 | WILKINS | 975XL2 | RP | 1.500 | 3635530 | UNDER STAIRS IN BASEMENT
260 | E 15TH AVE | 43201-1902 | Not Required by DOW | 66724 | WATTS | 009M2QT | RP | 0.750 | 58702 | BOILER ROOM BASEMENT
275 | E 15TH AVE | 43201-1901 | Active | 494387 | WATTS | 909QT | RP | 1.000 | 96019 | BASEMENT WEST WALL BY STAIRS
191 | E 15TH AVE UNIT A | 43201-1603 | Active | 10760 | AMES | 4000B | RP | 0.750 | 97782 | BASEMENT
191 | E 15TH AVE UNIT A | 43201-1603 | Active | 1050010809 | AMES | 5000 | RPDA | 4.000 | 97767 | basement
240 | E 15TH AVE UNIT A | 43201-1604 | Due Install |  |  |  | RP |  | 3638346
240 | E 15TH AVE UNIT A | 43201-1604 | Active | 3947883 | WILKINS | 975XL | RP | 2.000 | 3572271 | BASEMENT @ METER IN CLOSET
46 | E 16TH AVE | 43201-1615 | Active | 55027 | WATTS | 009M1QT | RP | 2.000 | 64442 | IN MECH ROOM ON WEST SIDE AT BASEMENT AT WATER METER
46 | E 16TH AVE | 43201-1615 | Due Install |  |  |  | DCDA | 4.000 | 3652301 | IN MECH ROOM ON WEST SIDE AT BASEMENT AT WATER METER
77 | E 16TH AVE | 43201 | Active | 188676 | AMES | 3000SS | DCDA | 4.000 | 3652293
77 | E 16TH AVE | 43201 | Active | 75663 | AMES | 2000B | DC | 0.750 | 3652292
77 | E 16TH AVE | 43201 | Active | 22320 | WATTS | 919-QT | RP | 1.500 | 3616808
82 | E 16TH AVE | 43201-1617 | Active | 35431 | WATTS | 919 -QT | RP | 2.000 | 3572471
121 | E 16TH AVE | 43201-1616 | Not Required by DOW | H30144 | FEBCO | 860 | RP | 1.000 | 96574 | BASEMENT MECH ROOM NE CORNER
121 | E 16TH AVE | 43201-1616 | Active | 48763 | AMES | 2000SS | DC | 0.750 | 96573 | BASEMENT MECH ROOM
121 | E 16TH AVE | 43201-1616 | Not Required by DOW | 18796 | WATTS | 919AQT | RP | 1.000 | 96575 | MECH ROOM IN BASEMENT NE CORNER
121 | E 16TH AVE | 43201-1616 | Active | 1492780406 | AMES | 3000SS | DCDA | 4.000 | 96572 | BASEMENT MECH ROOM
121 | E 16TH AVE | 43201-1616 | Active | 184425 | WATTS | 909QTFDA | RP | 3.000 | 96549 | MECH ROOM
140 | E 16TH AVE | 43201-1617 | Due Install |  |  |  | RP | 2.000 | 3653984
140 | E 16TH AVE | 43201-1617 | Due Install |  |  |  | DCDA | 6.000 | 3632785
140 | E 16TH AVE | 43201-1617 | Active | 196283 | WATTS | 009M2QT | RP | 0.750 | 88052 | BOILER RM
3252 | E 17TH AV | 43219- | Due Install |  |  |  | RP |  | 3599699 | FB BY 2ND FENCE POLE ACROSS FROM McLEAN
10 | E 17TH AVE | 43201-1568 | Active | 83001 | WATTS | LF919QT | RP | 0.750 | 3572653 | SW BSMNT AT WATER METER
11 | E 17TH AVE | 43201 | Active | 1912070317 | AMES | 3000SS | DCDA | 8.000 | 3622874 | METER ROOM BASEMENT
11 | E 17TH AVE | 43201 | Active | 00879 | AMES | LF2000BM3 | DC | 0.750 | 3622875 | METER ROOM BASEMENT
11 | E 17TH AVE | 43201 | Active | SB-2036 | WATTS | 957 | RP | 4.000 | 3632747 | METER ROOM BASEMENT
11 | E 17TH AVE | 43201 | Not Required by DOW | 4600163 | WILKINS | 975 | RP | 2.000 | 3638928 | IN SWEAT WATER LOCATION IN ELECTRICAL ROOM 15 E 17TH AVE
11 | E 17TH AVE | 43201 | Not Required by DOW | 4598252 | WILKINS | 975XL | RP | 0.750 | 3641439 | BACKWALL NEXT TO METER AT SHAWERMA BITES 12 E 16TH AVE
38 | E 17TH AVE | 43201-1565 | Active | 3927437 | WILKINS | 950XLT2 | DC | 1.500 | 3605665 | IN HOTBOX NORTHWEST CORNER OF BLDG
38 | E 17TH AVE | 43201-1565 | Active | 18433 | WATTS | 919QT | RP | 1.500 | 3572657 | IN HOTBOX NORTHWEST CORNER OF BLDG
200 | E 17TH AVE | 43201-1535 | Active | 61166 | WATTS | 007PCQT | DC | 0.500 | 3606062 | BACK DINING ROOM IN CLOSET
200 | E 17TH AVE | 43201-1535 | Active | 3078177 | WILKINS | 975XL | RP | 1.500 | 56956 | AT METER IN BOILER ROOM
200 | E 17TH AVE | 43201-1535 | Active | 00231 | WATTS | 007M1 | DCDA | 2.000 | 3606063 | BACK DINING ROOM IN CLOSET
218 | E 17TH AVE | 43201-1527 | Active | 10213 | WATTS | 009 | RP | 2.500 | 57528 | UNIT A N. WALL AT METER
435 | E 17TH AVE | 43201-1713 | Active | 27535 | WATTS | 919QT | RP | 1.500 | 3572710 | RESTROOM
565 | E 17TH AVE | 43211- | Not Required by DOW | 09328 | WATTS | 919 | RP | 1.000 | 3638659 | IN THE MECHANICAL RM OF 717 E 17TH BEHIND THE BATHROOMS. SOUTH END OF COMP.
565 | E 17TH AVE | 43211- | Not Required by DOW | 69862 | WATTS | 919QT | RP | 1.000 | 3639675 | BROWN ARENA AT CEILING IN NE CORNER BY OLD GATE 3
565 | E 17TH AVE | 43211- | Not Required by DOW | CB075022 | WILKINS | 720A | PVB | 1.000 | 3639217 | 717 E 17TH AVE - MECH ROOM OF ODNR RESTROOMS
565 | E 17TH AVE | 43211- | Not Required by DOW | 65834 | WATTS | 919QT | RP | 0.750 | 3621298 | BUILDING AT FISH POND
565 | E 17TH AVE | 43211- | Active | X29118 | WILKINS | 375A | RP | 10.000 | 3615058 | Hot box, old gate #3. South of E. 17th Ave.
570 | E 17TH AVE | 43211- | Active | PJ0602 | WATTS | 957 | RP | 4.000 | 67638 | MECH ROOM KOEBEL AVENUE RESTROOM FACILITY
570 | E 17TH AVE | 43211- | Active | X26804 | WILKINS | 375 | RP | 10.000 | 104149 | HOT BOX N OF 17TH AVENUE BY OLD GATE #3
740 | E 17TH AVE | 43211-2474 | Active | 299255 | WATTS | 009M2QT | RP | 1.000 | 96491 | BOILER RM IN CEILING; MECH RM 8 N DORM BASEMENT
740 | E 17TH AVE | 43211-2474 | Active | 46890 | WATTS | 009QT | RP | 0.750 | 71910 | WEST BOILER ROOM
740 | E 17TH AVE | 43211-2474 | Active | 48614 | WATTS | 919QT | RP | 0.750 | 3605614 | MECHANICAL ROOM IN LEADERSHIP WING OFF AUDITORIUM
740 | E 17TH AVE | 43211-2474 | Active | 3101103 | FEBCO | 880V | RP | 4.000 | 71909 | BASEMENT MECH ROOM AT WATER METER
740 | E 17TH AVE | 43211-2474 | Active | 52836 | WATTS | LF009QT | RP | 0.500 | 3607809 | IN KITCHEN NEXT TO OVEN
740 | E 17TH AVE | 43211-2474 | Active | 162197 | WATTS | 009M2QT | RP | 0.750 | 3641479 | RANGE WAREHOUSE
740 | E 17TH AVE | 43211-2474 | Active | 3C01124 | AMES | 3000SS | DCDA | 4.000 | 71908 | RISER ROOM -- SERIAL # 3C01124
740 | E 17TH AVE | 43211-2474 | Active | 260426 | WATTS | 909M1QT | RP | 2.000 | 71907 | OUTSIDE MECHANICAL ROOM FOR CHILLER
740 | E 17TH AVE | 43211-2474 | Active | A183884 | FEBCO | 825Y | RP | 1.500 | 3641480 | MAIN BASEMENT
740 | E 17TH AVE | 43211-2474 | Active | 181375 | WATTS | 909M1QT | RP | 1.250 | 71904 | MAIN BOILER ROOM
740 | E 17TH AVE | 43211-2474 | Active | 105660 | WATTS | 909QT | RP | 0.750 | 71903 | HEALTH AND FITNESS BASEMENT
740 | E 17TH AVE | 43211-2474 | Active | 03359 | AMES | 2000B | DC | 0.750 | 71902 | firing range boiler room
800 | E 17TH AVE | 43211- | Due Install |  |  |  |  | 8.000 | 3640973
800 | E 17TH AVE | 43211- | Active | 140016 | WATTS | 909HWM1QT | RP | 2.000 | 99805 | 800 E 17TH AVE, CEILING OF SOUTH MECHANICAL ROOM
800 | E 17TH AVE | 43211- | Active | 283173 | WATTS | 909M1QT | RP | 2.000 | 99806 | 800 E 17TH AVE, CEILING, SOUTH MECHANICAL ROOM
800 | E 17TH AVE | 43211- | Active | 2664645 | WILKINS | 975XL2 | RP | 0.750 | 99801 | 800 E 17TH AVE, GARAGE/MAINTENANCE AREA
800 | E 17TH AVE | 43211- | Active | A442585 | WATTS | 909M1QT | RP | 2.000 | 99807 | 800 E 17TH AVE, SOUTH MECHANICAL BY BOOSTER PUMPS
800 | E 17TH AVE | 43211- | Active | 331450 | WATTS | 009M2PCQT | RP | 1.000 | 99802 | 800 E 17TH AVE, OVER HEAD IN NORTH BOILER ROOM
800 | E 17TH AVE | 43211- | Active | 3288144 | WILKINS | 975XL2 | RP | 1.000 | 99803 | 800 E 17TH AVE, STEAM BOILER SUPPLY - BEHIND STORAGE TANKS N MECH RM
800 | E 17TH AVE | 43211- | Active | 145182 | WATTS | 909HWM1QT | RP | 2.000 | 99804 | 800 E 17TH AVE, CEILING, NORTH MECHANICAL ROOM
821 | E 17TH AVE | 43211-2434 | Active | 349190 | WILKINS | 975XL | RP | 1.500 | 73522 | SW STORAGE AT WATER METER
821 | E 17TH AVE | 43211-2434 | Due Install |  |  |  | LPC |  | 3633058 | LOW PRESSURE SUSTAINING DEVICE FOR BOOSTER PUMP
821 | E 17TH AVE | 43211-2434 | Not Required by DOW | 562634 | WILKINS | 720A | PVB | 0.750 | 88159 | SOUTH SIDE OF BLDG.
889 | E 17TH AVE | 43211-2492 | Due Install |  |  |  | RP |  | 3626658 | KITCHEN CLOSET NW CORNER
889 | E 17TH AVE | 43211-2492 | Active | 81747 | WILKINS | 975 | RP | 1.250 | 74385 | 2ND FLOOR STORAGE - Fleet Serv
889 | E 17TH AVE | 43211-2492 | Active | 4487650 | WILKINS | 975 | RP | 0.750 | 74386 | AIR COMP ROOM - Fleet Serv
1142 | E 17TH AVE | 43211-2426 | Active | 231610 | WATTS | 009 | RP | 0.750 | 3572798 | HOT BOX SOUTHWEST CORNER OF PROPERTY NEAR 17TH AVE
1400 | E 17TH AVE | 43211- | Not Required by DOW |  |  |  | RP |  | 3572865
1401 | E 17TH AVE | 43211-2815 | Active | A155022 | WILKINS | 375XL | RP | 1.500 | 103095 | UNDER NORTH EAST STAIRWELL
1401 | E 17TH AVE | 43211-2815 | Not Required by DOW | A246277 | WILKINS | 375 | RP | 1.000 | 103096 | PRINTING PROCESS LINE
1401 | E 17TH AVE | 43211-2815 | Not Required by DOW | W391469 | WILKINS | 975XL | RP | 0.500 | 103097 | BEHIND PLATE PROCESSOR
1401 | E 17TH AVE | 43211-2815 | Active | 210260 | WATTS | 007M3-FP | DCDA | 0.750 | 3607612 | BYPASS AT METER
1401 | E 17TH AVE | 43211-2815 | Active | OJ0233 | WATTS | 757 | DCDA | 8.000 | 3607613 | AT METER
1410 | E 17TH AVE | 43211-2863 | Due Install |  |  |  | RP | 0.750 | 3572866
1500 | E 17TH AVE | 43219-1002 | Not Required by DOW | 514993 | WILKINS | 950XL | DC | 1.500 | 55229 | By Mop Sink
1500 | E 17TH AVE | 43219-1002 | Not Required by DOW | 441474 | WATTS | 909QT | RP | 1.000 | 55228 | HOT WATER TANK ROOM UPSTAIRS-2ND LEVEL
1500 | E 17TH AVE | 43219-1002 | Active | N1710170715 | FEBCO | LF880V | RP | 3.000 | 3625149 | AT METER, METER ROOM
1800 | E 17TH AVE | 43219-1007 | Active | 011284 | Watts | LF909 | RP | 3.000 | 3644604
1800 | E 17TH AVE | 43219-1007 | Not Required by DOW | 30064 | WATTS | 009QT | RP | 0.750 | 56236 | REAR OF BLDG -- BOILER ROOM
1820 | E 17TH AVE | 43219-1007 | Not Required by DOW | 436958 | WATTS | 009QT | RP | 0.750 | 56297 | MECH ROOM WEST WALL 10 FEET UP
1820 | E 17TH AVE | 43219-1007 | Active | 227378 | WATTS | 007M3 | DC | 0.750 | 3649620 | IN PIT SOUTHWEST CORNER PROPERTY INSIDE FENCE NEAR STREET
1820 | E 17TH AVE | 43219-1007 | Active | 0335 | WATTS | 757 | DCDA | 6.000 | 3644603 | IN PIT SOUTHWEST CORNER PROPERTY INSIDE FENCE NEAR STREET
1820 | E 17TH AVE | 43219-1007 | Active | B06733 | WILKINS | 975 | RP | 3.000 | 56298 | MECHANICAL ROOM
1877 | E 17TH AVE | 43219-1006 | Due Install |  |  |  | DCDA |  | 3572878
1877 | E 17TH AVE | 43219-1006 | Due Install |  |  |  | RP |  | 3640740
2000 | E 17TH AVE | 43219-2013 | Active | 148883 | WATTS | 009QT | RP | 0.500 | 56988 | MECH ROOM
3015 | E 17TH AVE | 43219-2326 | Not Required by DOW | 238298 | WILKINS | 975 | RP | 1.000 | 59808 | WASH BAY NEAR SOUTH DOOR
3015 | E 17TH AVE | 43219-2326 | Active | 166088 | WILKINS | 975 | RP | 1.000 | 59807 | IN WASH BAY SOUTH MAN DOOR
3115 | E 17TH AVE | 43219-2373 | Active | abe3503 | WILKINS | 975XL | RP | 0.750 | 3572881 | BY METER IN HOT BOX
3128 | E 17TH AVE | 43219-2300 | Active | 4803241 | WILKINS | 975XL2 | RP | 1.500 | 3572882 | CLOSET W/FURNACE IN 3128-A
3135 | E 17TH AVE | 43219-2329 | Active | 4051358 | WILKINS | 975 | RP | 0.750 | 3572884 | SOUTHEAST CORNER OF BLDG IN CAR GARAGE
3155 | E 17TH AVE | 43219-2329 | Active | B294648 | WILKINS | 375 | RP | 1.000 | 3640929 | WEST WALL JUST OUTSIDE OF LOBBY AREA
889 | E 17TH AVE UNIT A | 43211-2492 | Due Install |  |  |  | DCDA | 8.000 | 3646185 | 2 MAN PIT
889 | E 17TH AVE UNIT A | 43211-2492 | Active | 64882 | WILKINS | 975 | RP | 2.000 | 74387 | AT METER NW - Fleet Serv
34 | E 18TH AVE | 43201-5502 | Not Required by DOW |  |  |  | RP |  | 3573030
432 | E 18TH AVE | 43201-1732 | Active | 317947 | WATTS | LF009QT | RP | 1.500 | 3573083
432 | E 18TH AVE UNIT A | 43201-1732 | Active | 359759 | WATTS | LF009M3QT | RP | 0.750 | 3573084
432 | E 18TH AVE UNIT B | 43201-1732 | Active | 255643 | WATTS | 009 | RP | 1.000 | 3573085
306 | E 19TH AVE | 43201-1720 | Not Required by DOW | [5 empty] | 3573465
4 | E 1ST AVE | 43201 | Active | 135865 | WATTS | 009 | RP | 1.000 | 3633509 | HOT BOX AT CORNER OF HIGH ST AND E 1ST AVE
29 | E 1ST AVE | 43201-2469 | Active | H637546 | FEBCO | 765 | PVB | 0.750 | 3570919 | LEFT FRONT CORNER
224 | E 1ST AVE | 43201-3822 | Active | 1556120107 | AMES | 3000SS | DCDA | 6.000 | 92549 | LOWER LEVEL OF BUILDING A (OUTBUILDING)
224 | E 1ST AVE | 43201-3822 | Active | 08147 | WATTS | 007M1PCQT | DC | 0.750 | 92550 | LOWER LEVEL OF BUILDING A (OUT BUILDING)
224 | E 1ST AVE | 43201-3822 | Active | T311100 | WILKINS | 720A | PVB | 1.000 | 100582
224 | E 1ST AVE | 43201-3822 | Active |  |  |  | LST | 6.000 | 3654536
224 | E 1ST AVE | 43201-3822 | Active | 213656 | WATTS | 909 | RP | 4.000 | 92497 | MECH ROOM 1ST ROOM
274 | E 1ST AVE | 43201-3692 | Active | 0011070859 | FEBCO | 856 | DCDA | 8.000 | 59136 | FIRE PUMP OUT BLDG IN N CENTER PARKING LOT FIRE(DCDA) SERVS 274 & 345 E 2ND
274 | E 1ST AVE | 43201-3692 | LPS - Active |  |  |  | LPC |  | 3633508 | FIRE PUMP FIRE RISER OUT BLDG N CENTER PARKING LOT
274 | E 1ST AVE | 43201-3692 | Active | B32502 | WILKINS | 975 | RP | 3.000 | 59138 | SE OF 274 UNIT THRU CLASSROOM AT WATER METER
274 | E 1ST AVE | 43201-3692 | Active | A016022 | FEBCO | 805YB | DC | 0.750 | 59137 | IN FIRE PUMP BLDG IN PARKING LOT
350 | E 1ST AVE | 43201-3792 | Not required by DOW | 15324 | AMES | 2000B | DC | 1.500 | 88936 | south rear broadcast room
350 | E 1ST AVE | 43201-3792 | Not required by DOW | 15171 | AMES | 2000B | DC | 1.500 | 88933 | computer rm in ceiling
350 | E 1ST AVE | 43201-3792 | Active | 217361 | WATTS | 009QT | RP | 2.000 | 60882 | UNDER MAIN STAIRWELL
350 | E 1ST AVE | 43201-3792 | Not required by DOW | 036384 | WATTS | LF009M2QT | RP | 1.500 | 60881 | MECHANICAL ROOM -REAR SE CORNER
1850 | E 25TH AVE | 43219-1017 | Active | 89806 | WATTS | LF919 | RP | 0.750 | 3650451 | MECH ROOM SOUTH SIDE BY WATER METER..COMBO
1850 | E 25TH AVE | 43219-1017 | Active | 3731961 | Wilkins | 975 | RP | 0.750 | 56418 | WASH BAY #14 W WALL
1850 | E 25TH AVE | 43219-1017 | Not Required by DOW | 20237 | WATTS | 919AQT | RP | 2.000 | 103411 | IN BRINE BY TANKS
1850 | E 25TH AVE | 43219-1017 | Due Install |  |  |  | RP | 8.000 | 3644602
1850 | E 25TH AVE | 43219-1017 | Active | 26467 | WILKINS | 375AST | RP | 3.000 | 3650445 | MECH ROOM SOUTH SIDE BY WATER METER
1850 | E 25TH AVE | 43219-1017 | Active | VC0871 | AMES | 500-GV | RPDA | 8.000 | 3650450 | MECH ROOM SOUTH SIDE BY WATER METER..COMBO
1881 | E 25TH AVE | 43219-1016 | Active | 62101 | WATTS | 009QT | RP | 1.500 | 56502 | BY WATER METER ON FLOOR
1881 | E 25TH AVE | 43219-1016 | Active | 1794021212 | AMES | 3000SS | DCDA | 8.000 | 102626 | NW CORNER OF BLD
1881 | E 25TH AVE | 43219-1016 | Not Required by DOW | 3731961 | Wilkins | 975XL | RP | 0.750 | 56500 | BOILER ROOM OVER TOP OF BOILER
1881 | E 25TH AVE | 43219-1016 | Active | 69349 | AMES | 2000B | DC | 0.750 | 102627 | NW CORNER OF BLD
1881 | E 25TH AVE | 43219-1016 | Not Required by DOW | 377453 | WATTS | 009M3QT | RP | 0.750 | 3607352 | CEILING IN WAREHOUSE
1850 | E 25TH AVE UNIT WBAY | 43219 | Active | VK-3190 | WATTS | 957 | RP | 3.000 | 3646815 | HOTBOX NEAR STREET
1759 | E 26TH AVE | 43219-1035 | Not Required by DOW | [5 empty] | 3575577
1786 | E 26TH AVE | 43219-1036 | Not Required by DOW | [5 empty] | 3575586
1813 | E 26TH AVE | 43219-1035 | Not Required by DOW | [5 empty] | 3575591
80 | E 2ND AVE | 43201- | Active | 4041458 | WILKINS | 975xl2 | RP | 1.000 | 73126 | 68 E 2ND AVE, BOILER ROOM - Second Ave E.S.
158 | E 2ND AVE | 43201-3528 | Active | DB629193 | WILKINS | 720 | PVB | 0.750 | 3573642
245 | E 2ND AVE | 43201 | Active | OC2592 | WATTS | 957 | RP | 3.000 | 3608020 | SW OUTSIDE MECHANICAL ROOM
245 | E 2ND AVE | 43201 | Active | 1836880414 | AMES | 3000SS | DCDA | 6.000 | 3613490 | SW OUTSIDE MECHANICAL ROOM
245 | E 2ND AVE | 43201 | Active | 22604 | WATTS | 007M1PCQT | DC | 0.750 | 3613491 | SW OUTSIDE MECHANICAL ROOM
284 | E 2ND AVE | 43201 | LPS - Active |  |  |  | LPC |  | 3644577 | WATER METER ROOM DOMESTIC BOOSTER PUMP
284 | E 2ND AVE | 43201 | Not Required by DOW | 129150 | WATTS | 009M2 | RP | 2.000 | 3650591 | 324 E 2ND. WATER METER ROOM CLUBHOUSE
284 | E 2ND AVE | 43201 | Active | SL-1484 | WATTS | 957 | RP | 3.000 | 3636777 | WATER METER ROOM
284 | E 2ND AVE | 43201 | Not Required by DOW | 128192 | WATTS | 009M2 | RP | 2.000 | 3650592 | 324 E 2ND. WATER METER ROOM CLUBHOUSE
284 | E 2ND AVE | 43201 | Active | 4689596 | WILKINS | 975 | RP | 0.750 | 3636797 | WATER METER ROOM BY GARAGE 101A
284 | E 2ND AVE | 43201 | Active | Y14185 | WILKINS | 375 | RPDA | 8.000 | 3636795 | WATER METER ROOM BY GARAGE 101A
284 | E 2ND AVE | 43201 | Not Required by DOW | 35185 | WATTS | 009M2 | RP | 2.000 | 3650593 | 324 E 2ND. WATER METER ROOM CLUBHOUSE
284 | E 2ND AVE | 43201 | Not Required by DOW | 34864 | WATTS | 919 | RP | 2.000 | 3650590 | WATER METER ROOM BY GARAGE ROOM 101A
345 | E 2ND AVE | 43201-3623 | Active | 7933 | WATTS | LF007QT | DC | 0.500 | 3653131 | RISER ROOM
345 | E 2ND AVE | 43201-3623 | Not Required by DOW | 133777 | WATTS | 709 | DC | 6.000 | 3640951 | RISER ROOM
345 | E 2ND AVE | 43201-3623 | Active | 116132 | WATTS | 009QT | RP | 1.500 | 87572 | CENTER N BLDG ACCESS/PASSAGE WAY AT WATER RISER FOR BLDG AT WTR MTR, LEASED PART
345 | E 2ND AVE | 43201-3623 | Not Required by DOW | 21232 | Watts | 007 | DC | 0.500 | 3650628 | RISER ROOM
360 | E 2ND AVE | 43201- | Due Install |  |  |  | AG |  | 3639310
360 | E 2ND AVE | 43201- | Due Install |  |  |  | AG |  | 3639309
360 | E 2ND AVE | 43201- | Due Install |  |  |  | AG |  | 3639308
360 | E 2ND AVE | 43201- | Due Install |  |  |  | AG |  | 3639307
360 | E 2ND AVE | 43201- | Due Install |  |  |  | RPDA |  | 3639306
360 | E 2ND AVE | 43201- | Due Install |  |  |  | RP |  | 3573660
421 | E 2ND AVE | 43201-3653 | Not Required by DOW | 078395 | WATTS | LF009M2QT | RP | 1.500 | 3644840 | WITH WATER SOFTNER BACK OF BREWING AREA
421 | E 2ND AVE | 43201-3653 | Active | TG-0959 | AMES | COLT 400 | RP | 6.000 | 3641335
421 | E 2ND AVE | 43201-3653 | Active | 110387 | WATTS | LF009M2QT | RP | 2.000 | 3573662
521 | E 2ND AVE | 43201-3655 | Due Install | [5 empty] | 3573681
862 | E 2ND AVE | 43201-3762 | Active | 38225 | WATTS | 919AQT | RP | 1.000 | 103336 | MECHANICAL ROOM
862 | E 2ND AVE | 43201-3762 | Active | 465611 | WATTS | 919AQT | RP | 2.000 | 103337 | MECHANICAL ROOM
94 | E 3RD AVE | 43201-3535 | Active | QB0605 | AMES | 200B | DCDA | 2.500 | 3621434
94 | E 3RD AVE | 43201-3535 | Active | 05486 | WATTS | 909M1QT | RP | 1.500 | 3620007 | MECHANICAL ROOM
94 | E 3RD AVE | 43201-3535 | Active | 42442 | AMES | 2000B | DC | 0.750 | 3575625 | MECHANICAL ROOM
266 | E 3RD AVE | 43201- | Active | CB325699 | WILKINS | 720A | PVB | 0.750 | 3613704 | LEFT SIDE OF HOUSE BY BACK GATE
270 | E 3RD AVE | 43201 | Active | T385561 | WILKINS | 720A | PVB | 0.750 | 3614969 | RIGHT FRONT
282 | E 3RD AVE | 43201 | Active | T199322 | WILKINS | 720A | PVB | 0.750 | 3615303 | RIGHT OF FRONT DOOR
617 | E 3RD AVE | 43201-3720 | Active | 12377 | AMES | 4000B | RP | 2.000 | 103779 | N BSMNT MECH/RISER RM AT WATER MTR -TOP DEVICE
617 | E 3RD AVE | 43201-3720 | Active | 1691900911 | AMES | 2000SS | DC | 4.000 | 103780 | N BSMNT MECH/RISER RM AT WATER MTR -BTTM DEVICE
858 | E 3RD AVE | 43201-3048 | Active | 1241928 | WILKINS | 975XLBMS | RP | 0.750 | 74096 | BASEMENT CLOSET
50 | E 4TH AVE | 43201 | Active | 3803786 | WILKINS | 975 | RP | 1.500 | 103996 | FRONT OF BUILDING
2771 | E 4TH AVE | 43219-2824 | Active | 227121 | WILKINS | 975 | RP | 2.000 | 59263 | STORAGE ROOM IN CABINET (2771 E. FOURTH AVE)
2885 | E 4TH AVE | 43219- | Active | 4304713 | WILKINS | 975XL2TCU | RP | 2.000 | 59516 | IN PUMP HOUSE
2885 | E 4TH AVE | 43219- | Active | 227363 | WILKINS | 975 | RP | 2.000 | 59514 | AT WATER METER BLDG 12 IN BLOCK HOUSING
2905 | E 4TH AVE | 43219-2827 | Active | 229758 | WILKINS | 975 | RP | 0.750 | 59515 | AT WATER METER IN LADIES RESTROOM (2905 E. 4TH AVE-WHITE TIGER)
2999 | E 4TH AVE | 43219- | Active | 227369 | WILKINS | 975 | RP | 2.000 | 59672 | IN RESTROOM AT WATER METER (2909 E 4TH AVE)
3005 | E 5TH AV | 43219-2891 | Active | 09077 | AMES | 2000SS | DC | 1.500 | 59787 | HVAC MECH ROOM, CENTER OF BUILDING
21 | E 5TH AVE | 43201-4530 | Active | 17687250112 | AMES | 3000SS | DCDA | 4.000 | 102420 | BASEMENT
21 | E 5TH AVE | 43201-4530 | Active | 19479 | WATTS | 919QT | RP | 2.000 | 102419 | IN BASEMENT AT WATER METER
21 | E 5TH AVE | 43201-4530 | Active | 67811 | AMES | 2000B | DC | 0.750 | 102421 | BASEMENT
26 | E 5TH AVE | 43201-2810 | Active | B300398 | WILKINS | 375 | RP | 0.750 | 3577039 | At meter in unit 1220 Courtland
115 | E 5TH AVE | 43201 | Active | 14545 | AMES | 4000B | RP | 0.750 | 3638418 | LOWER LEVEL OF PARKING GARAGE
115 | E 5TH AVE | 43201 | Active | SI1468 | WATTS | 957 | RP | 4.000 | 3638415 | LOWER LEVEL OF PARKING GARAGE
115 | E 5TH AVE | 43201 | Active | 1073930818 | AMES | 5000 | RPDA | 6.000 | 3638417 | LOWER LEVEL OF PARKING GARAGE
115 | E 5TH AVE | 43201 | Not Required by DOW | 4235831 | WILKINS | 975XL2 | RP | 1.000 | 3632892 | LOWER LEVEL OF PARKING GARAGE
171 | E 5TH AVE | 43201-2860 | Due Install |  |  |  | RP | 0.750 | 3577062
181 | E 5TH AVE | 43201-2860 | Due Install |  |  |  | RP | 0.750 | 3436872
203 | E 5TH AVE | 43201 | Active | TL-0654 | AMES | 200COLT | DC | 3.000 | 3641494 | AT WATER METER - MAIN SPRINKLER SERVICE CLOSET
203 | E 5TH AVE | 43201 | Active | N1911110943 | FEBCO | LF880V | RP | 3.000 | 3641334 | AT WATER METER - MAIN SPRINKLER SERVICE CLOSET
227 | E 5TH AVE | 43201-2815 | Due Install |  |  |  | RP |  | 3577069
266 | E 5TH AVE | 43201-2818 | Not Required by DOW | [5 empty] | 3577071
269 | E 5TH AVE | 43201-2884 | Active | 52445B | APOLLO/CONBRACO | RP40 | RP | 1.500 | 3577072 | Meter Closet North Wall
300 | E 5TH AVE | 43201-2818 | Active | 22936 | WATTS | 007M2QT | DC | 0.750 | 3654272
300 | E 5TH AVE | 43201-2818 | Active | WE-1811 | AMES | COLT 300ABF | DCDA | 6.000 | 3654271 | NORTHEAST WATER ROOM
300 | E 5TH AVE | 43201-2818 | Active | VD-3484 | WATTS | 957 | RP | 4.000 | 3654367
309 | E 5TH AVE | 43201 | Active | 26043A | WILKINS | 350AST | DC | 4.000 | 3646478 | BASEMENT AT WATER METER. FIRE CONTAINMENT
309 | E 5TH AVE | 43201 | Active | 072688 | WATTS | LF009M2QT | RP | 1.500 | 3644733 | BASEMENT AT WATER METER. DOMESTIC CONTAINMENT
345 | E 5TH AVE | 43201-2819 | Active | 123270 | WATTS | 009M2QT | RP | 2.000 | 60772 | WEST WALL WATER METER ROOM
347 | E 5TH AVE | 43201-2819 | Not Required by DOW |  |  |  | RP |  | 3577080
371 | e 5th ave |  | New Construction |  |  |  | RP | 6.000 | 3654969
371 | e 5th ave |  | Active | 87982 | AMES | 2000B | DC | 0.750 | 3654968 | NORTH BUILDING LOWER PARKING GARAGE
371 | e 5th ave |  | Active | 1104480 | AMES | 3000CIV | DCDA | 8.000 | 3654966 | NORTH BUILDING(NORTH CORNER PARKING GARAGE)
371 | e 5th ave |  | New Construction |  |  |  | LPC |  | 3655013
476 | E 5TH AVE | 43201-2971 | Active | 77285 | AMES | 2000B | DC | 0.750 | 3620039 | WATER METER ROOM SOUTHEAST CORNER OF BUILDING
476 | E 5TH AVE | 43201-2971 | Active | 4312291 | WILKINS | 975 | RP | 2.000 | 3577084 | WATER METER ROOM SOUTHEAST CORNER OF BUILDING
476 | E 5TH AVE | 43201-2971 | Active | 1900030916 | AMES | 3000 | DCDA | 4.000 | 3620038 | WATER METER ROOM SOUTHEAST CORNER OF BUILDING
511 | E 5TH AVE | 43201 | Active | AG-511-1 |  |  | AG | 3.000 | 3627968 | "PRETREAT FOR POWDER PAINT SYSTEM"
511 | E 5TH AVE | 43201 | Active | AG-511-2 |  |  | AG | 3.000 | 3629468 | "PRETREAT FOR POWDER PAINT SYSTEM"
511 | E 5TH AVE | 43201 | Active | AG-511-3 |  |  | AG | 3.000 | 3629469 | "PRETREAT FOR POWDER PAINT SYSTEM"
511 | E 5TH AVE | 43201 | Active | QA-0862 | WATTS | 957 | RP | 3.000 | 3618539 | MECH RM SE AT WATER MTR - OUTSIDE DOOR
511 | E 5TH AVE | 43201 | Active | AG-511-4 |  |  | AG | 3.000 | 3629470 | "PRETREAT FOR POWDER PAINT SYSTEM"
511 | E 5TH AVE | 43201 | Active | AG-511-5 |  |  | AG | 3.000 | 3629471 | "PRETREAT FOR POWDER PAINT SYSTEM"
511 | E 5TH AVE | 43201 | Active | 188897 | AMES | 3000CIV | DCDA | 10.000 | 3618540 | MECH RM SE - OUTSIDE DOOR
511 | E 5TH AVE | 43201 | Not Required by DOW | 079557 | WATTS | LF009M2QT | RP | 2.000 | 3622634 | METER RM/MECHANICAL SW CORNER OF BUILDING
511 | E 5TH AVE | 43201 | Not Required by DOW | QF-1196 | WATTS | 957 | RP | 3.000 | 3620010 | NON POTABLE WATER, MECH RM 304 IN MANUFACTURING AREA N SIDE OF BLDG
511 | E 5TH AVE | 43201 | Not Required by DOW | 07810 | WATTS | 919 | RP | 0.500 | 3620011 | CRACK UNITS, E SIDE OF BLDG IN MDF RM 111 NEXT TO UNITS
511 | E 5TH AVE | 43201 | Active | AG-511-6 |  |  | AG | 3.000 | 3629472 | "PRETREAT FOR POWDER PAINT SYSTEM"
511 | E 5TH AVE | 43201 | Active | 76816 | AMES | 2000B | DC | 0.750 | 3618541 | MECH RM SE - OUTSIDE DOOR
518 | E 5TH AVE | 43201- | Active | W074952 | WILKINS | 975 | RP | 1.000 | 66248 | #518 RESTROOM
520 | E 5TH AVE | 43201- | Active | 695629 | WILKINS | 975XL | RP | 1.500 | 66312 | NEXT TO METER
574 | E 5TH AVE | 43201-2969 | Not Required by DOW | CB454739 | WILKINS | 720 | PVB | 0.750 | 3646513 | BACK MECH AREA
574 | E 5TH AVE | 43201-2969 | Active | 4807695 | WILKINS | 975XL2 | RP | 1.500 | 3577086 | North Rear Center- Janitors Closet
642 | E 5TH AVE | 43201-2965 | Active | 583839 | WILKINS | 975 | RP | 0.750 | 3577088
657 | E 5TH AVE | 43201-2966 | Due Install | [5 empty] | 3577089
666 | E 5TH AVE | 43201-2965 | New Construction | 1111111666REM | HYDRO-GAP | XX | AG | 10.000 | 70445 | ABOVE 3 COMPARTMENT SINK
688 | E 5TH AVE | 43201-2965 | Active | 4678844 | WILKINS | 975XL | RP | 1.50 | 70876 | ON GRILL LINE BETWEEN SINK AND COOK LINE
907 | E 5TH AVE | 43201-2959 | Due Install | [5 empty] | 3577115
960 | E 5TH AVE | 43201-3066 | Active | 19083 | WILKINS | 375AST | RP | 6.000 | 3641171 | CENTER WEST WALL
975 | E 5TH AVE | 43201-3064 | Active | 193702 | WATTS | LF009QT | RP | 0.500 | 3577121 | Restroom at water meter.
979 | E 5TH AVE | 43201-3064 | Not Required by DOW | [5 empty] | 3577122
1025 | E 5TH AVE | 43201-3063 | Active | WA- 0239 | AMES | COLT-500GV | RPDA | 8.000 | 3649853 | NE MECH/RISER ROOM
1025 | E 5TH AVE | 43201-3063 | Active | ACF1664 | WILKINS | 975XL2 | RP | 1.500 | 3577126 | NE MECH/RISER ROOM AT WATER METER Outside Door
1025 | E 5TH AVE | 43201-3063 | Active | 93064 | WATTS | LF 919-QT | RP | 0.750 | 3649854 | MECH ROOM 3/4" FIRE SIDE CAR
1100 | E 5TH AVE | 43201-3000 | Active | WE-2233 | AMES | 300-GV | DCDA | 6.000 | 3650129 | VAULT EAST OF BUILDING
1100 | E 5TH AVE | 43201-3000 | Active | 67773 | AMES | 2000BM3 | DC | 0.750 | 3653782 | VAULT EAST OF BUILDING
1100 | E 5TH AVE | 43201-3000 | Active | ACA3601 | WILKINS | 975XL | RP | 2.000 | 3577131 | INSIDE AT METER
1170 | E 5TH AVE | 43219- | Due Install | [5 empty] | 3577132
1200 | E 5TH AVE | 43219-2410 | Not Required by DOW | 435360 | WATTS | 909M1QT | RP | 1.500 | 92801 | ABOVE THE BOILER
1200 | E 5TH AVE | 43219-2410 | Active | 71744 | WATTS | 919QT | RP | 1.000 | 3648265
1221 | E 5TH AVE | 43219-2456 | Active | 78168 | WATTS | LF919QT | RP | 0.750 | 3577136 | BOILER ROOM NEXT TO FRONT ENTRANCE AFTER METER
1311 | E 5TH AVE | 43219-2411 | Active | 4759297 | WILKINS | 975XL2 | RP | 0.750 | 3577139
1314 | E 5TH AVE | 43219-2412 | Active | 66767 | AMES | 2000BM3 | DC | 0.750 | 3649129 | PIT SOUTH OF MAIN BLDG FRONT OF 1ST TWO STORAGE BLDGS BY STREET
1314 | E 5TH AVE | 43219-2412 | Active | 19549 | WATTS | 909M1QT | RP | 1.500 | 54653 | BEHIND WALL IN SHOWROOM
1314 | E 5TH AVE | 43219-2412 | Active | VH-0609 | AMES | COLT 300GV | DCDA | 6.000 | 3651296 | PIT SOUTH OF MAIN BLDG FRONT OF 1ST TWO STORAGE BLDGS BY STREET
1314 | E 5TH AVE | 43219-2412 | Not Required by DOW | 4134921 | WILKINS | 975XL | RP | 0.750 | 3613792 | IN WAREHOUSE BY DOOR
1320 | E 5TH AVE | 43219-2412 | Active | 352381 | WATTS | 909 | RP | 1.500 | 3611553 | MECHANICAL ROOM
1320 | E 5TH AVE | 43219-2412 | Active | 466561 | WATTS | 909 | RP | 0.750 | 3577140 | MECHANICAL ROOM, WEST WALL
1420 | E 5TH AVE | 43219-2414 | Due Install |  |  |  | RP |  | 3577147
1493 | E 5TH AVE | 43219-2459 | Due Install | [5 empty] | 3577151
1515 | E 5TH AVE | 43219-2415 | Not Required by DOW | 43505 | FEBCO | 765 | PVB | 0.750 | 55279 | FRONT OF BUILDING
1515 | E 5TH AVE | 43219-2415 | Active | 61664 | WATTS | 009QT | RP | 0.750 | 55280 | INSIDE WEST CORNER OF BUILDING
1541 | E 5TH AVE | 43219-2415 | Active | 2424 | FEBCO | 765 | PVB | 1.000 | 55343 | INSIDE OF NORTH WALL
1580 | E 5TH AVE | 43219-2554 | Due Install |  |  |  | RP |  | 3577154
1640 | E 5TH AVE | 43219-2554 | Due Install |  |  |  | RP |  | 3630284 | SW AT METER IN BATHROOM
1640 | E 5TH AVE | 43219-2554 | Active | 27606 | WATTS | 009QT | RP | 0.750 | 55683 | IN GARAGE ALONG N WALL APPROX 10' ABOVE FLOOR
1660 | E 5TH AVE | 43219-2504 | Active | 4238801 | Wilkins | 975XL2 | RP | 0.750 | 55759 | IN MECHANICAL ROOM -NEXT TO WATER METER
1688 | E 5TH AVE | 43219-2504 | Active | 4742508 | WILKINS | 975XL | RP | 1.000 | 55833 | IN MECHANICAL ROOM IN GARAGE
1773 | E 5TH AVE | 43219-2503 | Not Required by DOW |  |  |  | DCDA |  | 3577171
2129 | E 5TH AVE | 43219-2586 | Active | 71656 | WATTS | 919QT | RP | 1.000 | 3577199 | UNIT B MECHANICAL ROOM AT WATER METER
2191 | E 5TH AVE | 43219 | Not Required by DOW | cb366403 | WILKINS | 720A | PVB | 0.750 | 3616729 | MECH RM NEAR THE LOADING DOCK AREA
2191 | E 5TH AVE | 43219 | Active | 4239601 | WILKINS | 975 | RP | 1.000 | 3618179 | MECHANICAL ROOM AT WATER METER
2335 | E 5TH AVE | 43219-2637 | Active | 19124 | WATTS | LF919QT | RP | 1.500 | 58006 | BY DRIVE THROUGH AREA INSIDE BUILDING
2335 | E 5TH AVE | 43219-2637 | Active | AG-2335A | HYDRO-GAP | XX | AG | 10.000 | 58005 | ABOVE 3 COMPARTMENT SINK
2365 | E 5TH AVE | 43219-2709 | Not Required by DOW |  |  |  | RP |  | 3577223
2500 | E 5TH AVE | 43219-2700 | Due Install |  |  |  | DCDA | 6.000 | 3651188
2500 | E 5TH AVE | 43219-2700 | Due Install |  |  |  | RP | 1.500 | 3577225
2665 | E 5TH AVE | 43219-2748 | Active | 069306 | WATTS | 009 | RP | 1.500 | 3577249 | MTR IN LADIES RESTROOM
2727 | E 5TH AVE | 43219-2831 | Active | 4638643 | WILKINS | 975XL | RP | 0.750 | 3577258 | IN FRONT BY WATER METER
2762 | E 5TH AVE | 43219- | Due Install |  |  |  | RP |  | 3577263
2906 | E 5TH AVE | 43219-2802 | Due Install |  |  |  | RP |  | 3577281
2909 | E 5TH AVE | 43219-2833 | Due Install |  |  |  | RP | 1.500 | 3577282 | AT METER, CLOSET IN OFFICE
2910 | E 5TH AVE | 43219-2802 | Active | 466489 | WATTS | 009QT | RP | 0.750 | 59573 | SOUTH END OF BLDG AT METER
2915 | E 5TH AVE | 43219-2833 | Due Install |  |  |  | RP |  | 3577283
3067 | E 5TH AVE | 43219-2835 | Active | 3116979 | WILKINS | 975XL | RP | 0.750 | 100661 | UPPER LEVEL OF SHOP CLOSE TO CEILING
3078 | E 5TH AVE | 43219-2805 | Not Required by DOW | [5 empty] | 3577304
3147 | E 5TH AVE | 43219-2804 | Active | 08602 | WATTS | 909M1QT | RP | 1.500 | 60054 | WATER METER ROOM MIDDLE OF NEW BUILDING
3147 | E 5TH AVE | 43219-2804 | Not Required by DOW | 09102 | WATTS | 009QT | RP | 0.750 | 60053 | UNDER BAPTISTRY
3500 | E 5TH AVE | 43219-1733 | Active | 3861334 | WILKINS | 975XL | RP | 2.000 | 3611851 | MECH ROOM BY WATER METER, FURNACE ROOM
3500 | E 5TH AVE | 43219-1733 | Not Required by DOW | W143541 | WILKINS | 975XL | RP | 2.000 | 60918 | NORTH WALL BUILDING B BEHIND BRINE MACHINE
3500 | E 5TH AVE | 43219-1733 | Not Required by DOW | W008807 | WILKINS | 975XL | RP | 1.500 | 60916 | NORTH END BUILDING WASH DOWN AREA
3500 | E 5TH AVE | 43219-1733 | Active | F0405250935 | FEBCO | 876V | DCDA | 4.000 | 60915 | AGAINST SOUTH WALL
3500 | E 5TH AVE | 43219-1733 | Not Required by DOW | 4204013 | WILKINS | 975XL2 | RP | 1.500 | 3618296 | TRUCK WASH, WASH BAY
3500 | E 5TH AVE | 43219-1733 | Active | F000348 | FEBCO | 805YB | DC | 0.750 | 60914 | SOUTH WALL
3540 | E 5TH AVE | 43219-1733 | Active | 15838 | WATTS | 919QT | RP | 1.500 | 103180 | BACK OF BUILDING FIRST DOOR EAST SIDE
3540 | E 5TH AVE | 43219-1733 | Active | 4342722 | WILKINS | 950XL | DC | 0.750 | 3621188 | SW WALL BY RISER
3540 | E 5TH AVE | 43219-1733 | Active | V48450 | WILKINS | 350ADA | DCDA | 8.000 | 3621296 | SW WALL BY FIRE RISER
3624 | E 5TH AVE | 43219-1805 | Due Install |  |  |  | RP |  | 3628158
3650 | E 5TH AVE | 43219-1805 | Active | 10759 | WATTS | 919AQT | RP | 1.50 | 99598 | MECHANIC ROOM WITH AIR COMPRESSORS
3666 | E 5TH AVE | 43219- | Due Install |  |  |  | RP |  | 3577346
3740 | E 5TH AVE | 43219-1884 | Due Install |  |  |  | RP | 1.500 | 3577353 | AT WATER METER IN UNIT C IN PIT UNDER STEEL PLATE
3760 | E 5TH AVE | 43219-1807 | Due Install | [5 empty] | 3577354
3776 | E 5TH AVE | 43219-1807 | Active | 283645 | WATTS | 909M1QT | RP | 1.500 | 61747 | ABOVE THE WATER METER IN THE STORAGE ROOM
3850 | E 5TH AVE | 43219-1880 | Active | 4803111 | WILKINS | 975XL | RP | 0.750 | 3577357 | AT WATER METER MID SEVICE BAY WALL -3840 ADDRESS
3939 | E 5TH AVE | 43219-1810 | Active | 431319 | WILKINS | 975 | RP | 2.000 | 62275 | FRONT OF BLDG MAINT. AREA W SIDE OF WAREHOUSE
3939 | E 5TH AVE | 43219-1810 | Not Required by DOW | 486725 | WILKINS | 975 | RP | 2.000 | 62276 | MECH ROOM
4000 | E 5TH AVE | 43219-1811 | Not Required by DOW | 3602968 | WILKINS | 975XL | RP | 0.750 | 103256 | NEAR OFFICE
4000 | E 5TH AVE | 43219-1811 | Not Required by DOW | A204619 | WILKINS | 375 | RP | 0.750 | 103227 | BACK WALL BY SUPPORT
4000 | E 5TH AVE | 43219-1811 | Active | 01529 | WATTS | 909 | RP | 3.000 | 63607 | BLDG 4, S/W CORNER OF DOCK
4021 | E 5TH AVE | 43219-1812 | Active | L40393 | WILKINS | 375 | RPDA | 3.000 | 95940 | WEST WALL EQUIP ROOM
4021 | E 5TH AVE | 43219-1812 | Active | W342369 | WILKINS | 975XL | RP | 1.000 | 96394 | MECH ROOM
4099 | E 5TH AVE | 43219-1812 | Active | 954797 | WILKINS | 975XLBMS | RP | 2.000 | 62872 | MECH ROOM NW CORNER OF ORIGINAL BUILDING
4099 | E 5TH AVE | 43219-1812 | Not Required by DOW | 171676 | WATTS | 007M1QT | DC | 1.000 | 62871 | SOUTHWALL ABOVE CENTER OF BUILDING ABOUT 8 FEET ABV FLOOR
4185 | E 5TH AVE | 43219-1813 | Active | 577238 | WILKINS | 975 | RP | 1.000 | 63192 | SPRINKLER ROOM WEST SIDE
4185 | E 5TH AVE | 43219-1813 | Active | 3JN1058 | AMES | 3000SS | DCDA | 4.000 | 63191 | RISER ROOM WEST SIDE (SERIAL # 3JN1058)
4185 | E 5TH AVE | 43219-1813 | Active | 01429 | AMES | 2000B | DC | 0.750 | 63190 | RISER ROOM WEST SIDE
4200 | E 5TH AVE | 43219-1851 | Not Required by DOW | 61619 | WATTS | 009QT | RP | 0.750 | 63270 | UNDER FLOOR COMPUTER ROOM
4200 | E 5TH AVE | 43219-1851 | Not Required by DOW | 358006 | WATTS | 909QT | RP | 1.000 | 63269 | PENT HOUSE BUILDING # 6
4300 | E 5TH AVE | 43219-1816 | Active | 113282 | WATTS | 009M2QT | RP | 2.000 | 63608 | BUILDING 6
4300 | E 5TH AVE | 43219-1816 | Not Required by DOW | 212115 | APOLLO/CONBRACO | 40207A2 | RP | 1.500 | 97939 | CAFETERIA MECH ROOM
4300 | E 5TH AVE | 43219-1816 | Not Required by DOW | 3741034 | WILKINS | 975XLBMS | RP | 1.500 | 93905 | BLDG 4 MECH ROOM NE CORNER
4300 | E 5TH AVE | 43219-1816 | Not Required by DOW | W255467 | WILKINS | 975XL | RP | 0.750 | 88818 | RM G-101 S. END OF BLDG ELEC RM TOP OF STAIRS, UNIT 4020
4300 | E 5TH AVE | 43219-1816 | Active | 10470 | WILKINS | 375ASTR | RP | 6.000 | 63623 | S.E. CORNER, BLDG 6
4300 | E 5TH AVE | 43219-1816 | Not Required by DOW | 1530 | WATTS | 009 | RP | 3.000 | 63622 | BLDG 6 MECH ROOM 4190 E FIFTH BLDG
4300 | E 5TH AVE | 43219-1816 | Not Required by DOW | 624962 | WATTS | 909 | RP | 8.000 | 63621 | BLDG 4, 1ST FLOOR
4300 | E 5TH AVE | 43219-1816 | Not Required by DOW | 624961 | WATTS | 909 | RP | 8.000 | 63620 | BLDG 4 1ST FLOOR
4300 | E 5TH AVE | 43219-1816 | Active | 624804 | WATTS | 909M1QT | RP | 8.000 | 63619 | BACKFLOW HOUSE #1 BLDG 3
4300 | E 5TH AVE | 43219-1816 | Active | 624753 | WATTS | 909 | RP | 8.000 | 63618 | BACKFLOW HOUSE # 1, BLDG 3
4300 | E 5TH AVE | 43219-1816 | Not Required by DOW | 18312 | WATTS | 919 | RP | 1.500 | 63616 | BLDG 3 4332 E 5TH AVENUE BLDG
4300 | E 5TH AVE | 43219-1816 | Active | 10758 | WILKINS | 375AST | RP | 10.000 | 63615 | BLDG #28 METER ROOM (4290 E. 5TH AVE)
4300 | E 5TH AVE | 43219-1816 | Active | 9305 | WILKINS | 375ASTR | RP | 10.000 | 63614 | EAST SIDE OF METER ROOM -- BLDG #28
4300 | E 5TH AVE | 43219-1816 | Not Required by DOW | 367815 | WATTS | 909M1QT | RP | 1.500 | 63613 | BUILDING 3
4300 | E 5TH AVE | 43219-1816 | Active | 4503319 | WILKINS | 975XL2 | RP | 2.000 | 63609 | BLDG 4
4301 | E 5TH AVE | 43219-1815 | Active | 57608 | WATTS | 919AQT | RP | 0.750 | 3609564 | USE 6/3/15 CAG. NORTHWEST UNDER STAIRWAY
4301 | E 5TH AVE | 43219-1815 | Active | 53200 | AMES | 2000B | DC | 0.750 | 3638808 | PIT AT STREET W OF W DRIVE
4301 | E 5TH AVE | 43219-1815 | Active | SJ0039 | AMES | COLT 300GV | DCDA | 6.000 | 3638807 | PIT AT STREET W OF W DRIVE
4455 | E 5TH AVE | 43219-1817 | Active | 50356 | WATTS | 919QT | RP | 1.000 | 64069 | BY WATER HEATER
4477 | E 5TH AVE | 43219-1817 | Due Install |  |  |  | RP |  | 3634967
4561 | E 5TH AVE | 43219-1896 | Due Install | [5 empty] | 3577359 | UNIT 20
4595 | E 5TH AVE | 43219-1818 | Not Required by DOW | [5 empty] | 3577371
4647 | E 5TH AVE | 43219 | Active | 115970 | WATTS | LF009M2QT | RP | 1.500 | 3624673 | IN HOT BOX AT EMERGENCY ENTRANCE NW SIDE
4760 | E 5TH AVE | 43219-1877 | Due Install |  |  |  | DCDA | 6.000 | 3651281 | FIRE METER IN PIT
4760 | E 5TH AVE | 43219-1877 | Active | 260825 | WATTS | 909M1QT | RP | 1.500 | 64974 | W.CARGO HANGER GARAGE BAY 4960 A GROUND FLOOR MAINTENANCE
4800 | E 5TH AVE | 43219-1853 | Due Install |  |  |  | RP |  | 3577375
4808 | E 5TH AVE | 43219-1853 | Due Install |  |  |  | RP |  | 3577376
801 | E 5TH AVE UNIT A | 43201-2917 | Active | 218674 | WATTS | 009QT | RP | 2.000 | 91537 | METER SETTING
801 | E 5TH AVE UNIT A | 43201-2917 | Active | 3266072 | WILKINS | 975 | RP | 1.000 | 91536 | METER SETTING
801 | E 5TH AVE UNIT A | 43201-2917 | Active | 27947 | WATTS | 009M2PCQT | RP | 0.750 | 100053 | NORTHEAST CORNER BY METER
1200 | E 5TH AVE UNIT A | 43219-2410 | Due Install |  |  |  | DCDA | 8.000 | 3577134
1200 | E 5TH AVE UNIT A | 43219-2410 | Due Install |  |  |  | DC | 8.000 | 3653833
1200 | E 5TH AVE UNIT A | 43219-2410 | Active | 150595 | WATTS | 909 | RP | 3.000 | 54277 | EAST LOADING DOCK CENTER OF BLDG
1275 | E 5TH AVE UNIT A | 43219-2411 | Active | 4759296 | WILKINS | 975XL2 | RP | 1.000 | 3629668
1800 | E 5TH AVE UNIT A | 43219-2592 | Active | J16389 | WILKINS | 350 | DC | 8.000 | 87549 | PUMP HOUSE
1800 | E 5TH AVE UNIT A | 43219-2592 | Active | L25773 | WILKINS | 375 | RP | 3.000 | 75092 | BASEMENT, SOUTH CENTRAL PORTION OF FRONT OF BUILDING
1800 | E 5TH AVE UNIT A | 43219-2592 | LPS - Active |  |  |  | LST |  | 3635635 | FIRE PUMP
3294 | E 5TH AVE UNIT A | 43219-2883 | Due Install |  |  |  | RP |  | 3577341 | AT MTR IN FURNACE CLOSET S UNIT
3790 | E 5TH AVE UNIT A | 43219-1807 | Active | 350070 | WATTS | 909M1QT | RP | 2.000 | 61784 | BY WATER METER
4561 | E 5TH AVE UNIT A | 43219-1896 | Due Install | [5 empty] | 3577362 | UNIT 1-2
3680 | E 5TH AVE UNIT B | 43219-1831 | Not Required by DOW | [5 empty] | 3577348
3680 | E 5TH AVE UNIT C | 43219-1831 | Not Required by DOW |  |  |  | RPDA |  | 3577349
4561 | E 5TH AVE UNIT C | 43219-1896 | Due Install | [5 empty] | 3577363 | UNIT 3
3680 | E 5TH AVE UNIT D | 43219-1831 | Not Required by DOW | [5 empty] | 3577347
4561 | E 5TH AVE UNIT E | 43219-1896 | Due Install | [5 empty] | 3577364
4561 | E 5TH AVE UNIT G | 43219-1896 | Due Install | [5 empty] | 3577360 | UNIT-13
4561 | E 5TH AVE UNIT H | 43219-1896 | Due Install | [5 empty] | 3577365 | UNIT 8-9
4561 | E 5TH AVE UNIT K | 43219-1896 | Due Install | [5 empty] | 3577366 | UNIT 10
4561 | E 5TH AVE UNIT L | 43219-1896 | Due Install | [5 empty] | 3577361 | UNIT 11-12
2646 | E 5TH AVE UNIT NO 20 | 43219-2751 | Active | A01666 | WATTS | 007M2QT | DC | 1.250 | 90964 | BASEMENT
2646 | E 5TH AVE UNIT NO 20 | 43219-2751 | Due Install |  |  |  | RP | 1.500 | 3641196 | BASEMENT AT WATER METER - FIRE STATION # 20
2646 | E 5TH AVE UNIT NO 20 | 43219-2751 | Active | 2699512 | WILKINS | 375 | RP | 0.750 | 58862 | BASEMENT, BOILER ROOM
4561 | E 5TH AVE UNIT P | 43219-1896 | Due Install | [5 empty] | 3577367 | UNIT 14-15
1275 | E 5TH AVE UNIT REAR | 43219-2411 | Active | B323213 | WILKINS | 375 | RP | 1.000 | 91666 | POWER WASH BLDG SOUTH EAST CORNER OF LOT
1275 | E 5TH AVE UNIT REAR | 43219-2411 | Active | 4537540 | WILKINS | 975XL2 | RP | 1.000 | 3629667
4561 | E 5TH AVE UNIT U | 43219-1896 | Due Install | [5 empty] | 3577368
1959 | E 5TH PL | 43219-2566 | Not Required by DOW |  |  |  |  | 0.625 | 3477296 | MTR IN CLOSET NEXT TO FURNACE ROOM *SD*
2700 | E 6TH AVE | 43219-2754 | Active | 4825208 | WILKINS | 975-XL2 | RP | 0.750 | 3577880
175 | E 7TH AVE | 43201-2562 | Active | 1012330207 | AMES | 3000SS | DCDA | 4.000 | 93351 | BASEMENT MECH ROOM
175 | E 7TH AVE | 43201-2562 | Active | GG1565 | WATTS | 957N | RP | 3.000 | 93302 | BASEMENT MECH ROOM NW CORNER
175 | E 7TH AVE | 43201-2562 | Active | 34716 | AMES | 2000B | DC | 0.750 | 93352 | BASEMENT MECH RM
211 | E 7TH AVE | 43201-2510 | Active | 68825 | WATTS | 007M1QT | DC | 0.750 | 90635 | BESIDE BOILER ROOM - Weinland Park
211 | E 7TH AVE | 43201-2510 | Active | 148541 | AMES | 3000SS | DCDA | 6.000 | 90634 | BESDIE THE BOILER ROOM - Weinland Park
211 | E 7TH AVE | 43201-2510 | Active | Q92835 | WILKINS | 475V | RP | 3.000 | 90633 | MECH ROOM
211 | E 7TH AVE | 43201-2510 | Active | 2358696 | WILKINS | 975XL | RP | 1.000 | 90636 | MECH ROOM
3100 | E 7TH AVE | 43219-1700 | Active | 293195 | WILKINS | 975XL | RP | 1.000 | 98131 | BOILER ROOM - East Columbus E. S.
3100 | E 7TH AVE | 43219-1700 | Active | 47993 | AMES | 2000B | DC | 0.750 | 92910 | BOILER ROOM - East Columbus E. S.
3100 | E 7TH AVE | 43219-1700 | Active | 147980 | AMES | 3000SS | DCDA | 4.000 | 92909 | BOILER ROOM - East Columbus E. S.
3100 | E 7TH AVE | 43219-1700 | Active | Q03156 | WILKINS | 475DA | RP | 4.000 | 92723 | PUMP ROOM/METER ROOM NE CORNER OF GYM - East Columbus E. S.
3100 | E 7TH AVE | 43219-1700 | Active | 1381687 | WILKINS | 975XL | RP | 0.500 | 100979 | METER ROOM - EAST COLUMBUS E.S.
3410 | E 7TH AVE | 43219-1735 | Active | 396942 | WATTS | 909QT | RP | 0.750 | 60636 | IN THE STORAGE ROOM NEAR THE OFFICE RESTROOM FOR FARRIS FRAME
3502 | E 7TH AVE | 43219-1735 | Active | 4907067 | WILKINS | 975XL2 | RP | 0.750 | 3578474 | BATHROOM AT METER
128 | E 8TH AVE | 43201-2518 | Due Install |  |  |  | RP |  | 3586265
35 | E 8TH AVE BLDG 3 | 43201 | Active | A1603230530 | FEBCO | LF880V | RP | 3.000 | 3615265 | RISER ROOM
35 | E 8TH AVE BLDG 3 | 43201 | Active | N1605191005 | FEBCO | LF876V | DCDA | 4.000 | 3615457 | RISER ROOM
35 | E 8TH AVE BLDG 3 | 43201 | Active | 01869 | WATTS | LF619 | DC | 0.750 | 3615440 | RISER ROOM
77 | E 8TH AVE BLDG 4 | 43201 | Active | A1603230532 | FEBCO | LF880V | RP | 3.000 | 3615377 | IN EAST DOUBLE DOOR ROOM IN 2ND BREEZEWAY
77 | E 8TH AVE BLDG 4 | 43201 | Active | N1605190945 | FEBCO | LF876V | DCDA | 4.000 | 3618484 | WEST DOUBLE DOOR ROOM IN 2ND BREEZEWAY
77 | E 8TH AVE BLDG 4 | 43201 | Active | 01866 | FEBCO | LF619 | DC | 0.750 | 3618485 | WEST DOUBLE DOOR ROOM IN 2ND BREEZEWAY
27 | E 9TH AVE | 43201 | Active | RC-0102 | WATTS | 957 | RP | 4.000 | 3622823 | MECH/RISER ROOM MID N AT WATER METER
27 | E 9TH AVE | 43201 | LPS - Active |  |  |  | LST |  | 3626542 | LOW PRESSURE SUSTAINING DEVICE FOR BOOSTER PUMP
27 | E 9TH AVE | 43201 | Active | 67378 | WATTS | 919QT | RP | 0.750 | 3622822 | MECHANICAL/RISER ROOM NORTH SIDE OF BUILDING
27 | E 9TH AVE | 43201 | Active | RC-1839 | WATTS | 957 | RPDA | 8.000 | 3622821 | MECH/RISER ROOM MID N OFF 9TH
27 | E 9TH AVE | 43201 | Not Required by DOW | 4356754 | WILKINS | 975XL2 | RP | 0.750 | 3622626 | TRASH RM LOCATED ON 1ST FL E SIDE OF BLDG
27 | E 9TH AVE | 43201 | LPS - Active |  |  |  | LPC |  | 3626543 | LOW PRESSURE SUSTAINING DEVICE FOR BOOSTER PUMP
49 | E 9TH AVE | 43201 | Active | 188695-1215 | AMES | 3000SS | DCDA | 8.000 | 3629324 | WATER METER ROOM
49 | E 9TH AVE | 43201 | Active | 75626 | AMES | 2000B | DC | 0.750 | 3629325 | WATER METER ROOM
49 | E 9TH AVE | 43201 | Active | P1-0488 | WATTS | 957 | RP | 4.000 | 3618365 | WATER METER ROOM
68 | E 9TH AVE | 43201-2145 | Active | 39900 | AMES | 2000SS | DC | 0.750 | 70698 | Mechanical - Sprinkler Room East Side/South
68 | E 9TH AVE | 43201-2145 | Active | 423766 | WATTS | 909M1QT | RP | 2.000 | 70700 | Mechanical - Sprinkler Room East Side/South
68 | E 9TH AVE | 43201-2145 | Active | 424965 | WATTS | 909M1QT | RP | 2.000 | 70701 | Mechanical - Sprinkler Room East Side/South
68 | E 9TH AVE | 43201-2145 | Active | 1372790804 | AMES | 3000SS | DCDA | 2.500 | 93690 | Mechanical - Sprinkler Room East Side/South
76 | E 9TH AVE | 43201 | Active | 34507 | WILKINS | 375AST | RP | 4.000 | 3653989
76 | E 9TH AVE | 43201 | Active | 1103202 | AMES | 3000SS | DCDA | 8.000 | 3653990
76 | E 9TH AVE | 43201 | Active | 87111 | AMES | 2000B | DC | 0.750 | 3653991
99 | E 9TH AVE | 43201 | Active | QB0460 | WATTS | 957 | RP | 3.000 | 3618038 | RISER/MECHANICAL ROOOM SW BACK OF BUILDING
99 | E 9TH AVE | 43201 | Active | 76704 | AMES | 2000B | DC | 0.750 | 3618057 | RISER ROOM
99 | E 9TH AVE | 43201 | Active | 189246 | AMES | 3000 | DCDA | 4.000 | 3618056 | RISER ROOM
309 | E ARCADIA AVE UNIT 13 | 43202-2437 | Active | A09094 | WATTS | 007M1QT | DC | 2.000 | 102833 | BSMT
309 | E ARCADIA AVE UNIT 13 | 43202-2437 | Active | 2721514 | WILKINS | 375 | RP | 0.750 | 59941 | BASEMENT
115 | E BARTHMAN AVE | 43207-1178 | Not Required by DOW |  |  |  | RP |  | 3362033
185 | E BARTHMAN AVE | 43207- | Active | 3156149 | WILKINS | 975XL | RP | 1.000 | 3362046 | INSIDE MECHANICAL ROOM
354 | E BARTHMAN AVE | 43207 | Active | 1988540620 | AMES | 3000SS | DCDA | 4.00 | 3647197
354 | E BARTHMAN AVE | 43207 | Active | TL-2304 | WATTS | 957 | RP | 3.000 | 3646416 | MECH ROOM AT METER
354 | E BARTHMAN AVE | 43207 | Active | 84040 | AMES | 2000B | DC | 0.750 | 3646418
341 | E BARTHMAN AVE UNIT A | 43207- | Active | 278276 | WATTS | LF009M3QT | RP | 0.750 | 3646346 | BASEMENT AT METER
341 | E BARTHMAN AVE UNIT B | 43207 | Active | 4187994 | WILKINS |  | RP | 0.750 | 3621175
116 | E BEAUMONT RD | 43214-2144 | Active | EAA0234 | WILKINS | 720 | PVB | 0.750 | 3363006 | RIGHT SIDE OF HOUSE
129 | E BEAUMONT RD | 43214-2100 | Active | T2223758 | WILKINS | 720 | PVB | 0.750 | 3363010
302 | E BEAUMONT RD | 43214-2104 | Active | 209326 | WATTS | 800M4QT | PVB | 1.000 | 59814 | FRONT OF HOUSE
303 | E BEAUMONT RD | 43214-2103 | Active | HH60782 | FEBCO | 765 | PVB | 1.000 | 59833 | FRONT OF HOUSE, LEFT OF ENTRY
337 | E BEAUMONT RD | 43214-2103 | Active | 355744 | WATTS | 009M2QT | RP | 1.000 | 3363067 | IN BASEMENT
135 | E BECK ST | 43206-1111 | Active | 112727 | FEBCO | 850 | DC | 0.750 | 54772 | IN BASEMENT AT WATER METER
177 | E BECK ST | 43206-1207 | Due Install |  |  |  | RP |  | 3363414
180 | E BECK ST | 43206-1209 | Active | 181374 | WILKINS | 420 | PVB | 1.000 | 56170 | RIGHT SIDE OF HOUSE
181 | E BECK ST | 43206-1207 | Active | 363282 | WATTS | 800M4FR | PVB | 0.750 | 56274 | WEST SIDE OF HOUSE
192 | E BECK ST | 43206-1209 | Active | F021260 | WILKINS | 720 | PVB | 0.750 | 3363416 | LEFT SDE
219 | E BECK ST | 43206-1292 | Active | 3796066 | WILKINS | 975 | RP | 0.750 | 104007 | IN BASEMENT AT WATER METER
225 | E BECK ST | 43206- | Active | 4303406 | Wilkins | 975Xl | RP | 0.750 | 57750 | In basement near the sump pump North side of basement in crawl space
228 | E BECK ST | 43206- | Due Install |  |  |  | RP | 0.750 | 3593416 | FRANK FETCH PARK
238 | E BECK ST | 43206-1285 | Active | G126998 | WILKINS | 720A | PVB | 0.750 | 95383 | WEST SIDE OF HOUSE
252 | E BECK ST | 43206-1276 | Active | 151829 | WATTS | 800M4FR | PVB | 0.750 | 3592816 | LEFT SIDE OF HOUSE
275 | E BECK ST | 43206-1277 | Active | T339985 | WILKINS | 720A | PVB | 0.750 | 3363431 | LEFT SIDE
289 | E BECK ST | 43206-1277 | Active | 298716 | WATTS | 800M4QT | PVB | 0.750 | 93362 | RIGHT FRONT SIDE
387 | E BECK ST | 43206-1375 | Active | FB976 | CONBRACO | 40204A2 | RP | 0.750 | 99489 | BOILER ROOM, BECK E.S.
487 | E BECK ST | 43206-1394 | Active | T239739 | WILKINS | 720 | PVB | 0.750 | 3363479 | LEFT/MIDDLE SIDE OF HOUSE
242 | E BECK ST UNIT A | 43206-1293 | Active | A04067 | WATTS | 009M3QT | RP | 0.750 | 92094 | BASEMENT WEST SIDE
63 | E BLAKE AVE | 43202- | Active | 4487129 | WILKINS | 975 | RP | 0.750 | 3369792 | BASEMENT NEXT TO METER
8 | E BRIDGE ST | 43017-1125 | Active | 83598 | WATTS | LF919QT | RP | 0.750 | 102718 | E UNIT (12 E BRIDGE) IN W WALL AT WATER METER CABINET
8 | E BROAD ST | 43215-3403 | Active | X04970 | WILKINS | 375ADA | RPDA | 4.000 | 91787 | IN BSMT MECH ROOM
8 | E BROAD ST | 43215-3403 | Active | 2291942 | WILKINS | 950XLD | DC | 0.750 | 94416 | BASMENT
8 | E BROAD ST | 43215-3403 | Active | V08032 | WILKINS | 350DA | DCDA | 8.000 | 94415 | BASEMENT
20 | E BROAD ST | 43215-3416 | Not Required by DOW | 29365 | WATTS | LF009M2QT | RP | 2.000 | 3639350 | PENTHOUSE
20 | E BROAD ST | 43215-3416 | Not Required by DOW | W080752 | WATTS | 009QT | RP | 2.000 | 56930 | BASEMENT BY METER
20 | E BROAD ST | 43215-3416 | Active | TB-0770 | WATTS | 957 | RP | 3.000 | 3639351 | BASEMENT FRONT OF BUILDING
20 | E BROAD ST | 43215-3416 | Not Required by DOW | 307574 | WATTS | LF009M3QT | RP | 0.750 | 3649263 | 12TH FLOOR HEAT PUMP MAKE UP WATER ABOVE CEILING OUTSIDE JANITOR CLOSET
20 | E BROAD ST | 43215-3416 | Active | TA-1009 | AMES | COLT | DCDA | 8.000 | 3647120 | BASEMENT FRONT OF BUILDING
20 | E BROAD ST | 43215-3416 | LPS - Active | [5 empty] | 3647122 | BASEMENT FRONT OF BUILDING
20 | E BROAD ST | 43215-3416 | Active | 55167 | AMES | 2000BM3 | DC | 0.750 | 3647121 | BASEMENT FRONT OF BUILDING
30 | E BROAD ST | 43215-3414 | Active | 08868 | WATTS | 719 | RP | 0.500 | 3647179 | 29TH FLOOR MECHANICAL STORAGE ROOM REMOVED DUE TO CONSTRUCTION
30 | E BROAD ST | 43215-3414 | Active | 002483 | WATTS | LF909 | RP | 2.500 | 59686 | 41ST FLOOR ABOVE CHILLER
30 | E BROAD ST | 43215-3414 | Active | 167952 | WATTS | 009QT | RP | 2.000 | 59687 | 41ST FLOOR MECH ROOM
30 | E BROAD ST | 43215-3414 | LPS - Active |  |  |  | LPC |  | 3632659 | LOW PRESSURE SUSTAINING DEVICE FOR BOOSTER PUMP
30 | E BROAD ST | 43215-3414 | Active | 517209 | WATTS | 909QT | RP | 0.750 | 59688 | BREAK AREA MECH ROOM 29th floor REMOVED DUE TO CONSTRUCTION
30 | E BROAD ST | 43215-3414 | Active | 521625 | WATTS | 909QT | RP | 0.750 | 59689 | 18TH FL. BREAK AREA MECH ROOM
30 | E BROAD ST | 43215-3414 | Active | 7660G | WILKINS | 375 | RP | 8.000 | 59690 | B1 PUMP ROOM NEXT TO WATER METER
30 | E BROAD ST | 43215-3414 | Active | 625121 | WATTS | 909 | RP | 8.000 | 59691 | B2 MECH ROOM
30 | E BROAD ST | 43215-3414 | Active | 625246 | WATTS | 909 | RP | 8.000 | 59692 | B2 MECH ROOM PUMPROOM
30 | E BROAD ST | 43215-3414 | Active | 05286 | WATTS | 919 | RP | 0.500 | 103793 | PENTHOUSE MECHANICAL ROOM 41st floor above sink
30 | E BROAD ST | 43215-3414 | Active | 69903 | WATTS | 009M2QT | RP | 1.500 | 59693 | 41ST FLOOR MECH ROOM 2ND LEVEL
30 | E BROAD ST | 43215-3414 | Active | 70716 | WATTS | 009QT | RP | 1.500 | 59694 | 6TH FLOOR MECH ROOM BY WATER HEATER B6
30 | E BROAD ST | 43215-3414 | Active | 289737 | WATTS | 909HWM1QT | RP | 1.500 | 89487 | 41ST FLOOR AT JOCKEY PUMP
62 | E BROAD ST | 43215-3500 | Active | 147631 | WATTS | 909 | RP | 3.000 | 69338 | IN BASEMENT AT WATER METER
62 | E BROAD ST | 43215-3500 | Active | 33211 | WATTS | 009 | RP | 0.750 | 3351138 | SOUTH SIDE OF BOILER IN BASEMENT
66 | E BROAD ST | 43215-3503 | Active | WG-2772 | AMES | COLT 300-GV | DCDA | 4.000 | 3376863 | BASEMENT
66 | E BROAD ST | 43215-3503 | Active | 70294 | AMES | 2000BM3 | DC | 0.750 | 3654631 | BASEMENT
88 | E BROAD ST | 43215-3506 | Active | 004040 | WATTS | 909 | RP | 2.500 | 74296 | 20TH FLOOR, MECHANICAL ROOM, N SIDE MIDDLE
100 | E BROAD ST | 43215-3607 | Due Install |  |  |  | RP | 6.000 | 3639025
100 | E BROAD ST | 43215-3607 | Due Install |  |  |  | LPC |  | 3639024
100 | E BROAD ST | 43215-3607 | Active | 022281 | WATTS | LF909 | RP | 1.000 | 3622992 | PENTHOUSE MECH RM
100 | E BROAD ST | 43215-3607 | Active | 358828 | WATTS | 909M1 | RP | 1.250 | 3616528 | PENTHOUSE MECHANICAL ROOM
100 | E BROAD ST | 43215-3607 | Active | ABL5829 | WILKINS | 975XL2 | RP | 0.750 | 3616527 | BASEMENT MECHANICAL ROOM
100 | E BROAD ST | 43215-3607 | Active | 2KM0019 | AMES | 2000SS | DC | 6.000 | 53535 | 26TH FLOOR PENT HOUSE PUMP ROOM
100 | E BROAD ST | 43215-3607 | Active | UB1634 | WATTS | 957 | RP | 2.500 | 3649694 | EAST SIDE OF PENTHOUSE MECH ROOM BSIDE HOT WATER TANKS on 26th floor
125 | E BROAD ST | 43215-3605 | Active |  |  |  | LST |  | 3638634
125 | E BROAD ST | 43215-3605 | Active | 503993 | WATTS | 909QT | RP | 0.750 | 54407 | BOILER ROOM
136 | E BROAD ST | 43215-3606 | Active | CFA5127 | WILKINS | 975XL2 | RP | 0.500 | 54797 | 1ST FLOOR NORTH KITCHEN -- SERIAL #67632
136 | E BROAD ST | 43215-3606 | Active | CFA5130 | WILKINS | 975XL2 | RP | 0.500 | 54798 | IN KITCHEN INSIDE MOP CABINET--1/2
136 | E BROAD ST | 43215-3606 | Active | ABF1958 | WILKINS | 975XL2 | RP | 0.750 | 54795 | BOILER ROOM BASEMENT
136 | E BROAD ST | 43215-3606 | Active | ABQ0017 | WILKINS | 975XL2 | RP | 0.750 | 54793 | 8TH FL. PENTHOUSE BY CHILLER PUMPS
136 | E BROAD ST | 43215-3606 | Due Install |  |  |  | RP | 6.000 | 3641381 | IN BASEMENT BY MASTER METER
136 | E BROAD ST | 43215-3606 | LPS - Active |  |  |  | LPC |  | 3636204 | DOMESTIC BOOSTER PUMP
136 | E BROAD ST | 43215-3606 | Active | 251362 | WATTS | 909 | RP | 6.000 | 54794 | IN BASEMENT BY MASTER METER
136 | E BROAD ST | 43215-3606 | Active | 24604 | WATTS | 919QT | RP | 2.000 | 3607880 | 3RD FLOOR BUCKEYE ROOM MECH (BEHIND POOL)
150 | E BROAD ST | 43215-3610 | Active | RG-1228 | WATTS | 957 | RP | 4.000 | 3625064 | IN BASEMENT OF CREDIT UNION
150 | E BROAD ST | 43215-3610 | Active | 431327 | WILKINS | 975 | RP | 2.000 | 55162 | SE CRNR BACK RM BASEMENT BEHIND SLIDING SHELVING
150 | E BROAD ST | 43215-3610 | Active | 54851 | WATTS | 009 M2 | RP | 1.250 | 55161 | BOILER ROOM 8' ABOVE FLOOR
155 | E BROAD ST | 43215-3609 | Active | VF-0451 | WATTS | 957 | RP | 8.000 | 3652591
155 | E BROAD ST | 43215-3609 | Active | VF-0437 | WATTS | 957 | RP | 8.000 | 3638650
155 | E BROAD ST | 43215-3609 | Active | 75964 | APOLLO | RPDA2LF4A | RPDA | 8.000 | 3638651
155 | E BROAD ST | 43215-3609 | Active | 83360A | APOLLO | CVALF4A | RP | 0.500 | 3651870
181 | E BROAD ST | 43215-3706 | Active | 481125 | WATTS | 909QT | RP | 0.750 | 56276 | BASEMENT BEHIND BOILER
181 | E BROAD ST | 43215-3706 | Active | 371680 | WILKINS | 720A | PVB | 1.000 | 56275 | FRONT OF HOUSE
181 | E BROAD ST | 43215-3706 | Active | 048830 | WATTS | 909M1QT | RP | 0.750 | 92013 | OUTSIDE POOR TO BMENT 1ST RM TO RIGHT
181 | E BROAD ST | 43215-3706 | Active | 4551399 | WILKINS | 975XL2 | RP | 2.000 | 56277 | IN BASEMENT ON EAST SIDE AT WATER METER ENTRANCE
225 | E BROAD ST | 43215-3709 | LPS - Due Install | [5 empty] | 3627958
225 | E BROAD ST | 43215-3709 | LPS - Due Install | [5 empty] | 3628275
225 | E BROAD ST | 43215-3709 | Active | 116762 | WATTS | 709 | DCDA | 6.000 | 57751 | LOWER SPRINKLER RISER ROOM
225 | E BROAD ST | 43215-3709 | Active | 006261 | WATTS | LF909 | RP | 3.000 | 57752 | BASEMENT ROOM 016
225 | E BROAD ST | 43215-3709 | Active | 32216 | WATTS | 007QT | DC | 0.750 | 57753 | SPRINKLER LOW RISER ROOM
225 | E BROAD ST | 43215-3709 | Not Required by DOW | 3635191 | WILKINS | 975XL | RP | 1.000 | 57754 | PENTHOUSE BOILER ROOM BY DOMESTIC HOT WATER
225 | E BROAD ST | 43215-3709 | LPS - Active |  |  |  | LPC |  | 3627957 | LOW PRESSURE SUSTAINING DEVICE FOR BOOSTER PUMP
247 | E BROAD ST | 43215- | Active | 3226228 | WILKINS | 975XL | RP | 1.500 | 101359 | STORAGE ROOM UNDER STAIRS
247 | E BROAD ST | 43215- | Active | 3142185 | WILKINS | 975XL | RP | 0.750 | 101358 | STORAGE ROOM UNDER STAIRS, T'S OFF BEFORE CONTAINMENT DEVICE
275 | E BROAD ST | 43215-3703 | Not Required by DOW | 002139 | WATTS | 909 | RP | 3.000 | 59188 | E. WALL N. PUMP ROOM --DAYCARE
275 | E BROAD ST | 43215-3703 | Not Required by DOW | 6909 | WATTS | 719QT | DC | 1.000 | 59189 | NORTH PUMP ROOM
275 | E BROAD ST | 43215-3703 | Not Required by DOW | 14885 | WATTS | 009M1PCQT | RP | 1.500 | 59187 | IN THE NW CORNER OF BASEMENT AIR HANDLER ROOM
275 | E BROAD ST | 43215-3703 | Not Required by DOW | 223378 | FEBCO | 825Y | RP | 1.000 | 59190 | NORTH PUMP ROOM
275 | E BROAD ST | 43215-3703 | Active | 002615 | WATTS | 909 | RP | 6.000 | 59191 | BOILER ROOM AT METER
275 | E BROAD ST | 43215-3703 | Not Required by DOW | 1040854 | WILKINS | 975XLBMS | RP | 0.750 | 59186 | IN THE BASEMENT MECH ROOM
275 | E BROAD ST | 43215-3703 | Not Required by DOW | 223368 | FEBCO | 825Y | RP | 1.000 | 91520 | TRACTOR RM PUMP RM
275 | E BROAD ST | 43215-3703 | Active | 002616 | WATTS | 909 | RP | 6.000 | 59192 | BOILER ROOM AT METER
275 | E BROAD ST | 43215-3703 | Not Required by DOW | 336423 | WATTS | 909M1QT | RP | 1.500 | 59193 | CHILLER ROOM - BASEMENT (266 OAK ST.)
275 | E BROAD ST | 43215-3703 | Not Required by DOW | 46821 | WATTS | 007M2QT | DC | 1.500 | 59194 | SOUTH PUMP ROOM
275 | E BROAD ST | 43215-3703 | Not Required by DOW | 565673 | WATTS | 909QT | RP | 1.000 | 88299 | Chiller room above snow melt system
275 | E BROAD ST | 43215-3703 | Not Required by DOW | 054791 | WATTS | LF909QT | RP | 0.750 | 59204 | IN THE BASEMENT MECHANICAL ROOM
275 | E BROAD ST | 43215-3703 | Active | 661 | WATTS | 774 | DC | 8.000 | 59203 | NORTH WALL OF BOILER ROOM BEHIND FIRE SYSTEM PUMP
275 | E BROAD ST | 43215-3703 | Active | 660 | WATTS | 774 | DC | 8.000 | 59202 | NORTH WALL IN BOILER ROOM BEHIND FIRE SYSTEM PUMP
275 | E BROAD ST | 43215-3703 | Not Required by DOW | 437991 | WATTS | 009M1QT | RP | 1.500 | 59201 | NORTH PUMP ROOM
275 | E BROAD ST | 43215-3703 | Not Required by DOW | 045527 | WATTS | LF909QT | RP | 0.750 | 59200 | ABOVE THE STEAM BOILER IN THE BASEMENT
275 | E BROAD ST | 43215-3703 | Not Required by DOW | 616726 | WATTS | 909QT | RP | 1.000 | 59199 | IN THE SOUTHSIDE OF THE PENTHOUSE (7TH FL.)
275 | E BROAD ST | 43215-3703 | Not Required by DOW | 473981 | WATTS | 909QT | RP | 1.000 | 59196 | CHILLER ROOM - BASEMENT (266 OAK ST.)
275 | E BROAD ST | 43215-3703 | Not Required by DOW | 471230 | WATTS | 909QT | RP | 0.750 | 59195 | SOUTH SIDE OF 7TH FL EQUIP ROOM
280 | E BROAD ST | 43215-3745 | Active | 197887 | WATTS | 909 | RP | 4.000 | 59308 | METER ROOM SW CORNER BASEMENT
280 | E BROAD ST | 43215-3745 | Active | 20209683 | WILKINS | 350 | DC | 3.000 | 3654420 | FIRE HYDRANT BACKFLOW ON CART
280 | E BROAD ST | 43215-3745 | Active | 00443654 | WILKINS | 350 | DC | 3.000 | 3654421 | FIRE HYDRANT BACKFLOW ON CART
280 | E BROAD ST | 43215-3745 | Active | 103051302 | FEBCO | 850 | DC | 6.000 | 59307 | BASEMENT
299 | E BROAD ST | 43215- | Not Required by DOW | 212026 | WATTS | 909QT | RP | 1.250 | 59664 | 303 E BROAD ST (mech. Room- 6th Fl.), CEILING SW SIDE OF BLDG, 6TH FL
299 | E BROAD ST | 43215- | Due Install |  |  |  |  | 3.000 | 3646046 | Mech. Room (West basement)
299 | E BROAD ST | 43215- | Active | 003168 | WATTS | LF909 | RP | 3.000 | 3624823 | Mech. Room (West basement)
299 | E BROAD ST | 43215- | Active | N50782 | WILKINS | 350DA | DCDA | 3.000 | 3624821 | 303 E BROAD ST, BASEMENT MECHANICAL ROOM
299 | E BROAD ST | 43215- | Active | 216805 | WATTS | 909QT | RP | 2.000 | 59665 | 303 E Broad (mech. Room- 6th Fl.), 6TH FL MECH RM ABOVE CHILLER
299 | E BROAD ST | 43215- | Active | W210391 | WILKINS | 975XL | RP | 1.500 | 91004 | 303 E BROAD ST (Basement), BASEMENT ANNEX BLDG
299 | E BROAD ST | 43215- | Active | 4237620 | WILKINS | 950XLD | DC | 0.750 | 3624820 | 303 E BROAD ST, BASEMENT MECHANICAL ROOM
300 | E BROAD ST | 43215-3747 | Not Required by DOW | 119852 | WATTS | 009M2QT | RP | 1.000 | 103174 | BASEMENT BOILER ROOM
300 | E BROAD ST | 43215-3747 | LPS - Active |  |  |  | LPC |  | 3633622 | DOM PUMP
300 | E BROAD ST | 43215-3747 | Not Required by DOW | 145397 | WATTS | 009M2QT | RP | 2.000 | 97757 | lower level rear of freight elevator - @ 12ft. elevation
300 | E BROAD ST | 43215-3747 | Not Required by DOW | 55759 | WATTS | 009PCQT | RP | 1.500 | 59728 | PENTHOUSE
300 | E BROAD ST | 43215-3747 | Not Required by DOW | 39130 | WATTS | 919AQT | RP | 1.000 | 59727 | MECH ROOM - EAST WALL 8' OFF FLOOR
300 | E BROAD ST | 43215-3747 | LPS - Active | N/A | Boulay | Low Suction Control | LPC |  | 3633623 | FIRE LINE PUMP
300 | E BROAD ST | 43215-3747 | Not Required by DOW | 119862 | WATTS | 909QT | RP | 1.000 | 59721 | PENTHOUSE BOILER M-U
300 | E BROAD ST | 43215-3747 | Active | 133810 | FEBCO | 805YD | DCDA | 8.000 | 59722 | SE CORNER OF BASEMENT
300 | E BROAD ST | 43215-3747 | Active | QF0642 | WATTS | 957 | RP | 4.000 | 59723 | BASEMENT
300 | E BROAD ST | 43215-3747 | Not Required by DOW | 52150 | WATTS | 909QT | RP | 1.000 | 59726 | ABOVE 4" MAIN BY BOOSTER PUMP IN THE BASEMENT
300 | E BROAD ST | 43215-3747 | Not Required by DOW | 367094 | WATTS | 909M1QT | RP | 1.500 | 59725 | 1ST FLOOR PARKING GARAGE
300 | E BROAD ST | 43215-3747 | Active | 21946 | WATTS | 007QT | DCDA | 0.500 | 59724 | SOUTH EAST CORNER OF BASEMENT METER BYPASS ON 8"
363 | E BROAD ST | 43215- | LPS - Active | [5 empty] | 3641163 | 367 E BROAD ST, BASEMENT/ FIRE PUMP ROOM
363 | E BROAD ST | 43215- | Not Required by DOW | HL2998 | AMES | 4000CIV | RP | 2.500 | 96055 | 367 E BROAD ST, 11TH FLOOR
363 | E BROAD ST | 43215- | Active | 01502 | AMES | 2000BM3 | DC | 0.750 | 96054 | 367 E BROAD ST, BASEMENT/ FIRE PUMP ROOM
363 | E BROAD ST | 43215- | LPS - Active | [5 empty] | 3641164 | 367 E BROAD ST, BASEMENT/ FIRE PUMP ROOM
363 | E BROAD ST | 43215- | Active | FE0296 | AMES | 3000CIV | DCDA | 6.000 | 96046 | 367 E BROAD ST, BASEMENT FIRE PUMP ROOM
363 | E BROAD ST | 43215- | Active | X03880 | WILKINS | 375ADA | RP | 4.000 | 96053 | 367 E BROAD ST, MECHANICAL ROOM IN BASEMENT
366 | E BROAD ST | 43215 | Active | 1850630122 | AMES | 2000SS | DC | 6.000 | 3652743 | BASEMENT NORTH
366 | E BROAD ST | 43215 | Active | 192995 | WATTS | LF009M2QT | RP | 2.000 | 3652746 | BASEMENT NORTH
383 | E BROAD ST | 43215-3818 | Due Install |  |  |  | RP |  | 3632491
383 | E BROAD ST | 43215-3818 | Active | 398836 | WATTS | 909M1QT | RP | 1.500 | 61888 | MECH CLOSET-NEAR FRONT DOOR
390 | E BROAD ST | 43215-3867 | Active | IC1325 | AMES | 3000SS | DCDA | 4.000 | 95745 | BEASMENT SE
390 | E BROAD ST | 43215-3867 | Active | 12780 | AMES | 2000SS | DC | 0.750 | 95744 | BASEMENT SE
390 | E BROAD ST | 43215-3867 | Active | 185164 | WATTS | 909QTFDA | RP | 3.000 | 95751 | SOUTHWEST BASEMENT
395 | E BROAD ST | 43215-3844 | Active | 084860 | WATTS | LF009MQT | RP | 1.500 | 3649657 | 3RD FLOOR MECHANICAL ROOM
395 | E BROAD ST | 43215-3844 | Due Install |  |  |  | RP | 3.000 | 3376870
413 | E BROAD ST | 43215-3820 | Not Required by DOW |  |  |  | RP | 0.750 | 3628271
415 | E BROAD ST | 43215-3800 | Due Install |  |  |  | RP |  | 3376871
431 | E BROAD ST | 43215-3820 | Active | 111131 | WATTS | 009QT | RP | 0.750 | 63654 | UNDER E STAIRWAY AT WATER METER
444 | E BROAD ST | 43215- | Active | TD-2570 | WATTS | 957 | RP | 4.000 | 3633572 | AT WATER METER
444 | E BROAD ST | 43215- | Not Required by DOW | ABK5628 | WILKINS | 975XL | RP | 0.750 | 102335 | BOILER ROOM
444 | E BROAD ST | 43215- | Not Required by DOW | ABE3386 | WILKINS | 975XL2TCU | RP | 0.750 | 102334 | CONDENSATE TANK MAKE UP - BOILER ROOM
447 | E BROAD ST | 43215-3822 | Active | 097054 | WATTS | LF009M2QT | RP | 1.000 | 3621349 | BOILER ROOM
447 | E BROAD ST | 43215-3822 | Active | 01243 | WATTS | 008PCQT | SVB | 1.000 | 3621350 | CUSTODIAN RM 1ST FL IN MEN'S RESTROOM
447 | E BROAD ST | 43215-3822 | Active | 01778 | WATTS | 008PCQT | SVB | 1.000 | 3621348 | CUSTODIAN CLOSET BASEMENT MEN'S ROOM
457 | E BROAD ST | 43215-3822 | Due Install |  |  |  | RP |  | 3376872
457 | E BROAD ST | 43215-3822 | Active | ABP0634 | WILKINS | 975XL2 | RP | 0.750 | 3639035 | BASEMENT
471 | E BROAD ST | 43215-3842 | Not Required by DOW | 2172 | WATTS | 009QT | RP | 1.250 | 64858 | GARAGE PLAZA LEVEL MECH ROOM
471 | E BROAD ST | 43215-3842 | Not Required by DOW | 2147 | WATTS | LF009M2QT | RP | 1.250 | 64857 | 5TH FLOOR (LOW RISE PENTHOUSE/ROOF LEVEL
471 | E BROAD ST | 43215-3842 | Due Install |  |  |  | RP | 4.000 | 3651929
471 | E BROAD ST | 43215-3842 | Not Required by DOW | 068846 | WATTS | LF009M2QT | RP | 1.500 | 3649506 | BASEMENT MECH ROOM OAK ST BUILDING
471 | E BROAD ST | 43215-3842 | Not Required by DOW | 12816 | WATTS | LF919QT | RP | 1.250 | 64859 | BASEMENT CHILLER ROOM
471 | E BROAD ST | 43215-3842 | Active | 136349 | WATTS | LF009M2QT | RP | 2.000 | 64860 | GARAGE PLAZA MECH ROOM/MAIN WATER ROOM AREA
471 | E BROAD ST | 43215-3842 | Active | 120066089 | AMES | 4000SS | RP | 4.000 | 102523 | basement mech room
471 | E BROAD ST | 43215-3842 | Not Required by DOW | 274281 | WATTS | 009M2QT | RP | 2.000 | 64861 | 5TH FLOOR HIGH RISE MECH ROOM
471 | E BROAD ST | 43215-3842 | LPS - Due Install | [5 empty] | 3629980
480 | E BROAD ST | 43215-3823 | Active | 14238 | WATTS | 007M1QT | DC | 0.750 | 98393 | METER BYPASS BSMNT UNDER STEPS
480 | E BROAD ST | 43215-3823 | Active | 1680630109 | AMES | 3000SS | DCDA | 6.000 | 98143 | BASEMENT SOUTHWEST CORNER UNDER STEPS
480 | E BROAD ST | 43215-3823 | Active | 158960 | WATTS | 909 | RP | 3.000 | 65089 | BASEMENT BEHIND BOILERS AT WATER METER
480 | E BROAD ST | 43215-3823 | Not Required by DOW | 17545 | WATTS | LF919QT | RP | 1.500 | 3643546 | HEATING SYSTEM, BEHIND BOILERS IN BASEMENT
480 | E BROAD ST | 43215-3823 | Not Required by DOW | 349533 | WATTS | 909M1QT | RP | 1.500 | 65086 | BASEMENT TUNNEL (AT ELEVATOR STEPS)
480 | E BROAD ST | 43215-3823 | Not Required by DOW | 60390 | WATTS | 009M1QT | RP | 1.500 | 65087 | LOWER LEVEL BASEMENT BEHIND BOILER
480 | E BROAD ST | 43215-3823 | LPS - Active |  |  |  | LPC |  | 3629729 | BSMNT ON DOM AFTER METER
480 | E BROAD ST | 43215-3823 | Not Required by DOW | 287420 | WATTS | 009M2QT | RP | 1.000 | 65088 | WATER HEATER ROOM
518 | E BROAD ST | 43215-3901 | Not Required by DOW | 253917 | WATTS | 909M1QT | RP | 1.500 | 66253 | NW CORNER OF THE E PENTHOUSE IN THE CEILING
518 | E BROAD ST | 43215-3901 | Not Required by DOW | 232912 | WATTS | 909M1QT | RP | 1.500 | 66251 | IN THE N PENTHOUSE ABOVE THE N BLDG RETURN FAN
518 | E BROAD ST | 43215-3901 | Not Required by DOW | 360813 | WATTS | LF009M3QT | RP | 0.750 | 66254 | IN THE N PENTHOUSE E OF THE ELEVATOR
518 | E BROAD ST | 43215-3901 | Not Required by DOW | 5264 | WATTS | 009QT | RP | 1.000 | 66255 | PAVILLION BOILER ROOM IN PENTHOUSE
518 | E BROAD ST | 43215-3901 | Not Required by DOW | 6016 | WATTS | 009QT | RP | 1.500 | 66256 | BSMNT WEST MECH ROOM ABOVE PUMPS NEED 6' LADDER
518 | E BROAD ST | 43215-3901 | Not Required by DOW | 7606 | WATTS | 009QT | RP | 0.750 | 66257 | 4TH FLOOR NORTH POOL ROOM
518 | E BROAD ST | 43215-3901 | Not Required by DOW | 396058 | WATTS | 009M3QT | RP | 0.750 | 66258 | 3RD FLOOR SOUTH POOL ROOM
518 | E BROAD ST | 43215-3901 | Not Required by DOW | 7620 | WATTS | 009QT | RP | 0.750 | 66259 | 2ND FLOOR NORTH POOL ROOM
518 | E BROAD ST | 43215-3901 | Not Required by DOW | 7621 | WATTS | 009QT | RP | 0.750 | 66260 | 2ND FLOOR SOUTH POOL ROOM
518 | E BROAD ST | 43215-3901 | Not Required by DOW | 7624 | WATTS | 009QT | RP | 0.750 | 66261 | 3RD FLOOR NORTH POOL ROOM
518 | E BROAD ST | 43215-3901 | Not Required by DOW | 80 | WATTS | 009QT | RP | 1.500 | 66262 | UTILITY ROOM IN BASEMENT
518 | E BROAD ST | 43215-3901 | Active | 11009840721 | AMES | 3000SS | DCDA | 6.000 | 3638870 | ON FIRE LINE-BROAD STREET PUMP ROOM
518 | E BROAD ST | 43215-3901 | LPS - Active |  |  |  | LPC |  | 3638871 | DOM PUMP
518 | E BROAD ST | 43215-3901 | Active | 31533 | WATTS | 007M1QT | DC | 0.750 | 3651217 | ON FIRE LINE-BROAD STREET PUMP ROOM
518 | E BROAD ST | 43215-3901 | LPS - Active |  |  |  | LST |  | 3638872 | FIRE PUMP
518 | E BROAD ST | 43215-3901 | Active | 19949 | WILKINS | 375 | RP | 3.000 | 3640789 | BSB fire pump Room at Water Meter.
518 | E BROAD ST | 43215-3901 | Not Required by DOW | 10931 | WATTS | 009QT | RP | 0.750 | 66249 | IN THE POOL PUMP ROOM IN THE BASEMENT
583 | E BROAD ST | 43215-3953 | Not Required by DOW | 199369 | WATTS | LF009QT | RP | 0.50 | 89154 | 2 FLOOR SMALL ROOM-TOP OF NW STAIRWAY
583 | E BROAD ST | 43215-3953 | Active | 2271974 | WILKINS | 950A | DC | 0.750 | 89153 | BASEMENT FIRE PUMP ROOM
583 | E BROAD ST | 43215-3953 | Active | V07786 | WILKINS | 350 | DCDA | 4.000 | 89152 | BASEMENT FIRE PUMP ROOM
583 | E BROAD ST | 43215-3953 | Active | L29727 | WILKINS | 375 | RP | 2.500 | 89151 | BASEMENT FIRE PUMP ROOM
583 | E BROAD ST | 43215-3953 | Not Required by DOW | A08182 | WATTS | 009QT | RP | 0.500 | 3608143 | BASEMENT
583 | E BROAD ST | 43215-3953 | Not Required by DOW | 99369 | WATTS | 009QT | RP | 0.500 | 89156 | ABOVE ICE MAKER IN BASEMENT
583 | E BROAD ST | 43215-3953 | Not Required by DOW | 401991 | WATTS | 009QT | RP | 0.500 | 89155 | BASEMENT ABOVE ICE MAKER
595 | E BROAD ST | 43215-3934 | Active | 1846731121 | AMES | 2000SS | DC | 4.000 | 3651872
595 | E BROAD ST | 43215-3934 | Active | VK-2502 | WATTS | 957 | RP | 3.000 | 3651871
611 | E BROAD ST | 43215-3953 | Active | W276684 | WILKINS | 975XL | RP | 2.000 | 69032 | 1st fl.- under staircase
611 | E BROAD ST | 43215-3953 | Active | 1972 | WATTS | 007M2QT | DC | 1.500 | 69031 | basement ceiling
616 | E BROAD ST | 43215- | Due Install | [5 empty] | 3376877
621 | E BROAD ST | 43215-3953 | Active | 3992240 | WILKINS | 975XL2 | RP | 0.750 | 3376878 | NW CORNER OF BUILDING
720 | E BROAD ST | 43215-3988 | Not Required by DOW | 340910 | WATTS | 909QT | RP | 1.000 | 71609 | BASEMENT WATER METER ROOM
720 | E BROAD ST | 43215-3988 | Active | AG-720A | HYDRO-GAP | XX | AG | 0.500 | 95490 | POOL MECH RM
720 | E BROAD ST | 43215-3988 | Active | 261271 | WATTS | 909M1QT | RP | 2.000 | 71608 | BASEMENT METER ROOM
720 | E BROAD ST | 43215-3988 | Active | 230092 | WATTS | 909M1QT | RP | 1.250 | 71607 | BASEMENT WATER METER ROOM
741 | E BROAD ST | 43205-1001 | Not Required by DOW |  |  |  | RP |  | 3376883
747 | E BROAD ST | 43205-1001 | Active | 663224 | WILKINS | 975X | RP | 1.500 | 72048 | BASEMENT
747 | E BROAD ST | 43205-1001 | Active | 70486 | AMES | 2000B | DC | 0.750 | 103461 | 749 E BROAD ST, BASEMENT NORTH WALL
747 | E BROAD ST | 43205-1001 | Active | 80855 | AMES | 3000SS | DCDA | 4.000 | 103463 | 749 E BROAD ST, BASEMENT NORTH WALL
750 | E BROAD ST | 43205-1126 | Active | VF-1590 | WATTS | 957 | RP | 3.000 | 3376884
750 | E BROAD ST | 43205-1126 | Active | 1999521220 | AMES | 3000SS | DCDA | 6.000 | 3650541
750 | E BROAD ST | 43205-1126 | Active | 30992 | WATTS | 007M1QT | DC | 0.750 | 3650542
760 | E BROAD ST | 43205-1015 | Not Required by DOW | 371639 | WILKINS | 720A | PVB | 1.000 | 72313 | OUTSIDE IN CENTER OF BLDG/ PLAY AREA
760 | E BROAD ST | 43205-1015 | Active | 40907 | AMES | 2000B | DC | 0.750 | 72314 | west bsmt storage door mech room
760 | E BROAD ST | 43205-1015 | Active | 130437 | WATTS | 009M2QT | RP | 2.000 | 72306 | NORTH WALL OF BUILDING STORAGE ROOM AT METER
760 | E BROAD ST | 43205-1015 | Active | 130441 | WATTS | 009M2QT | RP | 2.000 | 72307 | IN BASEMENT STORAGE ROOM NEXT TO WATER METER
760 | E BROAD ST | 43205-1015 | Active | 1383431004 | AMES | 3000SS | DCDA | 4.000 | 72308 | west bsmt storage door mech room
760 | E BROAD ST | 43205-1015 | Not Required by DOW | 109101 | WATTS | LF009M3 | RP | 0.750 | 72310 | BOILER ROOM ABOVE CONDENSATE STORAGE TANK
760 | E BROAD ST | 43205-1015 | Not Required by DOW | 196131 | WATTS | 009QT | RP | 0.750 | 72312 | BOILER ROOM EAST SIDE OF BUILDING 6' OFF FLOOR
800 | E BROAD ST | 43205-1015 | Active | ABAA2044 | WILKINS | 975XL2 | RP | 1.500 | 89851 | Mechanical Room
800 | E BROAD ST | 43205-1015 | Due Install |  |  |  | RP | 1.000 | 3652251 | OUTSIDE EAST SIDE OF BLDG BY GAS METER
805 | E BROAD ST | 43205-1013 | Not Required by DOW |  |  |  | RP |  | 3376890
825 | E BROAD ST | 43205-1109 | Due Install |  |  |  | RP |  | 3630281 | BACK ROOM AT WATER METER MECH RM
825 | E BROAD ST | 43205-1109 | Active | W003634 | WILKINS | 975XL | RP | 1.000 | 73603 | BACK ROOM AT WATER METER MECH RM
854 | E BROAD ST | 43205-1110 | Not Required by DOW | [5 empty] | 3376891
899 | E BROAD ST | 43205-1156 | Due Install |  |  |  | RP |  | 3376894
923 | E BROAD ST | 43205-1101 | Due Install | [5 empty] | 3376898
926 | E BROAD ST | 43205-1157 | Active | WD1209 | WATTS | 757 | DC | 6.000 | 3376900 | BASEMENT
926 | E BROAD ST | 43205-1157 | Active | 231453 | WATTS | 007M3-FP | DC | 0.750 | 3654618 | BASEMENT
957 | E BROAD ST | 43205-1139 | Active | 2736 | WATTS | LF619 | DC | 0.750 | 3632669 | SE MECH/METER ROOM
957 | E BROAD ST | 43205-1139 | Active | N1801250933 | FEBCO | 876V | DCDA | 4.000 | 3632667 | SE MECH/METER ROOM
957 | E BROAD ST | 43205-1139 | Active | B182202 | WILKINS | 375 | RP | 1.500 | 3632666 | SE MECH/METER ROOM AT WATER METER
985 | E BROAD ST | 43205 | Active | 07856 | AMES | 2000B | DC | 0.500 | 3649376 | BSMNT NE CORNER
985 | E BROAD ST | 43205 | Active | 34929 | WATTS | LF919QT | RP | 2.000 | 3649374 | BASEMENT AT METER
985 | E BROAD ST | 43205 | Active | 2839 | AMES | 3000BM1 | DCDA | 2.000 | 3649375 | BSMNT NE CORNER
995 | E BROAD ST | 43205-1322 | Active | H6694 | APOLLO/CONBRACO | 4020802 | RP | 2.000 | 74960 | SUPPLY ROOM - DOWNSTAIRS ROOM #LL035
995 | E BROAD ST | 43205-1322 | Active | H6699 | CONBRACO | 40208A2 | RP | 2.000 | 74961 | SUPPLY ROOM DOWNSTAIRS ROOM #LL035
995 | E BROAD ST | 43205-1322 | Not Required by DOW | 93831 | WATTS | 009QT | RP | 1.000 | 74962 | BASEMENT
995 | E BROAD ST | 43205-1322 | Not Required by DOW | 19921 | WATTS | 919AQT | RP | 1.000 | 74963 | BOILER ROOM ABOVE EXPANSION TANK
995 | E BROAD ST | 43205-1322 | Not Required by DOW | 11688 | WATTS | 919QT | RP | 0.750 | 93380 | NEAR ICE MAKER IN BASEMENT LAB
995 | E BROAD ST | 43205-1322 | Not Required by DOW | GQ618 | APOLLO/CONBRACO | 40205A2 | RP | 1.000 | 74964 | SOUTH BASEMENT ABOVE CONDENSER PUMPS
995 | E BROAD ST | 43205-1322 | Not Required by DOW | ABQ3337 | WILKINS | 975XL2 | RP | 0.500 | 90523 | HOSPITAL SERVICES DEPT
995 | E BROAD ST | 43205-1322 | Not Required by DOW | 489466 | WATTS | 909QT | RP | 1.000 | 74959 | BASEMENT CHILLER ROOM
995 | E BROAD ST | 43205-1322 | LPS - Active | [5 empty] | 3638642
995 | E BROAD ST | 43205-1322 | Not Required by DOW | 05647 | WATTS | LF919QT | RP | 0.750 | 3606046 | LUNCH ROOM
1000 | E BROAD ST | 43205-1381 | Due Install |  |  |  | RP |  | 3641382
1000 | E BROAD ST | 43205-1381 | Active | 401043 | WATTS | 909QT | RP | 0.750 | 53566 | BASEMENT MECHANICAL ROOM
1021 | E BROAD ST | 43205-1357 | Active | W104562 | WILKINS | 975XLBMS | RP | 1.000 | 53643 | BASEMENT
1021 | E BROAD ST | 43205-1357 | Active | 2312 | WATTS | 007QT | DC | 2.000 | 53641 | BASEMENT AT SPRINKLER RISER
1021 | E BROAD ST | 43205-1357 | Active | 3376 | WATTS | 007QT | DC | 0.500 | 53642 | BASEMENT AT SPRINKLER RISER
1031 | E BROAD ST | 43205-1301 | Due Install |  |  |  | RP |  | 3376906
1054 | E BROAD ST | 43205-1323 | Active | 2059136 | WILKINS | 975XLBMS | RP | 1.500 | 88761 | BACK ROOM
1054 | E BROAD ST | 43205-1323 | Not Required by DOW | W226309 | WILKINS | 975XLBMS | RP | 1.000 | 88790 | BACK ROOM
1100 | E BROAD ST | 43205-1383 | Active | 1482470206 | AMES | 3000CIV | DCDA | 6.000 | 90651 | RISER ROOM
1100 | E BROAD ST | 43205-1383 | Active | 68310 | WATTS | 007M1PCQT | DC | 0.750 | 90652 | RISER ROOM
1100 | E BROAD ST | 43205-1383 | LPS - Active | [5 empty] | 3652308 | RISER ROOM
1100 | E BROAD ST | 43205-1383 | Active | 177793 | WATTS | 909 | RP | 3.000 | 90649 | NE MECH ROOM BY WATER METER
1100 | E BROAD ST | 43205-1383 | Active | 426814 | WATTS | 909HWM1QT | RP | 2.000 | 90650 | NE MECH ROOM BY WATER METER
1160 | E BROAD ST | 43205-1330 | Active | 47644 | WATTS | 919QT | RP | 0.750 | 54109 | NW SIDE OF BOILER ROOM
1185 | E BROAD ST | 43205-1302 | Active | 4925704 | WILKINS | 975XL2 | RP | 2.000 | 3651970 | METER ROOM EAST CENTER BASEMENT
1185 | E BROAD ST | 43205-1302 | Active | HC48226 | WILKINS | 950XLD | DC | 0.750 | 3651972 | METER ROOM EAST CENTER BASEMENT
1185 | E BROAD ST | 43205-1302 | Active | 59069 | WILKINS | 350 | DCDA | 4.000 | 3652086 | BASEMENT RISER ROOM
1234 | E BROAD ST | 43205-1405 | Active | 002263 | WATTS | 909M1QT | RP | 2.000 | 3351157 | IN BASEMENT SW SIDE CORNER ROOM
1234 | E BROAD ST | 43205-1405 | Active | CB451727 | WILKINS | 720A | PVB | 1.000 | 91300 | WEST SIDE OF BLDG
1234 | E BROAD ST | 43205-1405 | Active | 87041 | AMES | 2000B | DC | 0.750 | 96747 | SOUTH MECH ROOM
1234 | E BROAD ST | 43205-1405 | Active | L46786 | WILKINS | 375DA | RPDA | 3.000 | 95376 | SE CORNER OF BLDG MECH ROOM
1234 | E BROAD ST | 43205-1405 | Active | 162710 | AMES | 3000SS | DCDA | 4.000 | 96746 | SOUTH MECH ROOM
1234 | E BROAD ST | 43205-1405 | Active | 4627261 | WILKINS | 975XLBMS | RP | 1.500 | 95377 | SE CORNER OF BLDG IN MECH ROOM
1243 | E BROAD ST | 43205-1404 | Due Install |  |  |  | DCDA | 4.000 | 3651040
1243 | E BROAD ST | 43205-1404 | Due Install |  |  |  | RP |  | 3376912
1251 | E BROAD ST | 43205-1404 | Active | 209003 | WATTS | 800M4QT | PVB | 0.750 | 54460 | EAST SIDE OF BUILDING OUTSIDE
1271 | E BROAD ST | 43205-1429 | Active | 336200 | WATTS | 800M4FR | PVB | 0.750 | 92343 | W N CORNER OF BUILDING OUTSIDE
1293 | E BROAD ST | 43205-1429 | Active | T013481 | WILKINS | 720A | PVB | 0.750 | 100426 | LEFT SIDE
1354 | E BROAD ST | 43205-1539 | Active | T199298 | WILKINS | 720A | PVB | 0.750 | 99360 | FRONT OF BUILDING
1393 | E BROAD ST | 43205-1584 | Not Required by DOW | 2703173 | WILKINS | 375 | RP | 0.750 | 3376921
1393 | E BROAD ST | 43205-1584 | Active | TK-1118 | WATTS | 957 | RP | 3.000 | 3641428 | WEST BSMNT MECH ROOM BY ELEVATORS -AT WATER METER
1428 | E BROAD ST | 43205-1505 | Not Required by DOW | [5 empty] | 3376925
1453 | E BROAD ST | 43205- | Active | J005608 | FEBCO | 825Y | RP | 0.750 | 55071 | IN BOILER ROOM ABOVE BOILER #2 @ 1445 E. BROAD
1453 | E BROAD ST | 43205- | Due Install |  |  |  | RP | 4.000 | 3652309 | IN BOILER ROOM ABOVE BOILER #2 @ 1445 E. BROAD
1471 | E BROAD ST | 43205-1599 | Active | 4799488 | WILKINS | 975XL2 | RP | 0.750 | 3376930 | BASEMENT AT METER
1492 | E BROAD ST | 43205-1546 | Not Required by DOW | 135489 | WATTS | LF009M2QT | RP | 2.000 | 3644707 | TALBOT HALL 1ST FLOOR MECH ROOM - TEMPORARY FLUSHING DEVICE
1492 | E BROAD ST | 43205-1546 | Not Required by DOW | 18590 | WATTS | 919AQT | RP | 1.000 | 3624947 | 181 TAYLOR AVE, MECH ROOM WEST
1492 | E BROAD ST | 43205-1546 | Not Required by DOW | 98257 | WATTS | 919QT | RP | 0.750 | 3622827
1492 | E BROAD ST | 43205-1546 | Not Required by DOW | 60229 | WATTS | 919QT | RP | 0.750 | 3611825 | ROOM N255 (SCOPE WASHER)
1492 | E BROAD ST | 43205-1546 | Not Required by DOW | 48269 | WATTS | 919QT | RP | 0.750 | 104081 | 6TH FL RM 621 ABOVE CEILING
1492 | E BROAD ST | 43205-1546 | Not Required by DOW | 49709 | WATTS | 919QT | RP | 0.750 | 104080 | 6TH FL RM 620 ABOVE CEILING
1492 | E BROAD ST | 43205-1546 | Not Required by DOW | 45775 | WATTS | 919QT | RP | 0.750 | 104079 | 6TH FL RM 619 ABOVE CEILING
1492 | E BROAD ST | 43205-1546 | Not Required by DOW | 47756 | WATTS | 919QT | RP | 0.750 | 104078 | 6TH FL RM 618 ABOVE CEILING
1492 | E BROAD ST | 43205-1546 | Not Required by DOW | 49692 | WATTS | 919QT | RP | 0.750 | 104077 | 6TH FL RM 617 ABOVE CEILING
1492 | E BROAD ST | 43205-1546 | Not Required by DOW | 107424 | WATTS | 909M1QT | RP | 1.500 | 54955 | PUMP ROOM
1492 | E BROAD ST | 43205-1546 | Not Required by DOW | 48381 | WATTS | 919QT | RP | 0.750 | 104076 | 6TH FL RM 616 ABOVE CEILING
1492 | E BROAD ST | 43205-1546 | Not Required by DOW | 49593 | WATTS | 919QT | RP | 0.750 | 104075 | 6TH FL RM 615 ABOVE CEILING
1492 | E BROAD ST | 43205-1546 | Not Required by DOW | 122984 | WATTS | 909QT | RP | 0.750 | 54957 | BOILER ROOM TALBOT HALL
1492 | E BROAD ST | 43205-1546 | Not Required by DOW | 637924 | WATTS | 909HWQT | RP | 0.750 | 54960 | N. #1 room N101
1492 | E BROAD ST | 43205-1546 | Not Required by DOW | 108015 | WATTS | 909QT | RP | 0.750 | 55139 | LOWER LEVEL TALBOT HALL ROOM #TH-104
1492 | E BROAD ST | 43205-1546 | Not Required by DOW | 243864 | WATTS | 009QT | RP | 1.000 | 55140 | 1ST FLOOR OF NEW EMERGENCY ROOM ADDITION-MECH RM-S WALL TO THE E O
1492 | E BROAD ST | 43205-1546 | Active | 51957 | WILKINS | 350 | DC | 6.000 | 55141 | BASEMENT AT METER FOR FIRE
1492 | E BROAD ST | 43205-1546 | Not Required by DOW | 49594 | WATTS | 919QT | RP | 0.750 | 104073 | 6TH FL RM 614 ABOVE CEILING
1492 | E BROAD ST | 43205-1546 | Not Required by DOW | 487680 | WATTS | 909QT | RP | 0.750 | 55142 | LOWER LEVEL TALBOT HALL ROOM #TH-104
1492 | E BROAD ST | 43205-1546 | Not Required by DOW | W166945 | WILKINS | 975 | RP | 1.250 | 55145 | PENTHOUSE WEST
1492 | E BROAD ST | 43205-1546 | Not Required by DOW | 509936 | WATTS | 909QT | RP | 1.000 | 55143 | SEWAGE PUMP ROOM BASEMENT #TB-013
1492 | E BROAD ST | 43205-1546 | Active | EG-1673 | WATTS | 957 | RP | 6.000 | 55144 | 1ST FLOOR OF NEW EMERGENCY ROOM ADDITION-MECH ROOM S WALL IN THE M
1492 | E BROAD ST | 43205-1546 | Not Required by DOW | 03380 | WATTS | 919 | RP | 0.500 | 101817 | SOIL LINEN/UTILITY ROOM ROOM 565
1492 | E BROAD ST | 43205-1546 | Not Required by DOW | 68188 | WATTS | 009QT | RP | 0.750 | 87196 | TG-151 BOILER HOUSE BY SEPERATOR TANK
1492 | E BROAD ST | 43205-1546 | Not Required by DOW | 31560 | WATTS | 919AQT | RP | 1.000 | 99858
1492 | E BROAD ST | 43205-1546 | Not Required by DOW | 65308 | WATTS | 009QT | RP | 1.500 | 87197 | TG-151 BOILER HOUSE ABOVE PUMP
1492 | E BROAD ST | 43205-1546 | Not Required by DOW | 22297 | WATTS | 919AQT | RP | 0.750 | 97171 | ROOM 114 A
1492 | E BROAD ST | 43205-1546 | Not Required by DOW | 22294 | WATTS | 919AQT | RP | 0.750 | 97170 | ROOM T 114A
1492 | E BROAD ST | 43205-1546 | Not Required by DOW | 060010 | WATTS | 009QT | RP | 0.750 | 96637 | End of Room 119AB
1492 | E BROAD ST | 43205-1546 | Not Required by DOW | A06355 | WATTS | 009QT | RP | 0.500 | 95096 | 2ND FLOOR OR
1492 | E BROAD ST | 43205-1546 | Not Required by DOW | A06356 | WATTS | 009PCQT | RP | 0.500 | 95095 | 4TH FLOOR OR
1492 | E BROAD ST | 43205-1546 | Not Required by DOW | 71976 | WATTS | 009M3QT | RP | 0.750 | 94854 | main tower east
1492 | E BROAD ST | 43205-1546 | Not Required by DOW | 610930 | WATTS | 909QT | RP | 1.000 | 90617 | 17TH FLOOR DECK
1492 | E BROAD ST | 43205-1546 | Not Required by DOW | 610923 | WATTS | 909QT | RP | 1.000 | 90616 | 17TH FLOOR DECK
1492 | E BROAD ST | 43205-1546 | Not Required by DOW | 561406 | WATTS | 909HWQT | RP | 0.750 | 90434 | T-17
1492 | E BROAD ST | 43205-1546 | Not Required by DOW | 018435 | WATTS | 009 | RP | 2.000 | 90433 | BOILER HOUSE ABOVE DOORWAY
1500 | E BROAD ST | 43205-1506 | Active | ACJ7353 | WILKINS | 975 | RP | 2.000 | 96424 | EAST WALL OF M.R. W004 - East H.S.
1500 | E BROAD ST | 43205-1506 | Active | X09146 | WILKINS | 375ADA | RPDA | 4.000 | 96423 | WESTWALL OF ROOM N007 - East H.S.
1500 | E BROAD ST | 43205-1506 | Active | J28218 | WILKINS | 350 | DC | 6.000 | 96168 | LOWER LEVEL WEST WALL UNDER STAIR IN RISER ROOM -East H. S.
1500 | E BROAD ST | 43205-1506 | Active | W330737 | WILKINS | 975XLBMS | RP | 2.000 | 96425 | SOUTH WALL OF ROOM M.R. M102N - East H. S.
1515 | E BROAD ST | 43205-1550 | Due Install |  |  |  | RP |  | 3636821 | BOILER ROOM
1515 | E BROAD ST | 43205-1550 | Active | 417321 | WATTS | 009M2QT | RP | 0.750 | 55301 | BOILER ROOM
1620 | E BROAD ST | 43203-2072 | Not Required by DOW | 398125 | WILKINS | 420 | PVB | 0.750 | 87239 | SW OUTSIDE
1620 | E BROAD ST | 43203-2072 | Not Required by DOW | 682 | Conbraco | 4020502 | RP | 1.000 | 55631 | BOILER ROOM
1620 | E BROAD ST | 43203-2072 | Active | ML0342 | WATTS | 957 | RP | 3.000 | 3603670 | FIRE PUMP ROOM AT METER
1620 | E BROAD ST | 43203-2072 | Active | NL0592 | WATTS | 957 | RP | 3.000 | 3603671 | FIRE PUMP ROOM AT METER
1620 | E BROAD ST | 43203-2072 | Active | J44922 | WILKINS | 350 | DC | 6.000 | 3610095 | PUMP ROOM
1620 | E BROAD ST | 43203-2072 | Not Required by DOW | 411368 | WILKINS | 420 | PVB | 0.750 | 3627982 | SE OUTSIDE
1620 | E BROAD ST | 43203-2072 | Not Required by DOW | 3883614 | WILKINS | 975XL2 | RP | 2.000 | 55628 | BASEMENT BOILER ROOM NW WALL
1620 | E BROAD ST | 43203-2072 | Not Required by DOW | 531786 | WATTS | 909QT | RP | 0.750 | 55629 | BOILER ROOM
1620 | E BROAD ST | 43203-2072 | Not Required by DOW | 678 | CONBRACO | 4020502 | RP | 1.000 | 55630 | WEST END OF BUILDING -- BOILER ROOM
1640 | E BROAD ST | 43203-2079 | Active | T424539 | WILKINS | 720 | PVB | 0.750 | 3376936 | LEFT SIDE
1676 | E BROAD ST | 43203-2079 | Active | 14681 | AMES | 4000B | RP | 0.750 | 3638527 | IN THE WEST PARKING GARAGE WATER METER ROOM NEAR SOUTH WALL
1676 | E BROAD ST | 43203-2079 | Not Required by DOW | 4601721 | WILKINS | 975XL | RP | 1.000 | 3639361 | IN THE WEST PARKING GARAGE WATER METER ROOM
1676 | E BROAD ST | 43203-2079 | Active | 1075160119 | AMES | 5000ss | RPDA | 6.000 | 3638526 | IN THE WEST PARKING GARAGE WATER METER ROOM NEAR SOUTH WALL
1676 | E BROAD ST | 43203-2079 | Active | SF0558 | WATTS | 957 | RP | 3.000 | 3376938 | IN THE WEST PARKING GARAGE WATER METER ROOM NEAR SOUTH WALL
1776 | E BROAD ST | 43203-1787 | Active | 063097 | WATTS | LF009- M2QT | RP | 1.500 | 3376946 | IN SW CORNER OF BASEMENT
1776 | E BROAD ST | 43203-1787 | Active | TD-0333 | WATTS | 757 | DCDA | 6.000 | 3628146 | IN MIDDLE OF BASEMENT
1776 | E BROAD ST | 43203-1787 | Active | 42752 | WATTS | 719 | DC | 0.750 | 3638879 | IN MIDDLE OF BASEMENT. FIRE SIDE CAR
1780 | E BROAD ST | 43203-2091 | Active | 063104 | WATTS | LF009-M2QT | RP | 1.500 | 3376947 | SE CORNER OF BASEMENT IN ENCLOSURE BEHIND FILING CABINETS
1808 | E BROAD ST | 43203-2003 | Due Install |  |  |  | RP | 2.000 | 3376949
1832 | E BROAD ST | 43203- | Due Install |  |  |  | RP |  | 3376951
1880 | E BROAD ST | 43203 | Not Required by DOW | 620467 | WATTS | 909QT | RP | 0.750 | 100297 | STORAGE AREA @ CAR WASH
1880 | E BROAD ST | 43203 | Active | 3300729 | WILKINS | 975XL | RP | 1.500 | 99242 | STORAGE ROOM
1884 | E BROAD ST | 43203- | Active | 3208432 | WILKINS | 975XL | RP | 1.500 | 99246 | IN CAR WASH
1884 | E BROAD ST | 43203- | Active | ACF4476 | WILKINS | 975XL2 | RP | 1.500 | 99296 | IN CAR WASH
1884 | E BROAD ST | 43203- | Not Required by DOW | 770820 | WATTS | 800M4QT | PVB | 1.000 | 100298 | STORAGE AREA @ CAR WASH
2924 | E BROAD ST | 43209-1963 | Active | 949144 | WILKINS | 975 | RP | 1.500 | 59583 | KITCHEN @ METER
2924 | E BROAD ST | 43209-1963 | Not Required by DOW | 736562 | WILKINS | 975 | RP | 0.750 | 59582 | KITCHEN @ METER
2932 | E BROAD ST | 43209-1963 | Active | 20482 | WATTS | LF919QT | RP | 1.500 | 3615057 | DINER MID KITCHEN AT WATER MTR UNDER SHELF
2944 | E BROAD ST | 43209- | Due Install |  |  |  | RP | 0.750 | 3376960
2950 | E BROAD ST | 43209-1963 | Active | H079362 | FEBCO | 805Y | PVB | 0.750 | 59606 | OUTSIDE
2962 | E BROAD ST | 43209-1965 | Active | B252999 | WILKINS | 375 | RP | 1.000 | 3376962 | NEXT TO WATER METER
2964 | E BROAD ST | 43209-1965 | Active | B266254 | WILKINS | 375 | RP | 1.000 | 3376963 | NEXT TO WATER METER
2976 | E BROAD ST | 43209-1965 | Due Install |  |  |  | RP |  | 3376965 | AT METER
2980 | E BROAD ST | 43209-1965 | Active | 74605 | WATTS | 919QT | RPZ | 0.750 | 59644 | IN BASEMENT, FRONT OF BASEMENT WALL @ SCOTT'S CATERING
2988 | E BROAD ST | 43209- | Active | 30501 | WATTS | 009M3QT | RP | 0.750 | 59653 | 2996 E BROAD BACK NW OFFICE AT WATER MTR PITA RESTAURANT
2995 | E BROAD ST | 43209 | Not Required by DOW | 115991 | WATTS | 009M2QT | RP | 1.500 | 3650473 | IN METER HSE E SIDE OF N BLDG
2995 | E BROAD ST | 43209 | Active | SE-1800 | WATTS | 957 | RP | 3.000 | 3635341 | IN METER HSE E SIDE OF N BLDG AT WATER METER
3016 | E BROAD ST | 43209-1966 | Active | 4319590 | WILKINS | 975XL2 | RP | 1.500 | 3624342 | REAR MOP SINK INSIDE BLOCK'S BAGLE
3016 | E BROAD ST | 43209-1966 | Active | 046569 | WATTS | 007M1QT | DC | 1.000 | 3618294 | BY SINK
3016 | E BROAD ST | 43209-1966 | Due Install |  |  |  |  | 1.500 | 3639029 | IN FURNACE ROOM 3016/ 3018
3016 | E BROAD ST | 43209-1966 | Active | 4051365 | WILKINS | 975XL | RP | 0.750 | 3376970 | STORAGE ROOM NEXT TO MOP SINK
3100 | E BROAD ST | 43209-2068 | Active | 65563 | AMES | 2000BM3 | DC | 0.750 | 3649513 | BASEMENT AT WATER METER
3100 | E BROAD ST | 43209-2068 | Active | ACA9080 | WILKINS | 975XL | RP | 1.500 | 3376973 | BASEMENT AT WATER METER
3100 | E BROAD ST | 43209-2068 | Active | VF-0717 | AMES | COLT 300GV | DCDA | 6.000 | 3649512 | BASEMENT AT WATER METER
3100 | E BROAD ST | 43209-2068 | Not Required by DOW | 72840 | WATTS | 919 | RP | 1.000 | 3649249 | BASEMENT AT WATER METER
3140 | E BROAD ST | 43209-2066 | Due Install | [5 empty] | 3376978 | MTR IS ATTORNEY KEVIN BROWN OFFICE IN NW CORNER SD
3158 | E BROAD ST | 43209-2055 | Not Required by DOW | 364115 | WILKINS | 975XL2 | RP | 0.750 | 102854 | IN BASEMENT FURNACE ROOM ABOVE COMPRESSOR
3158 | E BROAD ST | 43209-2055 | Active | 39344 | WATTS | 919AQT | RP | 0.750 | 102928 | BASEMENT AT WATER METER
3201 | E BROAD ST | 43209-2056 | Active | 480006 | WILKINS | 720A | PVB | 1.000 | 60196 | LEFT SIDE OF HOUSE
3212 | E BROAD ST | 43209- | Due Install |  |  |  | RP |  | 3636826
3212 | E BROAD ST | 43209- | Active | 561004 | WATTS | 909HWQT | RP | 0.750 | 103911 | 2ND FLOOR MECHANICAL ROOM
3240 | E BROAD ST | 43209-2058 | Active | TG-0110 | WATTS | 957 | RP | 3.000 | 3649102 | AT MTR EAST SIDE OF BUILDING
3260 | E BROAD ST | 43209-2058 | Active | 123325 | WILKINS | 975 | RP | 1.000 | 60331 | REST ROOM AT WATER METER (STORE # 4053)
3304 | E BROAD ST | 43213 | Active | 03360 | WATTS | LF909MI | RP | 1.500 | 3611433 | BACK TO LEFT OF COOLERS
3307 | E BROAD ST | 43213-1007 | Due Install |  |  |  | DCDA |  | 3636825 | ABOVE MOP SINK BY WATER HEATER
3307 | E BROAD ST | 43213-1007 | Not Required by DOW | 63150 | WATTS | LF919QT | RP | 0.750 | 3616719 | ABOVE MOP SINK BY WATER HEATER
3307 | E BROAD ST | 43213-1007 | Active | 349355 | WILKINS | 975 | RP | 1.500 | 60446 | REAR OF BLDG S SIDE BY EXIT DOOR @ METER
3340 | E BROAD ST | 43213-1008 | Due Install |  |  |  | RP | 1.000 | 3376989
3370 | E BROAD ST | 43213-1008 | Active | HB53898 | FEBCO | 765 | PVB | 0.750 | 3376994 | REAR
3409 | E BROAD ST | 43213-1064 | Active | 4753495xltcu | WILKINS | 975XL | RP | 1.000 | 60635 | MECH ROOM MIDDLE OF BUILDING
3415 | E BROAD ST | 43213-1000 | Active | 73277 | WILKINS | 975 | RP | 1.000 | 60667 | BASEMENT SOUTHWEST CORNER AFTER METER
3435 | E BROAD ST | 43213-1000 | Active | 2654420 | WILKINS | 975XLBMS | RP | 0.750 | 60736 | BACK UTLLTY ROOM AT WATER METER 3435 SIDE -3435 & 3439
3443 | E BROAD ST | 43213-1000 | Active | 73291 | WILKINS | 975 | RP | 0.750 | 60781 | 3443 SIDE -SW AT WATER METER UNDER COUNTER SYNERGI SALON
3451 | E BROAD ST | 43213-1000 | Active | 114974 | WILKINS | 975 | RP | 0.750 | 60780 | 3451 SIDE -SE BACK BATHROOM UNDER SINK AT WATER METER
3455 | E BROAD ST | 43213-1000 | Active | 4104442 | WILKINS | 975XL2BMS | RP | 0.750 | 60791 | DIRECTLY AFTER METER--BACK ROOM
3467 | E BROAD ST | 43213-1000 | Active | 119181 | WILKINS | 975 | RP | 0.750 | 60798 | AT WATER METER IN REAR OF OFFICE SPACE ON E SIDE
3469 | E BROAD ST | 43213-1000 | Active | 30377 | WATTS | 919AQT | RP | 0.750 | 98986 | BACK OF STORE MECHANIC ROOM
3471 | E BROAD ST | 43213-1000 | Active | B136792 | WILKINS | 375 | RP | 0.750 | 60806 | BACK UTLTY CLOSET AT WATER METER BY ELECTRIC BOX 3471 & 3475 FOR BATHROOM
3475 | E BROAD ST | 43213-1000 | Active | 166124 | WILKINS | 975 | RP | 0.750 | 60813 | BACK UTITY AREA AT WATER METER W/MOP SINK 3471 & 3475 FOR MOP SINK
3481 | E BROAD ST | 43213-1000 | Active | 39220 | WATTS | 009QT | RP | 0.750 | 60832 | IN BACK AT WATER METER
3485 | E BROAD ST | 43213-1000 | Active | 33630 | WATTS | 919AQT | RP | 0.750 | 60833 | IN BACK ROOM BY WATER METER
3487 | E BROAD ST | 43213-1000 | Active | 166111 | WILKINS | 975 | RP | 0.750 | 60836 | DIRECTLY AFTER METER IN REAR OF BLDG
3491 | E BROAD ST | 43213-1000 | Active | 119156 | WILKINS | 975 | RP | 0.750 | 60841 | BACK AT WATER METER
3495 | E BROAD ST | 43213-1000 | Active | W279330 | WILKINS | 975 | RP | 0.750 | 60850 | IN REAR OF BLDG DIRECTLY AFTER METER
3500 | E BROAD ST | 43213-1115 | Active | 52189 | WATTS | 009QT | RP | 1.000 | 60919 | BASEMENT -- EAST WALL @ WATER METER
3524 | E BROAD ST | 43213-1116 | Active | 71618 | WATTS | 919-QT | RP | 0.750 | 3377004 | in the back of the shop in the employee restroom
3535 | E BROAD ST | 43213-1117 | Active | 3078189 | WILKINS | 975XL | RP | 1.500 | 98237 | BY RESTROOMS
3550 | E BROAD ST | 43213-1116 | Active | 2862320 | WILKINS | 975XLBMS | RP | 1.000 | 61054 | AT METER SET NE CORNER OF STORE
3583 | E BROAD ST | 43213-1141 | Active | 49281 | WATTS | 007M1QT | DC | 0.750 | 61155 | EAST SIDE OF THE STORE
3583 | E BROAD ST | 43213-1141 | Not Required by DOW | 139998 | WATTS | 009M2QT | RP | 1.000 | 61154 | NE CORNER OF BUILDING NEXT TO RESTROOM -BY BACK DOCK
3583 | E BROAD ST | 43213-1141 | Active | 65679 | WATTS | 009M2QT | RP | 1.500 | 61156 | NE CORNER OF BUILDING NEXT TO RESTROOMS-BY BACK DOOR
3583 | E BROAD ST | 43213-1141 | Active | 1128230301 | AMES | 3000SS | DCDA | 6.000 | 61153 | RISER ROOM, N/E
3616 | E BROAD ST | 43213-1154 | Not required by DOW | 60180 | WATTS | 009M2QT | RP | 1.500 | 61298 | EAST WALL BEHIND RACKS -MOWERS/BIRDSEED FOR GARDEN CTR
3616 | E BROAD ST | 43213-1154 | Active | 18667 | AMES | 2000B | DC | 0.750 | 61297 | PIT AT NAPOLEON ENTRANCE AT SIGN
3616 | E BROAD ST | 43213-1154 | Active | 1119500201 | AMES | 3000SS | DCDA | 10.000 | 61296 | PIT AT NAPOLEON ENTRANCE AT SIGN
3616 | E BROAD ST | 43213-1154 | Active | 4257830 | WILKINS | 975XL2 | RP | 2.000 | 61295 | JANITORIAL ROOM BY BREAK /RESTROOMS FOR ENTIRE BLDG
3646 | E BROAD ST | 43213-1125 | Active | 384639 | WATTS | 009M3QT | RP | 0.750 | 3377006 | IN HOT BOX
3660 | E BROAD ST | 43213- | Active | 225901 | WATTS | 009M2 | RP | 2.000 | 61404 | AT SPRINKLER RISER NW REAR OF BUILDING, STAPLES
3660 | E BROAD ST | 43213- | Active | 20800 | WATTS | LF719QT | DC | 1.000 | 3648562 | BACKWALL BY COMPUTER ROOM AT SERVICE ENTRANCE OF 3766 E BROAD
3660 | E BROAD ST | 43213- | Due Install |  |  |  | RP | 8.000 | 3635745 | IN HOT BOX AT PIT
3660 | E BROAD ST | 43213- | Active | 4291122 | WILKINS | 975 | RP | 0.750 | 3619794 | AT METER in unit 3754
3660 | E BROAD ST | 43213- | Active | W30644 | WILKINS | 550 | DC | 2.000 | 91301 | 3834 E BROAD ST, MECH RM OFF BACK OF DINING RM
3660 | E BROAD ST | 43213- | Active | 1187080701 | AMES | 2000SS | DC | 4.000 | 90767 | STORE ROOM-AJ WRIGHT
3660 | E BROAD ST | 43213- | Active | 171030 | WATTS | 009QT | RP | 2.000 | 90766 | ELECTRICAL ROOM-AJ WRIGHT
3660 | E BROAD ST | 43213- | Active | 242866 | WATTS | 009M3QT | RP | 0.750 | 91957 | BASEMENT AT CEILING
3660 | E BROAD ST | 43213- | Under renovation | 3940136 | WILKINS | 975 | RP | 1.000 | 3607853 | USE 6/3/15 CAG. 3878 E BROAD ST, BY WATER METER
3660 | E BROAD ST | 43213- | Active | 3809107 | WILKINS | 975XL | RP | 0.750 | 103677 | 3772 E BROAD ST
3660 | E BROAD ST | 43213- | Active | L07615 | WILKINS | 975XL | RP | 1.250 | 61413 | STORE FRONT
3660 | E BROAD ST | 43213- | Active | J17247 | WILKINS | 350 | DC | 8.000 | 61412 | NE SIDE
3675 | E BROAD ST | 43213-1124 | Not Required by DOW | 61708 | WATTS | 008PCQT | SVB | 0.500 | 97012 | MEAT PREP @SINK
3675 | E BROAD ST | 43213-1124 | Not Required by DOW | 77329 | WATTS | 008PCQT | SVB | 0.500 | 104010 | BAKERY
3675 | E BROAD ST | 43213-1124 | Active | 30304 | AMES | 3000SS | DCDA | 4.000 | 61447 | BACK DOCK
3675 | E BROAD ST | 43213-1124 | Active | 528937 | WILKINS | 975 | RP | 2.000 | 61448 | BACK DOCK
3675 | E BROAD ST | 43213-1124 | Active | 262 | AMES | 2000B | DC | 0.750 | 61449 | BACK DOCK
3675 | E BROAD ST | 43213-1124 | Not Required by DOW | 42098 | WATTS | 800M2QT | PVB | 0.500 | 90998 | at sink in kosmer foods dept
3675 | E BROAD ST | 43213-1124 | Not Required by DOW | 17021 | WATTS | 008 | PVB | 0.500 | 90999 | AT SINK IN DELI DEPT
3675 | E BROAD ST | 43213-1124 | Not Required by DOW | 56282 | WATTS | 008PCQT | SVB | 0.500 | 91000 | AT SINK IN PRODUCE PREP
3675 | E BROAD ST | 43213-1124 | Not Required by DOW | 13300 | WATTS | 008PCQT | SVB | 0.500 | 97011 | SEAFOOD SINK
3703 | E BROAD ST | 43213- | Due Install |  |  |  | RP |  | 3377007
3723 | E BROAD ST | 43213-1127 | Due Install |  |  |  | RP |  | 3377008
3733 | E BROAD ST | 43213-1127 | Due Install |  |  |  | RP |  | 3377011
3735 | E BROAD ST | 43213-1127 | Due Install |  |  |  | RP |  | 3377012
3739 | E BROAD ST | 43213-1127 | Due Install |  |  |  | RP |  | 3377013
3741 | E BROAD ST | 43213-1127 | Due Install |  |  |  | RP |  | 3377014
3769 | E BROAD ST | 43213-1111 | Not Required by DOW | W255121 | WILKINS | 975XL | RP | 1.000 | 89263 | MECH ROOM
3769 | E BROAD ST | 43213-1111 | Active | W255112 | WILKINS | 975XLBMS | RP | 1.000 | 89262 | MECH ROOM
3812 | E BROAD ST | 43213-1142 | Active | 150881 | WATTS | 009M1QT | RP | 2.000 | 61853 | BACK DOCK AREA AT METER SET
3812 | E BROAD ST | 43213-1142 | Active | 121609 | AMES | 2000-DCA | DC | 4.000 | 61852 | 3814 E BROAD, REAR IF HOUSES STORE AT LOADING DECK
3818 | E BROAD ST | 43213-1142 | Active | 4237754 | WILKINS | 975 | RP | 0.750 | 3377017 | BY WATER METER
3819 | E BROAD ST | 43213-1111 | Active | 758284 | WILKINS | 975XL | RP | 1.500 | 61865 | STORAGE ROOM
3819 | E BROAD ST | 43213-1111 | Not Required by DOW | 881510 | WILKINS | 975 | RP | 1.000 | 61866 | BACK ROOM BY METER
3849 | E BROAD ST | 43213-1129 | Active | 176049 | WATTS | LF009M2QT | RP | 1.000 | 3377022 | AT METER IN HOT BOX
3861 | E BROAD ST | 43213-1129 | Not Required by DOW | 303373 | WATTS | 009M3QT | RP | 0.750 | 3649667
3861 | E BROAD ST | 43213-1129 | Active | 090074 | WILKINS | 009M2QT | RP | 1.500 | 3377024 | HOTBOX
3870 | E BROAD ST | 43213-1128 | Due Install |  |  |  | RP |  | 3377028
3890 | E BROAD ST | 43213-1128 | Active | ACA3706 | WILKINS | 975XL | RP | 2.000 | 3377030 | in basement door behind 3890 East Broad Street Boiler Room
3892 | E BROAD ST | 43213-1128 | Active | 4552240 | WILKINS | 975XL | RP | 0.750 | 3377031 | through back basement door behind 3892 East Broad Street
3911 | E BROAD ST | 43213- | Not Required by DOW | 4295669 | WILKINS | 975XL | RP | 1.000 | 3621122 | @ WATER METER
3911 | E BROAD ST | 43213- | Active | 4301275 | WILKINS | 975XL | RP | 2.000 | 3621121 | @ WATER METER
3911 | E BROAD ST | 43213- | Not Required by DOW | 4245814 | WILKINS | 975XL | RP | 2.000 | 3621123
3923 | E BROAD ST | 43213 | Active | 20372 | WATTS | LF919QT | RP | 1.500 | 3618108 | N WALL STORAGE RM AT METER
3923 | E BROAD ST | 43213 | Not Required by DOW | 56991 | WATTS | LF919QT | RP | 1.000 | 3618136 | N WALL STORAGE RM
3940 | E BROAD ST | 43213- | Active | 159623 | AMES | 2000SS | DC | 4.000 | 96529 | NORTH SIDE OF BLDG IN MECH ROOM
3940 | E BROAD ST | 43213- | Active | W339454 | WILKINS | 975XLBMS | RP | 2.000 | 95400 | MECH ROOM REAR DOOR #339454
3940 | E BROAD ST | 43213- | Active | A30685 | WATTS | 009M2PCQT | RP | 2.000 | 95316 | KITCHEN OVER WALK-IN COOLER
3940 | E BROAD ST | 43213- | Due Install |  |  |  | RP | 6.000 | 3641287
3944 | E BROAD ST | 43213-1143 | Not Required by DOW | W001782 | WILKINS | 975 | RP | 1.000 | 62290 | METER ROOM EAST SIDE BUILDING REAR (SERIAL #W001782)
3944 | E BROAD ST | 43213-1143 | Active | 1149842 | WILKINS | 975XLBMS | RP | 1.500 | 62289 | METER ROOM EAST SIDE BUILDING REAR
3955 | E BROAD ST | 43213-1130 | Not Required by DOW | 01460 | AMES | 4000B | RP | 1.250 | 62354 | PHOTO STORAGE
3955 | E BROAD ST | 43213-1130 | Active | 1371180704 | AMES | 3000SS | DCDA | 8.000 | 62353 | SPRINKLER ROOM
3955 | E BROAD ST | 43213-1130 | Not Required by DOW | B015784 | WILKINS | 375XL | RP | 0.500 | 3611568 | WATER EQUIPMENT, MECHANICAL ROOM
3955 | E BROAD ST | 43213-1130 | Not Required by DOW | 4531171 | WILKINS | 975XL | RP | 1.500 | 62357 | UTILITY ROOM
3955 | E BROAD ST | 43213-1130 | Active | 39697 | AMES | 2000B | DC | 0.750 | 62356 | SPRINKLER ROOM
3955 | E BROAD ST | 43213-1130 | Active | L20491 | WILKINS | 375 | RP | 3.000 | 62355 | MECH ROOM SW
3965 | E BROAD ST | 43213-1130 | Active | W305208 | WILKINS | 975XL | RP | 1.000 | 95934 | STOCK ROOM
3965 | E BROAD ST | 43213-1130 | Not Required by DOW | 2944076XLTCU | WILKINS | 975XL | RP | 1.000 | 96668 | STOCK ROOM
3988 | E BROAD ST | 43213-1138 | Active | 195931 | WATTS | 009M2QT | RP | 2.000 | 62463 | MECH ROOM
3988 | E BROAD ST | 43213-1138 | Not Required by DOW | 186236 | WATTS | 009M2QT | RP | 1.000 | 62462 | MECH ROOM
4011 | E BROAD ST | 43213- | Active | 253824 | WATTS | LF009M2QT | RP |  | 3377039
4039 | E BROAD ST | 43213-1136 | Active | 4227778 | Wilkins | 950XL2 | RP | 1.500 | 62720 | SOUTH WALL OF BUILDING , RO SYSTEM
4039 | E BROAD ST | 43213-1136 | Active | 4227771 | Wilkins | 975XL2 | RP | 1.500 | 62719 | SOUTH WALL OF BUILDING -ROSYSTEM
4039 | E BROAD ST | 43213-1136 | Active | 56238 | WATTS | 007QT | DC | 1.500 | 62721 | MECH ROOM ABOVE METER BIO-HAZARD ROOM
4039 | E BROAD ST | 43213-1136 | Active | 4385887 | WILKINS | 975XL2 | RP | 2.000 | 62718 | 4039 E BROAD ST, AT WATER METER IN SUPPLY AREA
4040 | E BROAD ST | 43213-1156 | Active | 11873 | WATTS | 919QT | RP | 1.500 | 62730 | SE SMALL FURN/UTLTY ROOM AT WATER METER
4040 | E BROAD ST | 43213-1156 | Active | 1897580416 | AMES | 3000SS | DCDA | 4.000 | 3619887 | SW - MECH/FURNACE RM
4040 | E BROAD ST | 43213-1156 | Active | 76413 | AMES | 2000B | DC | 0.750 | 3619888 | SW - MECH/FURNACE RM
4177 | E BROAD ST | 43213-1217 | Active | 455758 | WILKINS | 975XL | RP | 1.500 | 63169 | IN MECHANCIAL ROOM AT WATER METER
4177 | E BROAD ST | 43213-1217 | Active | 151051 | WILKINS | 950 | DC | 1.250 | 63168 | MECHANCIAL ROOM S.W. CORNER OF BUILDING
4204 | E BROAD ST | 43213-1216 | Active | 145523 | WATTS | 909M1QT | RP | 1.500 | 63286 | AT WTR METER -- IN FRONT OF EQUIPMENT ROOM
4210 | E BROAD ST | 43213-1216 | Due Install |  |  |  | RP |  | 3377054
4215 | E BROAD ST | 43213-1269 | Due Install |  |  |  | RP | 4.000 | 3377056 | MTR PIT IN SIDEWALK BETWEEN 2 BUILDINGS .
4220 | E BROAD ST | 43213-1216 | Not Required by DOW | 252871 | WATTS | 909QT | RP | 0.750 | 63329 | BASEMENT BOILER ROOM
4220 | E BROAD ST | 43213-1216 | Active | 4600180 | WILKINS | 975XL2 | RP | 1.500 | 3633856 | JANITORS ROOM
4220 | E BROAD ST | 43213-1216 | Not Required by DOW | DA6082 | FEBCO | 765 | PVB | 1.000 | 63330 | FRONT OF BUILDING BETWEEN DOORS
4222 | E BROAD ST | 43213-1216 | Due Install |  |  |  | RP |  | 3377057
4251 | E BROAD ST | 43213 | Active | H018058 | FEBCO | 805 | DC | 0.750 | 103118 | 4237 E BROAD, METER PIT
4251 | E BROAD ST | 43213 | Active | N1201030741 | FEBCO | 856 | DCDA | 6.000 | 103117 | 4237 E BROAD, METER PIT
4251 | E BROAD ST | 43213 | Active | N1208290730 | FEBCO | 860 | RP | 4.000 | 102722 | HOT BOX
4253 | E BROAD ST | 43213 | Active | 71260 | AMES | 2000B | DC | 0.750 | 3613272 | FIRE METER BYPASS
4253 | E BROAD ST | 43213 | Active | N14066190716 | FEBCO | 880V | RP | 3.000 | 3608109 | MECHANICAL ROOM AT METER
4253 | E BROAD ST | 43213 | Active | 1820001113 | AMES | 3000 | DCDA | 4.000 | 3613271 | NORTH MECHANICAL ROOM
4300 | E BROAD ST | 43213-1243 | Active | 446218 | WATTS | 909QT | RP | 0.750 | 90900 | BOILER ROOM ELEVATED 8
4300 | E BROAD ST | 43213-1243 | Due Install |  |  |  | RP | 1.000 | 3632696
4300 | E BROAD ST | 43213-1243 | Due Install |  |  |  | DCDA | 6.000 | 3632827
4300 | E BROAD ST | 43213-1243 | LPS - Due Install |  |  |  | LPS |  | 3632829 | LOW PRESSURE SUSTAINING DEVICE FOR BOOSTER PUMP
4345 | E BROAD ST | 43213-1248 | Due Install |  |  |  | RP |  | 3377064
4352 | E BROAD ST | 43213-1243 | Active | 56483 | APOLLO/CONBRACO | 40205T2 | RP | 1.000 | 104134 | IN BASEMENT BY GAS METER AT WATER METER
4367 | E BROAD ST | 43213-1248 | Due Install |  |  |  | RP |  | 3377065
4369 | E BROAD ST | 43213-1248 | Due Install |  |  |  | RP |  | 3377066
4374 | E BROAD ST | 43213-1243 | Due Install |  |  |  | RP |  | 3636413
4374 | E BROAD ST | 43213-1243 | Active | T250654 | WILKINS | 720A | PVB | 0.750 | 63835 | ABOVE WATER METER NEAR HOT WATER HEATER--#638
4381 | E BROAD ST | 43213- | Not Required by DOW | [5 empty] | 3377067
4401 | E BROAD ST | 43213- | Active | ACA1455 | WILKINS | 975XL2 | RP | 2.000 | 3635882 | WEST BOILER ROOM AT WATER METER
4401 | E BROAD ST | 43213- | Not Required by DOW | 23639 | WATTS | 009M2-FP | RP | 0.500 | 104000 | BSMNT NE MECH ROOM OF CHURCH ABOVE BOILER
4445 | E BROAD ST | 43213 | Active | 72648 | AMES | 2000B | DC | 0.750 | 3613288 | WATER METER RM ON E SIDE OF BLDG
4445 | E BROAD ST | 43213 | Active | 3737033 | WILKINS | 975 | RP | 2.000 | 3608199 | E SIDE OF BLDG MECH RM
4445 | E BROAD ST | 43213 | Active | 183847 | AMES | 2000CIV | DC | 8.000 | 3613287 | WATER METER RM E SIDE OF BLDG
4500 | E BROAD ST | 43213-1360 | Active | 7721B | WILKINS | 350 | DCDA | 6.000 | 3632694 | MECH ROOM IN BACK
4500 | E BROAD ST | 43213-1360 | Active | 4339290 | WILKINS | 950 | DC | 0.750 | 3632695 | MECH ROOM IN BACK
4500 | E BROAD ST | 43213-1360 | Active | W059756 | WILKINS | 975XLBMS | RP | 2.000 | 94054 | MECH ROOM IN BACK
4500 | E BROAD ST | 43213-1360 | Not Required by DOW | 52294 | WATTS | 919QT | RP | 1.000 | 101239 | NORTH SIDE OF BUILDING - REAR
4539 | E BROAD ST | 43213-1361 | Active | 152722 | WATTS | LF009M2QT | RP | 1.000 | 3377094
4539 | E BROAD ST | 43213-1361 | Not Required by DOW | 157769 | WATTS | LF009M2QT | RP | 1.000 | 3636197
4550 | E BROAD ST | 43213 | Active | 13325 | WATTS | 919QT | RP | 1.500 | 100711 | IN MECH ROOM AT WATER METER
4550 | E BROAD ST | 43213 | Not Required by DOW | 3572768 | WILKINS | 975XL | RP | 0.750 | 102274 | MECHANICAL ROOM
4590 | E BROAD ST | 43213-1301 | Active | TI-1231 | AMES | COLT-400 | RP | 4.000 | 3654089
4590 | E BROAD ST | 43213-1301 | Active | TG-0208 | AMES | COLT-400 | RP | 8.000 | 3635290
4590 | E BROAD ST | 43213-1301 | Not Required by DOW | 144282 | WATTS | 009M2QT | RP | 1.500 | 100396 | OUTSIDE
4614 | E BROAD ST | 43213-1301 | Active | 12086 | WATTS | 007QT | DC | 1.500 | 64574 | NE CORNER OF BUILDING BY WATER METER
4614 | E BROAD ST | 43213-1301 | Active | 3524468 | WILKINS | 975XL | RP | 1.500 | 64575 | NE CORNER OF BLDG AT WATER METER
4618 | E BROAD ST | 43213-1301 | Due Install |  |  |  | DCDA | 8.000 | 3627964
4618 | E BROAD ST | 43213-1301 | Due Install |  |  |  | RP | 1.000 | 3377099
4657 | E BROAD ST | 43213 | Not Required by DOW | 59279 | AMES | 2000B | DC | 0.750 | 3650281 | 4657 Building 104 Water Service Rm
4657 | E BROAD ST | 43213 | Not Required by DOW | 59239 | AMES | 2000B | DC | 0.750 | 3650280 | 4657 Building 102 Water Service Rm
4657 | E BROAD ST | 43213 | Not Required by DOW | 59041 | AMES | 2000B | DC | 0.750 | 3650279 | 4657 Building 101 Water Service Rm
4657 | E BROAD ST | 43213 | Not Required by DOW | TK-1714 | AMES | 300CV | DC | 4.000 | 3650278 | 4657 Building 104 Water Service Rm
4657 | E BROAD ST | 43213 | Active | 81849 | WATTS | 919 | RP | 0.750 | 3646231 | 4657- 4661 Hotbox North Center
4657 | E BROAD ST | 43213 | Not Required by DOW | 82702 | AMES | 2000B | DC | 0.750 | 3650282 | 4657 - 4661 NE Corner Water/Electrical Rm in Restaurant
4657 | E BROAD ST | 43213 | Not Required by DOW | 974290919 | AMES | 3000SS | DC | 4.000 | 3650283 | 4657 - 4661 NE Corner Water/Electrical Rm in Restaurant
4657 | E BROAD ST | 43213 | Active | TH-0684 | AMES | COLT500GV | RPDA | 4.000 | 3646230 | 4657- 4661 Hotbox North Center
4657 | E BROAD ST | 43213 | Active | TH-0634 | AMES | COLT400 | RP | 3.000 | 3646229 | 4657-4661 Hotbox North Center
4657 | E BROAD ST | 43213 | Not Required by DOW | TK-0158 | AMES | 300CV | DC | 4.000 | 3650284 | 4657 Building 101 Water Service Rm
4661 | E BROAD ST | 43213-3818 | Not Required by DOW | ACF2734 | WILKINS | 975XL | RP | 1.500 | 3377103 | ELECTRIC ROOM OF BAGS OF NAILS
4700 | E BROAD ST | 43213-1303 | Active | B05438 | WILKINS | 975 | RP | 3.000 | 64842 | AFTER METER SERVICE DEPT
4700 | E BROAD ST | 43213-1303 | Active | 159108 | WILKINS | 975 | RP | 2.000 | 64841 | ABOVE BUILDING BACKFLOW SERVICE DEPT
4780 | E BROAD ST | 43213-1303 | Active | 4795875 | WILKINS | 975XL | RP | 1.000 | 65040 | AT WATER METER
4780 | E BROAD ST | 43213-1303 | Active | 4665 | WATTS | 009QT | RP | 1.500 | 65039 | AT WATER METER
4780 | E BROAD ST | 43213-1303 | Active | 401017 | WATTS | 909QT | RP | 0.750 | 65038 | AT WATER METER
4790 | E BROAD ST | 43213-3829 | Active | 423069 | WATTS | 909QT | RP | 1.000 | 103239 | ST# 1502
4801 | E BROAD ST | 43213-1348 | Active | PL2108 | WATTS | 957 | RP | 4.000 | 3618058 | RISER ROOM
4801 | E BROAD ST | 43213-1348 | Active | 1866570715 | AMES | 3000SS | DCDA | 4.000 | 3616997 | RISER ROOM
4801 | E BROAD ST | 43213-1348 | Active | 74733 | AMES | 2000B | DC | 0.750 | 3377111 | RISER ROOM
5199 | E BROAD ST | 43213-3800 | Active | 44332 | WATTS | 007QT | DC | 0.500 | 66304 | GARAGE NORTHSIDE BUILDING
5199 | E BROAD ST | 43213-3800 | Not Required by DOW | 580602 | WATTS | 909QT | RP | 1.000 | 66305 | STORAGE ROOM
5199 | E BROAD ST | 43213-3800 | LPS - Active | [5 empty] | 3635125 | FIRE BOOSTER PUMP
5199 | E BROAD ST | 43213-3800 | Not Required by DOW | 412995 | WATTS | 909M1QT | RP | 1.250 | 66303 | 2nd Floor Mech Rm
5199 | E BROAD ST | 43213-3800 | Active | 01276 | WILKINS | 475 | RP | 4.000 | 66300 | 1ST FLOOR GARAGE NORTHSIDE
5199 | E BROAD ST | 43213-3800 | Active | 138002 | WATTS | 709 | DC | 8.000 | 66301 | MAINT. GARAGE
5199 | E BROAD ST | 43213-3800 | Not Required by DOW | 17462 | WILKINS | 375DA | RPDA | 3.000 | 66302 | MECH ROOM 1ST FLOOR/ GARAGE
5277 | E BROAD ST | 43213-3800 | Not Required by DOW | 402054a2 | CONBRACO | 450 | RP | 0.750 | 66541 | BOILER ROOM
5277 | E BROAD ST | 43213-3800 | Active | UL-2165 | WATTS | 957 | RP | 6.000 | 3635036 | HOT BOX OFF NOE BIXBY
5419 | E BROAD ST | 43213-1407 | Active | 2C00141 | AMES | 2000SS | DC | 4.000 | 66878 | MECHANICAL ROOM SW CORNER IN BASEMENT
5419 | E BROAD ST | 43213-1407 | Active | 158089 | WATTS | 909 | RP | 3.000 | 66877 | MECH ROOM SW CORNER OF BUILDING
5419 | E BROAD ST | 43213-1407 | Not Required by DOW | 41918 | WATTS | 009M2QT | RP | 1.500 | 66879 | IN BASEMENT MECH ROOM SW CORNER OF BUILDING
5500 | E BROAD ST | 43213-1476 | Active | 308471 | WATTS | 909M1QT | RP | 2.000 | 67106 | MECHANICAL ROOM BY FIRE SPRINKLER
5500 | E BROAD ST | 43213-1476 | Due Install |  |  |  | RP |  | 3640881
5500 | E BROAD ST | 43213-1476 | Active | 309775 | WATTS | 909M1QT | RP | 2.000 | 67107 | MECHANICAL ROOM BY FIRE SPRINKLER
5500 | E BROAD ST | 43213-1476 | Due Install |  |  |  | RP | 6.000 | 3636964 | IN VAULT
5500 | E BROAD ST | 43213-1476 | Active | 85413 | WATTS | 909M1QT | RP | 1.500 | 67110 | LAUNDRY ROOM
5500 | E BROAD ST | 43213-1476 | Active | 55736 | WATTS | 009QT | RP | 1.500 | 67109 | LAUNDRY
5500 | E BROAD ST | 43213-1476 | Active | 438407 | WATTS | 909QT | RP | 0.750 | 67108 | BEHIND ICE MACHINE IN COMMERCIAL KITCHEN
5520 | E BROAD ST | 43213- | Due Install |  |  |  | RP |  | 3377122
6001 | E BROAD ST | 43213-1502 | Not Required by DOW | 159786 | WATTS | 909 | RP | 3.000 | 68592 | BOILER ROOM - I NE CORNER
6001 | E BROAD ST | 43213-1502 | Not Required by DOW | 9509061404 | FEBCO | 880 | RP | 3.000 | 68652 | BOILER ROOM #1 ABOVE SOFTNERS
6001 | E BROAD ST | 43213-1502 | Not Required by DOW | 160712 | WATTS | 909 | RP | 3.000 | 68593 | BOILER ROOM - 1 NE CORNER
6001 | E BROAD ST | 43213-1502 | Not Required by DOW | 43657 | WATTS | 009QT | RP | 0.750 | 68634 | SOUTH TOWER PENTHOUSE #2 EAST SIDE, MIDDLE OF BUILDING
6001 | E BROAD ST | 43213-1502 | Not Required by DOW | 9509061405 | FEBCO | 880 | RP | 3.000 | 68653 | SIEGEL CTR SOUTHEAST MECHANICAL ROOM IN FRONT OF METER
6001 | E BROAD ST | 43213-1502 | Not Required by DOW | 130823 | AMES | 2000SS | DC | 10.000 | 68662 | BOILER ROOM -II
6001 | E BROAD ST | 43213-1502 | Not Required by DOW | 94022 | WATTS | 009M1QT | RP | 2.000 | 68651 | EAST BOILER ROOM DOMESTIC COLD WATER
6001 | E BROAD ST | 43213-1502 | Not Required by DOW | 9511101511 | FEBCO | 880 | RP | 3.000 | 68654 | BOILER ROOM #1 ABOVE SOFTNERS
6001 | E BROAD ST | 43213-1502 | Not Required by DOW | 159151 | WILKINS | 950XL | DC | 0.750 | 68591 | FIRE SPRINKLER ROOM
6001 | E BROAD ST | 43213-1502 | Not Required by DOW | B05043 | WILKINS | 975 | RP | 2.500 | 68655 | FIRE PUMP ROOM FIRST FLOOR - 5965 E BROAD ST
6001 | E BROAD ST | 43213-1502 | Not Required by DOW | W685068 | WILKINS | 720A | PVB | 1.500 | 68590 | FIRST FL OFFICE AREA MECH RM - 5965 E BROAD ST
6001 | E BROAD ST | 43213-1502 | Not Required by DOW | 581820 | WATTS | 909QT | RP | 1.000 | 68589 | ON ROOF INSIDE AIR HANDLER #27
6001 | E BROAD ST | 43213-1502 | Not Required by DOW | 43997 | WATTS | 009QT | RP | 1.000 | 68635 | 1ST FLOOR SURGURY BETWEEN ROOMS 9 & 10
6001 | E BROAD ST | 43213-1502 | Not Required by DOW | 229928 | WATTS | 007M3QT | DC | 0.75 | 68636 | 1ST FLOOR SURGURY BETWEEN ROOMS 3 & 4--SIZE 1/2 AUTOCLAVE
6001 | E BROAD ST | 43213-1502 | Not Required by DOW | 62634 | WATTS | 919QT | RP | 0.750 | 68641 | 1 FLOOR AUTO CLAVE BETWEEN SURGERY RMS 7 & 8
6001 | E BROAD ST | 43213-1502 | Not Required by DOW | 0793 | FEBCO | 826YD | RPDA | 6.000 | 68649 | 5969 E BROAD ST, 1ST FL MECH RM BLDG 4
6001 | E BROAD ST | 43213-1502 | Not Required by DOW | 156790 | WATTS | 909 | RP | 1.250 | 68664 | 5965 E BROAD ST, MECH RM BTWN FR DOORS-PROT BY COOLING TOWER
6001 | E BROAD ST | 43213-1502 | Not Required by DOW | 165004 | WATTS | 909HWM1QT | RP | 1.250 | 68665 | FIRST FLOOR WEST MECHANICAL ROOM
6001 | E BROAD ST | 43213-1502 | Not Required by DOW | 20880 | WILKINS | 375AST | RP | 2.500 | 68656 | VALVE ROOM
6001 | E BROAD ST | 43213-1502 | Not Required by DOW | R3388 | CONBRACO | 4020402 | RP | 0.750 | 68657 | 5955 E BROAD ST-VALVE ROOM
6001 | E BROAD ST | 43213-1502 | Not Required by DOW | 5KJ1013 | AMES | 5000ss | RP | 4.000 | 68646 | SPRINKLER RISER ROOM
6001 | E BROAD ST | 43213-1502 | Not Required by DOW | ACI1362 | WILKINS | 975XL | RP | 1.250 | 68658 | EAST TWR MECH ROM B910 ANTIFREEZE LOOP
6001 | E BROAD ST | 43213-1502 | Not Required by DOW | 26603c | WILKINS | 375AST | RP | 3.000 | 68661 | MECH RM BETWEEN FRONT DOORS - 5965 E BROAD ST
6001 | E BROAD ST | 43213-1502 | Not Required by DOW | 169868 | WATTS | 909QT | RP | 1.000 | 68666 | 4TH FL MECH RM BEHIND BOILER IN CEILING 10' ABOVE FL, - 5965 E BT
6001 | E BROAD ST | 43213-1502 | Not Required by DOW | 109167 | WATTS | 909 | RP | 2.500 | 68587 | SIEGEL CTR MAIN WATERLINE RM ASSEMBLY 35
6001 | E BROAD ST | 43213-1502 | Not Required by DOW | 295640 | WATTS | 909M1QT | RP | 1.500 | 68667 | 5959 E BROAD ST INSIDE THE REAR DOOR ON THE S SIDE OF BUILDING, KITCHEN
6001 | E BROAD ST | 43213-1502 | Not Required by DOW | 10458 | FEBCO | 765-2 | PVB | 2.000 | 68586 | MECH RM BETWEEN FRONT DOORS - 5965 E BROAD ST
6001 | E BROAD ST | 43213-1502 | Not Required by DOW | 1010001102 | WATTS | 994 | RP | 4.000 | 68585 | LOWER LEVEL MECH ROOM WATER SERVICE
6001 | E BROAD ST | 43213-1502 | Not Required by DOW | 353390 | WATTS | 909M1QT | RP | 1.500 | 68669 | MRI MECH ROOM
6001 | E BROAD ST | 43213-1502 | Not Required by DOW | 336378 | WATTS | 909HWQT | RP | 0.750 | 68668 | SIEGEL 1ST FLOOR HALLWAY ABOVE CEILING OUTSIDE CONTROL RM
6001 | E BROAD ST | 43213-1502 | Active | 20736 | WATTS | 008PCQT | SVB | 0.500 | 3629360 | SINK FAUCET, LOWER LEVEL, RM N0315, NW CORNER
6001 | E BROAD ST | 43213-1502 | Active | 20735 | WATTS | 008PCQT | SVB | 0.500 | 3629359 | MOP SINK FAUCET, LOWER LEVEL, RM N0201.M, SE CORNER
6001 | E BROAD ST | 43213-1502 | Active | 20397 | WATTS | 008PCQT | SVB | 0.500 | 3629358 | MOP SINK FAUCET, LOWER LEVEL, RM N0214-J
6001 | E BROAD ST | 43213-1502 | Not Required by DOW | 031777 | WATTS | LF909QT | RP | 0.750 | 3622521 | 2ND FLOOR SURGERY AUTOCLAVE BETWEEN 5 & 6
6001 | E BROAD ST | 43213-1502 | Active | QH-0849 | AMES | COLT 400 | RP | 8.000 | 3622520 | NORTH HOT BOX WEST OF WEST DRIVE
6001 | E BROAD ST | 43213-1502 | Not Required by DOW | 049075 | WATTS | 009M2QT | RP | 2.000 | 3621120 | PARKING GARAGE MECHANICAL ROOM
6001 | E BROAD ST | 43213-1502 | Not Required by DOW | PB-2612 | WATTS | 957 | RP | 4.000 | 3615395 | Basement West Mechanical Room
6001 | E BROAD ST | 43213-1502 | Not Required by DOW | PB-0060 | WATTS | 957 | RP | 4.000 | 3615394 | Basement West Mechanical Room
6001 | E BROAD ST | 43213-1502 | Active | 1290060315 | AMES | 4000RP | RP | 8.000 | 3615167 | HOT BOX IN FRONT OF NORTH GARAGE EAST DRIVE WAY
6001 | E BROAD ST | 43213-1502 | Not Required by DOW | 3955880 | WILKINS | 950XL | DC | 0.750 | 3613790 | ON 1ST FL BY E SIDE DOCK DOORS
6001 | E BROAD ST | 43213-1502 | Not Required by DOW | 2137B | WILKINS | 350ASTDA | DCDA | 6.000 | 3613789 | ON 1ST FL BY E SIDE DOCK DOORS
6001 | E BROAD ST | 43213-1502 | Not Required by DOW | 12689 | WATTS | LF008PCQT | SVB | 0.500 | 3613659 | LOADING DOCK HW TANK ROOM-ON FAUCET AT MOP SINK
6001 | E BROAD ST | 43213-1502 | Not Required by DOW | 14968 | WATTS | LF008PCQT | SVB | 0.500 | 3613658 | LOADING DOCK SW CORNER BAY-ON FAUCET IN WASH BAY
6001 | E BROAD ST | 43213-1502 | Not Required by DOW | 049080 | WATTS | LF009M2QT | RP | 2.000 | 3613657 | LOADING DOCK
6001 | E BROAD ST | 43213-1502 | Not Required by DOW | PH-1600 | WATTS | 957 | RP | 4.000 | 3613656 | LOADING DOCK
6001 | E BROAD ST | 43213-1502 | Not Required by DOW | PH-2560 | WATTS | 957 | RP | 4.000 | 3613655 | LOADING DOCK
6001 | E BROAD ST | 43213-1502 | Not Required by DOW | W128228 | WILKINS | 975XL | RP | 1.500 | 3610201 | RADIATION ONCOLOGY MAKE UP WATER, SUITE 102 CLOSET
6001 | E BROAD ST | 43213-1502 | Not Required by DOW | 617241 | WATTS | 909QT | RP | 1.000 | 3610083 | STERILE PROCESSING
6001 | E BROAD ST | 43213-1502 | Not Required by DOW | A322122 | WILKINS | 375XL | RP | 0.750 | 3610082 | MRI EQUIPMENT ROOM
6001 | E BROAD ST | 43213-1502 | Not Required by DOW | 19883 | WATTS | U009M2QT | RP | 1.000 | 3610081 | SPD EQUIPMENT ROOM, DOOR AT LOADING DOCK
6001 | E BROAD ST | 43213-1502 | Not Required by DOW | 19878 | WATTS | U009M2QT | RP | 1.000 | 3610080 | SPD EQUIPMENT ROOM, DOOR AT LOADING DOCK
6001 | E BROAD ST | 43213-1502 | Not Required by DOW | 013313 | WATTS | 909QT | RP | 0.750 | 3609785 | 2ND FL SURGERY 1-2 AUTOCLAVE
6001 | E BROAD ST | 43213-1502 | Not Required by DOW | 142063 | WATTS | 009QT | RP | 0.500 | 103808 | 1ST FLOOR-SURGERY RM 14 AUTOCLAVE
6001 | E BROAD ST | 43213-1502 | Not Required by DOW | 43951 | WATTS | 009M3QT | RP | 0.750 | 103807 | KITCHEN-ICE MACHINE
6001 | E BROAD ST | 43213-1502 | Not Required by DOW | 330532 | WILKINS | 975XL | RP | 0.750 | 102397 | ABOVE AUTO CLAVE (INSIDE COVER) IN SUB STERILE RM, 5965 E BROAD
6001 | E BROAD ST | 43213-1502 | Not Required by DOW | 551333 | WATTS | 909HWQT | RP | 0.750 | 102244 | SIEGEL CTRT RM 177
6001 | E BROAD ST | 43213-1502 | Not Required by DOW | 35226 | WATTS | 919AQT | RP | 1.000 | 101589 | NW CORNER MCE CHILLER PLANT
6001 | E BROAD ST | 43213-1502 | Not Required by DOW | 225627 | WATTS | 909 | RP | 4.000 | 101588 | NW CORNER MCE CHILLER PLANT
6001 | E BROAD ST | 43213-1502 | Not Required by DOW | 225571 | WATTS | 909 | RP | 4.000 | 101544 | W BOILER RM
6001 | E BROAD ST | 43213-1502 | Not Required by DOW | 1694420112 | AMES | 2000SS | DC | 4.000 | 101177 | SE CHILLER BLDG
6001 | E BROAD ST | 43213-1502 | Not Required by DOW | W026154 | WILKINS | 975XL | RP | 0.750 | 100776 | ABOVE AUTO CLAVE BY EXIT - 5965 E BROAD, STE 460
6001 | E BROAD ST | 43213-1502 | Not Required by DOW | 446795 | WATTS | 909HWM1QT | RP | 1.500 | 100519 | MECHANIC BUILDING DA ROOM
6001 | E BROAD ST | 43213-1502 | Not Required by DOW | 1058560617 | WATTS | 994 | RP | 4.000 | 100039 | EAST TOWER MECHANIC ROOM B910
6001 | E BROAD ST | 43213-1502 | Not Required by DOW | 43851 | WATTS | 009M3-FP | RP | 0.750 | 99741 | KITCHEN (DIETARY)
6001 | E BROAD ST | 43213-1502 | Not Required by DOW | 85914 | WATTS | 009M2QT | RP | 1.500 | 99740 | EAST TOWER PENTHOUSE
6001 | E BROAD ST | 43213-1502 | Not Required by DOW | BG0594 | FEBCO | 825Y | RP | 1.000 | 99739 | ROOM B535 (COMPRESSOR ROOM) ASSEMBLY #9
6001 | E BROAD ST | 43213-1502 | Not Required by DOW | 1661360610 | AMES | 2000SS | DC | 4.000 | 99738 | GENERATOR BUILDING
6001 | E BROAD ST | 43213-1502 | Not Required by DOW | 85468 | WATTS | 009M1PCQT | RP | 1.500 | 98541 | EAST TOWER PENTHOUSE AT STAIRS
6001 | E BROAD ST | 43213-1502 | Not Required by DOW | 446173 | WATTS | 909HWM1QT | RP | 1.500 | 98540 | MECHANIC BUILDING DA ROOM
6001 | E BROAD ST | 43213-1502 | Not Required by DOW | 86055 | WATTS | 009M2QT | RP | 1.500 | 98539 | EAST TOWER MECHANIC ROOM B910
6001 | E BROAD ST | 43213-1502 | Not Required by DOW | BG0596 | FEBCO | 825YA | RP | 1.000 | 97328 | ROOM B353 COMPRESSOR ROOM ASSEMBLY #9
6001 | E BROAD ST | 43213-1502 | Not Required by DOW | 81118 | WATTS | 009M3QT | RP | 0.750 | 68678 | MOB III SUITE #200 (HISTOLOGY) UTILITY ROOM BY WATER HEATER
6001 | E BROAD ST | 43213-1502 | Not Required by DOW | 549877 | WATTS | 909HWQT | RP | 0.750 | 68677 | ROOM 1962, ABOVE CEILING
6001 | E BROAD ST | 43213-1502 | Not Required by DOW | 022854 | WATTS | LF909QTRP2 | RP | 1.000 | 68675 | 1ST FLOOR SURGERY RM 14 AUTOCLAVE
6001 | E BROAD ST | 43213-1502 | Not Required by DOW | 42990 | WATTS | 009QT | RP | 0.500 | 68674 | 3RD FLOOR (WEST HALLWAY )
6001 | E BROAD ST | 43213-1502 | Not Required by DOW | 575856 | WATTS | 909 QT | RP | 1.000 | 68631 | CAFETERIA UNDER TRAY ACCUMULATOR DISHWASHER
6001 | E BROAD ST | 43213-1502 | Not Required by DOW | 420762 | WATTS | 909M1QT | RP | 1.250 | 68629 | 4TH FLOOR RM 402.04
6001 | E BROAD ST | 43213-1502 | Not Required by DOW | 420738 | WATTS | 909M1QT | RP | 1.250 | 68628 | 4TH FLOOR RM 402.04
6001 | E BROAD ST | 43213-1502 | Not Required by DOW | W210347 | WATTS | 009QT | RP | 0.750 | 68624 | POB #1 PENTHOUSE
6001 | E BROAD ST | 43213-1502 | Not Required by DOW | 41505 | WATTS | 009QT | RP | 1.000 | 68623 | DIETARY--SCOTTSMAN ICE MACHINE (SIZE 1/2")
6001 | E BROAD ST | 43213-1502 | Not Required by DOW | 41495 | WATTS | 009QT | RP | 1.000 | 68621 | EAST WALL OF THE CAFETERIA -- ICE STATION (SIZE 1/2")
6001 | E BROAD ST | 43213-1502 | Not Required by DOW | 41484 | WATTS | 009QT | RP | 1.000 | 68620 | CAFETERIA DELI - REFRESHMENT STATION (SIZE 1/2")
6001 | E BROAD ST | 43213-1502 | Not Required by DOW | 63857 | WATTS | 909 | RP | 0.750 | 68619 | BETWEEN ROOMS 3 & 4 OUTSIDE PATIENT SURGERY-2ND FLOOR PROCESSOR
6001 | E BROAD ST | 43213-1502 | Not Required by DOW | 38812 | WATTS | 009QT | RP | 1.000 | 68617 | ON THE WALL OF FILM SORTING
6001 | E BROAD ST | 43213-1502 | Not Required by DOW | 409249 | WATTS | 909M1QT | RP | 1.500 | 68615 | EAST PARKING GARAGE (MECH ROOM)
6001 | E BROAD ST | 43213-1502 | Not Required by DOW | 347096 | WATTS | 909QT | RP | 0.750 | 68614 | STORAGE ROOM CEILING
6001 | E BROAD ST | 43213-1502 | Not Required by DOW | 3388 | CONBRACO | 40204A2 | RP | 0.750 | 68611 | RISER ROOM (MECHANICAL ROOM)
6001 | E BROAD ST | 43213-1502 | Not Required by DOW | 624574 | WATTS | 909QT | RP | 0.750 | 68609 | MECHANICAL ROOM #3 SE CORNER
6001 | E BROAD ST | 43213-1502 | Not Required by DOW | 330534 | WILKINS | 975 | RP | 0.750 | 68608 | ON STERLIZER MACHINE IN SUITE 460--5965 E BROAD ST
6001 | E BROAD ST | 43213-1502 | Not Required by DOW | 326024 | WATTS | 909QT | RP | 0.750 | 68607 | PENTHOUSE #1 CLOSED LOOPS HTG. & CLG EXPANSION TANK (5TH FL)
6001 | E BROAD ST | 43213-1502 | Not Required by DOW | 413050 | WATTS | 009M1QT | RP | 1.500 | 68606 | UNDER TRAY MACHINE
6001 | E BROAD ST | 43213-1502 | Not Required by DOW | BB2893 | FEBCO | 825Y | RP | 0.750 | 68605 | 5965 E BROAD ST, FIRE PUMP RM PHYSICIANS OFFICE BLDG #3
6001 | E BROAD ST | 43213-1502 | Not Required by DOW | 283170 | WATTS | 909M1QT | RP | 2.000 | 68604 | BOILER RM #2
6001 | E BROAD ST | 43213-1502 | Not Required by DOW | 317615 | WATTS | 909M1QT | RP | 1.250 | 68602 | SOUTH TOWER PENTHOUSE #2 EAST WALL, MIDDLE OF BUILDING
6001 | E BROAD ST | 43213-1502 | LPS - Active |  |  |  | LST |  | 3650151 | FIRE PUMP
6001 | E BROAD ST | 43213-1502 | Not Required by DOW | 54309 | WATTS | 800M4QT | PVB | 0.500 | 3649572 | KITCHEN WATER HOSE
6001 | E BROAD ST | 43213-1502 | Not Required by DOW | 001758 | WATTS | LF909 | RP | 2.000 | 3649571 | IRRIGATION IN RM N0231
6001 | E BROAD ST | 43213-1502 | Not Required by DOW | 53972 | WATTS | 800M4QT | PVB | 0.500 | 3649570 | KITCHEN WATER HOSE
6001 | E BROAD ST | 43213-1502 | Not Required by DOW | 53974 | WATTS | S008 | PVB | 0.500 | 3649568 | WATER HOSE RM M0249.1
6001 | E BROAD ST | 43213-1502 | Not Required by DOW | 53953 | WATTS | S008 | PVB | 0.500 | 3649567 | WATER HOSE RMM0245.U
6001 | E BROAD ST | 43213-1502 | Not Required by DOW | B155062 | WILKINS | 375XL | RP | 2.000 | 3649566 | WATER TREATMENT ROOM 311.1 LL
6001 | E BROAD ST | 43213-1502 | Not Required by DOW | 4305989 | WILKINS | 975XL2 | RP | 1.250 | 3635344 | 5965 E BROAD ST SUITE 460 MECH ROOM
6001 | E BROAD ST | 43213-1502 | Not Required by DOW | 141737 | WATTS | LF009M2QT | RP | 1.000 | 3633202 | 2nd Floor Dialysis Rm W2205 Water Treatment Rm, South Wall,Top Device
6001 | E BROAD ST | 43213-1502 | Not Required by DOW | 137537 | WATTS | LF009M2QT | RP | 1.000 | 3633201 | 2nd Floor Dialysis Rm W2205 Water Treatment Rm, South Wall
6001 | E BROAD ST | 43213-1502 | Active | B153640 | WILKINS | 375XL | RP | 2.000 | 3629484 | STERILIZER EQPMNT RM, LOWER LEVEL, RM N0400-6, W WALL
6001 | E BROAD ST | 43213-1502 | Active | L107002 | WILKINS | 375 | RP | 4.000 | 3629377 | LOWER LEVEL, RM N0231, NE CORNER, TOP ASSEMBLY
6001 | E BROAD ST | 43213-1502 | Active | L107001 | WILKINS | 375 | RP | 4.000 | 3629376 | LOWER LEVEL, RM N0231, BOTTOM ASSEMBLY
6001 | E BROAD ST | 43213-1502 | Active | B157684 | WILKINS | 375XL | RP | 1.500 | 3629375 | CART WASHERS DHW, LOWER LEVEL, RM N0385, ABOVE CART WASH
6001 | E BROAD ST | 43213-1502 | Active | B135215 | WILKINS | 375XL | RP | 1.500 | 3629373 | CART WASHERS DCW, LOWER LEVEL, RM N0385, ABOVE CART WASH
6001 | E BROAD ST | 43213-1502 | Active | B152421 | WILKINS | 375XL | RP | 0.750 | 3629372 | STERILIZERS, 1ST FL, RM N1403, NW CORNER
6001 | E BROAD ST | 43213-1502 | Active | B098640 | WILKINS | 375XL | RP | 1.000 | 3629371 | RO WATER, LOWER LEVEL, RM N0383, SE CORNER
6001 | E BROAD ST | 43213-1502 | Active | 23711 | WATTS | 008PCQT | SVB | 0.500 | 3629370 | MOP SINK FAUCET, 3RD FL, RM N3172-J
6001 | E BROAD ST | 43213-1502 | Active | 23710 | WATTS | 008PCQT | SVB | 0.500 | 3629369 | MOP SINK FAUCET, 1ST FL, RM N1427-J
6001 | E BROAD ST | 43213-1502 | Active | 23704 | WATTS | 008PCQT | SVB | 0.500 | 3629368 | MOP SINK FAUCET, 1ST FL, RM N1404-J
6001 | E BROAD ST | 43213-1502 | Active | 23608 | WATTS | 008PCQT | SVB | 0.500 | 3629367 | MOP SINK FAUCET, 1ST FL, RM N1279-J
6001 | E BROAD ST | 43213-1502 | Active | 23129 | WATTS | 008PCQT | SVB | 0.500 | 3629366 | MOP SINK FAUCET, LOWER LEVEL, RM N0381-J
6001 | E BROAD ST | 43213-1502 | Active | 22809 | WATTS | 008PCQT | SVB | 0.500 | 3629365 | MOP SINK FAUCET, 5TH FL, RM N5175-J
6001 | E BROAD ST | 43213-1502 | Active | 22808 | WATTS | 008PCQT | SVB | 0.500 | 3629364 | MOP SINK FAUCET, 1ST FL, RM N1393-J
6001 | E BROAD ST | 43213-1502 | Active | 22642 | WATTS | 008PCQT | SVB | 0.500 | 3629363 | MOP SINK FAUCET, 4TH FL, RM N4172-J
6001 | E BROAD ST | 43213-1502 | Active | 21858 | WATTS | 008PCQT | SVB | 0.500 | 3629362 | MOP SINK FAUCET, 2ND FL, RM N2172-J
6001 | E BROAD ST | 43213-1502 | Active | 20751 | WATTS | 008PCQT | SVB | 0.500 | 3629361 | SINK FAUCET, LOWER LEVEL, RM N0335, NE CORNER
6001 | E BROAD ST | 43213-1502 | Not Required by DOW | 19224 | WATTS | LF909 | RP | 4.000 | 68594 | BOILER ROOM #1 NEXT TO CHILLER #5
6001 | E BROAD ST | 43213-1502 | Not Required by DOW | 42984 | WATTS | 009QT | RP | 0.500 | 68673 | 2ND FLOOR (WEST WALL)
6001 | E BROAD ST | 43213-1502 | Not Required by DOW | 42958 | WATTS | 009QT | RP | 0.500 | 68672 | 2ND FLOOR (NURSES STATION)
6001 | E BROAD ST | 43213-1502 | Not Required by DOW | 42953 | WATTS | 009QT | RP | 0.500 | 68671 | 2ND FLOOR (EAST HALL)
6001 | E BROAD ST | 43213-1502 | Not Required by DOW | 22722 | WATTS | 800M2QT | PVB | 1.000 | 68600 | FIRE SPRINKLER ROOM -5955 E BROAD ST
6075 | E BROAD ST | 43213-5131 | Active | 328969 | WILKINS | 975XL | RP | 1.250 | 68930 | RISER ROOM
6075 | E BROAD ST | 43213-5131 | Due Install |  |  |  | DCDA | 4.000 | 3649068
6075 | E BROAD ST | 43213-5131 | Active | 08178 | WATTS | 009M2QT | RP | 1.500 | 68931 | IN MECHANICAL ROOM ON W SIDE OF BLDG
6150 | E BROAD ST | 43213-1574 | Not Required by DOW | 444205 | WATTS | 909M1QT | RP | 1.500 | 99809 | MECHANIC ROOM (2ND FLOOR-EAST)
6150 | E BROAD ST | 43213-1574 | LPS - Active | [5 empty] | 3628128 | FIRE PUMP IN MECHANICAL ROOM
6150 | E BROAD ST | 43213-1574 | Not Required by DOW | 444884 | WATTS | 909M1QT | RP | 1.500 | 99808 | MECHANIC ROOM (3RD FLOOR-WEST)
6150 | E BROAD ST | 43213-1574 | Not Required by DOW | 110611 | WATTS | LF909M1QT | RP | 1.500 | 3644822 | 2ND FLOOR EAST MECH ROOM IN ISLE C
6150 | E BROAD ST | 43213-1574 | Not Required by DOW | 434249 | WATTS | 909M1QT | RP | 2.000 | 90663 | MECH ROOM NEAR WATER METER
6150 | E BROAD ST | 43213-1574 | Active | GJ1564 | WATTS | 957 | RP | 6.000 | 90653 | MECH ROOM AT WATER METER
6150 | E BROAD ST | 43213-1574 | Active | V09097 | WILKINS | 350ADA | DCDA | 8.000 | 90661 | PUMP ROOM 1ST FLOOR E OF MAIN ENTRANCE
6150 | E BROAD ST | 43213-1574 | Active | 2367665 | WILKINS | 950XL | DC | 0.750 | 90662 | PUMP RM 1ST FLOOR E OF MAIN ENTRANCE
6201 | E BROAD ST | 43213-5500 | Not Required by DOW | A07387REM | WATTS | 009QT | RP | 0.500 | 96076 | PHOTO LAB
6201 | E BROAD ST | 43213-5500 | Not Required by DOW | A14879 | WATTS | 009QT | RP | 1.000 | 94480 | WEST WALL OF MECH ROOM
6201 | E BROAD ST | 43213-5500 | Active | 53459 | AMES | 2000BM3 | DC | 0.750 | 95627 | NW ENTRANCE
6201 | E BROAD ST | 43213-5500 | Active | A00338 | WATTS | 009M1PCQT | RP | 1.500 | 95628 | NW ENTRANCE
6201 | E BROAD ST | 43213-5500 | Active | 1560750107 | AMES | 3000CIV | DCDA | 4.000 | 95629 | NW CORNER
6206 | E BROAD ST | 43213-1530 | Active | 3143296 | WILKINS | 975XL | RP | 1.500 | 98397 | outside mechanical room
6230 | E BROAD ST | 43213- | Active | 21421 | WATTS | 919AQT | RP | 1.000 | 98144 | MECHANIC ROOM NORTHEAST SIDE OF BUILDING ROOM #16
6230 | E BROAD ST | 43213- | Not Required by DOW | 3169254 | WILKINS | 975XL | RP | 1.000 | 3613665 | OUTSIDE NORTHSIDE OF BUIDING
6240 | E BROAD ST | 43213-1530 | Active | 1695790709 | AMES | 3000SS | DCDA | 6.000 | 98260 | IN HOT BOX FRONT LEFT SIDE OF LOT
6240 | E BROAD ST | 43213-1530 | Not Required by DOW | 23489 | WATTS | 919AQT | RP | 1.000 | 99286 | SPRINKLER ROOM
6240 | E BROAD ST | 43213-1530 | Active | 11007 | WATTS | 919AQT | RP | 1.500 | 99051 | HOT BOX, LEFT FRONT SIDE OF LOT
6240 | E BROAD ST | 43213-1530 | Not Required by DOW | 24411 | WATTS | 919AQT | RP | 1.000 | 98263 | MECH ROOM REAR OF BUILDING
6240 | E BROAD ST | 43213-1530 | Not Required by DOW | 24305 | WATTS | 919AQT | RP | 0.750 | 98262 | MECH ROOM REAR OF BUILDING
6240 | E BROAD ST | 43213-1530 | Active | A534456 | WILKINS | 350XL | DC | 0.750 | 98261 | IN HOT BOX FRONT LEFT SIDE OF LOT
6272 | E BROAD ST | 43213- | Active | 07821 | WATTS | 007M1QT | DC | 0.750 | 97652 | Mech. room
6272 | E BROAD ST | 43213- | Active | 1552900107 | AMES | 3000SS | DCDA | 6.000 | 97653 | Mech room
6272 | E BROAD ST | 43213- | Active | A03781 | WATTS | 009M2QT | RP | 1.500 | 97654 | Mech room
6275 | E BROAD ST | 43213-1504 | Active | 088636 | WILKINS | 975 | RP | 1.000 | 69542 | BASEMENT SW CORNER
6275 | E BROAD ST | 43213-1504 | Active | S0205H02 | AMES | 2000SE | DC | 2.500 | 69543 | EAST WALL OF THE BASEMENT
6288 | E BROAD ST | 43215 | Not Required by DOW | 12113C | WILKINS | 375AST | RP | 4.000 | 3638662 | WATER RISER/MECHANICAL ROOM
6288 | E BROAD ST | 43215 | Active | SD-0809 | AMES | COLT300GV | DCDA | 8.000 | 3633506 | METER PIT BETWEEN 6280 AND 6300 E BROAD ST
6288 | E BROAD ST | 43215 | Active | 51597 | WATTS | 2000BM3 | DC | 0.750 | 3633505 | FIRE SIDE CAR IN METER PIT BETWEEN 6280 AND 6300 E BROAD ST
6288 | E BROAD ST | 43215 | Active | SE-1116 | AMES | COLT400 | RP | 4.000 | 3633504 | DOMESTIC CONTAINMENT IN HOT BOX BETWEEN 6280 AND 6300 E BROAD ST
6288 | E BROAD ST | 43215 | Not Required by DOW | B195562 | WILKINS | 375XL | RP | 2.000 | 3638663 | WATER RISER/MECHANICAL ROOM
6300 | E BROAD ST | 43213-1588 | Active | 11646 | WATTS | 919QT | RP | 2.000 | 96714 | MECH ROOM AT METER
6300 | E BROAD ST | 43213-1588 | Not Required by DOW | 19371 | WATTS | 919AQT | RP | 1.000 | 96734 | MECH ROOM AT WATER METER
6300 | E BROAD ST | 43213-1588 | Not Required by DOW | G212816 | WILKINS | 720A | PVB | 0.750 | 98244 | WEST SIDE OF BUILDING
6305 | E BROAD ST | 43213-1506 | Active | AO15037 | FEBCO | 805YB | DC | 0.750 | 69629 | OUTSIDE PIT
6305 | E BROAD ST | 43213-1506 | Active | 7311518 | FEBCO | 856 | DCDA | 6.000 | 69632 | OUTSIDE PIT
6305 | E BROAD ST | 43213-1506 | Not Required by DOW | 369120 | WATTS | 909HWM1QT | RP | 1.500 | 69631 | MECH ROOM EAST SIDE
6305 | E BROAD ST | 43213-1506 | Active | 20038 | WATTS | 909 | RP | 4.000 | 69630 | MECH ROOM EAST SIDE
6315 | E BROAD ST | 43213-1506 | Active | 26270 | WATTS | 007M1QT | DC | 0.750 | 3625061 | SPRINKLER RISER ROOM/SPRINKLER BYPASS
6315 | E BROAD ST | 43213-1506 | Active | L110352 | WILKINS | 375 | RP | 3.000 | 3625044 | WATER RISER ROOM #022
6315 | E BROAD ST | 43213-1506 | Not Required by DOW | B074474 | WILKINS | 375XL | RP | 1.000 | 3626399 | POOL EQUIPMENT ROOM
6315 | E BROAD ST | 43213-1506 | Active | 190746 | AMES | 3000SS | DCDA | 6.000 | 3625060 | SPRINKLER RISER ROOM/SPRINKLER MAIN
6325 | E BROAD ST | 43213 | Not Required by DOW | 672865 | WATTS | 800M4FR | PVB | 1.000 | 99463 | RIGHT FRONT W/SIDE BY GAS -BUFFALO WNGS/RINGS
6325 | E BROAD ST | 43213 | Active | 27768011 | WILKINS | 975XLBMS | RP | 1.000 | 93182 | MID W/SIDE -AT WTR METER SAFE/LIQUIR RM (OFFICE) -BUFFALO W & R
6335 | E BROAD ST | 43213 | Active | 105671 | WATTS | 009M2QT | RP | 1.500 | 3653055 | In Mechanical room of Dentist Office
6335 | E BROAD ST | 43213 | Active | PB1572 | WATTS | 957 | RP | 3.000 | 3613318 | AT HOT BOX BY METER PIT
6335 | E BROAD ST | 43213 | Active | 115800 | WATTS | 774 | DCDA | 6.000 | 3614948 | METER PIT BY ENTRY OFF OF BROAD ST
6335 | E BROAD ST | 43213 | Active | 22963 | WATTS | 007M1PCQT | DC | 0.750 | 3614949 | METER PIT OFF OF E BROAD ST
6400 | E BROAD ST | 43213-1505 | Active | 18490 | WATTS | LF919QT | RP | 1.500 | 3605900 | BASEMENT AFTER METER SETTING
6400 | E BROAD ST | 43213-1505 | Active | 1807620413 | AMES | 3000SS | DCDA | 6.000 | 3606044 | BASEMENT
6400 | E BROAD ST | 43213-1505 | Active | 20889 | WATTS | 007M1QT | DC | 0.750 | 3606045 | BASEMENT
6400 | E BROAD ST | 43213-1505 | LPS - Active | [5 empty] | 3636587 | BASEMENT
6425 | E BROAD ST | 43213-1507 | Not Required by DOW | W279478 | WILKINS | 975XLBMS | RP | 0.750 | 92662 | BY METER IN BACK OF STORE
6425 | E BROAD ST | 43213-1507 | Active | 349185 | WILKINS | 975XLBMS | RP | 1.500 | 69915 | AT METER IN CAR WASH
6425 | E BROAD ST | 43213-1507 | Active | 313430 | WATTS | 909QT | RP | 1.000 | 69913 | IN BACK STORAGE ROOM OF BUILDING
6435 | E BROAD ST | 43213-1507 | Active | 46703 | WATTS | 007M1QT | DC | 0.750 | 69933 | 6435 East Broad St, METER PIT NEAR ENTRANCE OFF OF BROAD STREET
6435 | E BROAD ST | 43213-1507 | Active | 7789 | AMES | 3000SS | DCDA | 6.000 | 69934 | 6435 East Broad St, METER PIT, NEAR ENTRANCE OFF OF BROAD STREET
6435 | E BROAD ST | 43213-1507 | Active | 400617 | WATTS | 909M1QT | RP | 2.000 | 69932 | 6435 East Broad St. - EQ ROOM, MECH ROOM
6435 | E BROAD ST | 43213-1507 | Not Required by DOW | 1195326 | WILKINS | 975XLBMS | RP | 1.000 | 69935 | METER ROOM - EQ ROOM
6460 | E BROAD ST | 43213-1508 | Active | ABN7993 | WILKINS | 975XL2 | RP | 0.750 | 3377128
6460 | E BROAD ST | 43213-1508 | Active | VF-0537 | AMES | 300GV | DCDA | 6.000 | 3651091
6460 | E BROAD ST | 43213-1508 | Active | 65786 | AMES | 2000BM3 | DC | 0.750 | 3653581
6484 | E BROAD ST | 43213-1508 | Active | 521892 | WATTS | 909QT | RP | 1.000 | 70025 | MECH ROOM ON EAST SIDE OF BUILIDING
6495 | E BROAD ST | 43213-1541 | Due Install |  |  |  | RP |  | 3636604
6495 | E BROAD ST | 43213-1541 | Active | 404782 | WATTS | 909M1QT | RP | 2.000 | 70043 | MECH ROOM WEST SIDE OF BUILDING
6495 | E BROAD ST | 43213-1541 | Active | 2871763 | WILKINS | 975XL | RP | 1.500 | 97682 | mechanical rm. west side of building of 6503
6495 | E BROAD ST | 43213-1541 | Active | A08187 | WATTS | 009QT | RP | 0.500 | 93478 | Mechanical room of suite 110 building 6499 E Broad
6495 | E BROAD ST | 43213-1541 | Active | W149893 | WILKINS | 975XL | RP | 1.500 | 70044 | MECHANICAL ROOM OUTSIDE DOOR WEST SIDE
6495 | E BROAD ST | 43213-1541 | Active | 403489 | WATTS | 909M1QT | RP | 2.000 | 70042 | MECH ROOM OFF WESTSIDE OF BUILDING
6495 | E BROAD ST | 43213-1541 | Active | 228665 | WATTS | 009M2QT | RP | 1.000 | 70041 | MECH ROOM 6499
6495 | E BROAD ST | 43213-1541 | Active | 159496 | WATTS | 009M2QT | RP | 1.000 | 70040 | POOL EQUIPMENT (6465 E. BROAD ST)
6495 | E BROAD ST | 43213-1541 | Active | 1298406 | WILKINS | 975 | RP | 2.000 | 70039 | WTR MTR RM W. END OF BLDG (6465 E. BROAD ST)
6511 | E BROAD ST | 43213 | Not Required by DOW | J081133 | FEBCO | 825Y | RP | 1.000 | 3606035 | REAR OF STORE EAST CORNER
6511 | E BROAD ST | 43213 | Active | 3627075 | WILKINS | 975XL | RP | 1.500 | 102139 | REAR OF STORE EAST CORNER
6520 | E BROAD ST | 43004 | Active | 542601 | WATTS | 909QT | RP | 1.000 | 70170 | NEXT TO WATER METER
6531 | E BROAD ST | 43213 | Active | 41581 | AMES | 2000BM3 | DC | 0.750 | 3616600 | 6555-PIT W OF BROAD ST ENTRANCE UNDER MALL SIGN (IFO POTBELLYS)
6531 | E BROAD ST | 43213 | Active | PL-2921 | AMES | COLT 300GV | DCDA | 6.000 | 3616599 | 6555-W OF BROAD ST MALL ENTRANCE IN MTR PIT UNDER SIGN (IFO POTBELLYS)
6531 | E BROAD ST | 43213 | Active | J002136 | FEBCO | LF825YA | RP | 1.500 | 3616564 | 6555-IN RISER CLOSET-N OUTSIDE DR (BEHIND POTBELLYS)
6532 | E BROAD ST | 43213-1510 | Active | 114067 | WATTS | 009M2QT | RP | 1.500 | 70206 | SE CORNER OF MECHANICAL ROOM AT METER
6532 | E BROAD ST | 43213-1510 | Not Required by DOW | 52902 | APOLLO/CONBRACO | 40205A2 | RP | 1.000 | 70207 | SE CORNER OF MECHANICAL ROOM ABOVE WATER METER
6533 | E BROAD ST | 43213 | Active | 3942719 | WILKINS | 975XL | RP | 1.500 | 3607431 | MECHANICAL ROOM
6573 | E BROAD ST | 43213 | Active | 4698647 | WILKINS | 975XL2 | RP | 2.000 | 3639148 | HOT BOX
6573 | E BROAD ST | 43213 | Active | SL-1445 | AMES | COLT300GV | DCDA | 6.000 | 3641174 | PIT AT E BROAD ST NEAR HOT BOX
6573 | E BROAD ST | 43213 | Active | 54615 | AMES | 2000BMS | DC | 0.750 | 3641231 | PIT AT E BROAD ST NEAR HOT BOX
6591 | E BROAD ST | 43213 | Not Required by DOW | A315799 | WILKINS | 375 | RP | 1.000 | 3619713 | CHLORINE ROOM (POOL)
6591 | E BROAD ST | 43213 | Active | L92084 | WILKINS | 375 | RP | 3.000 | 3607673 | IN MECH RM AT W SIDE OF BLDG
6591 | E BROAD ST | 43213 | Active | 179992 | AMES | 3000SS | DCDA | 6.000 | 3607971 | IN PIT
6591 | E BROAD ST | 43213 | Active | 19764 | WATTS | 007M1QT | DC | 0.750 | 3607972 | IN PIT
6596 | E BROAD ST | 43213 | Active | OG-0652 | AMES | COLT 300NGV | DCDA | 4.000 | 3607966 | NW MECH/RISER ROOM OF E BLDG
6596 | E BROAD ST | 43213 | Active | 001678 | WATTS | 909 | RP | 3.000 | 3607632 | NW MECH/RISER ROOM OF E BLDG AT WATER METER OUTSIDE DOOR
6596 | E BROAD ST | 43213 | Active | 34966 | AMES | 2000BM3 | DC | 0.750 | 3607967 | NW MECH/RISER ROOM OF E BLDG
6601 | E BROAD ST | 43213 | Active | 3967912 | WILKINS | 975XL | RP | 1.500 | 3607562 | MECHANICAL ROOM IN REAR
6601 | E BROAD ST | 43213 | Active | 183236 | AMES | 3000SS | DCDA | 6.000 | 3607964 | MECHANICAL ROOM IN REAR
6601 | E BROAD ST | 43213 | Active | 22914 | WATTS | 007M1PCQT | DC | 0.750 | 3607965 | MECHANICAL ROOM IN REAR
6601 | E BROAD ST | 43213 | Not Required by DOW | 3982242 | WILKINS | 975XL | RP | 2.000 | 3608009 | MECHANICAL AREA OF KITCHEN
6601 | E BROAD ST | 43213 | Not Required by DOW | 39102 | Watts | 919AQT | RP | 2.000 | 3650533
6601 | E BROAD ST | 43213 | LPS - Active |  |  |  | LPC |  | 3626240 | LOW PRESSURE SUSTAINING DEVICE FOR BOOSTER PUMP
6601 | E BROAD ST | 43213 | Not Required by DOW | 3956771 | WILKINS | 975XL2 | RP | 0.750 | 3608093 | ABOVE MOP SINK
6631 | E BROAD ST | 43004 | Active | 52053 | WATTS | 007M1QT | DC | 0.750 | 3639207 | IN PIT 60' S OF BROAD ST W SIDE OF SHADYMERE
6631 | E BROAD ST | 43004 | Active | 1204020402 | AMES | 3000SS | DCDA | 6.000 | 3639197 | IN PIT 60' S OF BROAD ST W SIDE OF SHADYMERE
6631 | E BROAD ST | 43004 | Due Install |  |  |  | RP | 3.000 | 3641172
6791 | E BROAD ST | 43213-1514 | Not Required by DOW | 577255 | WILKINS | 975 | RP | 1.000 | 70691 | IN METER ROOM
6791 | E BROAD ST | 43213-1514 | Active | 695621 | WILKINS | 975XL | RP | 1.500 | 70692 | SE CORNER
6791 | E BROAD ST | 43213-1514 | Not Required by DOW | 453209 | WILKINS | 975 | RP | 0.750 | 70690 | AT ICE MACHINE
6799 | E BROAD ST | 43213-1514 | Active | 571154 | WILKINS | 975 | RP | 1.500 | 70697 | MECHANICAL ROOM
6799 | E BROAD ST | 43213-1514 | Not Required by DOW | 353065 | WILKINS | 975 | RP | 1.000 | 70696 | MECH ROOM AT WATER METER
6800 | E BROAD ST | 43213 | Active | 3482334 | WILKINS | 975XL | RP | 2.000 | 101573 | IN FIRE ROOM
6800 | E BROAD ST | 43213 | Active | 1768380112 | AMES | 3000SS | DCDA | 10.000 | 101574 | Meter Pit SE Corner of Parking Lot
6800 | E BROAD ST | 43213 | Active | 67858 | AMES | 2000B | DC | 0.750 | 101575 | PIT SE CORNER
6800 | E BROAD ST | 43213 | Active | 3439812 | WILKINS | 975XL | RP | 2.000 | 101572 | WATER HEATER ROOM, FIRE
6805 | E BROAD ST | 43213- | Active | 05448 | WATTS | 007 | DC | 0.750 | 3633301 | 6951 E BROAD (UNDER PREP SINK) OF FIVE GUYS
6805 | E BROAD ST | 43213- | Active | B21745 | WILKINS | 975 | RP | 3.000 | 70742 | 6867 E BROAD ST - GIANT EAGLE, RISER ROOM
6805 | E BROAD ST | 43213- | Due Install |  |  |  | RP |  | 3641173
6805 | E BROAD ST | 43213- | Active | 3442107 | WILKINS | 975XLBMS | RP | 1.500 | 100119 | MECH ROOM-6939 (FIVE GUYS)
6805 | E BROAD ST | 43213- | Active | W255113 | WILKINS | 975XL | RP | 1.000 | 90341 | BACK STOCK ROOM get go gas station
6805 | E BROAD ST | 43213- | Active | 2DN1488 | AMES | 2000SS | DC | 8.000 | 70741 | 6867 E BROAD ST, EAST SIDE SPRINKLER RISER ROOM
6896 | E BROAD ST | 43213- | Active | N07249 | WILKINS | 350 DA | DC | 8.000 | 70898 | 58 EAST POINT RIDGE, GARAGE NW CORNER OF PROPERTY
6896 | E BROAD ST | 43213- | Active | L10588 | WILKINS | 375 | RP | 3.000 | 70896 | 58 EAST POINT RIDGE, GARAGE NW CORNER OF PROPERTY
6896 | E BROAD ST | 43213- | Active | 1490894 | WILKINS | 950 | DC | 0.750 | 70897 | GARAGE NW CORNER OF PROPERTY - 58 EAST POINT RIDGE
6896 | E BROAD ST | 43213- | Active | CB016825 | WILKINS | 720A | PVB | 0.750 | 103101 | RIGHT SIDE CLUB HOUSE - 55 E POINTE RIDGE DR
6900 | E BROAD ST | 43213-1517 | Not Required by DOW | W139657 | WILKINS | 975 | RP | 0.750 | 70911 | BEHIND ICE MACHINE
6900 | E BROAD ST | 43213-1517 | Active | 1071474 | WILKINS | 975XL | RP | 1.500 | 70910 | BACK ROOM
6900 | E BROAD ST | 43213-1517 | Not Required by DOW | 4768893 | WILKINS | 975XL | RP | 1.000 | 70909 | MECH ROOM
6914 | E BROAD ST | 43213-1517 | Active | 66078 | WATTS | 009QT | RP | 2.000 | 70933 | STORAGE AREA AT METER
6914 | E BROAD ST | 43213-1517 | Active | 130479 | WATTS | 800QT | PVB | 1.500 | 70932 | STORAGE AREA
6940 | E BROAD ST | 43213-1517 | Active | 294382 | WATTS | 909M1QT | RP | 1.500 | 70986 | NE CORNER OF BLDG BY METER
6940 | E BROAD ST | 43213-1517 | Active | 252498 | WATTS | LF009M3QT | RP | 0.750 | 70987 | at water meter
6959 | E BROAD ST | 43213-1567 | Active | N1605190951 | FEBCO | LF876V | DCDA | 8.000 | 3615099 | SE MECH/COMPRESSOR RM
6959 | E BROAD ST | 43213-1567 | Not Required by DOW | 373902 | WILKINS | 420LF | PVB | 1.000 | 3615101 | BACK CENTER S WALL OUTSIDE
6959 | E BROAD ST | 43213-1567 | Active | 4102448 | WILKINS | 975XL2 | RP | 1.500 | 3614899 | SE MECH/COMPRESSOR RM AT METER
6959 | E BROAD ST | 43213-1567 | Active | 01798 | WATTS | LF619 | DC | 0.750 | 3615100 | SE MECH/COMPRESSOR RM
6965 | E BROAD ST | 43213-1567 | Not Required by DOW | 577994 | WILKINS | 975 | RP | 1.000 | 71038 | REAR OF BUILDING AT WATER METER -- SW CORNER
6965 | E BROAD ST | 43213-1567 | Active | 756686 | WILKINS | 975 | RP | 1.000 | 71039 | KITCHEN @ METER
6970 | E BROAD ST | 43213-1517 | Active | CH1965 | FEBCO | 765 | PVB | 0.750 | 91534 | REAR IN BOX
6970 | E BROAD ST | 43213-1517 | Active | 156597 | WATTS | 009M2PCQT | RP | 0.750 | 71051 | BY REAR DOOR NEXT TO WATER METER
6971 | E BROAD ST | 43213-1567 | Active | 38568 | WATTS | 919QT | RP | 1.000 | 71053 | AT WATER METER LOCATION
6977 | E BROAD ST | 43213-1567 | Active | 03673 | WATTS | 909M1QT | RP | 1.500 | 3609740 | SW -AT METER OUTSIDE DR -2 RETAIL STORES (CHARLIES & BIBBOP)
6990 | E BROAD ST | 43213 | Active | ACG4637 | WILKINS | 975XL2 | RP | 1.500 | 3613201 | MID W AT WATER METER -SW OF WAREHOUSE AREA
6990 | E BROAD ST | 43213 | Not Required by DOW | W403754 | WILKINS | 975 | RP | 0.750 | 3613221 | ON WALL ACROSS FROM 3 COMPARTMENT SINK -FILTRATION
6990 | E BROAD ST | 43213 | Not Required by DOW | 4091779 | WILKINS | 975 | RP | 1.000 | 3613220 | MID W ABOVE METER -SW OF WAREHOUSE AREA
7002 | E BROAD ST | 43213- | Active | J46558 | WILKINS | 350 | DC | 6.000 | 104141 | 7000 E BROAD ST, SW CORNER OF STORE/LOADING DOCK
7002 | E BROAD ST | 43213- | Active | 79782 | WATTS | 008PCQT | PVB | 0.500 | 3609415 | 7000 E BROAD ST, Bakery Hand sink
7002 | E BROAD ST | 43213- | Active | 316857 | WILKINS | 975 | RP | 1.000 | 71252 | NE CORNER OF TIRE STORAGE ROOM- GOODYEAR TIRES BUILD
7002 | E BROAD ST | 43213- | Active | 41493 | WATTS | 008PCQT | PVB | 0.500 | 90437 | 7000 E BROAD ST, AT SINK IN PRODUCE PREP
7002 | E BROAD ST | 43213- | Active | 79776 | WATTS | 008PCQT | PVB | 0.500 | 3609416 | 7000 E BROAD ST, Meat Prep Hand Sink
7002 | E BROAD ST | 43213- | Active | 21272 | WATTS | 009QT | RP | 2.000 | 71251 | 7000 E BROAD ST - KROGERS, STOCK ROOM NW CORNER
7002 | E BROAD ST | 43213- | Active | 432888 | WATTS | 009QT | RP | 2.000 | 71253 | MECHANICAL ROOM REAR OF CENTER
7002 | E BROAD ST | 43213- | Active | 18734 | WATTS | 800QT | PVB | 1.000 | 71250 | MECH/MAINT ROOM REAR OF BUILDING
7002 | E BROAD ST | 43213- | Due Install |  |  |  | RP | 8.000 | 3626644 | METER PIT IN FRONT OF 6990 E BROAD ST
7007 | E BROAD ST | 43004 | Not Required by DOW | 361963 | WATTS | 009M3 | RP | 0.750 | 3653885 | MECHANICAL STORAGE ROOM
7007 | E BROAD ST | 43004 | Active | 26308 | WATTS | 009M3QT | RP | 0.750 | 71257 | MECHANICAL STORAGE ROOM
7026 | E BROAD ST | 43213-1519 | Active | 11964 | WATTS | 009M3QT | RP | 1.500 | 71296 | WATER ROOM---MECHANICAL ROOM
7040 | E BROAD ST | 43213-1519 | Active | 3366189 | WILKINS | 975XL2 | RP | 1.000 | 71306 | IN KITCHEN AREA NEAR WATER METER
7077 | E BROAD ST | 43213-1520 | Active | 201173 | WATTS | 009M2QT | RP | 0.750 | 95632 | IN SE SIDE OF BLDG IN MECH ROOM
7095 | E BROAD ST | 43213-7500 | Active | W001790 | WILKINS | 975 | RP | 1.000 | 71406 | BATHROOM - BEHIND DOOR
7111 | E BROAD ST | 43213 | Not Required by DOW | [5 empty] | 3623239
7141 | E BROAD ST | 43213-1522 | Active | 117686 | WATTS | 009QT | RP | 1.500 | 71488 | NEXT TO MAIN WATER METER
7141 | E BROAD ST | 43213-1522 | Active | 117568 | WATTS | 009QT | RP | 1.500 | 71489 | NEXT TO MAIN WATER METER
7181 | E BROAD ST | 43213- | Active | 84729 | WILKINS | 975XL | RP | 1.500 | 71558 | MECH.RM NEXT TO WTR MTR-REAR OF 7183
7210 | E BROAD ST | 43213 | Not Required by DOW | 25687 | WATTS | 919QT | RP | 1.500 | 3648778 | MECH ROOM
7210 | E BROAD ST | 43213 | Active | 59499 | AMES | 2000BM3 | DC | 0.750 | 3646469 | METER ROOM END OF BASEMENT OF 7155 CORSICA AVE - FIRE 3/4" SIDE CAR
7210 | E BROAD ST | 43213 | Active | TL-2485 | AMES | 300-GV | DCDA | 8.000 | 3646468 | METER ROOM END OF BASEMENT OF 7155 CORSICA AVE - FIRE
7210 | E BROAD ST | 43213 | Active | TK-1696 | AMES | COLT-400 | RP | 4.000 | 3646467 | METER ROOM END OF BASEMENT OF 7155 CORSICA AVE
7252 | E BROAD ST | 43004 | Active | 92143 | WATTS | LF-919QT | RP | 0.750 | 3652200 | HOT BOX
7252 | E BROAD ST | 43004 | Active | NK-1628 | AMES | COLT 400 | RP | 3.000 | 3652190 | HOT BOX
7252 | E BROAD ST | 43004 | Active | VI-0761 | AMES | COLT 500GV | RPDA | 8.000 | 3652199 | HOT BOX
7334 | E BROAD ST | 43004-9239 | Active | 914343 | WILKINS | 975XL | RP | 1.500 | 71827 | MECHANICAL ROOM 1ST FLOOR
7334 | E BROAD ST | 43004-9239 | Not Required by DOW | 82561 | WATTS | 009QT | RP | 1.000 | 71825 | IN MECH ROOM BEHIND WATER METER
7334 | E BROAD ST | 43004-9239 | Active | 01373 | AMES | 4000B | RP | 2.000 | 71823 | MECHANICAL ROOM ABOVE WATER METER
7334 | E BROAD ST | 43004-9239 | Not Required by DOW | 953048 | WILKINS | 975XLBMS | RP | 1.000 | 71828 | MECH ROOM TO LEFT OF WATER METER
7340 | E BROAD ST | 43004-9625 | Active | 1162702 | WILKINS | 975XL | RP | 1.000 | 71833 | MECH ROOOM ABOVE MOP SINK
7340 | E BROAD ST | 43004-9625 | Active | 10377 | WATTS | 919QT | RP | 1.500 | 71834 | MECH ROOM ABOVE MOP SINK
7426 | E BROAD ST | 43004-9655 | Not Required by DOW | ABM6240 | WILKINS | 975XL2 | RP |  | 3652917 | Club House Mech Room
7426 | E BROAD ST | 43004-9655 | Active | 69094 | AMES | 2000M3 | DC | 0.750 | 3652498
7426 | E BROAD ST | 43004-9655 | Active | WO- 1705 | AMES | COLT 300GV | DCDA | 6.000 | 3651076
7426 | E BROAD ST | 43004-9655 | Active | WB -1256 | AMES | COLT- 400 | RP | 3.000 | 3579568
7448 | E BROAD ST | 43004- | Active | 110484 | WATTS | 774DCDA | DCDA | 6.000 | 93333 | SOUTH ENT. IN HOT BOX
7448 | E BROAD ST | 43004- | Active | 180382 | WATTS | 909 | RP | 3.000 | 93267 | SOUTH ENTRANCE
7448 | E BROAD ST | 43004- | Not Required by DOW | T197651 | WILKINS | 720A | PVB | 0.750 | 3620114 | 36 BROADSTONE CIRCLE E RIGHT SIDE NEXT TO GAS METER
7448 | E BROAD ST | 43004- | Active | 06978 | WATTS | 007M1QT | DC | 0.750 | 93334 | SOUTH ENTRANCE OF PROPERTY IN HOT BOX
7448 | E BROAD ST | 43004- | Not Required by DOW | W328299 | WILKINS | 975XLBMS | RP | 1.500 | 98834 | BY METER HOUSE
7510 | E BROAD ST | 43004-9655 | Active | 12683 | WATTS | 919QT | RP | 2.000 | 97775 | mech. room
7510 | E BROAD ST | 43004-9655 | Active | 159837 | AMES | 3000SS | DCDA | 6.000 | 97776 | front of building by sidewalk in (pit) close to road
7510 | E BROAD ST | 43004-9655 | Active | 058695 | WATTS | 007 | DC | 0.750 | 97777 | PIT- CLOSE TO ROAD BY SIDEWALK
7510 | E BROAD ST | 43004-9655 | Active | 11138 | WATTS | 919AQT | RP | 1.500 | 72145 | MECHANICAL ROOM AT WATER METER
7860 | E BROAD ST | 43068- | Not Required by DOW | 2929641 | WILKINS | 975XL | RP | 1.000 | 95315 | NORTH WALL
7860 | E BROAD ST | 43068- | Active | 2730216 | WILKINS | 975XL | RP | 1.500 | 95396 | NORTH WALL
7860 | E BROAD ST | 43068- | Not Required by DOW | A20210 | WATTS | 007M1QT | DC | 0.750 | 95399 | BEHIND BAY ROCK
7900 | E BROAD ST | 43068- | Active | 22295 | WATTS | 919QT | RP | 1.500 | 72966 | NEXT TO METER (RISER ROOM)
7900 | E BROAD ST | 43068- | Active | 20779 | AMES | 2000B | DC | 0.750 | 72965 | REAR EXIT
7900 | E BROAD ST | 43068- | Active | 1161320801 | AMES | 3000SS | DCDA | 4.000 | 72964 | REAR EXIT
7900 | E BROAD ST | 43068- | Active | W008801 | WILKINS | 975XLBMS | RP | 1.500 | 72967 | IN REAR UTILITY ROOM
7930 | E BROAD ST | 43068-8000 | Active | 2571968 | WILKINS | 975XL | RP | 1.000 | 73058 | MECH ROOM
7980 | E BROAD ST | 43215- | Active | 16275 | WATTS | 919QT | RP | 1.000 | 95654 | Mechanical Room
7980 | E BROAD ST | 43215- | Not Required by DOW | A00256 | WATTS | 919QT | RP | 1.000 | 95633 | Mechanical Room
8000 | E BROAD ST | 43068-8000 | Not Required by DOW | 146643 | WATTS | 800M4QT | PVB | 0.750 | 73187 | ABOVE MEAT, SEAFOOD AND PRODUCE COOLER
8000 | E BROAD ST | 43068-8000 | Not Required by DOW | 144900 | WATTS | 800M4QT | PVB | 0.750 | 73186 | ABOVE MEAT, SEAFOOD AND PRODUCE COOLER
8000 | E BROAD ST | 43068-8000 | Active | 1167861101 | AMES | 3000SS | DCDA | 8.000 | 73185 | WATER SERVICE METER ROOM
8000 | E BROAD ST | 43068-8000 | Not Required by DOW | 527506 | WATTS | 909HWQT | RP | 0.750 | 87554 | ABOVE DELI FREEZER
8000 | E BROAD ST | 43068-8000 | Not Required by DOW | B251468 | WILKINS | 375XL | RP | 0.750 | 73191 | ABOVE MEAT SEAFOOD, PRODUCE COOLER
8000 | E BROAD ST | 43068-8000 | Active | 21223 | AMES | 2000SS | DC | 0.750 | 73190 | WATER SERVICE METER ROOM
8000 | E BROAD ST | 43068-8000 | Active | 200169 | WATTS | 909 | RP | 4.000 | 73189 | FIRE SPRINKLER RISER MECH ROOM
8000 | E BROAD ST | 43068-8000 | Not Required by DOW | 175949 | WATTS | 009M1PCQT | RP | 2.000 | 73188 | FRONT OF BLDG IN JAN. CLOSET NEXT TO TEAM LEADERS OFFICE
8010 | E BROAD ST | 43068 | Active | 19034 | WATTS | 919QT | RP | 1.500 | 3608205 | MECHANICAL ROOM
8010 | E BROAD ST | 43068 | Not Required by DOW | 493647 | WATTS | 919QT | RP | 1.000 | 3613284 | MECHANICAL ROOM
8050 | E BROAD ST | 43213 | Active | 1176471 | WILKINS | 975 | RP | 2.000 | 73255 | MECH ROOM
8064 | E BROAD ST | 43068-8024 | Not Required by DOW | 31346 | WATTS | 919AQT | RP | 1.000 | 75006 | REAR OF BUILDING (Mechanical Room)
8064 | E BROAD ST | 43068-8024 | Active | W216458 | WILKINS | 975XL | RP | 1.500 | 73268 | NORTHEAST CORNER (Mechanical Room)
8088 | E BROAD ST | 43068- | Not Required by DOW | 278856 | WATTS | 009PCQT | RP | 1.000 | 89205 | REAR DOOR 8088 (SPRINT HAS KEY FOR ACCESS)
8088 | E BROAD ST | 43068- | Not Required by DOW | 41284 | WATTS | 919AQT | RP | 0.750 | 101936 | REAR - MECHANICAL ROOM - 8080 E BROAD ST
8088 | E BROAD ST | 43068- | Not Required by DOW | 41321 | WATTS | 919AQT | RP | 0.750 | 101937 | REAR - MECHANICAL ROOM - 8080 E BROAD ST
8088 | E BROAD ST | 43068- | Not Required by DOW | 225445 | WATTS | 009M3QT | RP | 0.750 | 103179 | ABOVE CEILING NW CORNER
8088 | E BROAD ST | 43068- | Active | 409773 | WATTS | 909HWM1QT | RP | 2.000 | 73286 | METER ROOM BACK OF BUILDING
8100 | E BROAD ST | 43068-8019 | Active | 1401011204 | AMES | 3000SS | DCDA | 10.000 | 73316 | RISER ROOM
8100 | E BROAD ST | 43068-8019 | Active | 42258 | AMES | 2000B | DC | 0.750 | 73317 | RISER ROOM
8100 | E BROAD ST | 43068-8019 | Active | L22449 | WILKINS | 375 | RP | 3.000 | 73318 | WATER ROOM 134 EAST SIDE OF BUILDING
8100 | E BROAD ST | 43068-8019 | Not Required by DOW | W177879 | WILKINS | 975XL | RP | 2.000 | 73319 | MECHANICAL ROOM 119 MIDDLE SOUTH WALL
8144 | E BROAD ST | 43068- | Active | 3EL0846 | AMES | 3000SS | DCDA | 8.000 | 73407 | IN PIT
8144 | E BROAD ST | 43068- | Active | 174 | AMES | 2000B | DC | 0.750 | 73408 | IN PIT ON CORNER OF DRYDEN AND WYNANT
8146 | E BROAD ST | 43068 | Active | 3803506 | WILKINS | 975XL | RP | 0.750 | 103617 | REAR OF BUILDING
8160 | E BROAD ST | 43068 | Active | N1210160837 | FEBCO | 876V | DCDA | 6.000 | 103960 | MIDDLE EAST WALL
8160 | E BROAD ST | 43068 | Active | H018690 | FEBCO | 805YB | DC | 0.750 | 103961 | MIDDLE EAST WALL
8160 | E BROAD ST | 43068 | Not Required by DOW | 3668182 | WILKINS | 975XL | RP | 0.750 | 103962 | BY SIDE DOOR
8160 | E BROAD ST | 43068 | Active | 15799 | WATTS | 919QT | RP | 1.500 | 103959 | BY SIDE DOOR
8200 | E BROAD ST | 43068-8020 | Active | 45002 | AMES | 2000B | DC | 0.750 | 88252 | METER VAULT FRONT OF OFFICE MAX
8200 | E BROAD ST | 43068-8020 | Active | 1347860705 | AMES | 3000SS | DCDA | 8.000 | 87929 | IN METER VAULT IN FRONT OF OFFICE MAX
8200 | E BROAD ST | 43068-8020 | Due Install |  |  |  | RP |  | 3638732
8200 | E BROAD ST | 43068-8020 | Active | H032717 | FEBCO | 765 | PVB | 2.000 | 88404 | LOCATED @ METER VAULT
8200 | E BROAD ST | 43068-8020 | Active | 259225 | WATTS | 009M2PCQT | RP | 2.000 | 88255 | PROTECTS UNITS 8150-8170 IN MECK ROOM
8200 | E BROAD ST | 43068-8020 | Active | 427037 | WATTS | 909M1QT | RP | 2.000 | 88254 | OFFICE MAX @ LOADING DOCK
8200 | E BROAD ST | 43068-8020 | Active | 259228 | WATTS | 009M1QT | RP | 2.000 | 88253 | MECH ROOM BACK OF BLDG
8220 | E BROAD ST | 43068-8020 | Active | A082450 | WILKINS | 720A | PVB | 0.750 | 87533 | BOILER ROOM
8290 | E BROAD ST | 43068- | Active | 1176660806 | AMES | 4000SS | RP | 4.000 | 103265 | POOL HOUSE METER ROOM - 20 HALLOWELL DR
926 | E BROAD ST _ REAR | 43205-1157 | Active | 464295 | WATTS | 009M3QT | RP | 0.750 | 74648 | WEST PENTHOUSE
926 | E BROAD ST _ REAR | 43205-1157 | Due Install |  |  |  | RP | 3.000 | 3650858 | BASEMENT
926 | E BROAD ST _ REAR | 43205-1157 | Active | WD-1209 | WATTS |  | DCDA | 6.000 | 3650859 | BASEMENT FIRE ROOM
926 | E BROAD ST _ REAR | 43205-1157 | Active | 231453 | WATTS |  | DC | 0.750 | 3654609
4701 | E BROAD ST BLDG A 2 | 43213-1368 | Active | TG-1989 | AMES | COLT 400 | RP | 6.000 | 3377106 | EAST PIT IN HOT BOX AT PIT PER WATER SERVICE PLAN
4607 | E BROAD ST BLDG A1 | 43213 | Active | SG-1073 | WATTS | 957 | RP | 6.000 | 3646674 | HOTBOX NW CORNER OF PROPERTY
1234 | E BROAD ST BLDG B | 43205-1405 | Active | 622710 | WATTS | 909QT | RP | 0.750 | 96609 | WESTSIDE BASEMENT BOILER ROOM
100 | E BROAD ST UNIT A | 43215-3607 | Due Install |  |  |  | RP | 6.000 | 3376864
250 | E BROAD ST UNIT A | 43215-3708 | Active | 1414670804 | AMES | 2000SS | DC | 6.000 | 58468 | BASEMENT STORAGE ROOM (METERS)
250 | E BROAD ST UNIT A | 43215-3708 | Not Required by DOW | 243601 | WATTS | 909M1QT | RP | 1.500 | 58469 | Lower Level Mechanical RM Duct Chase
250 | E BROAD ST UNIT A | 43215-3708 | Not Required by DOW | 3119290 | WILKINS | 975XL | RP | 1.250 | 58470 | 22ND FLR MECHANICAL RM BEHIND BOILERS, Boilers and Main Chillers
250 | E BROAD ST UNIT A | 43215-3708 | Active | 3405 | WILKINS | 375AST | RP | 4.000 | 3608059 | LL WATER METER ROOM
250 | E BROAD ST UNIT A | 43215-3708 | Not Required by DOW | 033485 | WATTS | LF909QT | RP | 1.000 | 3613444 | 22ND FLR MECH RM NEAR HEATING PUMPS
250 | E BROAD ST UNIT A | 43215-3708 | LPS - Due Install | [5 empty] | 3641383
471 | E BROAD ST UNIT A | 43215-3842 | LPS - Due Install | [5 empty] | 3629982 | FIRE SIDE OF COMBO METER
471 | E BROAD ST UNIT A | 43215-3842 | LPS - Due Install | [5 empty] | 3629981 | FIRE SIDE OF COMBO METER
471 | E BROAD ST UNIT A | 43215-3842 | Due Install |  |  |  | DC | 4.000 | 3629953 | FIRE SIDE OF COMBO METER
471 | E BROAD ST UNIT A | 43215-3842 | Active | 226117 | WATTS | 909 | RP | 4.000 | 3608052 | BASEMENT CHILLER ROOM
518 | E BROAD ST UNIT A | 43215-3901 | Active | 1752710611 | AMES | 3000SS | DCDA | 8.000 | 102618
518 | E BROAD ST UNIT A | 43215-3901 | Active | 16293 | WILKINS | 375AST | RP | 4.000 | 3638873 | AT WATER METER
518 | E BROAD ST UNIT A | 43215-3901 | Active | 66747 | AMES | 2000B | DC | 0.750 | 102617 | BASEMENT E END
700 | E BROAD ST UNIT A | 43215-3946 | Active | 11198 | WATTS | 919 | RP | 2.000 | 3636595 | BASEMENT SOUTHEAST SECTION IN CAGE
700 | E BROAD ST UNIT A | 43215-3946 | Active | 180244 | AMES | 3000SS | DCDA | 4.000 | 103073 | BASEMENT NORTHWEST CORNER
700 | E BROAD ST UNIT A | 43215-3946 | Active | 69823 | AMES | 2000B | DC | 0.750 | 103074 | BASEMENT NORTHWEST CORNER
995 | E BROAD ST UNIT A | 43205-1322 | Active | N3719 | CONBRACO | 4020602 | RP | 2.500 | 74958 | LOWER MECHANICAL ROOM 8FT OFF FLOOR
995 | E BROAD ST UNIT A | 43205-1322 | Active | NC344 | APOLLO/CONBRACO | 4020902 | RP | 2.500 | 74957 | SOUTH MECHANICAL ROOM IN BASEMENT
995 | E BROAD ST UNIT A | 43205-1322 | Due Install |  |  |  | DC | 6.000 | 3639365
1111 | E BROAD ST UNIT A | 43205-1303 | Not Required by DOW | 443135 | WILKINS | 975XL | RP | 1.500 | 53974 | 4TH FLOOR BOILER ROOM NORTH BOILERS
1111 | E BROAD ST UNIT A | 43205-1303 | Active | 17204 | WILKINS | 975 | RP | 6.000 | 53971 | IN BASEMENT AT WATER METER
1111 | E BROAD ST UNIT A | 43205-1303 | Not Required by DOW | 17631 | WILKINS | 975 | RP | 3.000 | 53972 | 4TH FLOOR MECHANICAL ROOM
1111 | E BROAD ST UNIT A | 43205-1303 | Not Required by DOW | 136317 | WATTS | 800QT | PVB | 0.750 | 53970 | NW CORNER
1111 | E BROAD ST UNIT A | 43205-1303 | Not Required by DOW | 430947 | WILKINS | 975XLBMS | RP | 1.000 | 53973 | 4TH FLOOR ABOVE CHILLER
1111 | E BROAD ST UNIT A | 43205-1303 | Due Install |  |  |  | DC | 6.000 | 3654035 | IN BASEMENT AT WATER METER
3245 | E BROAD ST UNIT A | 43209-2059 | Active | 260578 | WILKINS | 975 | RP | 0.750 | 60284 | BACK ROOM S/W --SERIAL # 260578
3729 | E BROAD ST UNIT A | 43213-1127 | Due Install |  |  |  | RP |  | 3377010
4545 | E BROAD ST UNIT A | 43213-1361 | Active | 4237964 | WILKINS | 975XL | RP | 1.500 | 3603510 | SW MECH ROOM AT WATER METER
4831 | E BROAD ST UNIT A | 43213-1348 | Not Required by DOW | 42967 | WATTS | 007M3QT | DC | 0.750 | 65180 | Basement Boiler Room
4831 | E BROAD ST UNIT A | 43213-1348 | Active | 980401331 | FEBCO | 880 | RP | 6.000 | 65181 | Broad Street Entrance - Hotbox West Side
4831 | E BROAD ST UNIT A | 43213-1348 | Not Required by DOW | 442808 | WATTS | 007M3QT | DC | 0.750 | 65179 | Basement Center Hall
4831 | E BROAD ST UNIT A | 43213-1348 | Not Required by DOW | 69247 | WATTS | LF009M3QT | RP | 0.750 | 65178 | Kitchen 1st Floor - South Wall Under Sink
4831 | E BROAD ST UNIT A | 43213-1348 | Not Required by DOW | 249772 | WATTS | LF009M3QT | RP | 0.750 | 65177 | Basement Boiler Room - Ceiling by Boilers
180 | E BROAD ST UNIT B | 43215-3707 | Active | 180 | XX | XX | AG | 0.750 | 56172 | BOILER & CHILLER WATER MAKE-UP
180 | E BROAD ST UNIT B | 43215-3707 | Active | A32857 | WATTS | 009QT | RP | 0.500 | 56173 | 8TH FLOOR SPRINKLER CLOSET DOMINION TELECOM
180 | E BROAD ST UNIT B | 43215-3707 | Active | 2056 | WILKINS | 375 | RP | 4.000 | 56174 | B-2 PUMP ROOM
180 | E BROAD ST UNIT B | 43215-3707 | Active | 355843 | WATTS | 909M1QT | RP | 2.000 | 56175 | 18TH FLOOR
180 | E BROAD ST UNIT B | 43215-3707 | Active | 498754 | WATTS | 909QT | RP | 0.750 | 56176 | 18TH FLOOR
180 | E BROAD ST UNIT B | 43215-3707 | Active | 559989 | WATTS | 909QT | RP | 1.000 | 56179 | B-2 LEVEL PLUMBING ROOM
180 | E BROAD ST UNIT B | 43215-3707 | Active | 565827 | WILKINS | 975A | RP | 1.500 | 56180 | B2 LEVEL PUMP ROOM
180 | E BROAD ST UNIT B | 43215-3707 | Active | 06125 | AMES | 4000B | RP | 1.000 | 3608095 | 7TH FLOOR JANITORS CLOSET
180 | E BROAD ST UNIT B | 43215-3707 | Due Install |  |  |  | RP | 6.000 | 3633305 | IN PARKING GARAGE AT DOMESTIC WATER METER
180 | E BROAD ST UNIT B | 43215-3707 | Due Install |  |  |  | DCDA | 8.000 | 3633306
180 | E BROAD ST UNIT B | 43215-3707 | Active |  |  |  | LST |  | 3654943
180 | E BROAD ST UNIT B | 43215-3707 | Active | 102357 | WATTS | 009QT | RP | 0.750 | 56171 | 17TH FLOOR JANITOR CLOSET 8FT OFF FLOOR
471 | E BROAD ST UNIT B | 43215-3842 | LPS - Due Install | [5 empty] | 3629957
471 | E BROAD ST UNIT B | 43215-3842 | LPS - Due Install | [5 empty] | 3629955
471 | E BROAD ST UNIT B | 43215-3842 | Due Install |  |  |  | DC | 8.000 | 3629954
471 | E BROAD ST UNIT B | 43215-3842 | Active | 226120 | WATTS | 909 | RP | 4.000 | 64855 | MAIN WATER METER ROOM (HIGH RISE, LOWER LEVEL)
1111 | E BROAD ST UNIT B | 43205-1303 | Active | 12531 | WILKINS | 375ASTR | RP | 4.000 | 53969 | BASEMENT (NORTH) MECH ROOM
1111 | E BROAD ST UNIT B | 43205-1303 | Active | F0310181110 | FEBCO | 870 | DC | 4.000 | 53968 | BASEMENT NORTH MECH ROOM
5410 | E BYERS CIR | 43229-5006 | Active | ACN0201 | WILKINS | 975 | RP | 1.500 | 3654908 | AT METER
5410 | E BYERS CIR | 43229-5006 | Active | 63762 | WATTS | 909 | RP | 1.500 | 66857 | RESTROOM MAIN OFFICE
5416 | E BYERS CIR | 43229-5006 | Due Install |  |  |  | RP | 0.750 | 3382292
25 | E CALIFORNIA AVE | 43202 | Active | 28190 | WATTS | LF919QT | RP | 1.500 | 3653041
1 | E CAMPUS VIEW BLVD | 43235-5691 | Not Required by DOW | W433331 | WILKINS | 975XL | RP | 0.500 | 53510 | DENTAL EQUIPMENT MECHANICAL ROOM
1 | E CAMPUS VIEW BLVD | 43235-5691 | Not Required by DOW | 170065 | WATTS | 909M1QT | RP | 1.250 | 94816 | PENTHOUSE BOILER RM ABOVE BOILER
1 | E CAMPUS VIEW BLVD | 43235-5691 | Active | TH-0066 | WATTS | 957 | RP | 3.000 | 3635191 | METER ROOM
1 | E CAMPUS VIEW BLVD | 43235-5691 | Active | TG-1461 | AMES | COLT | DCDA | 6.000 | 3635272 | WATER METER ROOM
1 | E CAMPUS VIEW BLVD | 43235-5691 | Active | 55788 | AMES | 2000BM3 | DC | 0.750 | 3639616 | WATER METER ROOM
100 | E CAMPUS VIEW BLVD | 43235-4647 | Active | 21120 | WATTS | 919AQT | RP | 0.750 | 53539 | BOILER ROOM BEHIND BOILER BY STACK
100 | E CAMPUS VIEW BLVD | 43235-4647 | Active | 25303 | WATTS | 009M2QT | RP | 1.000 | 89942 | BASEMENT UNDER FIRST FLOOR STAIRS
100 | E CAMPUS VIEW BLVD | 43235-4647 | Due Install |  |  |  | RP | 3.000 | 3636284 | MID S MECH/RISER ROOM AT WATER METER
100 | E CAMPUS VIEW BLVD | 43235-4647 | Due Install |  |  |  | DCDA | 8.000 | 3649850 | ON FIRE LINE
100 | E CAMPUS VIEW BLVD | 43235-4647 | LPS - Active |  |  |  | LST |  | 3649865 | BOOSTER PUMP ON FIRE LINE S RISER ROOM
100 | E CAMPUS VIEW BLVD | 43235-4647 | Active | 4518312 | WILKINS | 975XL | RP | 2.000 | 53538 | BOILER ROOM
121 | E CAMPUS VIEW BLVD | 43235-4615 | Active | 77704 | WATTS | 009M1QT | RP | 2.000 | 54309 | NE KITCHEN AT WATER MTR AT WALL PASTIMES BAR & GRILL
150 | E CAMPUS VIEW BLVD | 43235-4648 | Active | 26127 | WATTS | 919ZQT | RP | 0.750 | 55164 | BOILER ROOM APPROX 10' OFF FLOOR
150 | E CAMPUS VIEW BLVD | 43235-4648 | Active | W109217 | WILKINS | 975 | RP | 2.000 | 55165 | BASEMENT BOILER ROOM
150 | E CAMPUS VIEW BLVD | 43235-4648 | Due Install | [5 empty] | 3632784
150 | E CAMPUS VIEW BLVD | 43235-4648 | Due Install |  |  |  | RP | 3.000 | 3632781
150 | E CAMPUS VIEW BLVD | 43235-4648 | Due Install |  |  |  | DCDA | 6.000 | 3632783
150 | E CAMPUS VIEW BLVD | 43235-4648 | Active | 457356 | WATTS | 909QT | RP | 1.000 | 55163 | 1ST FLOOR LOWER LEVEL EQUIPMENT ROOM FOR FOUNTAIN
161 | E CAMPUS VIEW BLVD | 43235-6614 | Not Required by DOW | 409791 | WILKINS | 720A | PVB | 1.500 | 55600 | W SIDE -SW
161 | E CAMPUS VIEW BLVD | 43235-6614 | Active | 4291066 | WILKINS | 975XL2 | RP | 2.000 | 55601 | SW KITCHEN AREA/ROOM AT WATER MTR -WOODY'S WINGHSE
171 | E CAMPUS VIEW BLVD | 43235-6604 | Active | 86045 | WATTS | 009QT | RP | 1.500 | 55918 | IN REAR OF 177
171 | E CAMPUS VIEW BLVD | 43235-6604 | Active | 35004 | WATTS | 919AQT | RP | 0.750 | 103250 | 173 CAMPUS VIEW BLVD, STORAGE ROOM ABOVE MOP SINK
191 | E CAMPUS VIEW BLVD | 43235-6604 | Not Required by DOW | 08935 | WATTS | 919QT | RP | 0.500 | 3635509 | ACROSS FROM 4 COMPARTMENT SINK 10' ABOVE
191 | E CAMPUS VIEW BLVD | 43235-6604 | Not Required by DOW | 34146 | WATTS | 919AQT | RP | 0.750 | 104035 | 193 E CAMPUS VIEW BLVD, MEN'S RESTROOM, ABOVE MOP SINK
191 | E CAMPUS VIEW BLVD | 43235-6604 | Active | 87962 | WATTS | 009QT | RP | 1.500 | 56593 | IN REAR OF 191
200 | E CAMPUS VIEW BLVD | 43235-4678 | LPS - Due Install | [5 empty] | 3632969
200 | E CAMPUS VIEW BLVD | 43235-4678 | Due Install |  |  |  | DCDA | 6.000 | 3632778
200 | E CAMPUS VIEW BLVD | 43235-4678 | Due Install |  |  |  | RP | 3.000 | 3632777
200 | E CAMPUS VIEW BLVD | 43235-4678 | Active | 99915 | FEBCO | 765 | PVB | 2.000 | 56959 | BOILER ROOM
200 | E CAMPUS VIEW BLVD | 43235-4678 | Active | 98328 | WATTS | 909QT | RP | 0.750 | 56958 | BOILER ROOM
200 | E CAMPUS VIEW BLVD | 43235-4678 | Active | 103828 | WATTS | 909HWQT | RP | 1.000 | 56957 | BASEMENT SW CORNER
222 | E CAMPUS VIEW BLVD | 43235-4634 | Due Install |  |  |  | RP | 1.500 | 3635095
222 | E CAMPUS VIEW BLVD | 43235-4634 | Active | 4418853 | WILKINS | 975XL | RP | 1.500 | 57646 | OUTSIDE MECHANICAL ROOM
246 | E CAMPUS VIEW BLVD | 43235-4634 | Active | 98457 | WATTS | 909M1QT | RP | 1.500 | 58364 | OUTSIDE MECHANICAL ROOM
246 | E CAMPUS VIEW BLVD | 43235-4634 | Due Install |  |  |  | RP | 1.500 | 3636323 | OUTSIDE MECHANICAL ROOM
246 | E CAMPUS VIEW BLVD | 43235-4634 | Due Install |  |  |  | DCDA | 8.000 | 3633391 | OUTSIDE MECHANICAL ROOM
355 | E CAMPUS VIEW BLVD | 43235-5616 | Active | 4434644 | WILKINS | 975XLTCU | RP | 1.000 | 61044 | BOILER ROOM
355 | E CAMPUS VIEW BLVD | 43235-5616 | Due Install |  |  |  | DCDA | 8.000 | 3640943
355 | E CAMPUS VIEW BLVD | 43235-5616 | Due Install |  |  |  | RP | 3.000 | 3640942
355 | E CAMPUS VIEW BLVD | 43235-5616 | Active | 327243 | WILKINS | 720A | PVB | 2.000 | 61045 | MECHANICAL ROOM
400 | E CAMPUS VIEW BLVD | 43235-4685 | Active | 30572 | WATTS | 007M1QT | DC | 0.750 | 3648597 | HOT BOX S/E OF BUILDING
400 | E CAMPUS VIEW BLVD | 43235-4685 | Active | 199367 | AMES | 3000SS | DCDA | 6.000 | 3633746 | HOT BOX S/E OF BUILDING
400 | E CAMPUS VIEW BLVD | 43235-4685 | Active | TL-0536 | WATTS | 957 | RP | 3.000 | 3633745 | HOT BOX S/E OF BUILDING
400 | E CAMPUS VIEW BLVD | 43235-4685 | Not Required by DOW | W046938 | WILKINS | 975 | RP | 0.750 | 62547 | BOILER ROOM NORTH SIDE OF BUILDING
400 | E CAMPUS VIEW BLVD | 43235-4685 | Not Required by DOW | 271609 | WATTS | 909M1QT | RP | 1.500 | 62546 | BOILER ROOM
195 | E CAPITAL ST | 43215- | Due Install |  |  |  | DCDA | 8.000 | 3384015
195 | E CAPITAL ST | 43215- | Due Install |  |  |  | RP | 4.000 | 3640879
321 | E CAPITAL ST | 43215-4320 | Active | TB-1492 | WATTS | 957 | RP | 4.000 | 3604500 | SE MECH/RISER ROOM OFF GARAGE AT WATER METER
321 | E CAPITAL ST | 43215-4320 | Active | V52407 | WILKINS | 350ADA | DCDA | 6.000 | 3635895 | SE MECH/RISER ROOM OFF GARAGE
321 | E CAPITAL ST | 43215-4320 | Active | HC20388 | WILKINS | 950XLD | DC | 0.750 | 3635896 | SE MECH/RISER ROOM OFF GARAGE
321 | E CAPITAL ST | 43215-4320 | LPS - Active |  |  |  | LPC |  | 3635897 | DOM PUMP SE MECH/RISER ROOM OFF GARAGE
321 | E CAPITAL ST | 43215-4320 | LPS - Active |  |  |  | LST |  | 3635898 | FIRE PUMP SE MECH/RISER ROOM OFF GARAGE
404 | E CAPITAL ST | 43215- | Due Install | [5 empty] | 3384016
1836 | E CASE RD | 43224-2204 | Active | 4560295 | WILKINS | 975XL2 | RP | 0.750 | 3616613 | IN WOODEN BOX NEXT TO YARD HYDRANT
246 | E CHAPEL ST | 43215 | Active | TK-2106 | WATTS | 957 | RP | 4.000 | 3646396 | MECH ROOM IN LOWER LEVEL PARKING GARAGE
246 | E CHAPEL ST | 43215 | Not Required by DOW | 4833084 | WILKINS | 975XL2 | RP | 0.750 | 3648664 | 6TH FLOOR NEAR ELEVATORS IN MAINTENANCE CLOSET AT POP SINK
246 | E CHAPEL ST | 43215 | LPS - Active |  |  |  | LPC |  | 3646484 | DOMESTIC BOOSTER PUMP
246 | E CHAPEL ST | 43215 | Active | 29396 | WATTS | 007M1QT | DC | 0.750 | 3646483 | METER ROOM FIRE BYPASS
246 | E CHAPEL ST | 43215 | Active | 1966630519 | AMES | 3000SS | DCDA | 6.000 | 3646482 | METER ROOM
246 | E CHAPEL ST | 43215 | Not Required by DOW | B336433 | WILKINS | 375XL | RP | 1.500 | 3646481 | MECH ROOM IN LOWER LEVEL PARKING GARAGE
1087 | E CHAPEL ST | 43215 | Active | 111648 | WATTS | LF009MWQT | RP | 2.000 | 3635683 | METER ROOM
910 | E CHERRY ST | 43205- | Active | 121601 | WATTS | 009QT | RP | 0.750 | 74546 | 2ND FLOOR BOILER ROOM
910 | E CHERRY ST | 43205- | Active | 3439804 | WILKINS | 975XL | RP | 2.000 | 3641444 | BLACKBURN COMMUNITY REC CENTER
910 | E CHERRY ST | 43205- | Active | 50807 | WATTS | 007M2PCQT | DC | 1.250 | 96862 | 263 CARPENTER, MECH ROOM
44 | E CHESTNUT ST | 43215-2560 | Active | 395 | APOLLO/CONBRACO | 4020402 | RP | 0.750 | 63899 | BASEMENT
44 | E CHESTNUT ST | 43215-2560 | Active | 36085 | AMES | 2000BM3 | DC | 0.750 | 3608174 | NW CORNER GARAGE BASEMENT MECH RM
44 | E CHESTNUT ST | 43215-2560 | Active | OJ1816 | AMES | 3000 | DCDA | 4.000 | 3608175 | NW CORNER GARAGE BASEMENT MECH RM
44 | E CHESTNUT ST | 43215-2560 | Active | 10773 | WATTS | 919QT | RP | 1.500 | 63898 | METER ROOM - FOR IRRIGATION
57 | E CHESTNUT ST | 43215-2505 | Due Install |  |  |  | DCDA |  | 3636139 | ON FIRE LINE
57 | E CHESTNUT ST | 43215-2505 | Active | 05176 | WATTS | 009M3-FP | RP | 0.750 | 3390707 | BOTTOM FLOOR @ MAINT
78 | E CHESTNUT ST | 43215-2585 | Active | 67038 | WATTS | 007QT | DC | 0.750 | 88792 | BASEMENT EAST-WALL
78 | E CHESTNUT ST | 43215-2585 | Active | 144459 | AMES | 3000SS | DCDA | 6.000 | 88791 | BASEMENT EAST WALL
78 | E CHESTNUT ST | 43215-2585 | Active | QK2418 | WATTS | 957 | RP | 3.000 | 72820 | BASEMENT REAR BOILER ROOM
78 | E CHESTNUT ST | 43215-2585 | Not Required by DOW | 477834 | WATTS | 909HWQT | RP | 0.750 | 98609 | FIRST FLOOR PUMP ROOM
35 | E CHESTNUT ST UNIT A | 43215-2541 | Due Install |  |  |  | DCDA | 6.000 | 3653882 | PUMP ROOM
35 | E CHESTNUT ST UNIT A | 43215-2541 | Active | GJ-2724 | WATTS | 957 | RP | 6.000 | 3646040 | Sump Pump/ Domestic Pump Room
117 | E CHESTNUT ST UNIT A | 43215-2507 | Active | TE-1766 | AMES | COLT300GV | DCDA | 4.000 | 3390708 | SIDE OF BUILDING EAST WALL
117 | E CHESTNUT ST UNIT A | 43215-2507 | Active | 56726 | AMES | 2000BM3 | DC | 0.750 | 3639133 | SIDE OF BUILDING - FIRE BYPASS EAST WALL
117 | E CHESTNUT ST UNIT A | 43215-2507 | Active | 4728597 | WILKINS | 975XL2 | RP | 2.000 | 3639195 | EAST WALL OF BLDG
101 | E COLUMBUS ST | 43206-2010 | Active | BH0940 | FEBCO | 825Y | RP | 1.000 | 99668 | BASEMENT BY METER
143 | E COLUMBUS ST | 43206-2137 | Active | 3973362 | WILKINS | 975 | RP | 0.750 | 3396060 | IN BASEMENT AT SUMP PUMP
182 | E COLUMBUS ST | 43206-2158 | Active | ABE9505 | WILKINS | 975XL | RP | 0.750 | 3396063 | REAR OF HOUSE, NORTH SIDE
234 | E COLUMBUS ST | 43206-2139 | Active | 005668 | WATTS | 800 | PVB | 1.000 | 3396066 | FRONT OF HOUSE RIGHT OF THE FRONT DOOR
500 | E COLUMBUS ST | 43206-2337 | Not Required by DOW | 24715 | WATTS | LF009M2QT | RP | 1.500 | 3648792 | MECH ROOM, east side building
500 | E COLUMBUS ST | 43206-2337 | Active | 25864 | WATTS | LF919QT | RP | 1.500 | 3396096 | MECH ROOM, east side building
155 | E COOKE RD | 43214- | Active | 179806 | WATTS | 909 | RP | 3.000 | 87698 | 99 E COOKE RD, BOILER ROOM
155 | E COOKE RD | 43214- | Active | 200203 | WATTS | 007M3 | DC | 0.750 | 3636581 | IN HOTBOX WHERE BALLIN DR ENDS INTO TRACK AND FIELD FIRE SIDE CAR
155 | E COOKE RD | 43214- | Active | 1A-0514 | WATTS | 757 | DCDA | 8.000 | 3636580 | IN HOTBOX WHERE BALLIN DR ENDS INTO TRACK AND FIELD
155 | E COOKE RD | 43214- | Not Required by DOW | 86365 | WATTS | 009M3QT | RP | 0.750 | 92344 | 99 E COOKE RD, BOILER ROOM AT REAR OF BOILERS
155 | E COOKE RD | 43214- | Active | J20320 | WILKINS | 350 | DC | 2.500 | 91058 | 99 E COOKE RD, BOILER ROOM
190 | E COOKE RD | 43214-3169 | Active | CAA67119 | WILKINS | 720A | PVB | 0.750 | 101272 | BACK PATIO
266 | E COOKE RD | 43214-3114 | Active | CG1843 | FEBCO | 765 | PVB | 0.750 | 96208 | FRONT OF HOUSE
810 | E COOKE RD | 43214-2804 | Active | E00216 | WILKINS | 350ADAR | DCDA | 6.000 | 103715 | OLD OFFICE
810 | E COOKE RD | 43214-2804 | Active | 3671529 | WILKINS | 950XLD | DC | 0.750 | 3606061 | OLD OFFICE
999 | E COOKE RD | 43224-1944 | Active | 4557938 | WILKINS | 975 | RP | 0.750 | 3397165 | IN BASEMENT TOWARDS REAR OF HOUSE
1718 | E COOKE RD | 43224-5213 | Active | 67230 | WATTS | 909QT | RP | 0.750 | 55943 | BOILER ROOM - North Linden E.S.
67 | E DESHLER AVE | 43206-2655 | Active | t231710 | WILKINS | 720A | PVB | 0.750 | 99059 | OUTSIDE, RIGHT SIDE OF HOUSE
85 | E DESHLER AVE | 43206-2655 | Active | 337644 | WATTS | 800CMQT | PVB | 0.750 | 99774 | RIGHT OF HOUSE
100 | E DESHLER AVE | 43206- | Due Install |  |  |  | RP | 1.000 | 3405261 | FORD BOX N OF DESHLER AT SCHILLER PARK - APPEARS TO SERVICE LAKE
107 | E DESHLER AVE | 43206-2655 | Active | H654850 | FEBCO | 765 | PVB | 1.000 | 97475
117 | E DESHLER AVE | 43206-2655 | Active | CB078780 | WILKINS | 720 | PVB | 0.750 | 3405263 | LEFT SIDE OF HOUSE
123 | E DESHLER AVE | 43206-2655 | Active | F006161 | WILKINS | 720A | PVB | 0.750 | 98518 | NE corner-side of house
133 | E DESHLER AVE | 43206-2655 | Active | H448108 | FEBCO | 765 | PVB | 0.750 | 91356 | FRONT OF HOUSE
147 | E DESHLER AVE | 43206-2623 | Active | 049362 | WATTS | 800M4QT | PVB | 0.750 | 55097 | OUTSIDE ON WEST WALL
157 | E DESHLER AVE | 43206-2623 | Active | J039994 | FEBCO | 825YA | RP | 1.000 | 96699 | BASEMENT
165 | E DESHLER AVE | 43206-2623 | Active | 210204 | WATTS | 800M4QT | PVB | 1.000 | 55712 | FRONT HOUSE
175 | E DESHLER AVE | 43206-2623 | Active | 205648 | WATTS | 800M4QT | PVB | 1.000 | 56016 | FRONT
179 | E DESHLER AVE | 43206-2623 | Active | T294884 | WILKINS | 720A | PVB | 0.750 | 93108 | RIGHT FRONT
189 | E DESHLER AVE | 43206-2623 | Active | 158279 | WATTS | 800M4QT | PVB | 1.000 | 56456 | RIGHT SIDE
199 | E DESHLER AVE | 43206-2623 | Active | 402 | FEBCO | 765 | PVB | 0.750 | 56871 | FRONT WEST SIDE OF HOUSE
326 | E DESHLER AVE | 43206-2713 | Active | F137519 | WILKINS | 720A | PVB | 0.750 | 90837 | EAST SIDE OF HOUSE
376 | E DESHLER AVE | 43206-2715 | Active | CB489494 | WILKINS | 720 | PVB | 0.750 | 3405313
1234 | E DESHLER AVE | 43206- | Active | 4074975 | WILKINS | 975XL | RP | 1.500 | 3613107 | BOILER ROOM
1234 | E DESHLER AVE | 43206- | Active | 4074978 | WILKINS | 975XL | RP | 1.500 | 3613108 | BOILER ROOM
1234 | E DESHLER AVE | 43206- | Active | 316858 | WILKINS | 975 | RP | 1.000 | 54380 | BOILER ROOM - Deshler E.S.
1340 | E DESHLER AVE | 43206-3226 | Not Required by DOW | [5 empty] | 3405409
3242 | E DESHLER AVE | 43227-3534 | Active | 196864 | WATTS | 800M4QT | PVB | 1.000 | 60273 | WEST
207 | E DESHLER AVE UNIT A | 43206-2623 | Active | A037576 | WILKINS | 720A | PVB | 0.750 | 3405266 | LEFT SIDE OF HOUSE
111 | E DESHLER AVE UNIT FRONT | 43206-2655 | Active | 148726 | WILKINS | 720A | PVB | 0.750 | 53903 | NW CORNER OF HOUSE OUTSIDE
40 | E DOMINION BLVD | 43214-2737 | Not Required by DOW | 170962 | WATTS | 909 | RP | 0.750 | 3632515 | SCHOOL BSMNT BOILER RM ABOVE BOILERS
40 | E DOMINION BLVD | 43214-2737 | Not Required by DOW | CB333213 | WILKINS | 720A | PVB | 0.750 | 3630090 | SE CORNER OF SCHOOL
40 | E DOMINION BLVD | 43214-2737 | Active | 32225 | WATTS | LF919QT | RP | 2.000 | 3629357 | SCHOOL BSMNT BOILER RM AT WATER METER
168 | E DOMINION BLVD | 43214-2756 | Active | T146655 | WILKINS | 720A | PVB | 0.750 | 103166 | LEFT SIDE OF HOUSE
330 | E DOMINION BLVD | 43214-2212 | Active | 531280 | WATTS | 909QT | RP | 0.750 | 60407 | BOILER ROOM - Dominion M.S.
477 | E DOMINION BLVD | 43214-2216 | Active | T505217 | WILKINS | 720A | PVB | 1.000 | 90149 | FRONT LEFT OF HOUSE BY DRIVEWAY
477 | E DOMINION BLVD | 43214-2216 | Active | T505284 | WILKINS | 720A | PVB | 1.000 | 3616707 | BACK OF HOUSE
20 | E DOMINION BLVD UNIT A | 43214- | Active | 31503 | WATTS | LF919QT | RP | 2.000 | 3628152 | CHURCH BSMNT BOILER RM AT WATER METER
60 | E DOMINION BLVD UNIT B | 43214-2737 | Not Required by DOW | [5 empty] | 3406970
580 | E DUBLIN GRANVILLE RD | 43085-3166 | Active | B382802 | WILKINS | 375 | RP | 0.750 | 3432284 | basement next to water meter
580 | E DUBLIN GRANVILLE RD | 43085-3166 | Due Install |  |  |  | DCDA | 6.000 | 3650864
826 | E DUBLIN GRANVILLE RD | 43229-2416 | Active | 4678694 | WILKINS | 975 | RP | 0.750 | 3636582 | BASEMENT SOUTHEAST CORNER
888 | E DUBLIN GRANVILLE RD | 43229-2416 | Due Install |  |  |  | RP | 6.000 | 3408937
890 | E DUBLIN GRANVILLE RD | 43229-2416 | Not Required by DOW | 548310 | WATTS | 909QT | RP | 1.000 | 74396 | BY WATER HEATER IN BACK ROOM
890 | E DUBLIN GRANVILLE RD | 43229-2416 | Active | 85499 | WATTS | 009QT | RP | 1.500 | 74397 | BY WATER HEATER IN BACKROOM
890 | E DUBLIN GRANVILLE RD | 43229-2416 | LPS - Active |  |  |  | LPC |  | 3626480 | LOW PRESSURE SUSTAINING DEVICE FOR BOOSTER PUMP
900 | E DUBLIN GRANVILLE RD | 43229-2452 | Active | 190265 | AMES | 3000SS | DCDA | 6.000 | 3619939 | W SIDE OF BLDG IN FIRE PUMP RM
900 | E DUBLIN GRANVILLE RD | 43229-2452 | Active | 26047 | WATTS | 007M1QT | DC | 0.750 | 3619940 | W SIDE OF BLDG IN FIRE PUMP RM
900 | E DUBLIN GRANVILLE RD | 43229-2452 | Not Required by DOW | 56659 | WATTS | LF919QT | RP | 1.000 | 3636660 | NE MECHANICAL ROOM
900 | E DUBLIN GRANVILLE RD | 43229-2452 | Active | QJ-0922 | WATTS | 957 | RP | 4.000 | 3622609 | MECHANICAL ROOM AT WATER METER
900 | E DUBLIN GRANVILLE RD | 43229-2452 | Not Required by DOW | 21164 | Watts | 919 QT | RP | 1.500 | 3650622 | GYM MECHANICAL ROOM
903 | E DUBLIN GRANVILLE RD | 43229-2417 | Active | 3650517 | WILKINS | 975XL | RP | 2.000 | 74503 | BACK STOCK ROOM AUTO ZONE
925 | E DUBLIN GRANVILLE RD | 43229-2417 | Active | 55999 | WILKINS | 975XLBMS | RP | 2.000 | 74640 | BACKROOM SOUTH WALL rear of 925. s/w corner by playground door
927 | E DUBLIN GRANVILLE RD | 43229-2417 | Due Install |  |  |  | DCDA |  | 3654650 | MTR PIT S/E CORNER OF LOT
927 | E DUBLIN GRANVILLE RD | 43229-2417 | Active | 2536061 | WILKINS | 975XL | RP | 1.500 | 74649 | WATER METER rear of 939
955 | E DUBLIN GRANVILLE RD | 43229-2417 | Active | A03738 | WATTS | 009M2QT | RP | 1.500 | 92506 | AT METER
955 | E DUBLIN GRANVILLE RD | 43229-2417 | Active | A09651 | WATTS | 009M2QT | RP | 1.500 | 92474 | AT METER
960 | E DUBLIN GRANVILLE RD | 43229-2503 | Not Required by DOW | 70271 | WATTS | 919QT | RP | 1.000 | 3641141 | NEXT TO WATER HEATER
960 | E DUBLIN GRANVILLE RD | 43229-2503 | Active | 57918 | AMES | 2000BM3 | DC | 0.750 | 3640923
960 | E DUBLIN GRANVILLE RD | 43229-2503 | Active | TH-0973 | AMES | 300-GV | DCDA | 6.000 | 3640922 | IN HOTBOX
960 | E DUBLIN GRANVILLE RD | 43229-2503 | Active | 215852 | WATTS | LF009M2QT | RP | 2.000 | 3640921
975 | E DUBLIN GRANVILLE RD | 43229-2504 | Active | 177646 | WATTS | LF009M2QT | RP | 2.000 | 3650748 | NE HOT BOX BY DUMPSTERS AT WATER METER SHEETZ GAS STAION
987 | E DUBLIN GRANVILLE RD | 43229-2504 | Active | 603425 | WATTS | 909QT | RP | 1.000 | 88416 | BACK OF BUILDING BY RESTROOMS
987 | E DUBLIN GRANVILLE RD | 43229-2504 | Not required by DOW | 2277956 | WILKINS | 975XLSEU | RP | 0.750 | 88469 | NEXT TO REST ROOM
1000 | E DUBLIN GRANVILLE RD | 43229-2503 | Not Required by DOW | 1263131112 | AMES | 4000SS | RP | 4.000 | 53572 | FRONT ENTRANCE
1000 | E DUBLIN GRANVILLE RD | 43229-2503 | Not Required by DOW | 197043 | WATTS | 909QTFDA | RP | 4.000 | 53569 | STOCK ROOM NORTH SIDE
1000 | E DUBLIN GRANVILLE RD | 43229-2503 | Not Required by DOW | 107873 | AMES | 2000SS | DC | 6.000 | 53571 | NORTH CONER OF LOADING DOCK
1000 | E DUBLIN GRANVILLE RD | 43229-2503 | Active | TI-1257 | AMES | 400 | RP | 6.000 | 3638753 | IN HOTBOX
1009 | e dublin granville rd |  | New Construction | 29749 | WILKINS | MDL950XLD | DCDA | 4.000 | 3653852
1009 | e dublin granville rd |  | Active | 33257 | WILKINS | 375AST | RP | 3.000 | 3653851 | Riser Room / SE Corner
1009 | e dublin granville rd |  | New Construction | HC66599 | WILKINS | 950XLD | DC | 0.750 | 3653853
1050 | E DUBLIN GRANVILLE RD | 43229-2503 | LPS - Active |  |  |  | LPC |  | 3626259 | LOW PRESSURE SUSTAINING DEVICE FOR BOOSTER PUMP
1050 | E DUBLIN GRANVILLE RD | 43229-2503 | Active | 49675 | WATTS | 919QT | RP | 1.000 | 3613395 | MECHANICAL ROOM ABOVE WATER METER
1078 | E DUBLIN GRANVILLE RD | 43229-2503 | Active | 2FL0209 | AMES | 2000SS | DC | 3.000 | 53793 | BASEMENT
1078 | E DUBLIN GRANVILLE RD | 43229-2503 | Active | 276950 | WATTS | 009M2QT | RP | 2.000 | 53792 | MECHANICAL ROOM NE (OUTSIDE ROOM)
1078 | E DUBLIN GRANVILLE RD | 43229-2503 | Active | 09784 | WATTS | 919 | RP | 0.500 | 3653665
1078 | E DUBLIN GRANVILLE RD | 43229-2503 | Due Install |  |  |  | RP |  | 3639499
1212 | E DUBLIN GRANVILLE RD | 43229-3302 | Due Install |  |  |  | RP |  | 3408938
1212 | E DUBLIN GRANVILLE RD | 43229-3302 | Due Install |  |  |  | DC |  | 3639617
1213 | E DUBLIN GRANVILLE RD | 43229-3301 | Active | 09770 | WATTS | 919AQT | RP | 1.500 | 54320 | UILITY ROOM (POOL RM)
1213 | E DUBLIN GRANVILLE RD | 43229-3301 | Due Install |  |  |  | RP | 4.000 | 3638301 | IN PIT NORTH OF BLDG
1213 | E DUBLIN GRANVILLE RD | 43229-3301 | LPS - Due Install |  |  |  | LPC |  | 3628190
1213 | E DUBLIN GRANVILLE RD | 43229-3301 | Active | 01421 | WATTS | 007 | DC | 3.000 | 54321 | MECH RM OFF LAUNDRY
1248 | E DUBLIN GRANVILLE RD | 43229-3302 | Due Install |  |  |  | RP |  | 3408939
1264 | E DUBLIN GRANVILLE RD | 43229-3302 | Active | 70069 | WATTS | 919AQT | RP | 1.000 | 97860 | mechanical room at water meter
1275 | E DUBLIN GRANVILLE RD | 43229-3301 | Active | 319454 | WATTS | 909M1QT | RP | 1.500 | 54508 | EAST SIDE AT WATER METER POPEYES CHICKEN
1275 | E DUBLIN GRANVILLE RD | 43229-3301 | LPS - Active |  |  |  | LPC |  | 3632976 | PUMP ON DOM ABOVE METER
1279 | E DUBLIN GRANVILLE RD | 43229-3300 | Active | 22853 | WATTS | 009QT | RP | 1.500 | 54513 | SE MECH ROOM AT WATER METER
1325 | E DUBLIN GRANVILLE RD | 43229-3301 | Active | 630896 | WATTS | 909QT | RP | 1.000 | 99372 | BASEMENT MECHANICAL ROOM EAST WALL
1325 | E DUBLIN GRANVILLE RD | 43229-3301 | Not Required by DOW | 053175 | WATTS | 800M4QT | PVB | 1.000 | 88638 | BACK OF BLDG
1395 | E DUBLIN GRANVILLE RD | 43229-3313 | Not Required by DOW | 9386 | APOLLO/CONBRACO | 40204A2 | RP | 0.750 | 54885 | BASEMENT
1395 | E DUBLIN GRANVILLE RD | 43229-3313 | Active | W4351 | APOLLO/CONBRACO | 4020302 | RP | 2.000 | 54884 | 1ST FLOOR JANITOR'S CLOSET
1405 | E DUBLIN GRANVILLE RD | 43229-3305 | Active | 342328 | WILKINS | 975 | RP | 0.750 | 54928 | WATER METER BASEMENT NORTH WALL
1450 | E DUBLIN GRANVILLE RD | 43229-3306 | Not Required by DOW | [5 empty] | 3408953
1501 | E DUBLIN GRANVILLE RD | 43229-3307 | Not Required by DOW | 803 | AMES | 4000B | RP | 2.000 | 55241 | CEILING INSIDE STORE
1501 | E DUBLIN GRANVILLE RD | 43229-3307 | Active | 53708 | AMES | 2000B | DC | 0.750 | 99595 | IN ROSSES 1501 NW MECH/RISER AREA AT WATER RISER
1501 | E DUBLIN GRANVILLE RD | 43229-3307 | Not Required by DOW | 2508 | AMES | 4000SS | RP | 4.000 | 55238 | SAME MECH MEZZ
1501 | E DUBLIN GRANVILLE RD | 43229-3307 | Active | 1556960107 | AMES | 3000CIV | DCDA | 8.000 | 55240 | IN ROSSES 1501 NW MECH/RISER AREA AT WATER RISER
1501 | E DUBLIN GRANVILLE RD | 43229-3307 | Active | 129889 | WATTS | 009QT | RP | 2.000 | 55239 | IN ROSSES 1501 NW MECH/RISER AREA AT WATER RISER
1501 | E DUBLIN GRANVILLE RD | 43229-3307 | Not Required by DOW | 1865 | AMES | 4000SS | RP | 4.000 | 55237 | CEILING INSIDE STORE
1575 | E DUBLIN GRANVILLE RD | 43229-3307 | Active | 299991 | WATTS | 909M1QT | RP | 1.500 | 67869 | SW OF 5757 IN CLOSET AT WTR MTR 2 MTRS IN CLOSET (1575 E DUB-GRAN & 5763 KARL)
1585 | E DUBLIN GRANVILLE RD | 43229-3307 | Active | 38640 | WATTS | 919QT | RP | 1.000 | 3612984 | CENTER OF BLDG OFFICE MECH/ELECT ROOM SHELL GAS AND CONVENIENCE STORE
1616 | E DUBLIN GRANVILLE RD | 43229-3503 | Active | A151114 | WILKINS | 720A | PVB | 0.750 | 55615 | Northside of building (outside)
1616 | E DUBLIN GRANVILLE RD | 43229-3503 | Active | A151112 | WILKINS | 720A | PVB | 0.750 | 55614 | FRONT OF BUILDING - WEST SIDE
1616 | E DUBLIN GRANVILLE RD | 43229-3503 | Active | W226334 | WILKINS | 975XL | RP | 1.000 | 55616 | IN BASEMENT MECHANICAL ROOM AT WATER METER
1634 | E DUBLIN GRANVILLE RD | 43229-3503 | Active | 966258 | APOLLO | RPLF4A | RP | 0.750 | 3408964
1638 | E DUBLIN GRANVILLE RD | 43229-3503 | Active | 777157 | APOLLO | RPLF4A | RP | 0.750 | 3408966
1644 | E DUBLIN GRANVILLE RD | 43229-3503 | Due Install |  |  |  | RP |  | 3632443 | IN 1648 AT METER IN 1648 BATHROOM.
1648 | E DUBLIN GRANVILLE RD | 43229-3503 | Active | 69587 | WATTS | LF009M3QT | RP | 0.750 | 3408968 | NW MECH AREA OF 1648 AT WATER METER (1.5")
1662 | E DUBLIN GRANVILLE RD | 43229-3503 | Active | WL-0943 | AMES | COLT 300GV | DCDA | 8.000 | 3650463 | NORTH SIDE RISER ROOM
1662 | E DUBLIN GRANVILLE RD | 43229-3503 | Active | 176818 | WATTS | LF009M2QT | RP | 2.000 | 3408972 | NORTH SIDE EAST OF RISER ROOM
1662 | E DUBLIN GRANVILLE RD | 43229-3503 | Active | 71924 | AMES | 2000BM3 | DC | 0.750 | 3654189 | NORTH SIDE RISER ROOM
1666 | E DUBLIN GRANVILLE RD | 43229-3503 | Active | 74384 | WATTS | 919QT | RP | 1.000 | 3408973 | After meter setting rear of 1666
1671 | E DUBLIN GRANVILLE RD | 43229-3501 | Active | 55583 | WATTS | 009QT | RP | 1.500 | 55803 | AT WATER METER INSIDE LEFT OF WEST REAR DOOR
1671 | E DUBLIN GRANVILLE RD | 43229-3501 | Not Required by DOW | 124287 | WATTS | 009QT | RP | 1.000 | 55801 | AT METER AT BACK ENTRANCE
1691 | E DUBLIN GRANVILLE RD | 43229-3501 | Active | 124728 | WILKINS | 950 | DC | 1.500 | 55844 | METER ROOM SOUTH SIDE OF BUILDING
1691 | E DUBLIN GRANVILLE RD | 43229-3501 | Active | B188300 | WILKINS | 375XL | RP | 2.000 | 55843 | WATER HEATER MECHANICAL ROOM
1748 | E DUBLIN GRANVILLE RD | 43229-3525 | Active | 21200 | WATTS | LF919 | RP | 1.500 | 56014 | MECH ROOM NEXT TO METER
1755 | E DUBLIN GRANVILLE RD | 43229-3502 | Active | 18175 | WATTS | 919AQT | RP | 2.000 | 56041 | USE 6/3/15 CAG. OUTSIDE DOOR EASTSIDE OF BUILDING BY METER
1760 | E DUBLIN GRANVILLE RD | 43229-3525 | Active | 3652041 | WILKINS | 975XL2 | RP | 1.500 | 3635212 | BACK OFFICE
1771 | E DUBLIN GRANVILLE RD | 43229- | Active | 2862415 | WILKINS | 975XLBMS | RP | 1.000 | 95687 | 1761 BGR KING SW AREA AT WATER METER
1771 | E DUBLIN GRANVILLE RD | 43229- | Not Required by DOW | cb243572 | WILKINS | 720A | PVB | 1.000 | 56097 | 1761 RIGHT CENTER BGR KING
1774 | E DUBLIN GRANVILLE RD | 43229-3525 | Active | 494741 | WILKINS | 975 | RP | 0.750 | 56100 | IN RESTROOM AT WATER METER
1774 | E DUBLIN GRANVILLE RD | 43229-3525 | Active | 223802 | WATTS | 009QT | RP | 0.500 | 56101 | IN ROOM AT NE CORNER OF BLDG ABOVE ICE MACHINE
1777 | E DUBLIN GRANVILLE RD | 43229-3502 | Active | 16652 | WATTS | 919QT | RP | 1.500 | 56113 | REAR SPRINKLER ROOM
1777 | E DUBLIN GRANVILLE RD | 43229-3502 | Active | 32913 | WATTS | 007M1QT | DC | 0.750 | 3605896 | REAR SPRINKLER ROOM
1777 | E DUBLIN GRANVILLE RD | 43229-3502 | Active | 1817751213 | AMES | 3000SS | DCDA | 6.000 | 3605895 | REAR SPRINKLER ROOM
1780 | E DUBLIN GRANVILLE RD | 43229-3525 | Due Install |  |  |  | RP | 0.750 | 3408981
1790 | E DUBLIN GRANVILLE RD | 43229-3525 | Active | 205653 | WATTS | 009QT | RP | 2.000 | 56150 | NW CORNER OF BUILDING BESIDE WATER METER
1800 | E DUBLIN GRANVILLE RD | 43229-3533 | Active | 2270837 | WILKINS | 975XL | RP | 0.750 | 87620 | BASEMENT @ WATER METER
1855 | E DUBLIN GRANVILLE RD | 43229-3516 | Due Install |  |  |  | RP | 3.000 | 3633662
1855 | E DUBLIN GRANVILLE RD | 43229-3516 | Active | 16779 | WATTS | 009M3 | RP | 0.750 | 56427 | PENTHOUSE BOILER ROOM
1855 | E DUBLIN GRANVILLE RD | 43229-3516 | Active | 16782 | WATTS | 009M3 | RP | 0.750 | 56428 | PENTHOUSE MECHANICAL ROOM
1880 | E DUBLIN GRANVILLE RD | 43229-3523 | Due Install | [5 empty] | 3408985 | UNDER FRONT STAIRS
1881 | E DUBLIN GRANVILLE RD | 43229-3514 | Active | 168010 | WATTS | 009M2 | RP | 1.000 | 3408986 | BASEMENT SUMP PUMP ROOM
1901 | E DUBLIN GRANVILLE RD | 43229-3539 | Active | 495254 | WATTS | 909QT | RP | 0.750 | 56573 | BOILER ROOM
1930 | E DUBLIN GRANVILLE RD | 43229-3509 | Active | 571141 | WILKINS | 975XL | RP | 1.500 | 56668 | UTILITY ROOM. MTR IS IN FB R OF EAST ENTRANCE
1960 | E DUBLIN GRANVILLE RD | 43229-3509 | Active | W175225 | WILKINS | 975XL | RP | 1.500 | 56759 | WEST END OF BUILDING AT METER SET
1960 | E DUBLIN GRANVILLE RD | 43229-3509 | Not required by DOW | 265146 | WATTS | 009QT | RP | 1.000 | 56758 | MECHANICAL ROOM
1990 | E DUBLIN GRANVILLE RD | 43229-3509 | Active | 97944 | WATTS | 919QT | RP | 0.750 | 3652728 | DOWNSTAIRS NEAR WATER METER
1990 | E DUBLIN GRANVILLE RD | 43229-3509 | Not Required by DOW | 75422 | WATTS | LF919QT | RP | 1.000 | 56884 | BASEMENT
2040 | E DUBLIN GRANVILLE RD | 43229-3518 | Due Install | [5 empty] | 3408993
2061 | E DUBLIN GRANVILLE RD | 43229-3524 | Active | AB03121 | WILKINS | 975XL2 | RP | 0.750 | 3408994 | AT WATER METER SW IN OFFICE BEHIND DESK
2090 | E DUBLIN GRANVILLE RD | 43229-3518 | Active | 312568 | WATTS | 909M1QT | RP | 1.500 | 57247 | NE CORNER OF BLDG
2090 | E DUBLIN GRANVILLE RD | 43229-3518 | Not Required by DOW | 45188 | WATTS | 919QT | RP | 0.750 | 57248 | REAR OF BUILDING
2090 | E DUBLIN GRANVILLE RD | 43229-3518 | Not Required by DOW | 67069 | WATTS | 919QT | RP | 0.750 | 3619767 | 2086 E DUBLIN GRANVILLE RD, IN CEILING AT REAR BREAK ROOM AT METER
2090 | E DUBLIN GRANVILLE RD | 43229-3518 | Active | 125359 | WATTS | 007QT | DC | 0.750 | 57244 | METER PIT REAR OF PROPERTY N OF/ BEHIND CVS ON MOUND IN EVERGREENS
2090 | E DUBLIN GRANVILLE RD | 43229-3518 | Active | 3JM0028 | AMES | 3000SS | DCDA | 6.000 | 57246 | METER PIT REAR OF PROPERTY
2091 | E DUBLIN GRANVILLE RD | 43229-3524 | Not Required by DOW | 3940131 | WILKINS | 975XL | RP | 1.000 | 3408995 | INSIDE DOOR
2091 | E DUBLIN GRANVILLE RD | 43229-3524 | LPS - Active |  |  |  | LPC | 0.250 | 3636850 | INSIDE SIDE DOOR
2091 | E DUBLIN GRANVILLE RD | 43229-3524 | Active | 74588 | AMES | 2000B | DC | 0.750 | 3613178 | BACK STORE ROOM BY EXIT
2091 | E DUBLIN GRANVILLE RD | 43229-3524 | Active | 1864880616 | AMES | 3000SS | DCDA | 4.000 | 3613177 | BACK STORE ROOM BY EXIT
2091 | E DUBLIN GRANVILLE RD | 43229-3524 | Not Required by DOW | 4140763 | WILKINS | 975XL | RP | 0.750 | 3612994 | INSIDE SIDE DOOR
2091 | E DUBLIN GRANVILLE RD | 43229-3524 | Active | 4113873 | WILKINS | 975XL | RP | 2.000 | 3612995 | AT METER INSIDE BACK DOOR
2100 | E DUBLIN GRANVILLE RD | 43229-3518 | Active | 604122 | WATTS | 909HWQT | RP | 0.750 | 89195 | BACK STOCK AREA, BIG BREAK ROOM
2150 | E DUBLIN GRANVILLE RD | 43229-3513 | Not Required by DOW |  |  |  | RPDA |  | 3635322 | NW INTERIOR CORNER OF BUILDING
2150 | E DUBLIN GRANVILLE RD | 43229-3513 | Active | 01941 | AMES | 4000B | RP | 1.500 | 3607692 | STOCK ROOM
2150 | E DUBLIN GRANVILLE RD | 43229-3513 | Active | 29575 | AMES | 2000B | DC | 0.750 | 57456 | NW INTERIOR-BYPASS ON DETECTOR DOUBLE CHECK
2150 | E DUBLIN GRANVILLE RD | 43229-3513 | Active | 1247600103 | AMES | 3000 | DCDA | 4.000 | 57453 | NW INTERIOR CORNER OF BUILDING
2150 | E DUBLIN GRANVILLE RD | 43229-3513 | Active | 89066 | WATTS | 009QT | RP | 1.500 | 57455 | MECH ROOM NW CORNER OF BUILDING
2150 | E DUBLIN GRANVILLE RD | 43229-3513 | Not Required by DOW | 198489 | WATTS | 009M2QT | RP | 1.000 | 57454 | N SIDE OF BUILDING MECH AREA
2171 | E DUBLIN GRANVILLE RD | 43229-3512 | Active | 2831330 | WILKINS | 975XLBMS | RP | 1.500 | 57515 | WOMENS RESTROOM UNDER SINK
2200 | E DUBLIN GRANVILLE RD | 43229-3585 | Active | 3649109 | WILKINS | 975XL2 | RP | 2.000 | 57612 | North mechanical room
2200 | E DUBLIN GRANVILLE RD | 43229-3585 | Due Install |  |  |  | DCDA | 4.000 | 3652265
2210 | E DUBLIN GRANVILLE RD | 43229-3513 | Active | 19372 | WATTS | 909 | RP | 4.000 | 3619732 | REAR WATER METER ROOM
2210 | E DUBLIN GRANVILLE RD | 43229-3513 | Active | 004829 | WATTS | 909 | RP | 3.000 | 3619733 | REAR WATER ROOM
2225 | E DUBLIN GRANVILLE RD | 43229-3512 | Active | 129454 | WATTS | 009QT | RP | 1.000 | 57672 | STORAGE ROOM WEST SIDE
2225 | E DUBLIN GRANVILLE RD | 43229-3512 | Active | 54104 | WATTS | 009QT | RP | 1.500 | 57673 | STORAGE ROOM WEST SIDE
2255 | E DUBLIN GRANVILLE RD | 43229-3512 | Active | 48885 | WILKINS | 975XLBMS | RP | 1.000 | 57792 | NEXT TO WATER HEATER. BASKIN ROBINS
2345 | E DUBLIN GRANVILLE RD | 43229-3506 | Active | 27403 | WATTS | 919QT | RP | 0.750 | 3409000 | MTR IN BACK SE CORNER
2365 | E DUBLIN GRANVILLE RD | 43229-3506 | Not Required by DOW | 02725 | WATTS | 919 | RP | 0.500 | 102608 | BACK OF KITCHEN SE CORNER
2365 | E DUBLIN GRANVILLE RD | 43229-3506 | Due Install |  |  |  | DCDA | 4.000 | 3636372 | IN PIT
2365 | E DUBLIN GRANVILLE RD | 43229-3506 | Active | 20390 | WATTS | 919QT | RP | 2.000 | 102300 | SOUTHEAST MECH ROOM AT WATER METER
2374 | E DUBLIN GRANVILLE RD | 43229-3507 | Active | 08659 | WATTS | 919 | RP | 1.500 | 90508 | AT WATER METER ON NE SIDE OF BUILDING
2400 | E DUBLIN GRANVILLE RD | 43229-3520 | Active | 3EM0013 | AMES | 3000SS | DCDA | 4.000 | 58217 | METER PIT IN PARKING LOT NORTHEAST CORNER
2400 | E DUBLIN GRANVILLE RD | 43229-3520 | Active | 4809128 | WILKINS | 975XL2 | RP | 2.000 | 58219 | EAST RIGHT REAR MECH ROOM AT WATER METER Outside Door
2400 | E DUBLIN GRANVILLE RD | 43229-3520 | Active | 108231 | WATTS | 007QT | DC | 0.750 | 58216 | METER PIT IN PARKING LOT NORTHEAST CORNER
2420 | E DUBLIN GRANVILLE RD | 43229-3520 | Active | 2168020 | FEBCO | 805 | DC | 0.750 | 58246 | METER PIT FOR FIRE PROTECTION SOURCE
2420 | E DUBLIN GRANVILLE RD | 43229-3520 | Due Install |  |  |  | RP |  | 3626685
2420 | E DUBLIN GRANVILLE RD | 43229-3520 | Active | 9707071313 | FEBCO | 856 | DCDA | 4.000 | 58247 | IN METER PIT FOR FIRE PROTECTION SOURCE
2491 | E DUBLIN GRANVILLE RD | 43229-3521 | Active | 46541 | AMES | 2000B | DCDA | 0.750 | 3633928 | MECH RM NORTHEAST CORNER OF BLDG
2491 | E DUBLIN GRANVILLE RD | 43229-3521 | Active | RA1491 | AMES | COLT 300-GV | DCDA | 6.000 | 3633578 | MECH RM NORTHEAST CORNER OF BLDG
2491 | E DUBLIN GRANVILLE RD | 43229-3521 | Active | 80675 | WATTS | 009M1QT | RP | 2.000 | 58447 | AT METER
2500 | E DUBLIN GRANVILLE RD | 43231-4024 | Active | 756876 | WILKINS | 975XL | RP | 1.000 | 58502 | N WALL OF MECHANICAL ROOM
2500 | E DUBLIN GRANVILLE RD | 43231-4024 | Active | 64056 | WATTS | 007M1QT | DC | 1.000 | 58501 | EAST MECHANICAL ROOM
2600 | E DUBLIN GRANVILLE RD | 43231-4000 | Active | 3940114 | WILKINS | 975 | RP | 1.000 | 3607389 | BACK OF BLDG BY DOOR INSIDE, BACK CORNER OF STOCK ROOM BY METER
2601 | E DUBLIN GRANVILLE RD | 43231-4039 | Active | 228468 | WATTS | LF009M3QT | RP | 1.000 | 3409006
2610 | E DUBLIN GRANVILLE RD | 43231-4000 | Active | 88971 | WATTS | 009QT | RP | 1.000 | 58761 | BACK ROOM NEXT TO PUMP
2700 | E DUBLIN GRANVILLE RD | 43231-4094 | Due Install |  |  |  | RP |  | 3409010
2700 | E DUBLIN GRANVILLE RD | 43231-4094 | Due Install |  |  |  | DC |  | 3640751
2760 | E DUBLIN GRANVILLE RD | 43231-4081 | Active | 4753756 | WILKINS | 975XL | RP | 1.500 | 3409011 | BASEMENT NEXT TO METER
2819 | E DUBLIN GRANVILLE RD | 43231-4055 | Active | 2GM1625 | AMES | 2000SS | DC | 4.000 | 59379 | S.END OF BLDG E.SIDE OF HALL IN RISER ROOM
2819 | E DUBLIN GRANVILLE RD | 43231-4055 | Due Install |  |  |  | RP | 6.000 | 3651967 | PIT AT NE CORNER OF PROPERTY BY DUMPSTER
2819 | E DUBLIN GRANVILLE RD | 43231-4055 | Active | W342196 | WILKINS | 975XL | RP | 1.500 | 59380 | IN DINNING HALL BY KITCHEN DOOR
2827 | E DUBLIN GRANVILLE RD | 43231 | Active | 24393 | WATTS | 919AQT | RP | 0.750 | 99251 | BASEMENT
2841 | E DUBLIN GRANVILLE RD | 43231-4037 | Due Install |  |  |  | RP | 3.000 | 3641232
2841 | E DUBLIN GRANVILLE RD | 43231-4037 | Due Install |  |  |  | DC | 0.750 | 3636137 | ON FIRE LINE
2841 | E DUBLIN GRANVILLE RD | 43231-4037 | Due Install |  |  |  | DCDA | 8.000 | 3636136 | ON FIRE LINE
2841 | E DUBLIN GRANVILLE RD | 43231-4037 | Active | 268580 | WATTS | 909M1QT | RP | 2.000 | 59429 | HOUSEKEEPERS OFFICE BEHIND ACCESS PANEL
2841 | E DUBLIN GRANVILLE RD | 43231-4037 | Active | 258886 | WATTS | 909M1QT | RP | 2.000 | 59428 | DIETARY OFFICE
2891 | E DUBLIN GRANVILLE RD | 43231-4037 | Active | 46996 | WATTS | 009M1QT | RP | 1.500 | 59528 | IN BASEMENT AT WATER METER ON NORTH EAST WALL
2965 | E DUBLIN GRANVILLE RD | 43231-4036 | Active | 442478 | WATTS | 909M1QT | RP | 1.500 | 97771 | ROOM 103 IN METER CLOSET AT WATER METER
3047 | E DUBLIN GRANVILLE RD | 43231-4007 | Not Required by DOW | 190774 | WATTS | 009QT | RP | 0.750 | 59875 | IN BOMBING ROOM
3047 | E DUBLIN GRANVILLE RD | 43231-4007 | Active | 355286 | WATTS | 909M1QT | RP | 1.500 | 59876 | MECHANICAL ROOM
3047 | E DUBLIN GRANVILLE RD | 43231-4007 | Not Required by DOW | CB958036 | WILKINS | 720A | PVB | 1.000 | 59877 | NORTH EAST BACK SIDE OF BUILDING
3047 | E DUBLIN GRANVILLE RD | 43231-4007 | Not Required by DOW | 120983 | WATTS | 009M2QT | RP | 1.000 | 59874 | IN BOMBING ROOM
3047 | E DUBLIN GRANVILLE RD | 43231-4007 | Not Required by DOW | 106222 | WATTS | 009QT | RP | 1.000 | 59873 | IN BOMBING ROOM
3385 | E DUBLIN GRANVILLE RD | 43235- | Active | 3786469 | WILKINS | 975XL2 | RP | 1.250 | 104055 | MECHANICAL/METER ROOM
3408 | E DUBLIN GRANVILLE RD | 43081-9722 | Active | 792383 | WATTS | 800M2QT | PVB | 1.000 | 60632 | FRONT RIGHT OF 3420 HOUSE
3419 | E DUBLIN GRANVILLE RD | 43081-9359 | Active | 19162 | WATTS | 919AQT | RP | 0.750 | 98153 | NW CORNER IN BATHROOM
3419 | E DUBLIN GRANVILLE RD | 43081-9359 | Active | A642118 | WILKINS | 350XL | DC | 1.000 | 3653105 | NW CORNER IN BATHROOM
3476 | E DUBLIN GRANVILLE RD | 43081-9000 | Active | 56584 | WATTS | 009QT | RP | 0.750 | 60816 | EMPLOYEE BATHROOM
4341 | E DUBLIN GRANVILLE RD | 43081 | Active | W053743 | WILKINS | 975XL | RP | 2.000 | 63741 | 4835 YOEST DR - 4788-4814 BRELFORD WOODS DR, RISER ROOM UNDER STAIRS
4341 | E DUBLIN GRANVILLE RD | 43081 | Active | W053744 | WILKINS | 975XL | RP | 2.000 | 63742 | 4794 YOEST DR - 4835-4841 BRELSFORD WOODS DR, RISER ROOM UNDER STAIRS
4341 | E DUBLIN GRANVILLE RD | 43081 | Due Install |  |  |  | RP | 3.000 | 3650706
4341 | E DUBLIN GRANVILLE RD | 43081 | Due Install |  |  |  | DCDA | 6.000 | 3654333 | MTR PIT RIGHT ON MAIN ENTRANCE
4341 | E DUBLIN GRANVILLE RD | 43081 | Active | A205133 | FEBCO | 825Y | RP | 2.000 | 63738 | VALVE ROOM NEXT TO ROOM 4995 - 4993-4999 BRELFORD WOODS DR
4341 | E DUBLIN GRANVILLE RD | 43081 | Active | A036846 | FEBCO | 825YA | RP | 2.000 | 63739 | 4902 YOEST DR - 4902-4908 BRELFORD WOODS DR VALVE RM NEXT TO RM 4944
4341 | E DUBLIN GRANVILLE RD | 43081 | Active | W053742 | WILKINS | 975XL | RP | 2.000 | 63740 | 4939 YOEST DR, RISER ROOM UNDER STAIRS
4371 | E DUBLIN GRANVILLE RD | 43229- | Due Install |  |  |  |  | 6.000 | 3409025 | MTR PIT LEFT OF ENTRANCE
4431 | E DUBLIN GRANVILLE RD | 43081- | Active | H873104 | FEBCO | 765 | PVB | 1.000 | 3409027 | CLUB HOUSE/POOL
4431 | E DUBLIN GRANVILLE RD | 43081- | Active | 898452 | FEBCO | 765 | PVB | 1.000 | 3610214 | ENTRY WAY
4481 | E DUBLIN GRANVILLE RD | 43081-4800 | Active | 075061 | WATTS | LF009M2QT | RP | 1.500 | 3409028 | MECH ROOM AT WATER METER
4481 | E DUBLIN GRANVILLE RD | 43081-4800 | Due Install |  |  |  | DCDA | 6.000 | 3643526
4730 | E DUBLIN GRANVILLE RD | 43081-9721 | Not Required by DOW | W026001 | WILKINS | 975XL | RP | 1.000 | 64903 | WALL NEXT TO WASH STALL
4730 | E DUBLIN GRANVILLE RD | 43081-9721 | Active | L06000 | WILKINS | 375 | RP | 2.50 | 64902 | SE CORNER IN MAINTL. BUILDING BY METER
4730 | E DUBLIN GRANVILLE RD | 43081-9721 | Active | 52033 | WATTS | 007M1 | DC | 0.750 | 64901 | SOUTH WALL
4730 | E DUBLIN GRANVILLE RD | 43081-9721 | Not Required by DOW | 1327513 | WILKINS | 975XL | RP | 2.000 | 64900 | TRUCK FILL STATION
4730 | E DUBLIN GRANVILLE RD | 43081-9721 | Active | 1204040402 | AMES | 3000SS | DCDA | 6.000 | 64899 | SOUTH WALL
4900 | E DUBLIN GRANVILLE RD | 43230 | Active | QE-0941 | AMES | COLT 300GV | DCDA | 8.000 | 3625087 | Meter Pit. front of building near road, next to hot box
4900 | E DUBLIN GRANVILLE RD | 43230 | Active | 43913 | AMES | 2000BM3 | DC | 0.750 | 3625088 | Meter Pit. front of building near road, next to hot box
4900 | E DUBLIN GRANVILLE RD | 43230 | Active | QK-0392 | AMES | COLT 400 | RP | 4.000 | 3409222 | Hot Box. front of building near road
4960 | E DUBLIN GRANVILLE RD | 43081 | Active | VA-2060 | AMES | COLT 400 | RP | 3.000 | 3649610 | HOTBOX
4960 | E DUBLIN GRANVILLE RD | 43081 | Active | 63815 | AMES | 2000B | DC | 0.750 | 3649612 | METER PIT 3/4 SIDE CAR
4960 | E DUBLIN GRANVILLE RD | 43081 | Active | UL-2251 | AMES | COLT 300 | DCDA | 8.000 | 3649611 | METER PIT
4976 | E DUBLIN GRANVILLE RD | 43081 | Active | SF-1332 | WATTS | 957 | RP | 3.000 | 3642498 | Hot Box
4976 | E DUBLIN GRANVILLE RD | 43081 | Active | 1168291218 | WATTS | 774DCDA | DCDA | 6.000 | 3642504 | Pit
4976 | E DUBLIN GRANVILLE RD | 43081 | Active | 28555 | WATTS | 007M1-QT | DC | 0.750 | 3642505 | Pit
4977 | E DUBLIN GRANVILLE RD | 43230- | Active | 08758 | WATTS | 919QT | RP | 1.500 | 93273 | NEXT TO WATER METER - 5959 N HAMILTON RD
4977 | E DUBLIN GRANVILLE RD | 43230- | Active | V13741 | WILKINS | 350ADA | DCDA | 4.000 | 93327 | 5959 N HAMILTON RD, FIRE SPRINKLER RM
4977 | E DUBLIN GRANVILLE RD | 43230- | Active | 2718306 | FEBCO | 850 | DC | 0.750 | 93391 | 5959 N HAMILTON RD, FIRE SPRINKLER CONTROL ROOM
4985 | E DUBLIN GRANVILLE RD | 43081 | Not Required by DOW | 2126 | WILKINS | 375XL | RP | 2.000 | 3652668
4985 | E DUBLIN GRANVILLE RD | 43081 | Active | AKB9093 | WILKINS | 375 XL | RP | 2.000 | 3652607 | E WALL TOWARDS FRONT
4985 | E DUBLIN GRANVILLE RD | 43081 | Not Required by DOW | AKC3495 | WILKINS | 375 XL | RP | 2.000 | 3652608
5150 | E DUBLIN GRANVILLE RD | 43081-8701 | Active | 9808201350 | FEBCO | 856 | DCDA | 6.000 | 66151 | METER PIT IN FRONT BT STREET CLOSE TO PKG LT BY FENCE
5150 | E DUBLIN GRANVILLE RD | 43081-8701 | Active | 205977 | WILKINS | LF009M2QT | RP | 2.000 | 3650362 | HOTBOX IN ISLAND N OF PIT
5150 | E DUBLIN GRANVILLE RD | 43081-8701 | Active | 21861 | WILKINS | 975 | RP | 3.000 | 66148 | INSIDE NW CORNER
5150 | E DUBLIN GRANVILLE RD | 43081-8701 | Active | 338520 | WATTS | 909M1QT | RP | 1.500 | 66149 | INSIDE MECHANICAL ROOM, NORTHWEST CORNER
5150 | E DUBLIN GRANVILLE RD | 43081-8701 | Active | 8260 | FEBCO | 805 | DC | 0.750 | 66150 | METER PIT IN FRONT OF STORE CLOSE TO PKG LT BY FENCE
5891 | E DUBLIN GRANVILLE RD | 43054- | Active | 12122 | AMES | 2000B | DC | 2.000 | 68236 | FIRE SPRINKLER ROOM 1ST FLOOR BUILDING 4977/4855 ENCLAVE
5891 | E DUBLIN GRANVILLE RD | 43054- | Active | 12109 | AMES | 2000B | DC | 2.000 | 68235 | FIRE SPRINKLER ROOM BUILDING #3 4817/4855 ENCLAVE BLVD
5891 | E DUBLIN GRANVILLE RD | 43054- | Due Install |  |  |  | RP |  | 3641144 | PIT NORTHWEST CORNER OF PROPERTY
5891 | E DUBLIN GRANVILLE RD | 43054- | Active | 92842 | WATTS | 007M1QT | DC | 2.000 | 68237 | BUILDING #2 4830 4855 ENCLAVE BLVD
5969 | E DUBLIN GRANVILLE RD | 43054-9749 | Active | 189536 | WATTS | 009M3QT | RP | 0.750 | 68428 | BASEMENT
6220 | E DUBLIN GRANVILLE RD | 43054-9381 | Active | 64369 | AMES | 2000B | DC | 0.750 | 99405 | MECHANIC ROOM
6220 | E DUBLIN GRANVILLE RD | 43054-9381 | Active | 1736550810 | AMES | 3000SS | DCDA | 4.000 | 99404 | MECHANIC ROOM
6220 | E DUBLIN GRANVILLE RD | 43054-9381 | Active | 3224870 | WILKINS | 975XL2 | RP | 1.500 | 99403 | MECHANICAL ROOM, NORTH WALL
6224 | E DUBLIN GRANVILLE RD | 43054 | Active | 4690764 | WILKINS | 975XL2 | RP | 1.000 | 3639530 | CLOSET BACK OF BUILDING
6229 | E DUBLIN GRANVILLE RD | 43054 | Not Required by DOW | ABJ1924 | Wilkins | 975XL | RP | 1.000 | 3651003 | HOTBOX BY DUMPSTER CORRAL
6229 | E DUBLIN GRANVILLE RD | 43054 | Active | 182675 | Watts | 009 | RP | 2.000 | 3651002 | HOTBOX BY DUMPSTER CORRAL
6265 | E DUBLIN GRANVILLE RD | 43054-9328 | Active | H022176 | FEBCO | 765 | PVB | 0.750 | 104140 | FRONT OF HOUSE RIGHT OF FRONT DOOR
6278 | E DUBLIN GRANVILLE RD | 43054 | Active | 81933 | AMES | 2000B | DC | 0.750 | 3644551 | RISE ROOM 6278-6294
6278 | E DUBLIN GRANVILLE RD | 43054 | Not Required by DOW | 076216 | WATTS | LF009M2QT | RP | 1.500 | 3646174 | Shred 415 (6314) - Storage space back of building above mop sink
6278 | E DUBLIN GRANVILLE RD | 43054 | Active | 1962210319 | AMES | 3000SS | DCDA | 8.000 | 3644550 | RISE ROOM 6278-6294
6278 | E DUBLIN GRANVILLE RD | 43054 | Active | 134078 | WATTS | LF009M2QT | RP | 2.000 | 3641159 | INSIDE BUILDING AT WATER METER SW CORNER
6299 | E DUBLIN GRANVILLE RD | 43230 | Active | 65055 | AMES | 2000BM3 | DC | 0.750 | 3650886
6299 | E DUBLIN GRANVILLE RD | 43230 | Active | VD-0733 | AMES | 300GV | DCDA | 10.000 | 3650885
6299 | E DUBLIN GRANVILLE RD | 43230 | Active | 178336 | WATTS | LF009M2QT | RP | 2.000 | 3650818 | HOTBOX AT PIT
6302 | E DUBLIN GRANVILLE RD | 43054 | Active | TH-1551 | AMES | COLT 500GV | RPDA | 8.000 | 3640721 | SOUTHWEST OUTSIDE METER ROOM
6302 | E DUBLIN GRANVILLE RD | 43054 | Active | TE1036 | WATTS | 957 | RP | 3.000 | 3640720 | SOUTHWEST OUTSIDE METER ROOM
6302 | E DUBLIN GRANVILLE RD | 43054 | Not Required by DOW | 4767113 | WILKINS | 975XL2 | RP | 2.000 | 3641192 | WATER RISER ROOM BACK OF BUILDING WESTSIDE
6302 | E DUBLIN GRANVILLE RD | 43054 | Active | 82131 | WATTS | LF 919- QT | RP | 0.750 | 3640722 | SOUTHWEST OUTSIDE METER RO0M
6460 | E DUBLIN GRANVILLE RD | 43054- | Not Required by DOW | 53241 | WATTS | 919QT | RP | 1.000 | 98576 | 100 W GRANVILLE, LOWER LVL BOILER RM - COMM ARTS CTR
6460 | E DUBLIN GRANVILLE RD | 43054- | Not Required by DOW | U05287 | WILKINS | 350A | DC | 6.000 | 96783 | MECH RM, COMMUNITY ARTS BLDG, 100 W GRANVILLE ST
6460 | E DUBLIN GRANVILLE RD | 43054- | Not Required by DOW | A06465 | WILKINS | 950 | DC | 4.000 | 91792 | LOCKER ROOM IN CUST OFFICE
6460 | E DUBLIN GRANVILLE RD | 43054- | Not Required by DOW | DL1536 | WATTS | 957 | RP | 3.000 | 88522 | HOT WATER HEATER ROOM BUILDING J
6460 | E DUBLIN GRANVILLE RD | 43054- | Not Required by DOW | 218870 | WATTS | 009M2QT | RP | 1.000 | 88521 | BOILER ROOM BUILDING J
6460 | E DUBLIN GRANVILLE RD | 43054- | Not Required by DOW | W236365 | WILKINS | 975XL | RP | 2.000 | 87705 | Sprinkler room
6460 | E DUBLIN GRANVILLE RD | 43054- | Not Required by DOW | L02398 | WILKINS | 375ADA | RPDA | 4.000 | 69992 | NE SPRINKLER RISER ROOM /CHOW HALL
6460 | E DUBLIN GRANVILLE RD | 43054- | Not Required by DOW | 19880 | WATTS | 007QT | DC | 0.500 | 69991 | MECH ROOM 163 MIDDLE SCHOOL
6460 | E DUBLIN GRANVILLE RD | 43054- | Not Required by DOW | A09420 | WATTS | 009M3QT | RP | 0.750 | 98577 | 100 W GRANVILLE, FIRE SERV RM REAR LOAD DOCK COMM CNTR
6460 | E DUBLIN GRANVILLE RD | 43054- | Not Required by DOW | 186356 | WATTS | 909 | RP | 3.000 | 98588 | 100 W GRANVILLE, FIRE SERV RM REAR LOADING DOCK - COMMUNITY ARTS CENTER
6460 | E DUBLIN GRANVILLE RD | 43054- | Not Required by DOW | 61206 | WATTS | 919QT | RP | 0.750 | 69990 | DINNING HALL 2FL RM 406
6460 | E DUBLIN GRANVILLE RD | 43054- | Not Required by DOW | A06631 | WILKINS | 950 | DC | 4.000 | 69989 | WATER HEATER ROOM BLDG. I
6460 | E DUBLIN GRANVILLE RD | 43054- | Not Required by DOW | A06470 | WILKINS | 950 | DC | 4.000 | 69988 | STORAGE ROOM IN BLDG A
6460 | E DUBLIN GRANVILLE RD | 43054- | Active | 34519 | WILKINS | 375 | RP | 6.000 | 3622660 | IN HOTBOX SW SIDE OF CAMPUS ABOUT 200 FT FROM RD BY SCHOOL, COURTYARD
6460 | E DUBLIN GRANVILLE RD | 43054- | Not Required by DOW | 09444 | WATTS | 009 | RP | 3.000 | 69966 | CONCESSION STAND MECHANICAL ROOM
6460 | E DUBLIN GRANVILLE RD | 43054- | Not Required by DOW | W199037 | Wilkins | 975XL | RP | 2.000 | 69967 | PUMP ROOM IN BLDG J
6460 | E DUBLIN GRANVILLE RD | 43054- | Not Required by DOW | 183679 | WATTS | 909 | RP | 4.000 | 69977 | LOCKER ROOM IN CUSTODIANS OFFICE
6460 | E DUBLIN GRANVILLE RD | 43054- | Not Required by DOW | 120226 | WATTS | 909 | RP | 2.500 | 69968
6460 | E DUBLIN GRANVILLE RD | 43054- | Not Required by DOW | A06467 | WILKINS | 950 | DC | 4.000 | 69987 | SWIMMING POOL BUILDING BLDG. C
6460 | E DUBLIN GRANVILLE RD | 43054- | Not Required by DOW | A06472 | WILKINS | 950 | DC | 4.000 | 69985 | STORAGE ROOM IN BLDG H
6460 | E DUBLIN GRANVILLE RD | 43054- | Not Required by DOW | 1237910801 | AMES | 2000SS | DC | 6.000 | 69969 | SAME AS ABOVE
6460 | E DUBLIN GRANVILLE RD | 43054- | Not Required by DOW | 402853 | WATTS | 909QT | RP | 1.000 | 69984 | BOILER ROOM
6460 | E DUBLIN GRANVILLE RD | 43054- | Not Required by DOW | 401105 | WATTS | 909QT | RP | 0.750 | 69983 | NATATIORIUM BLDG # 8 R#8-115 MECHANICAL ROOM
6460 | E DUBLIN GRANVILLE RD | 43054- | Not Required by DOW | 635633 | WATTS | 909HWQT | RP | 0.750 | 69982 | ADMINISTRATION AND SCIENCE BLDG #5 MECHANICAL ROOM #5-300
6460 | E DUBLIN GRANVILLE RD | 43054- | Not Required by DOW | 735764 | WATTS | 909HWQT | RP | 0.750 | 69981 | ART'S BUILDING #1 MECHANICAL MEXXANINE S END OF BLDG
6460 | E DUBLIN GRANVILLE RD | 43054- | Not Required by DOW | L02400 | WILKINS | 375 | RP | 4.000 | 69980 | ROOM 163
6460 | E DUBLIN GRANVILLE RD | 43054- | Not Required by DOW | 2HL0458 | AMES | 2000SS | DC | 4.000 | 69979 | STORAGE ROOM IN BLDG E
6460 | E DUBLIN GRANVILLE RD | 43054- | Not Required by DOW | 184124 | WATTS | 909 | RP | 4.000 | 69978 | ADMINISTRATION & SCIENCE BUILDING #5--JANITORS CLOSET
6460 | E DUBLIN GRANVILLE RD | 43054- | Not Required by DOW | 133424 | WATTS | 709 | DC | 6.000 | 69970 | MECH ROOM 163 MIDDLE SCHOOL
6460 | E DUBLIN GRANVILLE RD | 43054- | Not Required by DOW | 143241 | WATTS | 919QT | RP | 1.000 | 69971 | UNIT LOCATED IN HS/MS CAFETERIA GYM BLDG. 1ST FL NW CORNER IN RM 409-B
6460 | E DUBLIN GRANVILLE RD | 43054- | Not Required by DOW | 147193 | WATTS | 909 | RP | 3.000 | 69972 | ROOM 102 H BUILDING H
6460 | E DUBLIN GRANVILLE RD | 43054- | Not Required by DOW | 147194 | WATTS | 909 | RP | 3.000 | 69973 | BOILER ROOM BLDG D
6460 | E DUBLIN GRANVILLE RD | 43054- | Not Required by DOW | 147195 | WATTS | 909 | RP | 3.000 | 69974 | NATATORIUM BLDG #8 MECHANICAL ROOM R#8-115
6460 | E DUBLIN GRANVILLE RD | 43054- | Not Required by DOW | 147204 | WATTS | 909 | RP | 3.00 | 69975 | JANITOR CLOSET R# BLDG i, ART'S BLDG NORTH END OF BLDG
6460 | E DUBLIN GRANVILLE RD | 43054- | Not Required by DOW | 147205 | WATTS | 909 | RP | 3.000 | 69976 | GYMNASIUM BUILDING R#6-117--JANITORS CLOSET
7103 | E DUBLIN GRANVILLE RD | 43054-9792 | Active | 67220 | WATTS | 919QT | RP | 1.000 | 71417 | MECH ROOM
777 | E DUBLIN GRANVILLE RD UNIT A | 43229-3209 | Active | 67504 | WATTS | 009PCQT | RP | 2.000 | 72759 | INSIDE CAR WASH BLDG
777 | E DUBLIN GRANVILLE RD UNIT A | 43229-3209 | Not Required by DOW | 55848 | WATTS | 009QT | RP | 1.000 | 72758 | INSIDE CAR WASH BUILDING
777 | E DUBLIN GRANVILLE RD UNIT A | 43229-3209 | Not Required by DOW | 1276638 | WILKINS | 975 | RP | 1.000 | 72757 | INSIDE CAR WASH BLDG
777 | E DUBLIN GRANVILLE RD UNIT A | 43229-3209 | LPS - Active | 001M06D0001 | Sta-Rite | JBHF3T-515 | LPC |  | 3636848 | DOMESTIC PUMP
821 | E DUBLIN GRANVILLE RD UNIT A | 43229-2415 | Due Install |  |  |  | RP | 1.000 | 3636165
821 | E DUBLIN GRANVILLE RD UNIT A | 43229-2415 | Active | 1346153 | WILKINS | 975 | RP | 1.000 | 73524 | MOP SINK AREA BY METER ST# 9775
821 | E DUBLIN GRANVILLE RD UNIT A | 43229-2415 | Due Install |  |  |  | LPC |  | 3636166
1221 | E DUBLIN GRANVILLE RD UNIT A | 43229-3301 | Active | 1419 | WATTS | 007 | DC | 3.000 | 54319 | RED ROOF INN, NE CORNER CLOSET, 1221 E. DUBLIN GRANVILLE RD
1221 | E DUBLIN GRANVILLE RD UNIT A | 43229-3301 | Due Install |  |  |  | RP | 3.000 | 3626643 | CLOSET ON NE CORNER BY EXIT DOOR
1435 | E DUBLIN GRANVILLE RD UNIT A | 43229-3305 | LPS - Active |  |  |  | LPC |  | 3629323 | BOOSTER PUMP ABOVE MTR FOR IRRIG
1435 | E DUBLIN GRANVILLE RD UNIT A | 43229-3305 | Not Required by DOW | 2862319 | WILKINS | 975XLBMS | RP | 1.000 | 55017 | NE CORNER OF BASEMENT -ABOVE WATER MTR
1435 | E DUBLIN GRANVILLE RD UNIT A | 43229-3305 | Not Required by DOW | W377532 | WILKINS | 975XL | RP | 0.500 | 55018 | UNDER MECH IN BASEMENT UP IN CEILING NEAR WATER METER
1435 | E DUBLIN GRANVILLE RD UNIT A | 43229-3305 | Active | 65680 | WATTS | 009QT | RP | 1.500 | 55020 | NE BASMNT AT WATER MTR
1575 | E DUBLIN GRANVILLE RD UNIT A | 43229-3307 | Active | 3808759 | WILKINS | 975 | RP | 2.000 | 55444 | IN HOT BOX AT WATER METER SW PROP XST FROM 1479 HEMPWOOD
1700 | E DUBLIN GRANVILLE RD UNIT A | 43229-3525 | Active | V07608 | WILKINS | 350ADA | DC | 6.000 | 92290 | NW Rear Water - Riser Room
1700 | E DUBLIN GRANVILLE RD UNIT A | 43229-3525 | Active | A07083 | WATTS | 909M2QT | RP | 2.000 | 55907 | NW Rear Water - Riser Room
1700 | E DUBLIN GRANVILLE RD UNIT A | 43229-3525 | Active | 2271629 | WILKINS | 950XL | DC | 0.750 | 92289 | NW Rear Water - Riser Room
6300 | E DUBLIN GRANVILLE RD UNIT A | 43054-8592 | Active | 58589 | WATTS | 007M1PCQT | DC | 0.750 | 69611 | METER ROOM
6300 | E DUBLIN GRANVILLE RD UNIT A | 43054-8592 | Active | 215497 | WATTS | 009M2QT | RP | 2.000 | 69610 | MECH ROOM EAST SIDE OF BUILDING
6300 | E DUBLIN GRANVILLE RD UNIT A | 43054-8592 | Active | 1303281003 | AMES | 3000SS | DCDA | 6.000 | 69608 | MECH ROOM 1ST FLOOR METER ROOM
6300 | E DUBLIN GRANVILLE RD UNIT B | 43054-8592 | Active | 14165 | WILKINS | 975 | RP | 3.000 | 69609 | MECHANICAL ROOM SOUTHWEST CORNER
275 | E DUNEDIN RD | 43214-3803 | Active | 035879 | WATTS | 800M4QT | PVB | 0.750 | 90184 | FRONT OF HOUSE
43 | E ELM ST | 43217- | Active | 358758 | WATTS | 909QT | RP | 1.000 | 63565 | IN THE BASEMENT MECH. RM ABOVE THE WTR SOFTNER
43 | E ELM ST | 43217- | Active | 345787 | WATTS | 909M1QT | RP | 1.500 | 63562 | UNDER N ENTRANCE STAIRWELL, AT THE WATER METER.
43 | E ELM ST | 43217- | Active | 348376 | WATTS | 909M1QT | RP | 1.500 | 63563 | UNDER N ENRANCE STAIRWELL, AT WATER METER
306 | E FIFTH AVE | 43201-2820 | Active | AB10737 | WILKINS | 975XL2 | RP | 0.750 | 3421822
2120 | E FIFTH AVE | 43219-2577 | Active | 161615 | AMES | 2000SS | DC | 4.000 | 97361 | BASEMENT MECH ROOM
2120 | E FIFTH AVE | 43219-2577 | Active | 153205 | WATTS | 909 | RP | 3.000 | 87199 | MECH ROOM AT WATER METER
306 | E FIFTH AVE UNIT A | 43201-2820 | Active | AEA3961 | WILKINS | 950XLT2 | DC | 2.000 | 3650471
306 | E FIFTH AVE UNIT A | 43201-2820 | Active | ABF2048 | WILKINS | 975XL | RP | 0.750 | 3421823
65 | E FRAMBES AVE UNIT A | 43201-1407 | Not Required by DOW | [5 empty] | 3424071
138 | E FRANKFORT ST UNIT A | 43206-2148 | Active | 27956 | WATTS | 919ZQT | RP | 1.000 | 98720 | BASEMENT WEST WALL
80 | E FULTON ST | 43215-5128 | Not Required by DOW | 279710 | WATTS | 909M1QT | RP | 2.000 | 73129 | IN ADMIN. PARKING GARAGE -BASEMENT (60 E FULTON ST)
80 | E FULTON ST | 43215-5128 | Not Required by DOW | 264582 | WATTS | 909M1QT | RP | 1.250 | 73128 | IN BASEMENT BY HOT WATER TANKS
80 | E FULTON ST | 43215-5128 | Active | 12210104 | AMES | 5000 | RP | 4.000 | 73127 | WATER METER MECH ROOM BASEMENT SW SIDE
80 | E FULTON ST | 43215-5128 | Active | TI-1081 | AMES | COLT200 | DC | 6.000 | 3633207 | WATER METER MECH ROOM BASEMENT SW SIDE
450 | E FULTON ST | 43215-5527 | Active | 192694 | WILKINS | 975 | RP | 1.500 | 64207 | BASEMENT BOILER ROOM ABOVE WATER METER - Food Prod Cntr
450 | E FULTON ST | 43215-5527 | Active | 3607727 | WILKINS | 975XL | RP | 1.000 | 64208 | 2ND FL CHASE BEHIND STEAM KETTLES - Food Prod Cntr
450 | E FULTON ST | 43215-5527 | Active | 143457 | WILKINS | 375 | RP | 2.500 | 64206 | BOILER ROOM - Food Prod
450 | E FULTON ST | 43215-5527 | Active | B09897 | WILKINS | 975 | RP | 2.500 | 99398 | BOILER ROOM BASEMENT - Food Prod.
812 | E FULTON ST | 43205-2622 | Not Required by DOW |  |  |  | RP | 0.750 | 3629731 | AT METER SW SANCTUARY
3450 | E FULTON ST | 43227 | Active | 65878 | WATTS | 919 | RP | 1.000 | 3635174 | AT WATER METER
3483 | E FULTON ST | 43227-1126 | Active | 4777165 | WILKINS | 975XL2 | RP | 0.750 | 3425900 | BACK OF BUILDING NEAR RESTROOM
3485 | E FULTON ST | 43227-1126 | Active | 3366179 | WILKINS | 975 | RP | 1.000 | 60834 | IN BUCKEYE RECYCLING SW CORNER AT H2O METER
3492 | E FULTON ST | 43227-1125 | Active | 4775060 | WILKINS | 975XL | RP | 2.000 | 3425901 | AT FRONT OF BUILDING NEAR FRONT DOOR
3530 | E FULTON ST | 43227- | Due Install |  |  |  | RP |  | 3425903
3530 | E FULTON ST | 43227- | Due Install |  |  |  | DCDA |  | 3639487
3540 | E FULTON ST | 43227-1125 | Active | 4775055 | WILKINS | 975XL | RP | 2.000 | 3640729 | FRONT OFFICE NEAR FILE ROOM
3540 | E FULTON ST | 43227-1125 | Active | 4777163 | WILKINS | 975XL | RP | 0.750 | 3425904 | NEXT TO SHOP
3551 | E FULTON ST | 43227-1195 | Active | 4653515 | WILKINS | 975XL-2 | RP | 2.00 | 3425905
3540 | E FULTON ST UNIT D | 43227-1125 | Due Install |  |  |  | DC | 0.750 | 3652744
3540 | E FULTON ST UNIT D | 43227-1125 | Due Install |  |  |  | DCDA | 10.000 | 3605698
150 | E FULTON ST UNIT NO 2 | 43215-5439 | Active | 4142589 | WILKINS | 950XLD | DC | 0.750 | 3622575 | BASEMENT MECHANICAL ROOM
150 | E FULTON ST UNIT NO 2 | 43215-5439 | Active | 4115B | WILKINS | 350ASTDA | DCDA | 6.000 | 3622576 | BASEMENT MECHANICAL ROOM
150 | E FULTON ST UNIT NO 2 | 43215-5439 | Not Required by DOW | 27390 | WATTS | LF919QT | RP | 2.000 | 3622745 | BASEMENT MECH RM
150 | E FULTON ST UNIT NO 2 | 43215-5439 | Active | Q1-2434 | WATTS | 957 | RP | 3.000 | 3622744 | Basement East
199 | E GATES ST | 43206-3625 | [6 empty] | 3427137
461 | E GATES ST | 43206-2888 | Active | 084473 | WATTS | LF009M2QT | RP | 1.500 | 3427231 | HOT BOX N/W CORNER OF BUILDING
19 | E GAY ST | 43215-3101 | Active | 217322 | WATTS | 009M2-FP | RP | 2.000 | 101136 | BASEMENT BY METER
19 | E GAY ST | 43215-3101 | Active | 149436 | WATTS | 009M3QT | RP | 0.750 | 101135 | IN BASEMENT BY BOILER
19 | E GAY ST | 43215-3101 | Active | 18618 | WATTS | 009QT | RP | 1.500 | 56548 | IN BASEMENT AT WATER METER
22 | E GAY ST | 43215-3175 | Active | 09965 | WATTS | 919AQT | RP | 1.500 | 92920 | Under stairwell-BASEMENT EASTSIDE
25 | E GAY ST | 43215- | Active | W304878 | WILKINS | 975XLBMS | RP | 1.000 | 100451 | 0 USE 6/3/15 CAG. IRRIGATION MEDIAN, E OF PEARL ST ON GAY - 23 N 4TH ST
31 | E GAY ST | 43215-3103 | Due Install |  |  |  | RP |  | 3427522
36 | E GAY ST | 43215-3108 | Not Required by DOW | 12962 | WATTS | 919QT | RP | 0.750 | 92906 | 4TH FLOOR BOILER RM
36 | E GAY ST | 43215-3108 | Active | 160144 | AMES | 3000SS | DCDA | 6.000 | 94419 | BASMENT
36 | E GAY ST | 43215-3108 | Active | 09344 | WATTS | 007M1QT | DC | 0.750 | 94420 | BASEMENT
36 | E GAY ST | 43215-3108 | Not Required by DOW | W295448 | WILKINS | 975XL | RP | 0.500 | 96175 | PREP KITCHEN
36 | E GAY ST | 43215-3108 | LPS - Active |  |  |  | LPC |  | 3636239 | BASMENT - DOMESTIC PUMP
36 | E GAY ST | 43215-3108 | LPS - Active | [5 empty] | 3639523 | FIRE PUMP
36 | E GAY ST | 43215-3108 | Active | x50560 | WILKINS | 375A | RP | 4.000 | 92548 | IN BASEMENT BY ELECTRICAL ROOM
43 | E GAY ST | 43215-3103 | Active | 50513 | AMES | 2000B | DC | 0.750 | 90548 | NORTH END OF BASEMENT
43 | E GAY ST | 43215-3103 | Not Required by DOW | 610575 | WATTS | 909QT | RP | 0.750 | 90549 | BASEMENT
43 | E GAY ST | 43215-3103 | Active | A25675 | WATTS | 009M2QT | RP | 1.500 | 93358 | AT THE WATER METER
43 | E GAY ST | 43215-3103 | LPS - Due Install |  |  |  | LST |  | 3638943 | FIRE PUMP
43 | E GAY ST | 43215-3103 | Active | 1513070606 | AMES | 3000SS | DCDA | 3.000 | 90547 | NORTH END OF BASEMENT
43 | E GAY ST | 43215-3103 | Active | A05630 | WATTS | 009M2QT | RP | 1.500 | 90545 | BASEMENT
52 | E GAY ST | 43215-3108 | Not Required by DOW | 201717 | WATTS | 009QT | RP | 0.500 | 65584 | IN 2ND FLOOR LARGER MENS RESTROOM, UNDER LAVATORY
52 | E GAY ST | 43215-3108 | Not Required by DOW | 4258769 | WILKINS | 975XL2 | RP | 0.750 | 65585 | IN THE PENTHOUSE MECH RM OUTSIDE THE 4TH FL. MAINT. AREA
52 | E GAY ST | 43215-3108 | Active | 299858 | WATTS | 909M1QT | RP | 1.500 | 63564 | IN THE BASEMENT MECHANICAL RM AT THE WTR MTR
52 | E GAY ST | 43215-3108 | Active | HC34569 | WILKINS | 950XLD | DC | 0.750 | 3646738 | FIRE PUMP ROOM BASEMENT FIRE BYPASS
52 | E GAY ST | 43215-3108 | Active | 17744B | WILKINS | 350ASTDA | DCDA | 6.000 | 3635473 | FIRE PUMP ROOM BASEMENT
53 | E GAY ST | 43215-3103 | Active | 36481 |  |  | RP | 1.000 | 3427524 | AFTER THE DOMESTIC WATER METER
56 | E GAY ST | 43215- | Active | 1289715 | WILKINS | 975XL | RP | 1.500 | 67364 | NE CORNER OF THE BLDG IN THE BASEMENT @ WTR MTR
56 | E GAY ST | 43215- | Active | 301448 | WATTS | 909M1QT | RP | 2.000 | 67365 | IN THE BASEMENT, BY FREIGHT ELEVATOR
62 | E GAY ST | 43215- | Not Required by DOW | 409750 | WATTS | 909QT | RP | 0.750 | 69342 | IN THE BASEMENT MECH. RM, AT THE E. WALL --68 E GAY ST
62 | E GAY ST | 43215- | Active | 390367 | WATTS | 909M1QT | RP | 1.500 | 69341 | IN THE BASEMENT SOUTHSIDE FILE ROOM
62 | E GAY ST | 43215- | Active | 300311 | WATTS | 909M1QT | RP | 2.000 | 69340 | IN THE BASEMENT S. SIDE FILE ROOM--68 E GAY ST
62 | E GAY ST | 43215- | Not Required by DOW | 612241 | WATTS | 909QT | RP | 1.000 | 96427 | IN THE 68 E GAY BASEMENT MECH ROOM
65 | E GAY ST | 43215-3127 | Active | 249091202 | AMES | 3000SS | DCDA | 3.000 | 70051 | BASEMENT NW CORNER WEST UNIT
65 | E GAY ST | 43215-3127 | Due Install |  |  |  | RP | 2.000 | 3639000 | BASEMENT NW CORNER WEST UNIT
65 | E GAY ST | 43215-3127 | Active | 28669 | AMES | 2000SS | DC | 0.750 | 70052 | BASEMENT NW CORNER WEST UNIT
83 | E GAY ST | 43215- | Active | W304867 | WILKINS | 975XLBMS | RP | 1.000 | 100450 | IRRIGATIOM MEDIAN 83 1/2 E GAY
85 | E GAY ST | 43215-3118 | Due Install |  |  |  | RP | 4.000 | 3628307 | AT METER
85 | E GAY ST | 43215-3118 | Active | 583840 | WILKINS | 975 | RP | 0.750 | 73911 | PREP AREA AT ICE MACHINE - 45 N THIRD ST
85 | E GAY ST | 43215-3118 | Active | 374921 | WATTS | 009M3QT | RP | 0.750 | 3644616 | SUB BASEMENT IN CEILING
85 | E GAY ST | 43215-3118 | LPS - Active | [5 empty] | 3628310 | PUMP ON FIRE
85 | E GAY ST | 43215-3118 | Due Install |  |  |  | LST |  | 3628308 | BOOSTER ON DOM
100 | E GAY ST | 43215-3109 | Active | UL-3048 | AMES | COLT 400 | RP | 4.000 | 91083 | SW CORNER OF BLDG NEXT TO PARKING GARAGE
100 | E GAY ST | 43215-3109 | Active | 68661 | WATTS | 007M1QT | DC | 0.750 | 91853 | SW CORNER OF BASEMENT
100 | E GAY ST | 43215-3109 | Active | 148602 | AMES | 3000SS | DCDA | 6.000 | 91854 | SW CORNER OF BASEMENT
117 | E GAY ST | 43215- | Active | W304880 | WILKINS | 975XLBMS | RP | 1.000 | 100447 | IRRIGATION MEDIAN - 17 1/2, W OF LAZELLE & GAY - 23 N 4TH ST
133 | E GAY ST | 43215- | Active | W304799 | WILKINS | 975XLBMS | RP | 1.000 | 100448 | IRRIGATION MEDIAN - 133 1/2 GAY
150 | E GAY ST | 43215-3130 | Active | 188474 | WATTS | 909M1QT | RP | 1.500 | 55169 | 2ND FLOOR SOUTH --MAKE UP ON SECONDARY HOT WATER LOOP
150 | E GAY ST | 43215-3130 | Active | 260061 | WATTS | 909M1QT | RP | 2.000 | 55170 | BASEMENT TRASH RM OFF LOADING DOCK AND TURN AROUND
150 | E GAY ST | 43215-3130 | Active | 328433 | WATTS | 909M1QT | RP | 2.000 | 55171 | 26TH FLOOR CHILLER ROOM
150 | E GAY ST | 43215-3130 | Active | 446563 | WATTS | 909QT | RP | 1.000 | 55174 | DOCK - L-2
150 | E GAY ST | 43215-3130 | Active | 498411 | WATTS | 909QT | RP | 1.000 | 55175 | 26 TH FLOOR BOILER ROOM
150 | E GAY ST | 43215-3130 | Active | 68211 | WATTS | 009PCQT | RP | 0.500 | 55176 | BEHIND DISHWASHER
150 | E GAY ST | 43215-3130 | Active | 629443 | WATTS | 909QT | RP | 1.000 | 99021 | 26TH FLOOR BOILER ROOM
150 | E GAY ST | 43215-3130 | Due Install |  |  |  | RP | 8.000 | 3647131
150 | E GAY ST | 43215-3130 | Under renovation | 117678 | WATTS | 909 | RP | 2.500 | 55166 | 26TH FLOOR CHILLER ROOM
150 | E GAY ST | 43215-3130 | Active | 142517 | WATTS | 909 | RP | 3.000 | 55167 | SUB-BASEMENT-TRASH RM OFF TURN-AROUND & LOADING DOCK
150 | E GAY ST | 43215-3130 | Active | 186342 | WATTS | 909M1QT | RP | 1.500 | 55168 | 26TH FLOOR -HALLWAY SW END-(MECH ROOM)
197 | E GAY ST | 43215-3229 | Active | 38434 | WILKINS | 375AST | RP | 3.000 | 3646166 | BOILER ROOM
197 | E GAY ST | 43215-3229 | Not Required by DOW | A67529 | WATTS | 009QT | RP | 0.750 | 56795 | BOILER ROOM
214 | E GAY ST | 43215 | Not Required by DOW | 12358 | WATTS | 919 | RP | 2.000 | 3638435
214 | E GAY ST | 43215 | Not Required by DOW | W187019 | WILKINS | 975XL | RP | 1.000 | 100399 | IRRIGATION MECHANIC ROOM, UNDER STAIRWELL, UNIT 266
214 | E GAY ST | 43215 | Active | JL-0697 | WATTS | 957 | RP | 4.000 | 100398 | MECHANICAL ROOM UNDER STAIRS - 220
214 | E GAY ST | 43215 | Active | N0807310938 | FEBCO | 880V | RP | 4.000 | 100397 | WATER METER ROOM UNIT 220
214 | E GAY ST | 43215 | Not Required by DOW | ABB5112 | WILKINS | 975XL2 | RP | 1.000 | 3652800 | MECH ROOM UNDER STAIRS BY 266 E GAY STREET
247 | E GAY ST | 43215- | Active | 26761 | WATTS | 919 | RP | 1.500 | 99698 | IN MEDIAN JUST EAST OF N 5TH ST
280 | E GAY ST | 43215- | Active | 1290170315 | AMES | 4000SS | RP | 4.000 | 3613186 | RISER ROOM
280 | E GAY ST | 43215- | Active | 1290190315 | AMES | 4000SS | RP | 4.000 | 3613005 | RISER ROOM
293 | E GAY ST | 43215- | Active | 27354 | WATTS | 919 | RP | 1.500 | 99699 | IN MEDIAN ACROSS STREET FROM 294 E GAY ST
306 | E GAY ST | 43215-3212 | Not Required by DOW |  |  |  | RP |  | 3427531
340 | E GAY ST | 43215-3213 | Active | 18737 | WATTS | 919AQT | RP | 1.500 | 3427532 | AFTER WATER METER
369 | E GAY ST | 43215 | Active | LC-1761 | WATTS | 957 | RP | 4.000 | 100202 | MECHANIC ROOM
369 | E GAY ST | 43215 | Active | 3409189 | WILKINS | 950XL | DC | 0.750 | 100262
369 | E GAY ST | 43215 | Active | V28485 | WILKINS | 350ADA | DCDA | 6.000 | 100261 | 1ST SOUTHWEST MECHANICAL ROOM
470 | E GAY ST | 43215-3834 | Due Install |  |  |  | RP | 3.000 | 3639297 | MECH/BOILRE ROOM AT WATER METER
470 | E GAY ST | 43215-3834 | Due Install |  |  |  | DC | 4.000 | 3639298 | MECH/BOILRE ROOM AT WATER METER FOR FIRE LINE TO MAKE DUAL SETTING
470 | E GAY ST | 43215-3834 | Active | 8131 | WATTS | 009QT | RP | 1.500 | 64828 | ROOF PENTHOUSE - MECHANICAL ROOM
933 | E GAY ST | 43203-1823 | Active | 420528 | WATTS | 909M1QT | RP | 1.500 | 74682 | FRONT OF BUILDING - 926 E BROAD ST
934 | e gay st |  | Active | HC51471 | WILKINS | 950XLD | DC | 0.750 | 3652824
934 | e gay st |  | Active | V58377 | WILKINS | 350ADA | DCDA | 4.000 | 3652823
8 | E GOODALE ST | 43215- | Active | W100103 | WILKINS | 975XL | RP | 2.000 | 54896 | NE CORNER OF BUILDING MECH ROOM
8 | E GOODALE ST | 43215- | Active | 287060903 | AMES | 3000SS | DCDA | 4.000 | 54894 | MECH ROOM
8 | E GOODALE ST | 43215- | Active | 32575 | AMES | 2000SS | DC | 0.750 | 54895 | MECH ROOM
70 | E GOODALE ST | 43215 | Active | 028062 | WATTS | LF909M1QT | RP | 1.500 | 3613748 | WATER ROOM ON GROUND LEVEL
134 | E GOODALE ST | 43215- | Active | W175248 | WILKINS | 975 | RP | 0.750 | 54740 | MECH ROOM NW CORNER OF BUILDING
50 | E GRANVILLE RD | 43085-3101 | Active | 3GK0193 | AMES | 3000SS | DCDA | 6.000 | 65589 | Boiler Room - Kilbourne M. S.
50 | E GRANVILLE RD | 43085-3101 | Active | 49377 | WATTS | 007M1QT | DC | 0.750 | 65591 | Boiler Room - Kilbourne M. S.
50 | E GRANVILLE RD | 43085-3101 | Not Required by DOW | 87701 | WATTS | 919AQT | RP | 0.750 | 3650350 | 2ND FLOOR BOILER ROOM
50 | E GRANVILLE RD | 43085-3101 | Not Required by DOW | 373006 | WATTS | 009M3QT | RP | 1.000 | 65588 | BOILER ROOM - Kilbourne Middle School
50 | E GRANVILLE RD | 43085-3101 | Active | 180684 | WATTS | 909 | RP | 3.000 | 65586 | Boiler Room - Kilbourne M. S.
50 | E GRANVILLE RD | 43085-3101 | Not Required by DOW | REMOVED 282025 | WATTS | 909M1QT | RP | 2.000 | 65587 | Boiler Room - Kilbourne M. S.
150 | E GRANVILLE RD | 43054-8593 | Active | 10483 | AMES | 4000B | RP | 0.750 | 97231 | SW MECH ROOM
150 | E GRANVILLE RD | 43054-8593 | Active | 09523 | WATTS | LF009 | RP | 3.000 | 97229 | METER ROOM
150 | E GRANVILLE RD | 43054-8593 | Active | 1048750209 | AMES | 5000ss | RPDA | 6.000 | 97230 | SW MECH ROOM
362 | E GRANVILLE RD | 43085-3123 | Active | CB154118 | WILKINS | 720A | PVB | 0.750 | 3432279 | LEFT SIDE OF HOUSE
385 | E GRANVILLE RD | 43085-3126 | Active | 20070 | AMES | 2000B | DC | 0.750 | 61940 | SE MECH ROOM - BASEMENT PUMP ROOM
385 | E GRANVILLE RD | 43085-3126 | Active | 1147540601 | AMES | 3000SS | DCDA | 4.000 | 61941 | SE MECH ROOM - BASEMENT PUMP ROOM
430 | E GRANVILLE RD | 43085-3166 | Active | HB11842 | FEBCO | 765 | PVB | 0.750 | 63568 | LEFT SIDE OF HOUSE
445 | E GRANVILLE RD | 43085-3192 | Due Install |  |  |  | RP | 4.000 | 3651774
445 | E GRANVILLE RD | 43085-3192 | Due Install |  |  |  | DCDA | 6.000 | 3651218
445 | E GRANVILLE RD | 43085-3192 | Active | 1N1111 | WILKINS | 975XL2 | RP | 0.750 | 3611533 | BOILER ROOM
445 | E GRANVILLE RD | 43085-3192 | Active | 178163 | WATTS | 009M3QT | RP | 0.750 | 64052 | BUILDING G BOILER ROOM
445 | E GRANVILLE RD | 43085-3192 | Active | 229777 | WATTS | 009M2QT | RP | 1.000 | 64053 | BUILDING I MECHANICAL ROOM
445 | E GRANVILLE RD | 43085-3192 | Active | 305335 | WATTS | 909HWM1QT | RP | 1.500 | 64054 | BUILDING I BOILER ROOM
445 | E GRANVILLE RD | 43085-3192 | Active | 3769128 | WILKINS | 975 | RP | 0.750 | 64051 | BUILDING H BOILER ROOM
700 | E GRANVILLE RD | 43229-3210 | Not Required by DOW | 319436 | WATTS | 909M1QT | RP | 1.500 | 71233 | IN FRONT OF CAR WASH OVER HEAD
700 | E GRANVILLE RD | 43229-3210 | Not Required by DOW | 294469 | WATTS | 909M1QT | RP | 1.250 | 71231 | MAIN BLDG, BASEMENT LAUNDRY ROOM - SOUTH WALL
700 | E GRANVILLE RD | 43229-3210 | Active | 29989 | WATTS | LF919QT | RP | 2.000 | 71232 | MAIN BLDG, BASEMENT LAUNDRY ROOM - SOUTH WALL
445 | E GRANVILLE RD REAR | 43085-3192 | Due Install |  |  |  | RP | 1.000 | 3589257
445 | E GRANVILLE RD UNIT B | 43085-3192 | Active | 538918 | WATTS | 009M2PCQT | RP | 0.750 | 64055 | BOILER ROOM
445 | E GRANVILLE RD UNIT B | 43085-3192 | Due Install |  |  |  | RP | 4.000 | 3639245
445 | E GRANVILLE RD UNIT C | 43085-3192 | Due Install |  |  |  | RP | 4.000 | 3432283
716 | E GREENWICH ST | 43085-3705 | Active | 813404 | WILKINS | 720A | PVB | 0.750 | 71518 | NORTH SIDE OF HOUSE
50 | E HENDERSON RD | 43214-2715 | Due Install |  |  |  | RP |  | 3638649
30 | E HUBBARD AVE | 43215 | Active | 3728039 | WILKINS | 975XL | RP | 0.750 | 103610 | LOWER LEVEL
58 | E HUBBARD AVE | 43215 | Active | 20621 | WATTS | 919AQT | RP | 1.500 | 3615190 | METER ROOMO ON SE CORNER OF BLDG.
325 | E HUDSON ST | 43202-2763 | Due Install |  |  |  | RP | 0.750 | 3448600
327 | E HUDSON ST | 43202-2763 | Active | 37780 | WATTS | 919AQT | RP | 0.750 | 100736 | BACK STOCK ROOM BY METER
367 | E HUDSON ST | 43202- | Active | 28930 | WATTS | LF919QT | RP | 1.500 | 3448604 | BASEMENT
459 | E HUDSON ST | 43202-2704 | Not Required by DOW | [5 empty] | 3448607
644 | E HUDSON ST | 43211- | Active | 78795 | WATTS | 909QT | RP | 1.000 | 70448 | NEAR WATER METER IN SERVICE AREA
644 | E HUDSON ST | 43211- | Due Install |  |  |  | RP | 1.000 | 3638304
666 | E HUDSON ST | 43211-1033 | Not Required by DOW | [5 empty] | 3647137
685 | E HUDSON ST | 43211-1034 | Active | 24298 | WATTS | LF919QT | RP | 1.500 | 3633368 | AT WATER METER
685 | E HUDSON ST | 43211-1034 | Not Required by DOW | 1111111685 | HYDRO-GAP | XX | AG | 10.000 | 70826 | ABOVE 3 COMPARTMENT SINK (AIR GAP)
686 | E HUDSON ST | 43211-1035 | Due Install | [5 empty] | 3448617
696 | E HUDSON ST | 43211-1035 | Due Install | [5 empty] | 3448618
701 | E HUDSON ST | 43211-1034 | Active | 165136 | WATTS | 909 | RP | 3.000 | 71278 | MECHANICAL ROOM
701 | E HUDSON ST | 43211-1034 | Active | 118840 | AMES | 3000SS | DCDA | 6.000 | 71277 | MECH ROOM/SOUTH END BUILDING 1ST FLOOR
701 | E HUDSON ST | 43211-1034 | Active | 52445 | WATTS | 007QT | DC | 0.750 | 71279 | SE MECH ROOM
744 | E HUDSON ST | 43211-1130 | Active | 4742512 | WILKINS | 975XL2 | RP | 1.000 | 71979 | AT WATER METER -MDDLE UNDER BOX
759 | E HUDSON ST | 43211-1129 | Active | 35207 | WATTS | 919AQT | RP | 1.000 | 72283 | BEHIND CHECK OUT COUNTER IN CUBBY HOLE AT WATER METER
815 | E HUDSON ST | 43211-1133 | Active | 218285 | WATTS | 009M3QT | RP | 0.750 | 3448626 | Mech. Room at water meter.
823 | E HUDSON ST | 43211-1133 | Not Required by DOW |  |  |  | RP | 0.750 | 3448627 | AT WATER METER SE BSMNT
841 | E HUDSON ST | 43211-1161 | Due Install |  |  |  | RP | 0.750 | 3448630
847 | E HUDSON ST | 43211-1161 | Not Required by DOW | [5 empty] | 3448631
852 | E HUDSON ST | 43211-1162 | Due Install |  |  |  | RP |  | 3448632
883 | E HUDSON ST | 43211-1163 | Due Install |  |  |  | RP | 0.750 | 3448636
883 | E HUDSON ST | 43211-1163 | Due Install |  |  |  | DCDA | 8.000 | 3648918
910 | E HUDSON ST | 43211-1164 | Active | 537374 | WILKINS | 975 | RP | 0.750 | 74547 | SE IN OFFICE AT WATER METER
931 | E HUDSON ST | 43211-1262 | Not Required by DOW | [5 empty] | 3448642
981 | E HUDSON ST | 43211-1242 | Not Required by DOW | [5 empty] | 3448652
1014 | E HUDSON ST | 43211-1245 | Due Install |  |  |  | RP | 0.750 | 3448655 | MID W BATHROOM AT WATER METER
1045 | E HUDSON ST | 43211-1246 | Active | 48395 | WATTS | 919QT | RP | 1.000 | 3448659 | INSIDE MECHANICAL ROOM
1062 | E HUDSON ST | 43211-1247 | Due Install |  |  |  | RP | 0.750 | 3448661 | AT WATER METER SW OF 1062 AT FLOOR
1065 | E HUDSON ST | 43211-1246 | Due Install |  |  |  | RP |  | 3448662
1066 | E HUDSON ST | 43211-1247 | Due Install |  |  |  | RP | 0.750 | 3448663 | AT WATER METER BACK WALL BY HWT MCGUFFY MARKET
1080 | E HUDSON ST | 43211-1360 | Active | ABF2908 | WILKINS | 975 | RP | 0.750 | 3448664 | SOUTHWEST CORNER OF STORE IN OFFICE
1115 | E HUDSON ST | 43211-1359 |  |  |  |  | RP | 0.750 | 3448669 | AT WATER METER NE OF SHOWROOM AT FLOOR CELL PHONE STORE
1125 | E HUDSON ST | 43211-1361 | Due Install | [5 empty] | 3448670
1190 | E HUDSON ST | 43211-1308 | Not Required by DOW |  |  |  | RP | 1.000 | 3636232 | BY METER
1212 | E HUDSON ST | 43211-1310 | Active | 11067 | WATTS | 919-QT | RP | 0.750 | 3448682 | W WALL AT WATER METER BY TOILET
1221 | E HUDSON ST | 43211-1309 | Not Required by DOW |  |  |  | RP |  | 3448684
1555 | E HUDSON ST | 43211-1543 | Active | 141192 | WATTS | 009M3QT | RP | 0.750 | 55394 | OUTSIDE
1555 | E HUDSON ST | 43211-1543 | Active | 567158 | WATTS | 909QT | RP | 1.000 | 55395 | MECH ROOM FRONT OF BUILDING IN BASEMENT
1821 | E HUDSON ST | 43211- | Due Install |  |  |  | RP |  | 3448802
1891 | E HUDSON ST | 43211-2323 | Active | 13749 | WATTS | 007M1PCQT | DC | 0.750 | 99089 | IN PIT
1891 | E HUDSON ST | 43211-2323 | Active | 122914 | AMES | 4000SS | RP | 4.000 | 99087 | HOT BOX AT GATE CORNER OF PARKWOOD AND ROBENA LN
1891 | E HUDSON ST | 43211-2323 | Active | 167523 | AMES | 3000SS | DCDA | 6.000 | 99088 | IN PIT
3131 | E HUDSON ST | 43219-1632 | Active | H496154 | FEBCO | 765 | PVB | 0.750 | 95586 | RIGHT SIDE OF HOUSE
3138 | E HUDSON ST | 43219-1633 | Active | ZK581 | CONBRACO | PVB | PVB | 1.000 | 93179 | RIGHT SIDE OF HOUSE
3141 | E HUDSON ST | 43219-1632 | Active | 181287 | WILKINS | 420 | PVB | 1.000 | 60048 | RIGHT HAND SIDE OF HOUSE
3149 | E HUDSON ST | 43219-1632 | Active | 181258 | WILKINS | 420 | PVB | 1.000 | 60056 | LEFT HAND SIDE OF HOUSE
3152 | E HUDSON ST | 43219-1633 | Active | H025089 | FEBCO | 765 | PVB | 1.000 | 94829 | LEFT SIDE OF HOUSE
675 | E HUDSON ST _ | 43211-1034 | Active | 3509138 | WILKINS | 975XL | RP | 1.000 | 100708 | SW MECH ROOM AT METER
675 | E HUDSON ST _ | 43211-1034 | Not Required by DOW | 3509150 | WILKINS | 975XL | RP | 1.000 | 102317 | STOCK ROOM
14 | E HUDSON ST UNIT A | 43202-2610 | Active | 3554745 | WILKINS | 975XL | RP | 1.500 | 100871 | NORTH - EAST PART OF BUILDING AT WATER METER
14 | E HUDSON ST UNIT B | 43202-2610 | Active | 47222 | WATTS | 919AQT | RP | 1.000 | 3609434 | BEHIND COOLER ON WEST WALL
14 | E HUDSON ST UNIT B | 43202-2610 | Due Install |  |  |  | RP | 1.500 | 3638401
491 | E INNIS AVE | 43207- | Active | 34416 | WATTS | 009M1PCQT | RP | 2.000 | 65400 | AT WATER METER & GAS ROOM BY N/W LOADING DOCKS
515 | E INNIS AVE | 43207- | Active | 1932121217 | AMES | 3000SS | DCDA | 8.000 | 3451227 | PUMP HOUSE AT INNIS AND WAGER
515 | E INNIS AVE | 43207- | LPS - Active |  | FIRETROL | FTA1000 | LST |  | 3628057 | LOW PRESSURE SUSTAINING DEVICE FOR FIRE BOOSTER PUMP
515 | E INNIS AVE | 43207- | Active | 79407 | AMES | 2000B | DC | 0.750 | 3652747 | PUMP HOUSE AT INNIS AND WAGER
1600 | E INTEGRITY DR | 43209-2731 | Active | 114423 | WATTS | LF009M2 | RP | 1.500 | 3451459 | IN CLOSET OFF LOBBY
1600 | E INTEGRITY DR | 43209-2731 | Due Install |  |  |  | DCDA |  | 3650830
840 | E JENKINS AVE | 43207- | Active | 246739 | WATTS | LF009M2QT | RP | 1.000 | 3453794 | WALL BETWEEN DOOR 6 AND 7
851 | E JENKINS AVE | 43207-1318 | Due Install | [5 empty] | 3453796
857 | E JENKINS AVE | 43207-1318 | Active | 4718561 | WATTS |  | RP | 0.750 | 3453798 | AT WATER METER
860 | E JENKINS AVE | 43207- | Active | WC-1587 | AMES | COLT 300BF | DCDA | 8.000 | 3650181 | EAST SIDE PUMP ROOM
860 | E JENKINS AVE | 43207- | Active | 246714 | WATTS | LF009M2QT | RP | 1.000 | 3638723 | UTILITY CLOSET BEHIND OFFICE EAST OF DOOR 3. BEHIND EAST BATHROOMS
860 | E JENKINS AVE | 43207- | Active | 69089 | AMES | 2000B | DC | 0.750 | 3652762 | EAST SIDE PUMP ROOM
199 | E KANAWHA AVE | 43214-1209 | Active | T239596 | WILKINS | 720 | PVB | 0.750 | 3455400 | RIGHT SIDE OF HOUSE
493 | E KANAWHA AVE | 43214-1213 | Active | G050753 | WILKINS | 720A | PVB | 0.750 | 91579 | REAR OF HOME
134 | E KELSO RD | 43202-2362 | Active | 674855 | WATTS | 800M4FR | PVB | 1.000 | 54741 | W SIDE OF HOUSE
135 | E KOSSUTH ST | 43206-2172 | Active | CB027873 | WILKINS | 720A | PVB | 0.750 | 3462198 | RIGHT SIDE OF HOUSE
140 | E KOSSUTH ST | 43206-2102 | Active | T291402 | WILKINS | 720A | PVB | 0.750 | 3462199
240 | E KOSSUTH ST | 43206-2119 | Due Install |  |  |  | RP | 0.750 | 3632565 | AT WATER METER DRY STORAGE AREA ICE MACHIINE 2 MTRS (808 PURDY ST UNIT A)
303 | e kossuth st |  | Active | 266923 | WATTS | LF009M2QT | RP | 1.000 | 3654439 | HOT BOX
43 | E LAFAYETTE ST | 43215- | Active | 3414026 | WILKINS | 975XL2 | RP | 0.750 | 99565 | NEXT TO WATER METER
15 | E LANE AVE | 43201-1226 | Active | 1557091 | WILKINS | 975AST | RP | 0.750 | 3632890 | LOWER LEVEL PARKING GARAGE NORTH (LANE WATER ROOM)
15 | E LANE AVE | 43201-1226 | Active | 3065D | WILKINS | 375AST | RPDA | 4.000 | 3632889 | LOWER LEVEL PARKING GARAGE NORTH (LANE WATER ROOM)
15 | E LANE AVE | 43201-1226 | Active | 13582C | WILKINS | 375AST | RP | 4.000 | 3464067 | LOWER LEVEL PARKING GARAGE NORTH (LANE WATER ROOM)
247 | E LANSING ST | 43206-2660 | Active | CB030198 | WILKINS | 720 | PVB | 0.750 | 3464638 | BACK LEFT CORNER OF HOUSE
615 | E LINCOLN AVE | 43214 | Active | EAC0024 | WILKINS | 720A | PVB | 0.750 | 3653344 | LEFT SIDE
709 | E LINCOLN AVE | 43229-5021 | Due Install |  |  |  | RP |  | 3468370
726 | E LINCOLN AVE | 43229-5024 | Due Install |  |  |  | RP | 0.750 | 3468371
728 | E LINCOLN AVE | 43229-5024 | Due Install |  |  |  | RP | 0.750 | 3468372
40 | E LINCOLN ST | 43215 | Active | 17867B | WILKINS | 350ASTDA | DCDA | 6.000 | 3646732 | MECH ROOM SOUTHWEST CORNER
40 | E LINCOLN ST | 43215 | Not Required by DOW | 4857191 | WILKINS | 975XL2 | RP | 1.000 | 3646731 | MECH ROOM AFTER CITY WATER METER
40 | E LINCOLN ST | 43215 | Active | HC33749 | WILKINS | 950XLD | DC | 0.750 | 3646733 | MECH ROOM FIRE BYPASS
40 | E LINCOLN ST | 43215 | Active | ACA3548 | WILKINS | 975XL2 | RP | 2.000 | 3646730 | MECH ROOM AT METER SOUTHWEST CORNER
45 | E LINCOLN ST | 43215-1515 | Active | 336357 | WATTS | LF009M3QT | RP | 0.750 | 3468587 | AT METER
166 | E LINCOLN ST | 43215- | Due Install |  |  |  | RP | 1.500 | 3639225
2167 | E LIVINGSTON AV | 43209-2853 | Active | 99452 | WATTS | 009M2QT | RP | 1.500 | 57500 | NE AT WATER METER CATERING/BANQUET HALL
1 | E LIVINGSTON AVE | 43215-7700 | Active | 78167 | WATTS | 919QT | RP | 0.750 | 3470400 | AT METER. UNDER STEPS
35 | E LIVINGSTON AVE | 43215-5762 | Due Install |  |  |  | RP |  | 3470402
35 | E LIVINGSTON AVE | 43215-5762 | Due Install |  |  |  | RP |  | 3470401
63 | E LIVINGSTON AVE | 43215- | Due Install |  |  |  | RP |  | 3470403
69 | E LIVINGSTON AVE | 43215- | Due Install |  |  |  | RP |  | 3470404
195 | E LIVINGSTON AVE | 43215-5745 | Active | 4733616 | WILKINS | 975XL2 | RP | 1.000 | 56728 | BASEMENT NEXT TO WATER METER
211 | E LIVINGSTON AVE | 43215-5745 | Due Install | [5 empty] | 3470418 | basement n side
247 | E LIVINGSTON AVE | 43215-5747 | Active | 107021 | WATTS | 009M2QT | RP | 1.500 | 3470422
253 | E LIVINGSTON AVE | 43215-5747 | Active | 4815911 | WILKINS | 975XL2 | RP | 1.000 | 3470423
286 | E LIVINGSTON AVE | 43215 | Active | 149485 | WATTS | 009M2 | RP | 1.000 | 3635689 | IN HOTBOX S SIDE OF PARKING LOT BY GATE
325 | E LIVINGSTON AVE | 43215-5760 | Not Required by DOW | [5 empty] | 3470435
361 | E LIVINGSTON AVE | 43215- | Not Required by DOW |  |  |  | RP | 0.750 | 3470439 | AT METER SW CELLAR SW OUTSIDE CELLAR DOOR
369 | E LIVINGSTON AVE | 43215-5531 | Active | 75517 | WATTS | LF919QT | RP | 0.750 | 3629781 | AT METER BSMNT MECH/FURN ROOM WEST METER
369 | E LIVINGSTON AVE | 43215-5531 | Active | 75843 | WATTS | LF919QT | RP | 0.750 | 3470440 | AT METER BSMNT MECH/FURN ROOM EAST METER
369 | E LIVINGSTON AVE | 43215-5531 | Not Required by DOW | CB077035 | WILKINS | 720A | PVB | 0.750 | 3470441 | RIGHT OF BACK DOOR (MAIN ENTRANCE)
386 | E LIVINGSTON AVE | 43215 | Active | X35874 | WILKINS | 375A | RP | 4.000 | 3621130 | BASEMENT WATER SERVICE ROOM BOTTOM DEVICE
386 | E LIVINGSTON AVE | 43215 | Active | X35873 | WILKINS | 375A | RP | 4.000 | 3621129 | BASEMENT WATER SERVICE ROOM TOP DEVICE
386 | E LIVINGSTON AVE | 43215 | Not Required by DOW | L101346 | WILKINS | 375 | RP | 2.500 | 3621128 | PENTHOUSE 8' OFF GROUND IN FRONT OF ELECT RM DOOR
386 | E LIVINGSTON AVE | 43215 | Not Required by DOW | B030941 | WILKINS | 375XL | RP | 1.500 | 3621127 | PENTHOUSE 12' OFF GROUND IN BOILER RM ABOVE EXPANSION TANKS
386 | E LIVINGSTON AVE | 43215 | LPS - Active |  |  |  | LPC |  | 3639141 | DOMESTIC BOOSTER PUMP
386 | E LIVINGSTON AVE | 43215 | LPS - Active | [5 empty] | 3639140 | FIRE BOOSTER PUMP
386 | E LIVINGSTON AVE | 43215 | Active | 4326521 | WILKINS | 975 | RP | 0.750 | 3621191 | SOUTHEAST BASEMENT IN MECH ROOM
386 | E LIVINGSTON AVE | 43215 | Active | Y12453 | WILKINS | 375ADA | RPDA | 8.000 | 3621131 | BASEMENT WATER SERVICE ROOM
407 | E LIVINGSTON AVE | 43215-5531 | Not Required by DOW | [5 empty] | 3470445
425 | E LIVINGSTON AVE | 43215- | Active | 4054043 | WILKINS | 975XL | RP | 1.000 | 3470448
450 | E LIVINGSTON AVE | 43215- | Active | 183670 | WATTS | LF009M2QT | RP | 1.000 | 3649163 | CONSTRUCTION SITE ACCROSS FROM 485 LIVINGSTON TEMPORARY METER, HOT BOX
505 | E LIVINGSTON AVE | 43215-5544 | Not Required by DOW | 3789051 | WILKINS | 975XL | RP | 1.000 | 3607718 | REAR EXIT
505 | E LIVINGSTON AVE | 43215-5544 | Active | 16646 | WATTS | 919QT | RP | 1.500 | 103764 | BY BACK DOOR
517 | E LIVINGSTON AVE | 43215-5545 | Not Required by DOW | [5 empty] | 3470451
535 | E LIVINGSTON AVE | 43215-5545 | Active | 215886 | WILKINS | 975 | RP | 0.750 | 66709 | BASEMENT AT METER
567 | E LIVINGSTON AVE | 43215-5546 | Active | 3442092 | WILKINS | 975XL | RP | 1.500 | 102743 | MECH ROOM
567 | E LIVINGSTON AVE | 43215-5546 | Active | 3507552 | WILKINS | 975 | RP | 0.750 | 103027 | 581 E LIVINGSTON AVE - MECH ROOM
567 | E LIVINGSTON AVE | 43215-5546 | Active | 123D | WILKINS | 375 | RP | 4.000 | 103026 | MECH ROOM
591 | E LIVINGSTON AVE | 43215-5546 | Not Required by DOW | 3103689 | WILKINS | 975XL | RP | 1.000 | 98456 | Stock Room
591 | E LIVINGSTON AVE | 43215-5546 | Active | V23251 | WILKINS | 350ADA | DCDA | 4.000 | 98454 | Stock Room
591 | E LIVINGSTON AVE | 43215-5546 | Active | 3129391 | WILKINS | 975XL | RP | 1.500 | 98176 | Stock Room
591 | E LIVINGSTON AVE | 43215-5546 | Active | 3144346 | WILKINS | 950XL | DC | 0.750 | 99332 | Stock Room
611 | E LIVINGSTON AVE | 43205- | Not Required by DOW | 4126061 | WILKINS | 975XL | RP | 2.000 | 3618652 | PANERA MAIN, IN MECHANICAL - IN CENTER OF STORE
611 | E LIVINGSTON AVE | 43205- | LPS - Due Install | [5 empty] | 3628227 | PANERA MAIN, IN MECHANICAL - IN CENTER OF STORE
611 | E LIVINGSTON AVE | 43205- | LPS - Due Install | [5 empty] | 3628228 | PANERA MAIN, IN MECHANICAL - IN CENTER OF STORE
611 | E LIVINGSTON AVE | 43205- | Active | X35199 | WILKINS | 375A | RP | 3.000 | 3618319 | FB0232 MECH/METER RM
611 | E LIVINGSTON AVE | 43205- | Active | X35200 | WILKINS | 375A | RP | 3.000 | 3618542 | FB0232 MECH/METER RM
611 | E LIVINGSTON AVE | 43205- | Active | 4058988 | WILKINS | 950XLD | DC | 0.750 | 3618544 | FIRE/RISER RM NW BSMNT-room FB0233
611 | E LIVINGSTON AVE | 43205- | Active | V43151 | WILKINS | 350ADA | DCDA | 6.000 | 3618543 | FIRE/RISER RM NW BSMNT-room FB0233
611 | E LIVINGSTON AVE | 43205- | Not Required by DOW | 4251125 | WILKINS | 950XLT | DC | 0.750 | 3618651 | CEILING BY PROOFERS
635 | E LIVINGSTON AVE | 43205- | LPS - Active |  |  |  | LPC |  | 3626837 | BOOSTER PUMP ON IRRIGATION SYSTEM WILL NEED A LPC
635 | E LIVINGSTON AVE | 43205- | Active | 3894304 | WILKINS | 975XL2 | RP | 1.500 | 3611474 | C-Bldg PENTHOUSE
635 | E LIVINGSTON AVE | 43205- | Active | 56711 | AMES | 2000B | DC | 0.750 | 94411 | "L" Garage EQ RM
635 | E LIVINGSTON AVE | 43205- | Active | 18082 | WILKINS | 375 | RP | 2.500 | 100361 | C-Bldg 6th Floor
635 | E LIVINGSTON AVE | 43205- | Active | 435104 | WATTS | 909HWM1QT | RP | 1.500 | 95476 | L Garage-EQ RM
635 | E LIVINGSTON AVE | 43205- | Active | 441773 | WATTS | 909HWM1QT | RP | 2.000 | 95475 | "L" Garage -EQ RM
635 | E LIVINGSTON AVE | 43205- | Active | 159702 | AMES | 3000SS | DCDA | 4.000 | 94412 | "L" Garage EQ RM
643 | E LIVINGSTON AVE | 43205 | Active | 3209633 | WILKINS | 975XLBMS | RP | 2.000 | 101679 | IN HOT BOX
655 | E LIVINGSTON AVE | 43205-2618 | Active | L15564 | WILKINS | 375 | RP | 2.500 | 70228 | AC-BLDG RM - AC0139, BASEMENT METER ROOM
655 | E LIVINGSTON AVE | 43205-2618 | Active | 35664 | AMES | 2000SS | DC | 0.750 | 70227 | AC-BLDG MECH - AC 0139, BASEMENT
655 | E LIVINGSTON AVE | 43205-2618 | Not Required by DOW | 1635632 | WILKINS | 975 | RP | 1.250 | 70226 | AC-BLDG -AC0139, BASEMENT METER ROOM
655 | E LIVINGSTON AVE | 43205-2618 | Active | 1312820104 | AMES | 3000SS | DCDA | 3.000 | 70225 | BASEMENT MECH ROOM - AC0139
711 | E LIVINGSTON AVE | 43205-2640 | Active | 184547 | WATTS | 909QTFDA | RP | 3.000 | 96246 | NEXT TO WATER
711 | E LIVINGSTON AVE | 43205-2640 | Active | V12806 | WILKINS | 350 | DCDA | 4.000 | 96301 | MECH ROOM IN BASEMENT
711 | E LIVINGSTON AVE | 43205-2640 | Active | 16093 | WATTS | 919AQT | RP | 1.000 | 96304 | IN BOILER ROOM
711 | E LIVINGSTON AVE | 43205-2640 | Active | 2597849 | WILKINS | 950XL | DC | 0.750 | 96302 | MECH ROOM IN BASEMENT
711 | E LIVINGSTON AVE | 43205-2640 | Not Required by DOW | 06891 | WATTS | 009M2QT | RP | 1.250 | 96303 | NEXT TO WATER METER
825 | E LIVINGSTON AVE | 43205-2672 | Active | 163566 | AMES | 3000SS | DCDA | 4.000 | 98139 | BOILER ROOM - LIVINGSTON E.S.
825 | E LIVINGSTON AVE | 43205-2672 | Active | 56994 | AMES | 2000B | DC | 0.750 | 98140 | BOILER ROOM - LIVINGSTON E.S.
825 | E LIVINGSTON AVE | 43205-2672 | Active | L38704 | WILKINS | 375DA | RPDA | 3.000 | 96763 | MECH ROOM SOUTH SIDE OF BLDG - Livingston E. S.
825 | E LIVINGSTON AVE | 43205-2672 | Active | 623218 | WATTS | 909QT | RP | 0.750 | 96764 | IN PUMP ROOM B120 MECH ROOM - Livingston E. S.
825 | E LIVINGSTON AVE | 43205-2672 | Active | 623571 | WATTS | 909QT | RP | 0.750 | 96765 | IN PUMP ROOM B120 MECH ROOM - Livingston E. S.
855 | E LIVINGSTON AVE | 43205-2653 | Active | 168153 | WATTS | LF009M2QT | RP | 1.000 | 3470456 | MECH ROOM MID BUILDING
1006 | E LIVINGSTON AVE | 43205-2750 | Active | 83281 | WATTS | 919 | RP | 0.750 | 3470485
1015 | E LIVINGSTON AVE | 43205-2739 | Not Required by DOW | [5 empty] | 3470487
1266 | E LIVINGSTON AVE | 43205-2841 | Active | 3826289 | WILKINS | 975XL2 | RP | 0.750 | 54482 | MECH RM
1324 | E LIVINGSTON AVE | 43205- | Active | 65827 | WATTS | 919QT | RP | 0.750 | 3618669 | BASEMENT AFTER METER SETTING
1330 | E LIVINGSTON AVE | 43205-2854 | Active | 65824 | WATTS | 919QT | RP | 0.750 | 3619694 | UTILITY ROOM AFTER METER
1362 | E LIVINGSTON AVE | 43205-2922 | Due Install |  |  |  | RP |  | 3470550
1378 | E LIVINGSTON AVE | 43205-2922 | Due Install |  |  |  | RP | 0.750 | 3470554
1422 | E LIVINGSTON AVE | 43205-2922 | Not Required by DOW | 3868948 | WILKINS | 975XL | RP | 0.750 | 3626372 | BOILER MAKE UP, MECHANICAL ROOM MEP
1422 | E LIVINGSTON AVE | 43205-2922 | Active | 22368 | WATTS | 919QT | RP | 2.000 | 3603534 | MECHANICAL ROOM NW CORNER OF BUILDING
1422 | E LIVINGSTON AVE | 43205-2922 | Active | 1811230913 | AMES | 3000SS | DCDA | 6.000 | 3603662 | SPRINKLER ROOM NW CORNER OF BUILDING
1422 | E LIVINGSTON AVE | 43205-2922 | Active | 318167 | WATTS | 007M3QT | DC | 0.750 | 3603663 | SPRINKLER BYPASS WEST END OF BUILDING
1440 | E LIVINGSTON AVE | 43205-2914 | Active | 4783164 | WILKINS |  | RP | 1.000 | 3470560 | AT METER
1472 | E LIVINGSTON AVE | 43205-2914 | Due Install |  |  |  | RP |  | 3470566
1485 | E LIVINGSTON AVE | 43205-2931 | Due Install |  |  |  | RP | 1.500 | 3470567
1500 | E LIVINGSTON AVE | 43205-2925 | Active | 3862201 | WILKINS | 975 | RP | 1.000 | 3470569 | ON RIGHT INSIDE FRONT DOOR
1533 | E LIVINGSTON AVE | 43205-2915 | Due Install | [5 empty] | 3470570
1565 | E LIVINGSTON AVE | 43205- |  |  |  |  | RP | 2.000 | 3470574
1566 | E LIVINGSTON AVE | 43205-2916 | Due Install |  |  |  | RP |  | 3638224
1573 | E LIVINGSTON AVE | 43205 | Active | 198538 | AMES | 3000SS | DCDA | 6.000 | 3646426 | NORTHWEST CORNER OF BASEMENT
1573 | E LIVINGSTON AVE | 43205 | Active | 29858 | WATTS | 007M1QT | DC | 0.750 | 3646427 | NORTHWEST CORNER OF BASEMENT FIRE BYPASS
1573 | E LIVINGSTON AVE | 43205 | Active | 70321 | APOLLO | RPLF4A | RP | 3.000 | 3643517 | BASEMENT AT WATER METER
1573 | E LIVINGSTON AVE | 43205 | LPS - Active | [5 empty] | 3646439 | DOMESTIC BOOSTER PUMP
1593 | E LIVINGSTON AVE | 43205-2930 | Due Install |  |  |  | RP |  | 3470578 | MTR BEHIND COUNTER UNDER SMALL TABLE IN NE CORNER
1626 | E LIVINGSTON AVE | 43205-3021 | Active | 249771 | WATTS | LFOO9M3QT | RP | 0.750 | 3470585 | AT METER IN RESTROOM
1635 | E LIVINGSTON AVE | 43205-3020 | Not Required by DOW | [5 empty] | 3470588
1734 | E LIVINGSTON AVE | 43205-3023 | Active | 233779 | WATTS | 009M3 | RP | 0.750 | 3470639 | IN REAR STOOR ROOM
1744 | E LIVINGSTON AVE | 43205-3023 | Active | 233787 | WATTS | 009M3 | RP | 0.750 | 3470640
1800 | E LIVINGSTON AVE | 43205-3023 | Active | A12576 | WATTS | 007M1-FP | DC | 2.000 | 87515
1900 | E LIVINGSTON AVE | 43209 | Not Required by DOW | 3862196 | WILKINS | 975XL2 | RP | 1.000 | 3604476 | MECHANICAL ROOM
1900 | E LIVINGSTON AVE | 43209 | Active | 3914271 | WILKINS | 975XL2 | RP | 1.000 | 3604158 | MECHANICAL ROOM IN REAR OF BUILDING
1909 | E LIVINGSTON AVE | 43209-2733 | Active | 214507 | WATTS | LF009M2QT | RP | 1.000 | 3470667 | N/W SIDE BY METER
1937 | E LIVINGSTON AVE | 43209-2733 | Not Required by DOW | 442921 | WATTS | 909QT | RP | 0.750 | 56687 | NEXT TO THE WATER METER IN MECH ROOM
1937 | E LIVINGSTON AVE | 43209-2733 | Active | 64566 | WATTS | 009M1QT | RP | 2.000 | 56688 | ADJACENT TO MEN'S OFFICE IN EQUIP ROOM
2063 | E LIVINGSTON AVE | 43209-2851 | Not Required by DOW | 07774REM | WATTS | 009QT | RP | 0.750 | 57142 | 0 USE 6/3/15 CAG. BY FRONT DOOR
2087 | E LIVINGSTON AVE | 43209-2851 | Active | ACG3891 | WILKINS | 975XL2 | RP | 1.500 | 3470672
2097 | E LIVINGSTON AVE | 43209-2851 | Active | 1289713 | WILKINS | 975XL | RP | 1.500 | 57203 | IN THE STORAGE RM AT THE SE CORNER @ THE WATER METER
2111 | E LIVINGSTON AVE | 43209-2853 | Active | 15752 | WATTS | 919AQT | RP | 1.500 | 102276 | REAR OF STORE AFTER METER
2111 | E LIVINGSTON AVE | 43209-2853 | Not Required by DOW | 40192 | WATTS | 919AQT | RP | 1.000 | 3607356 | IN KITCHEN BEHIND ICE MAKER
2127 | E LIVINGSTON AVE | 43209-2853 | Active | 29324 | WATTS | 919 | RP | 1.500 | 3470673
2133 | E LIVINGSTON AVE | 43209-2853 | Active | 1111112133 | HYDRO-GAP | XX | AG | 10.000 | 57408 | ABOVE 3 COMPARTMENT SINK -- AIR GAP
2133 | E LIVINGSTON AVE | 43209-2853 | Due Install |  |  |  | RP |  | 3638495 | AT METER
2135 | E LIVINGSTON AVE | 43209-2853 | Active | 99370 | WATTS | 009M2QT | RP | 1.000 | 57409 | AT WATER METER
2253 | E LIVINGSTON AVE | 43209-2857 | Active | 79823 | WATTS | 009QT | RP | 1.000 | 57783 | IN MECH ROOM AT WATER METER
2295 | E LIVINGSTON AVE | 43209-2844 | Not Required by DOW | [5 empty] | 3470678
2685 | E LIVINGSTON AVE | 43209-2961 | Active | VK-1043 | AMES | COLT 500GV | RPDA | 6.000 | 3652041 | IN HOT BOX
2685 | E LIVINGSTON AVE | 43209-2961 | Active | 91284 | WATTS | 919-QT | RP | 0.750 | 3652042 | IN HOT BOX
2685 | E LIVINGSTON AVE | 43209-2961 | Active | WA-2574 | AMES | COLT 400 | RP | 4.000 | 3636837 | IN HOT BOX
2777 | E LIVINGSTON AVE | 43209-3039 | Active | 193275 | WATTS | LF009M2QT | RP | 2.000 | 3470721 | BASEMENT MECH ROOM
2851 | E LIVINGSTON AVE | 43209- | Active | 33513 | WILKINS | 375A | RP | 3.000 | 3470730 | NEXT TO WATER METER NE CORNER OF BASEMENT
2867 | e livingston ave |  | Active | 4973353 | WILKINS | 975XL2 | RP | 2.000 | 3654912 | MECH ROOM / ROOM #104
3005 | E LIVINGSTON AVE | 43209-3047 | Not Required by DOW | 244802 | WATTS | 800QT | PVB | 0.750 | 59791 | OUTSIDE WEST WALL
3005 | E LIVINGSTON AVE | 43209-3047 | Not Required by DOW | 1191113 | WILKINS | 975 | RP | 0.750 | 59790 | AT METER
3005 | E LIVINGSTON AVE | 43209-3047 | Active | 1186234 | WILKINS | 975XLBMS | RP | 1.500 | 59789 | SW CORNER OF MECH STORAGE ROOM
3005 | E LIVINGSTON AVE | 43209-3047 | Not Required by DOW | 1078708 | WILKINS | 950 | DC | 1.250 | 59788 | AT METER
3015 | E LIVINGSTON AVE | 43209-3047 | Active | 13329 | AMES | 2000SS | DC | 0.750 | 59809 | NW SIDE OF BUILDING ON OUTSIDE WALL
3015 | E LIVINGSTON AVE | 43209-3047 | Active | 106200 | AMES | 3000SS | DCDA | 3.000 | 59812 | N WEST SIDE OF BUILDING ON OUTSIDE WALL
3015 | E LIVINGSTON AVE | 43209-3047 | Not Required by DOW | 57952 | WATTS | 009M2QT | RP | 1.500 | 59811 | BACK OF BUILDING IN HALLWAY BY RESTROOMS
3015 | E LIVINGSTON AVE | 43209-3047 | Active | 56954 | WATTS | 009M2QT | RP | 1.500 | 59810 | ON WEST SIDE OF BUILDING AT WATER METER
3090 | E LIVINGSTON AVE | 43227-1890 | Due Install |  |  |  | RP |  | 3470763
3094 | E LIVINGSTON AVE | 43227-1875 | Due Install |  |  |  | RP |  | 3470764
3110 | E LIVINGSTON AVE | 43227-1876 | Due Install |  |  |  | RP |  | 3470767
3192 | E LIVINGSTON AVE | 43227-1945 | Due Install |  |  |  | RP |  | 3470773
3227 | E LIVINGSTON AVE | 43227-1923 | Due Install | [5 empty] | 3470775
3227 | E LIVINGSTON AVE | 43227-1923 | Due Install |  |  |  | DCDA |  | 3636329
3319 | E LIVINGSTON AVE | 43227-1923 | Not Required by DOW |  |  |  | RP |  | 3470784
3331 | E LIVINGSTON AVE | 43227-1923 | Not Required by DOW |  |  |  | RP | 1.000 | 3470786 | AT WATER METER IN FURNACE ROOM
3355 | E LIVINGSTON AVE | 43227-1926 | Active | 1207246 | WILKINS | 975XL | RP | 1.000 | 3653985 | BACK ROOM
3355 | E LIVINGSTON AVE | 43227-1926 | Active | AB18012 | WILKINS | 975XL | RP | 1.000 | 3470787 | IN PHARMACY
3355 | E LIVINGSTON AVE | 43227-1926 | Active | 86080 | AMES | 2000B | DC | 0.750 | 3652091 | STOREROOM
3355 | E LIVINGSTON AVE | 43227-1926 | Active | 102225C122 | AMES | 3000SS | DCDA | 3.000 | 3650897 | STOREROOM
3423 | E LIVINGSTON AVE | 43227-2207 | Due Install |  |  |  | RP |  | 3470790
3423 | E LIVINGSTON AVE | 43227-2207 | Not Required by DOW |  |  |  | RP |  | 3626609
3434 | E LIVINGSTON AVE | 43227-2208 | Due Install |  |  |  | RP |  | 3635915 | AT WATER METER
3474 | E LIVINGSTON AVE | 43227-2219 | Active | A03255 | AMES | 2000B | DC | 2.000 | 97010 | ABOVE METER IN BASEMENT
3474 | E LIVINGSTON AVE | 43227-2219 | Active | 2860956 | WILKINS | 975XL | RP | 2.000 | 97051 | LOWER MECH ROOM
3500 | E LIVINGSTON AVE | 43227-2219 | Active | 67693 | WATTS | 009QT | RP | 0.750 | 60922 | METER ROOM IN BASEMENT
3500 | E LIVINGSTON AVE | 43227-2219 | Active | 11354 | AMES | 2000B | DC | 0.750 | 60920 | MECH ROOM BASEMENT
3500 | E LIVINGSTON AVE | 43227-2219 | Active | 113784 | AMES | 3000SS | DCDA | 4.000 | 60921 | MECH ROOM BASEMENT
3575 | E LIVINGSTON AVE | 43227-2228 | Due Install |  |  |  | RP |  | 3470797
3635 | E LIVINGSTON AVE | 43227- | Active | N0804070521 | FEBCO | 876V | DCDA | 6.000 | 96627 | @ SPRINKLER - 3611 E LIVINGSTON AVE
3635 | E LIVINGSTON AVE | 43227- | Active | H011421 | FEBCO | 805YB | DC | 0.750 | 96628 | @ SPRINKLER RISER - 3611 E LIVINGSTON AVE
3635 | E LIVINGSTON AVE | 43227- | Active | 16025 | WATTS | 009QT | RP | 2.000 | 61330 | S REAR WALL BY SPRINKLER RISER - 3611 E LIVINGSTON AVE
3637 | E LIVINGSTON AVE | 43227-2235 | Due Install |  |  |  | RP |  | 3470798
3669 | E LIVINGSTON AVE | 43227-2243 | Active | 454717 | WATTS | 909QT | RP | 0.750 | 3470805 | WATER HEATER ROOM AT METER
3671 | E LIVINGSTON AVE | 43227-2243 | Active | B34101 | WATTS | 009M2PCQT | RP | 0.750 | 61441 | S.E. CORNER OF BLDG IN BASEMENT
3716 | E LIVINGSTON AVE | 43227-2246 | Due Install |  |  |  | RP |  | 3470811
3750 | E LIVINGSTON AVE | 43227-2246 | Not Required by DOW | [5 empty] | 3470812
3765 | E LIVINGSTON AVE | 43227-2247 | Due Install | [5 empty] | 3470813
3770 | E LIVINGSTON AVE | 43227-2246 | Due Install |  |  |  | RP |  | 3470814
3773 | E LIVINGSTON AVE | 43227-2247 | Not Required by DOW | [5 empty] | 3470815
3777 | E LIVINGSTON AVE | 43227-2247 | Active | 4571080 | WILKINS | 975XL | RP | 0.750 | 93028 | rear of bldg at the water meter
3796 | E LIVINGSTON AVE | 43227-2246 | Not Required by DOW | [5 empty] | 3470817
3799 | E LIVINGSTON AVE | 43227-2386 | Due Install |  |  |  | DCDA | 6.000 | 3650873
3799 | E LIVINGSTON AVE | 43227-2386 | Due Install |  |  |  | RP | 1.500 | 3470818
3850 | E LIVINGSTON AVE | 43227-7000 | Due Install | [5 empty] | 3470822
3870 | E LIVINGSTON AVE | 43227-2396 | Active | 03662 | WATTS | 007M2QT | DC | 1.500 | 61990 | BASEMENT MECHANICAL ROOM ON NORTH WALL
3870 | E LIVINGSTON AVE | 43227-2396 | Active | 204760 | WATTS | LF009M2QT | RP | 2.000 | 3652238 | BASEMENT MECHANICAL ROOM ON NORTH WALL
3877 | E LIVINGSTON AVE | 43227-2359 | Active | 06387 | WATTS | 919QT | RP | 1.500 | 3470825 | MECHANICAL ROOM
3901 | E LIVINGSTON AVE | 43227-2302 | Due Install |  |  |  | RP |  | 3470827
3955 | E LIVINGSTON AVE | 43227-2305 | Due Install |  |  |  | RP |  | 3470832
4019 | E LIVINGSTON AVE | 43227-2305 | Active | 366987 | WATTS | 009M2QT | RP | 1.000 | 62697 | SOUTH OF BUILDING IN GARAGE
4049 | E LIVINGSTON AVE | 43227-2307 | Active | 169983 | WATTS | 009M3QT | RP | 0.750 | 62758 | MECH ROOM AT METER
4171 | E LIVINGSTON AVE | 43227-2323 | Active | 3204042 | WILKINS | 975 | RP | 1.500 | 3611573 | BASEMENT ABOVE WATER METER
4343 | E LIVINGSTON AVE | 43227-2432 | Due Install |  |  |  | RP |  | 3470904
4455 | E LIVINGSTON AVE | 43227- | Due Install |  |  |  | RP | 2.000 | 3624900 | FIRE STATION # 23
4455 | E LIVINGSTON AVE | 43227- | Active | A09089 | WATTS | 007QT | DC | 2.000 | 87519 | 4155 E LIVINGSTON AVE, N TUNNEL BY WATER METER
4455 | E LIVINGSTON AVE | 43227- | Active | 60055 | WATTS | 919QT | RP | 0.750 | 94053 | BASEMENT
4841 | E LIVINGSTON AVE | 43227-2172 | Not Required by DOW | 361846 | WATTS | 909QT | RP | 0.750 | 65203 | MECHANICAL ROOM UNDER LIB cooling Walnut Ridge H. S.
4841 | E LIVINGSTON AVE | 43227-2172 | Not Required by DOW | 3313818 | WILKINS | 975XLBMS | RP | 1.500 | 65202 | BOILER ROOM - Walnut Ridge H.S.
4841 | E LIVINGSTON AVE | 43227-2172 | Active | 222753 | WATTS | 909 | RP | 4.000 | 98992 | WEST BASEMENT MECHANICAL ROOM - WALNUT RIDGE HIGH SCHOOL
5303 | E LIVINGSTON AVE | 43232-2864 | Active | ABP9753 | WILKINS | 975XL2 | RP | 0.750 | 3470987 | FURNANCE CLOSET @ WATER METER
5321 | E LIVINGSTON AVE | 43232-2864 | Active | 2862151 | WILKINS | 975XLBMS | RP | 0.750 | 90967 | BOILER ROOM - Woodcrest E. S.
5321 | E LIVINGSTON AVE | 43232-2864 | Active | 3913197 | WILKINS | 975XL | RP | 2.000 | 66656 | BOILER ROOM - Woodcrest E.S.
5321 | E LIVINGSTON AVE | 43232-2864 | Active | 140039 | WATTS | 009QT | RP | 1.000 | 66655 | BOILER ROOM - Woodcrest E.S.
5360 | E LIVINGSTON AVE | 43232-2865 | Not Required by DOW | EJ4473 | FEBCO | 765 | PVB | 1.000 | 66735 | REAR OF BUILDING
5360 | E LIVINGSTON AVE | 43232-2865 | Active | 358005 | WATTS | 909QT | RP | 1.000 | 66734 | EAST WALL BY WATER METER
5430 | E LIVINGSTON AVE | 43232-2866 | Active | AB6452 | ARI | RP 500 | RP | 1.500 | 66895 | USE 6/3/15 CAG. METER ROOM BACK OF BUILDING
5435 | E LIVINGSTON AVE | 43232-2958 | Not Required by DOW | [5 empty] | 3470990
5456 | E LIVINGSTON AVE | 43232 | Active | ACN1301 | WILKINS | 975XL2 | RP | 2.000 | 67123 | AT SERVICE ENTRANCE
5470 | E LIVINGSTON AVE | 43232- | Active | W198121 | WILKINS | 975XLBMS | RP | 2.000 | 66967 | MECHANICAL ROOM EAST WALL
5504 | E LIVINGSTON AVE | 43232-2866 | Active | 10238 | WATTS | 007QT | DC | 1.500 | 67122 | AFTER METER -- 1640 LONSDALE RD
5504 | E LIVINGSTON AVE | 43232-2866 | Due Install |  |  |  | RP | 6.000 | 3629669 | AT METER
5600 | E LIVINGSTON AVE | 43232-2924 | Active | 53250 | WATTS | 909QT | RP | 1.000 | 67389 | BOILER ROOM - Yorktown M.S.
5950 | E LIVINGSTON AVE | 43232 | Active | 4238544 | WILKINS | 975XL2 | RP | 1.000 | 3616945 | MID E STOCK RM AT WATER METER DOLLAR GENERAL
5950 | E LIVINGSTON AVE | 43232 | Not Required by DOW | 4144209 | WILKINS | 975XL2 | RP | 1.000 | 3618195 | MID E STOCK RM
5960 | E LIVINGSTON AVE | 43232 | Active | 1165830917 | WATTS | 709DCDA | DCDA | 8.000 | 3629563 | SE UTILITY ROOM
5960 | E LIVINGSTON AVE | 43232 | Active | 63211 | WATTS | 919QT | RP | 1.000 | 3629562 | SE UTILITY ROOM
5960 | E LIVINGSTON AVE | 43232 | Active | 21881 | WATTS | 007M2QT | DC | 0.750 | 3629564 | SE UTILITY ROOM
5999 | E LIVINGSTON AVE | 43232-2951 | Not Required by DOW | [5 empty] | 3470998
6075 | E LIVINGSTON AVE | 43232-2928 | Not Required by DOW |  |  |  |  | 1.500 | 3471000 | MTR IN OUTSIDE ROOM IN BACK SEPERATE ENTRANCE *SD*
6115 | E LIVINGSTON AVE | 43232-2947 | Active | 431990 | WILKINS | 975 | RP | 0.750 | 69050 | S WALL IN KITCHEN ABOVE MOP SINK (AT ICE MACHINE) SERIAL #431980
6115 | E LIVINGSTON AVE | 43232-2947 | Due Install |  |  |  | DC |  | 3650125 | AT METER
6115 | E LIVINGSTON AVE | 43232-2947 | Due Install |  |  |  | RP | 1.000 | 3639056 | AT METER, BASEMENT
6121 | E LIVINGSTON AVE | 43232-2947 | Due Install | [5 empty] | 3636931
6127 | E LIVINGSTON AVE | 43232-2947 | Active | 11338 | WATTS | 919QT | RP | 1.500 | 99324 | MECH ROOM LOCATED W BASEMENT
6175 | E LIVINGSTON AVE | 43232-2947 | Active | 14825 | WATTS | 919AQT | RP | 1.000 | 103016 | BACK STORE ROOM SW CORNER ST# 1216
399 | E LIVINGSTON AVE UNIT A | 43215-5531 | Active | 1661743 | WILKINS | 975XL2 | RP | 1.500 | 3470442 | IN CRAWL SPACE AT WATER METER, basement of 393
1260 | E LONDON GROVEPORT RD | 43137 | Not Required by DOW | CB639288 | WILKINS | 720A | PVB | 1.000 | 3648261 | EAST SIDE OF BUILDING 1
1260 | E LONDON GROVEPORT RD | 43137 | Active | 114464 | WATTS | LF009M2QT | RP | 1.500 | 3646014 | HOT BOX
1260 | E LONDON GROVEPORT RD | 43137 | Active | 81997 | WATTS | LF919 QT | RP | 0.750 | 3646029 | HOT BOX
1260 | E LONDON GROVEPORT RD | 43137 | Active | TH-1133 | AMES | COLT500GV | RPDA | 8.000 | 3646028 | HOT BOX
1302 | E LONDON GROVEPORT RD | 43137 | Not Required by DOW | T494720 | WILKINS | 720A | PVB | 1.000 | 3648262 | WEST SIDE OF BUILDING 2
1302 | E LONDON GROVEPORT RD | 43137 | Active | 073779 | WATTS | LF009M2QT | RP | 1.500 | 3646015 | HOT BOX
1302 | E LONDON GROVEPORT RD | 43137 | Active | TJ-0175 | AMES | COLT300GV | DCDA | 8.000 | 3646030 | HOT BOX
1302 | E LONDON GROVEPORT RD | 43137 | Active | 58416 | AMES | LF009M2QT | DC | 0.750 | 3646031 | HOT BOX
2600 | E LONDON GROVEPORT RD | 43125-9414 | Active | W276681 | WILKINS | 975XL | RP | 2.000 | 90583 | METER ROOM
2650 | E LONDON GROVEPORT RD | 43125-9414 | Active | 149443 | WATTS | 009QT | RP | 0.750 | 58892 | OUTSIDE
8 | E LONG ST | 43215-2914 | Active | 01-0412 | WATTS | 957 | RP | 4.000 | 3607824 | SUB BASEMENT
8 | E LONG ST | 43215-2914 | Active | 252691 | WATTS | 709 | DC | 6.000 | 3607928 | SUB BASEMENT
8 | E LONG ST | 43215-2914 | Not Required by DOW | 25051 | WATTS | LF919AQT | RP | 2.000 | 3471922 | BASEMENT BOILER ROOM
8 | E LONG ST | 43215-2914 | LPS - Active | [5 empty] | 3638392 | SUB BASEMENT
8 | E LONG ST | 43215-2914 | LPS - Active | [5 empty] | 3638391 | SUB BASEMENT
8 | E LONG ST | 43215-2914 | LPS - Active | [5 empty] | 3638390 | SUB BASEMENT
9 | E LONG ST | 43215-2936 | Active | 2E10528 | AMES | 2000SS | DC | 2.500 | 3638950 | BOILER ROOM IN BASEMENT
9 | E LONG ST | 43215-2936 | Active | 33224 | WATTS | 919QT | RP | 0.750 | 74449 | BOILER ROOM IN BASEMENT
40 | E LONG ST | 43215-2911 | Active | 3224874 | WILKINS | 975XL | RP | 1.500 | 101052 | BASEMENT
46 | E LONG ST | 43215- | Active | W001698 | WILKINS | 975XL | RP | 1.000 | 100771 | BASEMENT
56 | E LONG ST | 43215-2911 | Not Required by DOW | 4334572 | WILKINS | 975XL | RP | 1.500 | 3624411 | MECHANICAL ROOM
56 | E LONG ST | 43215-2911 | Not Required by DOW | 4400985 | WILKINS | 975XL2 | RP | 0.750 | 3635475 | WOMENS BATHROOM CLOSET 1ST FLOOR
56 | E LONG ST | 43215-2911 | Active | 4006930 | WILKINS | 975XL | RP | 1.500 | 3471924 | BASEMENT AT THE METER
60 | E LONG ST | 43215-2911 | Active | 190806 | AMES | 3000SS | DCDA | 6.000 | 3621340 | MECHANICAL ROOM
60 | E LONG ST | 43215-2911 | Active | 26110 | WATTS | 007M1QT | DC | 0.750 | 3471925 | MECHANICAL ROOM
134 | E LONG ST | 43215- | Active | B314946 | WILKINS | 375 | RP | 1.000 | 3471927 | IN BASEMENT AT WATER METER
134 | E LONG ST | 43215- | Active | 14519 | AMES | 4000B | RP | 0.750 | 3639698 | NW CORNER OF BASEMENT - FIRE BYPASS
134 | E LONG ST | 43215- | Active | 107462 | AMES | 5000SS | RPDA | 4.000 | 3639697 | NW CORNER OF BASEMENT
150 | E LONG ST | 43215-2913 | Active | 189772 | AMES | 3000SS | DCDA | 6.000 | 3618090 | 141 N 4TH ST, BASEMENT
150 | E LONG ST | 43215-2913 | Active | 25445 | WATTS | 007M1QT | DC | 0.750 | 3618089 | 141 N 4TH ST, BASEMENT
150 | E LONG ST | 43215-2913 | Active | 361787 | WATTS | 909M1QT | RP | 1.500 | 55178 | 141 N 4TH ST, BASEMENT WEST WALL
174 | E LONG ST | 43215-1809 | Not Required by DOW | 464844 | WATTS | 909QT | RP | 0.750 | 94485 | boiler room in front of boiler
174 | E LONG ST | 43215-1809 | Active | ACN3556 | WILKINS | 975XL2 | RP | 2.000 | 3635394
174 | E LONG ST | 43215-1809 | Active | 185288 | AMES | 2000SS | DCDA | 6.000 | 3654454
174 | E LONG ST | 43215-1809 | Active | 78943 | AMES | 2000B | DC | 0.750 | 3654455
174 | E LONG ST | 43215-1809 | LPS - Active |  |  |  | LST | 6.000 | 3654456
182 | E LONG ST | 43215- | Active | 276844 | WATTS | LF009M3QT | RP | 0.750 | 3646449 | IN CLOSET SW CORNER OF BLDG SUITE 100 - 182 E LONG ST
182 | E LONG ST | 43215- | Active | 3AM1153 | AMES | 3000SS | DCDA | 3.000 | 56369 | IN CLOSET SW CORNER OF BLDG STUIE #100 - 182 E LONG ST
182 | E LONG ST | 43215- | Active | 97538 | WATTS | 007QT | DC | 0.750 | 56370 | SW CORNER OF BLDG IN CLOSET SUITE #100 - 182 E LONG ST
195 | E LONG ST | 43215 | Active | 53573 | WATTS | LF919QT | RP | 1.000 | 3615222 | BSMNT NW in Meter / Riser Room
195 | E LONG ST | 43215 | Active | 1871921015 | AMES | 3000SS | DCDA | 6.000 | 3615448 | BSMNT NW in Meter / Riser Room
195 | E LONG ST | 43215 | Active | 24643 | WATTS | 007M1QT | DC | 0.750 | 3615449 | BSMNT NW in Meter / Riser Room
202 | E LONG ST | 43215-1830 | Due Install |  |  |  | RP |  | 3629943
255 | E LONG ST | 43215- | Active | 189086 | AMES | 3000SS | DCDA | 6.000 | 3625152 | RISER ROOM LOCATED IN LOWER LEVEL PARKING GARAGE
255 | E LONG ST | 43215- | Active | 25453 | WATTS | 007M1QT | DC | 0.750 | 3625153 | RISER ROOM LOCATED IN LOWER LEVEL PARKING GARAGE
255 | E LONG ST | 43215- | Active | QD-0988 | WATTS | 957 | RP | 3.000 | 3625140 | RISER RM LOCATED IN LOWER LEVEL PARKING GARAGE
255 | E LONG ST | 43215- | Not Required by DOW | 20820 | WATTS | LF919QT | RP | 1.500 | 3629804 | PARKING GARAGE SW CORNER
295 | E LONG ST | 43215 | Active | L81206 | WILKINS | 375 | RP | 3.000 | 3607940 | PARKING GARAGE NORTH WALL
295 | E LONG ST | 43215 | Active | 3918792 | WILKINS | 975XL | RP | 0.750 | 3607953 | SPRINKLER ROOM IN PARKING GARAGE
295 | E LONG ST | 43215 | Active | 20235 | WATTS | 007M1QT | DC | 0.750 | 3607939 | N SIDE BASEMENT IN MECHANICAL ROOM
295 | E LONG ST | 43215 | Active | 179120 | AMES | 3000SS | DCDA | 6.000 | 3606116 | N SIDE BASEMENT IN MECHANICAL ROOM
315 | E LONG ST | 43215-1828 | Active | NK-0343 | AMES | COLT 300GV | DCDA | 6.000 | 3613114 | BASEMENT BY METER
315 | E LONG ST | 43215-1828 | Active | 24309 | WATTS | LF919QT | RP | 2.000 | 3613113 | BASEMENT BY METER
315 | E LONG ST | 43215-1828 | Not Required by DOW | CA00153 | CASH ACME | RP200 | RP | 0.750 | 3607473 | BASEMENT BY METER
315 | E LONG ST | 43215-1828 | Not Required by DOW | 55482 | WATTS | LF919QT | RP | 0.750 | 3618273 | POOL ROOM (BASEMENT)
315 | E LONG ST | 43215-1828 | Active | 32264 | AMES | 2000BM3 | DC | 0.750 | 3613115 | BASEMENT BY METER
323 | E LONG ST | 43215- | Not Required by DOW | B046426 | WATTS | 919 | RP | 0.500 | 3618538 | BASEMENT
323 | E LONG ST | 43215- | Not Required by DOW | 07536 | WATTS | 919 | RP | 0.500 | 3618537 | BEHIND ICE MACHINE BY WATER METER
323 | E LONG ST | 43215- | Active | 3971893 | WILKINS | 950XL2 | RP | 2.000 | 3615313 | BASEMENT
329 | E LONG ST | 43215-1828 | Active | 20600 | WATTS | LF919QT | RP | 1.500 | 3615250 | BASEMENT
342 | E LONG ST | 43215-1832 | Active | 4931702 | WILKINS | 975XL2 | RP | 0.750 | 3652128 | UTILITY ROOM NORTH CENTER
360 | E LONG ST | 43215- | Active | 4728564 | WILKINS | 975XL2 | RP | 1.000 | 3471933 | AT WATER METER
534 | E LONG ST | 43215- | Active | 320897 | WILKINS | 720A | PVB | 1.500 | 66686 | 3RD FLOOR NORTH - Garage
534 | E LONG ST | 43215- | Active | 305325 | WILKINS | 720A | PVB | 1.500 | 66684 | 3RD FLOOR SOUTH - Garage
534 | E LONG ST | 43215- | Active | 305312 | WILKINS | 720A | PVB | 1.500 | 66683 | 2nd FLOOR NORTH - Garage
534 | E LONG ST | 43215- | Active | 141317 | WILKINS | 720A | PVB | 1.500 | 66682 | 2ND FLOOR SOUTH - GARAGE
534 | E LONG ST | 43215- | Active | 310469 | WATTS | 909HWM1QT | RP | 1.500 | 66685 | SOUTHWEST CORNER OF BUILDING Garage
534 | E LONG ST | 43215- | Active | 328181 | WILKINS | 720A | PVB | 1.500 | 66687 | 1ST FLOOR SOUTH - Garage
534 | E LONG ST | 43215- | Active | 422773 | WILKINS | 720A | PVB | 1.500 | 66688 | 1ST FLOOR NORTH - Garage
534 | E LONG ST | 43215- | Active | 508751 | WILKINS | 720A | PVB | 1.500 | 66690 | 4TH FLOOR SOUTH - Garage
534 | E LONG ST | 43215- | Active | 508737 | WILKINS | 720A | PVB | 1.500 | 66689 | 4TH FLOOR NORTH - Garage
640 | E LONG ST | 43215 | Active | 17243 | WATTS | 919QT | RP | 1.500 | 3605878 | HOT BOX AT METER
720 | E LONG ST | 43203-1842 | Active | 31292 | AMES | 3000SS | DCDA | 2.500 | 71610 | BASEMENT MECHANICAL ROOM--SERIAL # 3GN1292
720 | E LONG ST | 43203-1842 | Active | 400449 | WATTS | 909QT | RP | 1.000 | 71611 | GARAGE AREA MAIN WATER LINE TO BUILDING
720 | E LONG ST | 43203-1842 | Active | 7119 | AMES | 2000B | DC | 0.750 | 71612 | BASEMENT MECHANICAL ROOM
750 | E LONG ST | 43203-1846 | Active | 178205 | WATTS | 909 | RP | 3.000 | 87990 | MECH RM
750 | E LONG ST | 43203-1846 | Not Required by DOW | 116119 | WATTS | LF009M3QT | RP | 0.750 | 3622572 | MECH RM 3RD FL
750 | E LONG ST | 43203-1846 | Not Required by DOW | 137592 | WATTS | LF009M3QT | RP | 0.750 | 3622571 | MECH RM 3RD FL
750 | E LONG ST | 43203-1846 | Active | 11694 | WATTS | 007M2QT | DC | 0.750 | 88202 | MECH RM UNDER STAIRWELL
750 | E LONG ST | 43203-1846 | Active | 108054 | WATTS | 774DCDA | DCDA | 4.000 | 88201 | MECH RM UNDER STAIRWELL
771 | E LONG ST | 43203-1844 | Active | 186571 | WATTS | 909 | RP | 3.000 | 96956 | BASEMENT WATER METER
771 | E LONG ST | 43203-1844 | Active | 2731246 | WILKINS | 950XLD | DC | 0.750 | 97154 | RM L02 BASEMENT FIRE PUMP ROOM
771 | E LONG ST | 43203-1844 | Active | V13915 | WILKINS | 350A | DC | 4.000 | 72523 | RM L02 IN BASEMENT FIRE PUMP ROOM
818 | E LONG ST | 43203-1847 | Active | 30276 | WATTS | 007MI | DC | 0.750 | 3647204 | METER ROOM WEST WALL
818 | E LONG ST | 43203-1847 | Active | 1986420420 | AMES | 3000SS | DCDA | 6.000 | 3471942 | NW MECH/RISER ROOM OF 830 - BLDG B Outside Door
818 | E LONG ST | 43203-1847 | Active | 24856 | WATTS | LF909 | RP | 4.000 | 3649118 | NW MECH/RISER RM OF 830 - BLDG B AT WATER METER Outside Door
821 | E LONG ST | 43203-1849 | Due Install | [5 empty] | 3471943 | BASEMENT IN 827 BACK STAIRS NORTH WALL
859 | E LONG ST | 43203-1851 | Active | 4825726 | WILKINS | 975XL2 | RP | 0.750 | 74106 | NEXT TO WATER METER
859 | E LONG ST | 43203-1851 | Active | W250609 | WILKINS | 975XL | RP | 0.500 | 74104 | AT BOILER
859 | E LONG ST | 43203-1851 | Active | 324177 | WATTS | LF009PCQT | RP | 0.500 | 74105 | AT ICE MAKER BEHIND BAR--SIZE 1/2"
889 | E LONG ST | 43203-1854 | Active | 25446 | WATTS | 719QT | DC | 0.750 | 96671 | MIDDLE OF BLDG, IN BASEMENT
889 | E LONG ST | 43203-1854 | Due Install | [5 empty] | 3639136 | MIDDLE OF BLDG, IN BASEMENT
905 | E LONG ST | 43203-1861 | Not Required by DOW | 13182 | WATTS | 919QT | RP | 1.500 | 102713 | BASEMENT
905 | E LONG ST | 43203-1861 | Active | 19164 | WATTS | 919AQT | RP | 2.000 | 101775 | BASEMENT BY METER
905 | E LONG ST | 43203-1861 | Active | 1074611016 | AMES | 5000SS | RPDA | 4.000 | 101798 | BASEMENT
905 | E LONG ST | 43203-1861 | Active | 14587 | AMES | 4000B | RP | 0.750 | 101799 | BASEMENT
905 | E LONG ST | 43203-1861 | Not Required by DOW | 12107 | AMES | 4000B | RP | 2.000 | 101800 | 3RD FL CUSTODIAN CLOSET
1005 | E LONG ST | 43203-1835 | Active | 4855969 | WILKINS | 975XL2 | RP | 1.500 | 3471959
1020 | E LONG ST | 43203-1865 | Active | ABU5896 | WILKINS | 975XL2 | RP | 1.000 | 3471960
1072 | E LONG ST | 43203-1916 | Active | 446784 | WATTS | 909M1QT | RP | 1.500 | 103951 | DOOR JUST S OF 145 N 21ST CAR GARAGE DOOR
1240 | E LONG ST | 43203-1943 | Active | A09098 | WATTS | 007M1QT | DCDA | 2.00 | 87514 | BASEMENT Above meter
1467 | E LONG ST | 43203- | Active | 095306 | WATTS | LF009M2QT | RP | 2.000 | 3633533 | Mech. Room at water meter
1467 | E LONG ST | 43203- | Active | HC12485 | WILKINS | 950 | DC | 0.750 | 3633564
1467 | E LONG ST | 43203- | Active | 9872 | WILKINS | 350 | DCDA | 6.000 | 3633563
1496 | E LONG ST | 43203- | Not Required by DOW | [5 empty] | 3472059
1728 | E LONG ST | 43203-2073 | Active | 336352 | WATTS | 800M4FR | PVB | 0.750 | 99043 | LAUNDRY ROOM/MECHANIC LOWER LEVEL
1820 | E LONG ST | 43219 | Active | 052160 | WATTS | 009 | RP | 1.500 | 3632699 | GREEN HOT BOX 40 FEET OFF OF LONG ST
1886 | E LONG ST | 43203 | Active | 68056 | AMES | 2000B | DC | 0.750 | 103719 | GARAGE
1886 | E LONG ST | 43203 | Active | T172563 | WILKINS | 720A | PVB | 1.000 | 103743 | 61 N NELSON, IN GARAGE BY FIRE MAIN
1886 | E LONG ST | 43203 | Active | 34938 | WATTS | 919AQT | RP | 0.750 | 103720 | 61 N NELSON, IN GARAGE BESIDE MAIN WATER WATER
1886 | E LONG ST | 43203 | Active | 195590 | WATTS | 909 | RP | 3.000 | 103703 | W SIDE OF BUILDING IN GARAGE AT WATER METER
1886 | E LONG ST | 43203 | Active | 1775570312 | AMES | 3000SS | DCDA | 4.000 | 103718 | GARAGE
342 | E LONG ST REAR | 43215 | Active | 4401568 | WILKINS | 975XL2 | RP | 1.500 | 3624382 | SOUTHWEST
278 | E LONGVIEW AVE | 43202-1240 | Active | 026596 | WATTS | LF800M4QT | PVB | 1.000 | 89267 | IN THE BACK OF THE HOUSE
320 | E LONGVIEW AVE | 43202-1255 | Active | H176676 | FEBCO | 765 | PVB | 0.750 | 60186 | RR OF HSE
335 | E LONGVIEW AVE | 43202-1256 | Active | G251912 | WILKINS | 720A | PVB | 0.750 | 98971 | FRONT OF HOUSE
4499 | E LOOS CIR | 43214-2435 | Active | T432689 | WILKINS | 720A | PVB | 0.750 | 3472907
4502 | E LOOS CIR | 43214-2438 | Active | t278487 | WILKINS | 720A | PVB | 0.750 | 64241 | FRONT OF HOUSE
4506 | E LOOS CIR | 43214-2438 | Active | H544586 | FEBCO | 765 | PVB | 0.750 | 98175 | LEFT REAR OF HOUSE
66 | E LYNN ST | 43215-3541 | Active | 48534 | WATTS | 009M2QT | RP | 1.500 | 70309 | UNDER STEPS AT WATER METER
21 | E MAIN ST | 43215-5115 | Active | 437383 | WATTS | 909QT | RP | 0.750 | 57209 | 2ND FLOOR MECHANICAL ROOM, ROOM #304
21 | E MAIN ST | 43215-5115 | Active | 437388 | WATTS | 909QT | RP | 0.750 | 57210 | BASEMENT MECHANICAL ROOM, ROOM 99.0 WATER METER ROOM
21 | E MAIN ST | 43215-5115 | Active | 02341 | WATTS | 919 | RP | 0.500 | 57208 | ICE
21 | E MAIN ST | 43215-5115 | Active | 01802 | WATTS | 719QT | DC | 0.750 | 91120 | BASEMENT STORAGE
21 | E MAIN ST | 43215-5115 | Active | 3BM0670 | AMES | 3000SS | DCDA | 8.000 | 91374 | BASEMENT STORAGE
21 | E MAIN ST | 43215-5115 | LPS - Active | [5 empty] | 3638494
57 | E MAIN ST | 43215-5135 | Active | 135726 | WATTS | 009QT | RP | 2.000 | 67630 | IN FRONT OF BUILDING IN BASEMENT
57 | E MAIN ST | 43215-5135 | Active | 42467 | WATTS | 007QT | DC | 0.750 | 100739 | IN FRONT OF BUILDING IN BASEMENT
57 | E MAIN ST | 43215-5135 | Active | 101836 | AMES | 3000SS | DCDA | 6.000 | 100738 | IN FRONT OF BUILDING IN BASEMENT
85 | E MAIN ST | 43054-9466 | Active | 59602 | WATTS | 009QT | RP | 1.000 | 73912 | BASEMENT SW CORNER
99 | E MAIN ST | 43215-5115 | Active | 2248392 | WILKINS | 975XL | RP | 2.000 | 93136 | RISER ROOM S END OF BUILDING
99 | E MAIN ST | 43215-5115 | Due Install |  |  |  | DCDA |  | 3634961
101 | E MAIN ST | 43215-5207 | [6 empty] | 3475073
105 | E MAIN ST | 43215- | Active | 4468341 | WILKINS | 975 XL2 | RP | 1.000 | 3475074 | IN STORE ROOM IN KITCHEN ( BLD ADDRESS IS 113)
122 | E MAIN ST | 43215-5208 | Active | 1289710 | WILKINS | 975 | RP | 1.500 | 54332 | BASEMENT @ METER
122 | E MAIN ST | 43215-5208 | Active | 07008 | AMES | 2000B | DC | 1.000 | 87581 | IN ULITLITY ROOM NEAR GAS METERS
139 | E MAIN ST | 43215-5432 | Active | 07874 | WATTS | 007M1QT | DC | 0.750 | 96561 | BASEMENT PUMP ROOM
139 | E MAIN ST | 43215-5432 | Active | 153358 | AMES | 3000SS | DCDA | 6.000 | 96560 | BASEMENT
139 | E MAIN ST | 43215-5432 | Active | 184741 | WATTS | 909QTFDA | RP | 3.000 | 96539
139 | E MAIN ST | 43215-5432 | LPS - Active | [5 empty] | 3639004 | BASEMENT PUMP ROOM
156 | E MAIN ST | 43054- | Active | 08954 | WATTS | 919QT | RP | 1.000 | 90687 | MECH ROOM
156 | E MAIN ST | 43054- | Active | 2279810 | WILKINS | 975XL | RP | 2.000 | 92224 | METER ROOM
156 | E MAIN ST | 43054- | Active | 51462 | AMES | 2000B | DC | 0.750 | 93024 | mech room 156
156 | E MAIN ST | 43054- | Active | 153536 | AMES | 3000SS | DCDA | 4.000 | 92225 | UTILITY ROOM
175 | E MAIN ST | 43054 | Not Required by DOW | 20742 | WATTS | 919AQT | RP | 1.500 | 3618200 | MECHANICAL ROOM RIGHT OF FRONT DOOR
175 | E MAIN ST | 43054 | Active | QG2075 | AMES | COLT 300GV | DCDA | 6.000 | 3618198 | MECHANICAL ROOM RIGHT OF FRONT DOOR
175 | E MAIN ST | 43054 | Active | 20456 | WATTS | 919AQT | RP | 1.500 | 3617012 | MECHANICAL ROOM RIGHT OF FRONT DOOR
175 | E MAIN ST | 43054 | Active | 43545 | AMES | 2000B | DC | 0.750 | 3618199 | MECHANICAL ROOM RIGHT OF FRONT DOOR
195 | E MAIN ST | 43215-5210 | LPS - Active |  |  |  | LPC |  | 3646189 | METER ROOM BASEMENT - DOMESTIC PUMP IN ROOM B101
195 | E MAIN ST | 43215-5210 | Active | L129906 | WILKINS | 375 | RP | 4.000 | 3646025 | AT WATER METER
195 | E MAIN ST | 43215-5210 | Active | 1074301218 | AMES | 5000SS | RPDA | 6.000 | 3646041 | METER ROOM BASEMENT
195 | E MAIN ST | 43215-5210 | Active | 14620 | AMES | 4000B | RP | 0.750 | 3646042 | METER ROOM BASEMENT
195 | E MAIN ST | 43215-5210 | LPS - Active |  |  |  | LST |  | 3646188 | METER ROOM BASEMENT - FIRE PUMP
220 | E MAIN ST | 43215- | Active | 17320B | WILKINS | 350-ASTDA | DCDA | 4.000 | 3647003
220 | E MAIN ST | 43215- | Active | 28121 | WATTS | LF919AQT | RP | 1.500 | 3647002
220 | E MAIN ST | 43215- | Active | HC33243 | WILKINS | 950-XLD | DC | 0.750 | 3647004
245 | E MAIN ST | 43054 | Active | 45172 | AMES | 2000B | DC | 0.750 | 3621271 | Mechanical Room Rear North
245 | E MAIN ST | 43054 | Active | QJ-0165 | AMES | COLT 200 | DC | 8.000 | 3621268 | Mechanical Room Rear North
245 | E MAIN ST | 43054 | Active | 7264-0516 | WILKINS | 375AST | RP | 4.000 | 3621269 | Mechanical Room Rear North
245 | E MAIN ST | 43054 | Not Required by DOW | 13227 | WATTS | 009M2QT | RP | 1.250 | 3621270 | Mechanical Room Rear North
255 | E MAIN ST | 43215-5222 | Active | RH1054 | WATTS | 957 | RP | 4.000 | 58607 | 255 E. Main St. LL EQ RM
255 | E MAIN ST | 43215-5222 | Not Required by DOW | 35471 | WATTS | 909QT | RP | 1.000 | 58610 | PENTHOUSE
255 | E MAIN ST | 43215-5222 | Not Required by DOW | 3393207 | WATTS | 909QT | RP | 0.750 | 3603674 | BOILER ROOM--BASEMENT
255 | E MAIN ST | 43215-5222 | Not Required by DOW | 3813491 | WILKINS | 975XL | RP | 1.000 | 3603675 | 255 E. Main St PENTHOUSE
255 | E MAIN ST | 43215-5222 | Not Required by DOW | ABE3738 | WILKINS | 975XL2 | RP | 0.750 | 58606 | BOILER ROOM--BASEMENT
256 | E MAIN ST | 43054-9746 | Active | W187048 | WILKINS | 975XL | RP | 1.000 | 95208 | NW MECH/METER ROOM/CLOSET AT METER
256 | E MAIN ST | 43054-9746 | Not Required by DOW | CB112546 | WILKINS | 720A | PVB | 1.000 | 3611775 | W SIDE @ AC UNITS
266 | E MAIN ST | 43054-9746 | Active | 124249 | WATTS | 009M2QT | RP | 1.500 | 88008 | SIDE OF BLDG IN UTILITY RM
266 | E MAIN ST | 43054-9746 | Not Required by DOW | 30671 | WATTS | 919QT | RP | 1.000 | 3621389 | Kitchen mop sink
266 | E MAIN ST | 43215-5235 | LPS - Active |  |  |  | LPC |  | 3650896 | BASEMENT PUMP ROOM
266 | E MAIN ST | 43054-9746 | Not Required by DOW | G186033 | WILKINS | 720 | PVB | 0.750 | 3607930 | OUTSIDE OF BLDG UTILITY RM
266 | E MAIN ST | 43215-5235 | Due Install |  |  |  | DC | 6.000 | 3650895 | BASEMENT PUMP ROOM
266 | E MAIN ST | 43215-5235 | Active | B06750 | WILKINS | 975 | RP | 4.000 | 3608010 | BASEMENT PUMP ROOM
285 | E MAIN ST | 43215-5295 | Active | 2872530 | WILKINS | 975XL2 | RP | 2.000 | 99397 | IN BASEMENT BEHIND BOILERS @ WATER METER
285 | E MAIN ST | 43215-5295 | Not Required by DOW | 487671 | WATTS | 909QT | RP | 0.750 | 59433 | BASEMENT BOILER ROOM ABOVE BOILER
285 | E MAIN ST | 43215-5295 | Not Required by DOW | 2856938 | WILKINS | 975XL2 | RP | 1.000 | 95473 | LOWER LEFT BOILER ROOM
285 | E MAIN ST | 43215-5295 | Not Required by DOW | 492256 | WATTS | 909QT | RP | 0.750 | 59434 | BASEMENT BOILER ROOM ABOVE BOILER
381 | E MAIN ST | 43215-5346 | Active | 455757 | WILKINS | 975 | RP | 1.500 | 61834 | AT METER
381 | E MAIN ST | 43215-5346 | Due Install |  |  |  | RP |  | 3636635 | AT METER
381 | E MAIN ST | 43215-5346 | Active | T002811 | WATTS | 800QT | PVB | 1.500 | 61833 | BACK OF STORE BY METER
399 | E MAIN ST | 43215-5384 | Active | 3AN0266 | AMES | 3000SS | DCDA | 6.000 | 62468 | FRONT CORNER NORTH WEST
399 | E MAIN ST | 43215-5384 | Active | 35458 | WATTS | 007M1QT | DC | 0.750 | 62469 | FRONT CORNER NORTHWEST
399 | E MAIN ST | 43215-5384 | Active | 584253 | WILKINS | 975 | RP | 1.000 | 62470 | AT WATER BY REAR FIRE EXIT
412 | E MAIN ST | 43215 | Active | 12130C | WILKINS | 375AST | RP | 4.000 | 3626782 | Utilities room basement level
412 | E MAIN ST | 43215 | Active | 4080127 | WILKINS | 350XL | DC | 0.750 | 3628025 | SPRINKLER RISER ROOM
412 | E MAIN ST | 43215 | Active | N46662 | WILKINS | 350DA | DCDA | 6.000 | 3628026 | SPRINKLER RISER ROOM
412 | E MAIN ST | 43215 | Not Required by DOW | 13169723 | WILKINS | 350XL | DC | 2.000 | 3629827 | 1ST FLOOR PLUMBING ROOM
427 | E MAIN ST | 43215-5349 | Active | 4465 | WILKINS | 975XLBMS | RP | 0.750 | 63469 | SOUTHEND OF BUILDING 309 MARSDALE PASSAGE
427 | E MAIN ST | 43215-5349 | Not Required by DOW | T044123 | WILKINS | 720A | PVB | 1.000 | 63468 | REAR OF BUILDING
428 | E MAIN ST | 43215-5344 | Due Install | [5 empty] | 3475090
447 | E MAIN ST | 43215-5661 | Active | 1074179 | WILKINS | 975 | RP | 1.500 | 64118 | SW CORNER OF BUILDING IN BREAKROOM
495 | E MAIN ST | 43215-5349 | Active | 12559 | WATTS | 919QT | RP | 2.000 | 99137 | SOUTHWEST CORNER - MECHANICAL ROOM AT WATER METER
500 | E MAIN ST | 43215-5369 | Active | 33611 | WILKINS | 975 | RP | 3.000 | 65631 | Mechanical-Water Room North by Rear Entrance
500 | E MAIN ST | 43215-5369 | LPS - Active |  |  |  | LPC |  | 3636613 | MECH ROOM
500 | E MAIN ST | 43215-5369 | Active | 19328 | AMES | 2000B | DC | 0.750 | 65630 | Mechanical-Water Room North by Rear Entrance
500 | E MAIN ST | 43215-5369 | Active | 1132320501 | AMES | 3000SS | DCDA | 4.000 | 65629 | Mechanical-Water Room North by Rear Entrance
762 | E MAIN ST | 43205-1715 | Due Install | [5 empty] | 3475103
770 | E MAIN ST | 43205-1715 | Due Install | [5 empty] | 3475105
881 | E MAIN ST | 43205-1713 | Active | B15151 | WATTS | 009M2PCQT | RP | 0.750 | 98183 | EAST OF FRONT DOOR (CLOSET)
881 | E MAIN ST | 43205-1713 | Not Required by DOW | A95398 | WATTS | 007M1PCQT | DC | 1.000 | 99599 | EAST OF FRONT DOOR (CLOSET)
924 | E MAIN ST | 43205-2338 | Not Required by DOW | [5 empty] | 3475118
924 | E MAIN ST | 43205-2338 | Active | 225877 | WATTS | 007M3 | DC | 0.750 | 3628052
924 | E MAIN ST | 43205-2338 | Active | UI-1765 | WATTS | 757 | DCDA | 6.000 | 3628051
950 | E MAIN ST | 43205-2339 | Active | 880034 | WILKINS | 975XL | RP | 1.500 | 74768 | NE MECH ROOM
950 | E MAIN ST | 43205-2339 | Active | 455768 | WILKINS | 975XL | RP | 1.500 | 74767 | NORTH EAST MECH ROOM
950 | E MAIN ST | 43205-2339 | Not Required by DOW | 04184 | AMES | 2000B | DC | 1.250 | 74769 | MECH ROOM 1ST FLOOR
966 | E MAIN ST | 43205-2339 | Active | 434031 | WATTS | 909M1QT | RP | 2.000 | 89435 | EAST SIDE OF BUILDING/IN MECH ROOM
966 | E MAIN ST | 43205-2339 | Not Required by DOW | CB289903 | WILKINS | 720A | PVB | 0.750 | 3623214 | FRONT OF BUILDING
966 | E MAIN ST | 43205-2339 | Active | W054869 | WILKINS | 950XL | DC | 0.750 | 89437 | MECH ROOM
966 | E MAIN ST | 43205-2339 | Active | N06177 | WILKINS | 350DA | DCDA | 3.000 | 89436 | MECH ROOM
983 | E MAIN ST | 43205-2342 | Due Install |  |  |  | RP |  | 3475122
989 | E MAIN ST | 43205-2342 | Due Install | [5 empty] | 3475123
993 | E MAIN ST | 43205-2342 | Not Required by DOW | [5 empty] | 3475124
1000 | E MAIN ST | 43205-2339 | Active | 332170 | WATTS | 909M1QT | RP | 1.500 | 53573 | SOUTHWEST CORNER BASEMENT
1021 | E MAIN ST | 43205- | Active | 35856 | WATTS | 919QT | RP | 0.750 | 3603876 | 1015 E MAIN ST, BOILER ROOM #2
1021 | E MAIN ST | 43205- | Active | 64178 | WATTS | 009QT | RP | 0.750 | 53644 | BOILER ROOM--1015 E MAIN ST
1044 | E MAIN ST | 43205-2340 | Due Install |  |  |  | RP |  | 3475130
1092 | E MAIN ST | 43205 | Not Required by DOW | 50077 | WATTS | 919QT | RP | 1.000 | 3610150 | STORAGE
1092 | E MAIN ST | 43205 | Active | 48246 | WATTS | 919QT | RP | 1.000 | 3609895 | STOCK ROOM BACK WALL -SW AT WATER METER
1125 | E MAIN ST | 43205-1931 | Active | 409774 | WATTS | 909M1QT | RP | 2.000 | 54010 | MECH ROOM COTA SIDE AFTER BUILDING WATER METER
1130 | E MAIN ST | 43205-1902 | Active | 230462 | WATTS | LF009M3QT | RP | 0.750 | 3475138 | WEST SIDE OF BUILDING NEAR HOT WATER TANK
1150 | E MAIN ST | 43205-1902 | Active | L20313 | WILKINS | 375 | RP | 3.000 | 54065 | 1ST FL WEST EQUIP ROOM
1150 | E MAIN ST | 43205-1902 | Active | 1975949 | WILKINS | 950XL | DC | 0.750 | 54064 | SPRINKLER RISER ROOM
1150 | E MAIN ST | 43205-1902 | Active | N18952 | WILKINS | 350DA | DCDA | 4.000 | 54063 | SPRINKLER RISER ROOM
1180 | E MAIN ST | 43205-1902 | Active | 28366 | AMES | 2000B | DC | 0.750 | 54191 | CLOSET MAIN ENTRY
1180 | E MAIN ST | 43205-1902 | Active | 123330 | AMES | 2000SS | DCDA | 4.000 | 54190 | CLOSET FRONT LOBBEY
1180 | E MAIN ST | 43205-1902 | Not Required by DOW | 164416 | WATTS | 800QT | PVB | 0.750 | 54189 | DENTAL LAB
1180 | E MAIN ST | 43205-1902 | Not Required by DOW | 45145 | WATTS | 008PCQT | PVB | 0.500 | 95884 | DENTAL LAB IN RM 205
1180 | E MAIN ST | 43205-1902 | Active | 375972 | WATTS | 909M1QT | RP | 2.000 | 54193 | SWITCH GEAR RM 157
1180 | E MAIN ST | 43205-1902 | Active | 375770 | WATTS | 909M1QT | RP | 2.000 | 54192 | ROOM #191, SWITCH GEAR
1181 | E MAIN ST | 43205-1932 | Active | W341668 | WILKINS | 975XL | RP | 0.750 | 101137 | In mechanical room in 1179 E Main St. in southeast corner of building
1205 | E MAIN ST | 43205- | Active | 56097 | WATTS | 919QT | RP | 1.000 | 3618281 | RESTROOM AT METER
1205 | E MAIN ST | 43205- | Not Required by DOW | 56090 | WATTS | LF919QT | RP | 1.000 | 3618290 | RESTROOM
1252 | E MAIN ST | 43205-2022 | Active | 88530 | WATTS | LF 919-QT | RP | 0.750 | 3475149 | BASEMENT @ WATER METER
1278 | E MAIN ST | 43205-2063 | Active | 4867732 | WILKINS | 975XL2 | RP | 1.000 | 3475152 | BASEMENT AT MTR
1303 | E MAIN ST | 43205-2047 | Due Install |  |  |  | DCDA |  | 3639273
1303 | E MAIN ST | 43205-2047 | Not Required by DOW | [5 empty] | 3475154
1370 | E MAIN ST | 43205-2062 | Active | 11788 | WATTS | 009QT | RP | 1.000 | 54826 | NE MECH/FURN ROOM AT WATER TURN UP
1375 | E MAIN ST | 43205- | Due Install | [5 empty] | 3475157
1391 | E MAIN ST | 43205-2035 | Active | 42668 | WATTS | 919ZQT | RP | 0.750 | 102750 | IN REAR BY METER
1450 | E MAIN ST | 43205-2140 | Active | 213738 | WATTS | 009M2QT | RP | 1.000 | 3649917 | AT METER
1450 | E MAIN ST | 43205-2140 | Not Required by DOW | 126914 | WATTS | 007M1 | DC | 1.000 | 3475167 | SMALL BASEMENT AREA
1469 | E MAIN ST | 43205-2152 | Active | ABQ3349 | WILKINS | 975 | RP | 0.750 | 55094 | BOILER ROOM - Main E.S.
1490 | E MAIN ST | 43205-2140 | Due Install |  |  |  | DCDA | 6.000 | 3647203
1490 | E MAIN ST | 43205-2140 | Active | 215522 | WATTS | LF009M3QT | RP | 0.750 | 3651305
1490 | E MAIN ST | 43205-2140 | Due Install |  |  |  | RP | 3.000 | 3647202
1530 | E MAIN ST | 43205- | Due Install |  |  |  | RP |  | 3475173
1600 | E MAIN ST | 43205-2153 | Due Install | [5 empty] | 3475180
1670 | E MAIN ST | 43205-2204 | Not Required by DOW | [5 empty] | 3475188
1720 | E MAIN ST | 43205- | Due Install |  |  |  | RP |  | 3475195
1741 | E MAIN ST | 43205- | Not Required by DOW |  |  |  | RP |  | 3475197
1774 | E MAIN ST | 43205 | Not Required by DOW | 111672 | WATTS | LF007M3QT | DC | 0.750 | 3640770 | 3rd floor trash rm
1774 | E MAIN ST | 43205 | Active | 67736 | APOLLO | RPLF4A | RP | 3.000 | 3633524 | Water Room
1774 | E MAIN ST | 43205 | Not Required by DOW | 1929981117 | WATTS | LF009M3QT | DC | 8.000 | 3635181 | 3rd floor trash rm
1774 | E MAIN ST | 43205 | Active | 1922840817 | AMES | 3000SS | DCDA | 6.000 | 3633742 | Water Room
1774 | E MAIN ST | 43205 | Active | 27029 | WATTS | 007MQ1QT | DC | 0.750 | 3633743 | Water Room
1805 | E MAIN ST | 43205 | Active | 176485 | AMES | 3000SS | DCDA | 4.000 | 102254 | 1811 E MAIN ST, SPRINKLER RISER ROOM
1805 | E MAIN ST | 43205 | Active | 67293 | AMES | 2000B | DC | 0.750 | 102255 | FIRE SPRINKLER ROOM
1805 | E MAIN ST | 43205 | Not Required by DOW | 82696 | WATTS | 009M2QT | RP | 1.500 | 56282 | 1811 E MAIN ST, IN MECH ROOM BESIDE WATER SOFTENER
1805 | E MAIN ST | 43205 | Not Required by DOW | 81971 | WATTS | 009M2QT | RP | 1.500 | 56280 | 1811 E MAIN ST, IN MECH ROOM BESIDE WATER SOFTENER
1805 | E MAIN ST | 43205 | Active | 152084 | WATTS | 009M2QT | RP | 1.500 | 56281 | 1811 E MAIN ST, NE CORNER OF BUILDING
1841 | E MAIN ST | 43205 | Active | 134136 | WATTS | 009M3QT | RP | 0.750 | 3621420 | AT WATER MTR IN HOT BOX INSIDE FENCE IN FRONT OF SILOS
1841 | E MAIN ST | 43205 | Active | 1069951016 | AMES | 5000SS | RPDA | 6.000 | 3621375 | HOT BOX OFF OF E MAIN FRONT OF SILOS
1841 | E MAIN ST | 43205 | Active | 14007 | AMES | 4000B | RP | 0.750 | 3621374 | HOT BOX OFF OF E MAIN IN FRONT OF SILOS INSIDE FENCE
1875 | E MAIN ST | 43205- | Due Install |  |  |  | RP |  | 3475211
1892 | E MAIN ST | 43205- | Active | 25596 | WATTS | 919QT | RP | 2.000 | 56529 | MECH ROOM
1940 | E MAIN ST | 43205-1613 | Active | W111143 | WILKINS | 975 | RP | 1.500 | 56698 | MECH ROOM
1940 | E MAIN ST | 43205-1613 | Active | 104495 | WILKINS | 975XLBMS | RP | 0.750 | 56697 | MECH ROOM
1954 | E MAIN ST | 43205-1637 | Due Install |  |  |  | RP | 1.000 | 3475213
1965 | E MAIN ST | 43205-1612 | Active | 25282 | WATTS | LF919QT | RP | 1.500 | 3475215 | MIDDLE/CENTER AT WATER METER
1975 | E MAIN ST | 43205-1612 | Active | 69875 | WATTS | LF919QT | RP | 0.750 | 3641120 | W WALL AT WATER METER
1985 | E MAIN ST | 43205-1612 | Active | ACG8443 | WILKINS | 975XL2 | RP | 2.000 | 3650397
2000 | E MAIN ST | 43205-1629 | Not Required by DOW | 61969 | WATTS | 008PCQT | PVB | 0.500 | 95910 | deli at sink
2000 | E MAIN ST | 43205-1629 | Not Required by DOW | 69876 | WATTS | 008 | PVB | 0.500 | 95912 | SEAFOOD SEPT @ SINK
2000 | E MAIN ST | 43205-1629 | Not Required by DOW | 61957 | WATTS | 008PCQT | PVB | 0.500 | 98773 | MEAT DEPT @ SINK
2000 | E MAIN ST | 43205-1629 | Not Required by DOW | 69744 | WATTS | 008PCQT | PVB | 0.500 | 100223 | WOMEN'S RESTROOM FRONT OF STORE
2000 | E MAIN ST | 43205-1629 | Not Required by DOW | 69939 | WATTS | 008PCQT | PVB | 0.500 | 100224 | MEN'S RESTROOM FRONT OF STORE
2000 | E MAIN ST | 43205-1629 | Not Required by DOW | 53583 | WATTS | 008PCQT | PVB | 0.500 | 100225 | MEAT
2000 | E MAIN ST | 43205-1629 | Not Required by DOW | 395793 | WILKINS | 460XL | PVB | 0.500 | 3611839 | NORTHEAST BACK DOCK
2000 | E MAIN ST | 43205-1629 | Active | 1915160517 | AMES | 3000 | DCDA | 4.000 | 3622851 | NORTHWEST CORNER OF STORE BY STORAGE AREA
2000 | E MAIN ST | 43205-1629 | Active | 78344 | AMES | 2000B | DC | 0.750 | 3622852 | NORTHWEST CORNER OF STORE IN STOCK AREA
2000 | E MAIN ST | 43205-1629 | Active | 4415758 | WILKINS | 975 | RP | 1.500 | 3624349 | NW STORE IN STOCK AREA AT WATER METER
2000 | E MAIN ST | 43205-1629 | Not Required by DOW | 47608 | WATTS | 008PCQT | PVB | 0.750 | 95907 | PRODUCE PREP SINK
2000 | E MAIN ST | 43205-1629 | Not Required by DOW | 60956 | WATTS | 008PCQT | PVB | 0.500 | 95909 | BACK ROOM AT SLOP SINK
2005 | E MAIN ST | 43205-1612 | Active | 4092193 | WILKINS | 975XL2 | RP | 0.750 | 92350 | SE CORNER OF BUILDING
2025 | E MAIN ST | 43205 | Not Required by DOW | [5 empty] | 3623241
2780 | E MAIN ST | 43209-2551 | Active | B252280 | WILKINS | 375 | RP | 0.750 | 3475216 | AT METER
2800 | E MAIN ST | 43209-2551 | Active | 1298171 | WILKINS | 975XLBMS | RP | 0.750 | 59331 | METER ROOM BY OFFICE
2800 | E MAIN ST | 43209-2551 | Active | 1135068 | WILKINS | 975 | RP | 0.750 | 59330 | METER ROOM BY OFFICE
2815 | E MAIN ST | 43209-2520 | Active | 89684 | WATTS | LF 919-QT | RP | 0.750 | 3475219
2855 | E MAIN ST | 43209-2601 | Active | 130139 | WATTS | 800M4QT | PVB | 1.000 | 59453 | FRONT RIGHT
2862 | E MAIN ST | 43209-3709 | Not Required by DOW | 792864 | WILKINS | 720A | PVB | 0.750 | 59460 | AT WATER METER
2862 | E MAIN ST | 43209-3709 | Active | ABA1007 | WILKINS | 975XL2 | RP | 0.750 | 3626759 | AT WATER METER
2869 | E MAIN ST | 43209-3715 | Active | ABH0082 | WILKINS | 975XL2 | RP | 1.000 | 59472 | SW CORNER OF COMPRESSOR
2894 | E MAIN ST | 43209-2613 | Active | 26750 | WATTS | 919QT | RP | 1.500 | 59534 | DINING ROOM NORTH WALL @ METER
2914 | E MAIN ST | 43209-2613 | Due Install | [5 empty] | 3641422
2914 | E MAIN ST | 43209-2613 | Active | 617345 | WATTS | 909QT | RP | 0.750 | 3475227 | IN 2906 PAPA JOHN'S -ABOVE CEILING IN BATHROOM
2924 | E MAIN ST | 43209-2613 | Active | 13824 | WATTS | 919AQT | RP | 0.750 | 59584 | NW AT WATER METER UNDER TABLE
2935 | E MAIN ST | 43209-6000 | Due Install | [5 empty] | 3475228
2954 | E MAIN ST | 43209-2615 | Not Required by DOW | [5 empty] | 3475233
2965 | E MAIN ST | 43209-2696 | Active | 37061 | WILKINS | 975 | RP | 0.750 | 59620 | AT METER
2965 | E MAIN ST | 43209-2696 | Active | ABR6111 | WILKINS | 975XL | RP | 1.000 | 3652441 | AT METER
3000 | E MAIN ST | 43209-3717 | Active | 375853 | WATTS | LF009M3QT | RP | 0.750 | 3648818
3000 | E MAIN ST | 43209-3717 | Not Required by DOW | 64214 | WATTS | 919QT | RP | 0.750 | 3613801 | IN MECH RM OVER METER
3000 | E MAIN ST | 43209-3717 | Not Required by DOW | 62149 | WATTS | 919AQT | RP | 0.750 | 3475235
3015 | E MAIN ST | 43209-2616 | Active | T060819 | WILKINS | 720A | PVB | 0.750 | 59813 | SOUTH SIDE
3015 | E MAIN ST | 43209-2616 | Active | 3509230XLTCU | WILKINS | 975XL | RP | 1.000 | 101526 | MECHANICAL ROOM
3040 | E MAIN ST | 43209-2644 | Due Install |  |  |  | RP |  | 3633189
3040 | E MAIN ST | 43209-2644 | Active | 4833377 | WILKINS | 975XL2 | RP | 0.750 | 59859 | IN BASEMENT--MECHANICAL ROOM
3080 | E MAIN ST | 43209-2619 | Active | W305085 | WILKINS | 975XL | RP | 1.000 | 59924 | HOT WATER TANK ROOM
3101 | E MAIN ST | 43209-2618 | Active | 598229 | WATTS | 909QT | RP | 0.750 | 59978 | BASEMENT - MECHANICAL ROOM
3120 | E MAIN ST | 43209-3707 | Active | 180263 | WATTS | LF009M3QT | RP | 0.750 | 3475244 | UNDER WATER HEATERS .3333333
3131 | E MAIN ST | 43213-2733 | Active | 464138 | WATTS | 909QT | RP | 0.750 | 60025 | MTR IS ALONG N WALL IN NW CORNER THIS IS SEPERATE BLDG..
3140 | E MAIN ST | 43213-2734 | Active | 135213 | WATTS | 009M3QT | RP | 0.750 | 60045 | UNDER 3 COMP SINK
3143 | E MAIN ST | 43213- | Active | W175281 | WILKINS | 975 | RP | 0.750 | 60026 | BY METER IN REPAIR SHOP
3163 | E MAIN ST | 43213-2733 | Active | 1825808 | WILKINS | 975XL2 | RP | 0.750 | 3475248 | REAR OF BUILDING AT WATER METER
3190 | E MAIN ST | 43213-2735 | Active | 26749 | WATTS | 919QT | RP | 1.500 | 3648479 | AT HOTBOX
3190 | E MAIN ST | 43213-2735 | Not Required by DOW | 26749 | WATTS | LF919QT | RP | 1.500 | 3649166 | AT HOTBOX
3191 | E MAIN ST | 43213-2736 | Active | W210475 | WILKINS | 975XLBMS | RP | 0.750 | 60171 | WATER METER
3210 | E MAIN ST | 43213-2737 | Due Install | [5 empty] | 3475251
3240 | E MAIN ST | 43213- | Due Install | [5 empty] | 3475254
3246 | E MAIN ST | 43213-2738 | Due Install |  |  |  | RP |  | 3475255
3252 | E MAIN ST | 43213-2738 | Due Install |  |  |  | RP |  | 3475257
3255 | E MAIN ST | 43213-2739 | Active | 326634 | WATTS | 909M1QT | RP | 1.500 | 60320 | IN BASEMENT
3258 | E MAIN ST | 43213-2738 | Due Install |  |  |  | RP |  | 3475258
3270 | E MAIN ST | 43213- | Due Install |  |  |  | RP |  | 3475259
3280 | E MAIN ST | 43213-2738 | Due Install |  |  |  | RP |  | 3475261
3291 | E MAIN ST | 43213-2740 | Not Required by DOW |  |  |  | RP |  | 3475262
3336 | E MAIN ST | 43213-2741 | Not Required by DOW | [5 empty] | 3475266
3377 | E MAIN ST | 43213-2744 | Due Install |  |  |  | RP |  | 3475272
3379 | E MAIN ST | 43213-2744 | Due Install |  |  |  | RP |  | 3475273
3381 | E MAIN ST | 43213-2744 | Due Install |  |  |  | RP |  | 3475275
3430 | E MAIN ST | 43213-2746 | Not Required by DOW |  |  |  | RP | 0.750 | 3475283 | MTR IN BACK ROOM
3442 | E MAIN ST | 43213- | Not Required by DOW |  |  |  | RP | 1.500 | 3475285 | MTR IN BACK BLDG. ON WEST WALL BY DOOR SD
3446 | E MAIN ST | 43213-2746 | Not Required by DOW |  |  |  |  | 1.000 | 3475286 | MTR IN OFFICE
3450 | E MAIN ST | 43213-2746 | Due Install |  |  |  | RP | 0.750 | 3475287
3500 | E MAIN ST | 43213-2910 | Active | 4933663 | WILKINS | 975XL | RP | 1.000 | 3475290
3500 | E MAIN ST | 43213-2910 | Active | VK-2402 | AMES | COLT 300GV | DCDA | 6.000 | 3651038
3500 | E MAIN ST | 43213-2910 | Active | 67692 | AMES | 2000BM3 | DC | 0.750 | 3652489
3535 | E MAIN ST | 43213-2911 | Active | W423306 | WILKINS | 975XL2 | RP | 0.500 | 3475292 | UNDER SINK IN BATHROOM
3552 | E MAIN ST | 43213-2913 | Active | 33512 | WATTS | LF919QT | RP | 2.000 | 3475295 | NW BY BACK DOOR IN CABINET AT WATER METER
3557 | E MAIN ST | 43213-2912 | Active | W423154 | WILKINS | 975XL2 | RP | 0.500 | 3475296 | GARAGE
3558 | E MAIN ST | 43213- | Due Install |  |  |  | RP |  | 3475297
3569 | E MAIN ST | 43213-2912 | Due Install |  |  |  | DC | 0.750 | 3652525
3569 | E MAIN ST | 43213-2912 | Due Install |  |  |  | RP | 0.750 | 3475299
3569 | E MAIN ST | 43213-2912 | Due Install |  |  |  | DCDA | 6.000 | 3652526
3588 | E MAIN ST | 43213 | Active | 40219 | WATTS | 909 | RP | 1.500 | 3653292
3589 | E MAIN ST | 43213-2912 | Active | 411099 | WATTS | LF009M3 | RP | 0.750 | 92572 | UTILITY ROOM REAR ENTRANCE MINI GAS STATION NW WALLMART LOT
3599 | E MAIN ST | 43213 | Active | 22777 | WATTS | 919QT | RP | 1.500 | 3629811 | BACK ROOM AT WATER METER
3601 | E MAIN ST | 43213-2912 | Active | 212671 | WILKINS | 550 | DC | 0.750 | 61260 | LADIES RM UNDER SINK AT METER
3618 | E MAIN ST | 43213-2913 | Active | 4144402 | WILKINS | 975XL2 | RP | 1.500 | 3613802
3618 | E MAIN ST | 43213-2913 | Active | 180559 | WATTS | 909QTFDA | RP | 3.000 | 90588 | MECH ROOM
3650 | E MAIN ST | 43213-2993 | Active | 242875 | WATTS | 009M3QT | RP | 0.750 | 99335 | REAR OF KITCHEN - 3674 E MAIN
3650 | E MAIN ST | 43213-2993 | Active | 208370 | WILKINS | 975XLBMS | RP | 1.500 | 88002 | @ WATER MTR
3657 | E MAIN ST | 43213-2924 | Not Required by DOW | 2256775 | WILKINS | 975XLBMS | RP | 2.000 | 89488 | MECH ROOM IN GARDEN CENTER
3657 | E MAIN ST | 43213-2924 | Active | 11333 | WATTS | 007SSM1PCQT | DC | 0.750 | 89458 | METER PIT NE CORNER OF LOT
3657 | E MAIN ST | 43213-2924 | Active | L32261 | WILKINS | 375 | RP | 3.000 | 89489 | BIG REAR DOOR BY BREAK ROOM IN FENCED IN AREA
3657 | E MAIN ST | 43213-2924 | Active | 1078200405 | WATTS | 774X | DCDA | 8.000 | 89457 | METER PIT NE CORNER OF LOT
3661 | E MAIN ST | 43213-2924 | Not Required by DOW | 4413221 | WILKINS | 975XL2 | RP | 1.000 | 91129 | WEST SIDE OF BUILDING IN MECH ROOM
3661 | E MAIN ST | 43213-2924 | Active | 198263 | WATTS | LF009M2QT | RP | 2.000 | 3653416 | IN HOT BOX
3661 | E MAIN ST | 43213-2924 | Active | VJ-1749 | WATTS | COLT 500GV | RPDA | 6.000 | 3653417 | IN HOT BOX
3661 | E MAIN ST | 43213-2924 | Active | 92786 | WATTS | LF 919QT | RP | 0.750 | 3653418 | IN HOT BOX
3665 | E MAIN ST | 43213 | Active | 199748 | WATTS | LF009 | RP | 2.000 | 3653375
3686 | E MAIN ST | 43213-2993 | Active | 2960091XLTCU | WILKINS | 975XL | RP | 1.000 | 3475301 | AT METER
3688 | E MAIN ST | 43213- | Active | 1002112 | WILKINS | 975XLBMS | RP | 2.000 | 61469 | MECH ROOM
3768 | E MAIN ST | 43213-2925 | Active | 195412 | WATTS | LF009M2QT | RP | 1.000 | 3475306 | MOP SINK ROOM
3777 | E MAIN ST | 43213-2926 | Due Install |  |  |  | RP |  | 3636376
3810 | E MAIN ST | 43213-2947 | Active | W149666 | WILKINS | 975XL | RP | 1.000 | 61835 | NORTH WALL BY WASH BAY
3831 | E MAIN ST | 43213-2928 | Active | 3078057 | WILKINS | 975XLBMS | RP | 1.500 | 98182 | MECH ROOM
3831 | E MAIN ST | 43213-2928 | Active | 112909 | WATTS | 774 | DCDA | 4.000 | 98411 | MEAT ROOM
3831 | E MAIN ST | 43213-2928 | Active | A67670 | WILKINS | 350XL | DC | 0.750 | 3652720 | MECH ROOM
3831 | E MAIN ST | 43213-2928 | Active | 18747 | WATTS | 007M2QT | DC | 0.750 | 98412 | MECH ROOM
3840 | E MAIN ST | 43213-2947 | Active | 25140 | WATTS | 009M1QT | RP | 2.000 | 61928 | WEST WALL CENTER OF BUILDING
3850 | E MAIN ST | 43213-2970 | Active | 88468 | WATTS | LF009M3QT | RP | 0.750 | 3475307 | MID FURNACE/HWT ROOM AT WATER METER
3852 | E MAIN ST | 43213-2970 | Active | 252501 | WATTS | LF009M3QT | RP | 0.750 | 3475308 | FURNACE/HWT ROOM AT WATER METER
3854 | E MAIN ST | 43213-2970 | Active | 247845 | WATTS | LF009M3QT | RP | 0.750 | 3475309 | FURNACE/HWT ROOM AT WATER METER
3860 | E MAIN ST | 43213-2970 | Active | 252506 | WATTS | LF009M3QT | RP | 0.750 | 3475310 | FURNACE/HWT ROOM AT WATER METER
3862 | E MAIN ST | 43213-2970 | Active | 252491 | WATTS | LF009M3QT | RP | 0.750 | 3475311 | FURNACE/HWT ROOM AT WATER METER
3864 | E MAIN ST | 43213-2970 | Active | 256379 | WATTS | LF009M3QT | RP | 0.750 | 3475312 | IN REAR MECH ROOM
3866 | E MAIN ST | 43213-2970 | Active | 256380 | WATTS | LF009M3QT | RP | 0.750 | 3475313 | FURNACE/HWT ROOM AT WATER METER
3868 | E MAIN ST | 43213-2970 | Active | 255840 | WATTS | LF009M3QT | RP | 0.750 | 3475314 | FURNACE/HWT ROOM AT WATER METER
3870 | E MAIN ST | 43213-2970 | Active | 255843 | WATTS | LF009M3QT | RP | 0.750 | 3475315 | FURNACE/HWT ROOM AT WATER METER
3872 | E MAIN ST | 43213-2970 | Active | 91578 | WATTS | LF919QT | RP | 0.750 | 3475316 | FURNACE/HWT ROOM AT WATER METER
3878 | E MAIN ST | 43213-2973 | Active | 256392 | WATTS | LF009M3QT | RP | 0.750 | 3475317 | UNDER HAND SINK
3906 | E MAIN ST | 43213-2973 | Active | 4943105 | WILKINS | 975XL | RP | 0.750 | 3475318 | At WATER METER SOUTH SIDE OF BUILDING
3941 | E MAIN ST | 43213-2952 | Not Required by DOW |  |  |  | RP |  | 3475321
3959 | E MAIN ST | 43213 | Active | 4742096 | WILKINS | 975XL2 | RP | 0.750 | 3643518 | REAR WALL (SOUTH)
3969 | E MAIN ST | 43213-2952 | Due Install |  |  |  | RP |  | 3632654
3969 | E MAIN ST | 43213-2952 | Active | 73875 | WATTS | 919AQT | RP | 0.750 | 102800 | LAUNDRY ROOM
3984 | E MAIN ST | 43213-2950 | Not Required by DOW | [5 empty] | 3475325
4000 | E MAIN ST | 43213-2950 | Active | HC20337 | WILKINS | 950XLD | DC | 0.750 | 3635582 | W MECH/RISER ROOM
4000 | E MAIN ST | 43213-2950 | Active | V52424 | WILKINS | 350ADA | DCDA | 4.000 | 3475326 | W MECH/RISER ROOM
4000 | E MAIN ST | 43213-2950 | Active | 69195 | WATTS | LF-919-QT | RP | 1.000 | 3636541 | MID MECH/FURN ROOM AT WATER METER
4011 | E MAIN ST | 43213-2952 | Not Required by DOW | 183905 | WATTS | 009M3QT | RP | 0.750 | 62680 | NE OFFICE AT WATER METER
4071 | E MAIN ST | 43213-2952 | Active | 20532 | WATTS | 919QT | RP | 2.000 | 102749 | MECH ROOM
4071 | E MAIN ST | 43213-2952 | Active | 41937 | WATTS | 919QT | RP | 0.750 | 103010 | MECH ROOM
4071 | E MAIN ST | 43213-2952 | Active | 171893 | AMES | 3000SS | DCDA | 4.000 | 103008 | 1ST FLOOR MECH ROOM
4071 | E MAIN ST | 43213-2952 | Active | 63987 | AMES | 2000B | DC | 0.750 | 103009 | 1ST FLOOR MECH ROOM
4076 | E MAIN ST | 43213-2994 | Active | 4791758 | WILKINS | 975 XL2 | RP | 0.750 | 3475332 | LEFT REAR STOAGE RM
4080 | E MAIN ST | 43213-2950 | Due Install | [5 empty] | 3475333
4106 | E MAIN ST | 43213-2996 | Due Install |  |  |  | RP |  | 3607705
4244 | E MAIN ST | 43213-3031 | Due Install |  |  |  | RP | 0.750 | 3475352 | BASEMENT AT MTR
4263 | E MAIN ST | 43213-3030 | Due Install |  |  |  | RP |  | 3475355
4279 | E MAIN ST | 43213-3032 | Active | ABK4953 | WILKINS | 975 | RP | 0.750 | 3475357 | S/E CORNER OF BUILDING RESTROOM
4400 | E MAIN ST | 43213-3037 | Active | 343520 | WATTS | 909M1QT | RP | 1.500 | 63928 | MECHANICAL ROOM
4409 | E MAIN ST | 43213-3061 | Active | 295589 | WATTS | LF009M3QT | RP | 0.750 | 3475369 | SOUTHWEST CORNER OF BLDG
4429 | E MAIN ST | 43213-3061 | Active | ABI3485 | WILKINS | 975XL2 | RP | 1.000 | 3475375 | Located in a closet off the main garage across from rest room.
4440 | E MAIN ST | 43213-3027 | Active | 164992 | WATTS | 800QT | PVB | 0.750 | 64012 | NE CORNER AT METER
4440 | E MAIN ST | 43213-3027 | Due Install |  |  |  | RP |  | 3638052 | NE CORNER AT METER
4449 | E MAIN ST | 43213-3061 | Due Install | [5 empty] | 3638245
4449 | E MAIN ST | 43213-3061 | Active | W414993 | WILKINS | 975xl | RP | 0.500 | 64047 | BEHIND ICE MAKER
4450 | E MAIN ST | 43213-3027 | Active | 6357 | WATTS | 009QT | RP | 1.500 | 64063 | SE CORNER OF BUILDING AT METER
4464 | E MAIN ST | 43213-3027 | Active | 77814 | WATTS | 919 | RP | 0.750 | 3475377 | CLOSET INBETWEEN RESTROOMS
4479 | E MAIN ST | 43213-3038 | Not Required by DOW | 007045 | WATTS | 800M4QT | PVB | 0.750 | 97193 | OUTSIDE AT SOUTH WALL
4479 | E MAIN ST | 43213-3038 | Active | F733617 | WILKINS | 975XL2 | RP | 1.000 | 3638532 | IN BACK ROOM BY HOT WATER TANK
4484 | E MAIN ST | 43213-3039 | Active | 084859 | WATTS | 009M2QT | RP | 1.500 | 64151 | BY BACK DOOR ABOVE MOP SINK
4484 | E MAIN ST | 43213-3039 | Not Required by DOW | 577279 | WILKINS | 975 | RP | 1.000 | 64152 | AT REAR OF BLDG ABOVE MAIN WATER METER
4533 | E MAIN ST | 43213- | Active | 84603 | FEBCO | 765 | PVB | 1.500 | 3475380 | REAR OF BUILDING RED DOOR MECHANICAL ROOM
4548 | E MAIN ST | 43213-3039 | Active | A08984 | WATTS | 009M3QT | RP | 0.750 | 64328 | REAR OF STORE AT WATER METER SETTING (Stock Room)
4617 | E MAIN ST | 43213-3298 | Not Required by DOW | 560010 | WATTS | 909QT | RP | 1.000 | 64582 | MECH ROOM BY BACK DOOR
4617 | E MAIN ST | 43213-3298 | Active | 94135 | WATTS | 009M2QT | RP | 1.500 | 64583 | MECH ROOM BY BACK DOOR
4617 | E MAIN ST | 43213-3298 | Active | 35115 | AMES | 2000SS | DC | 0.750 | 64581 | WATER SERVICE ROOM
4617 | E MAIN ST | 43213-3298 | Active | 131147 | AMES | 3000 | DCDA | 4.000 | 64579 | WATER SERVICE ROOM
4628 | E MAIN ST | 43213-3128 | Not Required by DOW | H55407 | FEBCO | 825YA | RP | 1.000 | 89104 | STOCK ROOM
4628 | E MAIN ST | 43213-3128 | Active | 4631907 | WILKINS | 975XL2 | RP | 1.500 | 64617 | STOCK ROOM
4630 | E MAIN ST | 43213- | Active | 16146 | WATTS | 919QT | RP | 2.000 | 100033 | REAR NORTHWEST BUILDING CORNER
4630 | E MAIN ST | 43213- | Due Install |  |  |  | DCDA | 8.000 | 3644579
4640 | E MAIN ST | 43213 | Not Required by DOW | 792284 | WATTS | 800M4FR | PVB | 1.000 | 102412 | REAR OF BUILDING IN KITCHEN AREA
4640 | E MAIN ST | 43213 | Active | 14668 | WATTS | 919QT | RP | 1.500 | 102411 | REAR OF BUILDING IN KITCHEN AREA
4640 | E MAIN ST | 43213 | Active | N1206041059 | FEBCO | 876 | DCDA | 4.000 | 103006 | STOCKROOM AT SPRINKLER RISER
4640 | E MAIN ST | 43213 | Active | H018378 | FEBCO | 805Y | DC | 0.750 | 103007 | STOCK ROOM AT SPRINKLER RISER
4653 | E MAIN ST | 43213-3298 | Active | 69530 | WATTS | 009M2QT | RP | 1.000 | 64700 | MECHANICAL ROOM BY THE BOILER
4653 | E MAIN ST | 43213-3298 | Due Install |  |  |  | DCDA | 6.000 | 3632518
4653 | E MAIN ST | 43213-3298 | Due Install |  |  |  | RP | 1.000 | 3632520
4660 | E MAIN ST | 43213-3128 | Active | 273601 | WATTS | 009M3QT | RP | 0.750 | 100815 | MECHANICAL ROOM BY WATER METER
4661 | E MAIN ST | 43213-3298 | Not Required by DOW | 263785 | WATTS | 800M4QT | PVB | 0.750 | 64729 | REAR SOUTH END OF BUILDING
4661 | E MAIN ST | 43213-3298 | Active | 3019771 | WILKINS | 975XLBMS | RP | 2.000 | 96097 | EAST WALL IN CLOSET
4661 | E MAIN ST | 43213-3298 | Not Required by DOW | 102313 | WATTS | 800M4FR | PVB | 0.750 | 97844 | OUTSIDE SW CORNER
4661 | E MAIN ST | 43213-3298 | Due Install |  |  |  | DCDA | 6.000 | 3633204
4661 | E MAIN ST | 43213-3298 | Not Required by DOW | 4773373 | WILKINS | 975 | RP | 2.000 | 64727 | RIGHT SIDE OF BUILDING
4677 | E MAIN ST | 43213-3160 | Active | 401305 | WILKINS | 975XL | RP | 1.500 | 92630 | BASEMENT
4677 | E MAIN ST | 43213-3160 | Active | 35482 | WATTS | 007M1 | DC | 2.000 | 64776 | BASEMENT AT METER SET
4680 | E MAIN ST | 43213-3130 | Active | 82079 | WATTS | LF 919-QT | RP | 0.750 | 3475385
4720 | E MAIN ST | 43213-3130 | Active - Not Linked | 4874083 | WILKINS | 975XL2 | RP | 2.000 | 3638020 | MECH ROOM AT METER, N/W CORNER
4733 | E MAIN ST | 43213-3160 | Active | 78077 | WATTS | 919QT | RP | 0.750 | 3475386
4737 | E MAIN ST | 43213-3160 | Active | 78139 | WATTS | 919QT | RP | 0.750 | 3475388 | AFTER WATER METER
4739 | E MAIN ST | 43213-3160 | Active | 78122 | WATTS | 919QT | RP | 0.750 | 3475390
4741 | E MAIN ST | 43213-3160 | Active | 78076 | WATTS | 919QT | RP | 0.750 | 3475392
4744 | E MAIN ST | 43213-3130 | Due Install |  |  |  | RP |  | 3475393
4750 | E MAIN ST | 43213-3130 | Active | 121066 | WATTS | LF009M2QT | RP | 2.000 | 64954 | BOILER ROOM BESIDE WATER METER
4750 | E MAIN ST | 43213-3130 | Active | 64347 | WATTS | 009QT | RP | 2.000 | 64955 | BOILER ROOM REAR - WEST WALL
4831 | E MAIN ST | 43213-3161 | Active | 4394295 | WILKINS | 975 | RP | 1.000 | 65182 | REAR OF BUILDING IN FURNACE ROOM
4850 | E MAIN ST | 43213-3194 | Active | 246082 | WATTS | LF009M2QT | RP | 1.000 | 3604296 | WATER CONDENSERS, MOTHER MILK BANK
4850 | E MAIN ST | 43213-3194 | Active | A27183 | WATTS | 009M2QT | RP | 1.000 | 95310 | IN MECH ROOM ABOVE WATER TANK
4850 | E MAIN ST | 43213-3194 | Active | 380783 | WATTS | LF009QT | RP | 0.500 | 65247 | MECHANCIAL ROOM -- CHILLED WATER
4850 | E MAIN ST | 43213-3194 | Active | 122092 | WILKINS | 975XL | RP | 2.000 | 65242 | BOILER ROOM ABOVE SINK
4850 | E MAIN ST | 43213-3194 | Due Install |  |  |  | RP | 6.000 | 3648886 | AT PIT
4850 | E MAIN ST | 43213-3194 | Active | 2JK0916 | AMES | 2000SS | DC | 6.000 | 65246 | SPRINKLER RISER ROOM (REAR)
4850 | E MAIN ST | 43213-3194 | Active | 249675 | WATTS | 909 | RP | 6.000 | 65245 | WATER METER ROOM
4850 | E MAIN ST | 43213-3194 | Active | 07786 | WATTS | 919QT | RP | 0.500 | 65244 | MECHANICAL ROOM--MAKE-UP WATER TO HOT WATER
4850 | E MAIN ST | 43213-3194 | Active | 15113 | WATTS | 009QT | RP | 1.000 | 65243 | MECHANICAL ROOM--BOILER MAKE-UP WATER
4882 | E MAIN ST | 43213-3189 | Active | 2292579 | WILKINS | 950XLD | DC | 0.750 | 89554 | SE CORNER OF BUILDING
4882 | E MAIN ST | 43213-3189 | Active | V08005 | WILKINS | 350 | DC | 4.000 | 89553 | SE CORNER OF BUILDING
4882 | E MAIN ST | 43213-3189 | Active | 6711 | WATTS | 919QT | RP | 1.500 | 89552 | IN MECH ROOM BY WATER METER
4882 | E MAIN ST | 43213-3189 | Active | A05927 | WATTS | 009M2PCQT | RP | 1.500 | 96816 | SE CORNER OF BLDG RISER ROOM
4890 | E MAIN ST | 43213-3162 | Due Install |  |  |  | RP |  | 3629983
4890 | E MAIN ST | 43213-3162 | Active | 027498 | WATTS | 800M4QT | PVB | 0.375 | 65357 | OFFICE BY WATER METER
4900 | E MAIN ST | 43213-2439 | Active | 577021 | WILKINS | 975 | RP | 1.000 | 65384 | AT WATER METER
4915 | E MAIN ST | 43213-2400 | Due Install | [5 empty] | 3475400
4925 | E MAIN ST | 43213-2400 | Active | 154885 | WATTS | 909M1QT | RP | 1.500 | 65436 | IN EQUIPMENT ROOM AT WATER METER
5000 | E MAIN ST | 43213- | Not Required by DOW | 310932 | WATTS | LF009QT | RP | 0.500 | 3652350 | IN PHARMACY IN SE CORNER
5000 | E MAIN ST | 43213- | Active | 182651 | WATTS | LF009M2QT | RP | 2.000 | 3651370
5000 | E MAIN ST | 43213- | Active | ABH4123 | WILKINS | 975XLD | RP | 0.750 | 3651373
5000 | E MAIN ST | 43213- | Active | 5809 | WILKINS | 375ASTDA | RPDA | 4.000 | 3651372
5000 | E MAIN ST | 43213- | Not Required by DOW | 4940928 | WILKINS | 975 | RP | 1.500 | 3652456 | IN MECHANICAL ROOM ABOVE WATER METER
5025 | E MAIN ST | 43213-2438 | Active | 4400979 | WILKINS | 975XL | RP | 0.750 | 65764 | MECHANICAL ROOM
5069 | E MAIN ST | 43213 | Not Required by DOW |  |  |  | RP |  | 3638700
5091 | E MAIN ST | 43213-2410 | Due Install |  |  |  | RP | 6.000 | 3648807
5091 | E MAIN ST | 43213-2410 | Active | 89143 | WATTS | 009M2-FP | RP | 1.500 | 65982 | IN 5137 -SUBWAY BACK MECH RM AT PRIVATE SUB MTR
5091 | E MAIN ST | 43213-2410 | Active | A16326 | WATTS | 009M3QT | RP | 0.750 | 89206 | 5091 E MAIN - REAR (AT METER) DOOR
5180 | E MAIN ST | 43213-2436 | Active | T436340 | WILKINS | 720A | PVB | 1.000 | 93951 | FRONT OF BLDG
5180 | E MAIN ST | 43213-2436 | Due Install |  |  |  | RP |  | 3638013 | FRONT OF BLDG
5186 | E MAIN ST | 43213-2411 | Active | 12139 | WATTS | 919AQT | RP | 1.500 | 98084 | MECHANICAL ROOM AT WATER METER
5212 | E MAIN ST | 43213- | Active | 2441202 | WILKINS | 975XL | RP | 2.000 | 93041 | MECH ROOM
5225 | E MAIN ST | 43213-2503 | Not Required by DOW | W149775 | WILKINS | 975XL | RP | 0.750 | 66455 | REAR MECHANICAL ROOM
5225 | E MAIN ST | 43213-2503 | Active | 150004 | WILKINS | 975XL | RP | 1.500 | 66454 | MECH ROOM ON BACK OF BUILDING
5240 | E MAIN ST | 43213-2501 | Active | 2860950 | WILKINS | 975XL | RP | 2.000 | 66477 | BOILER ROOM
5250 | E MAIN ST | 43213-2501 | Active | 17154 | WATTS | 919ZQT | RP | 0.750 | 66503 | PARTS ROOMS-NEXT TO WATER METER
5271 | E MAIN ST | 43213-2503 | Active | 12580 | WATTS | 919QT | RP | 1.500 | 103860 | MECH RM AT WATER METER
5300 | E MAIN ST | 43213-2580 | Due Install | [5 empty] | 3475406
5310 | E MAIN ST | 43213-2598 | Due Install | [5 empty] | 3475407
5320 | E MAIN ST | 43213-2573 | Due Install | [5 empty] | 3475408 | IN UNIT 600 FACING BROAD ST
5330 | E MAIN ST | 43213-2571 | Due Install | [5 empty] | 3475409
5340 | E MAIN ST | 43213-2574 | Due Install | [5 empty] | 3475410
5929 | E MAIN ST | 43213-3353 | Due Install | [5 empty] | 3639313 | CLOSET - NORTH E CORNER OF TENANT SPACE
5929 | E MAIN ST | 43213-3353 | Active | 73626 | WATTS | 007QT | DC | 2.000 | 68341 | CLOSET - NORTH E CORNER OF TENANT SPACE
5929 | E MAIN ST | 43213-3353 | Active | C10190 | WATTS | 757A | DCDA | 6.000 | 68343 | RISER ROOM
5929 | E MAIN ST | 43213-3353 | Active | 12003 | WATTS | 719QT | DC | 0.750 | 68342 | RISER ROOM
5959 | E MAIN ST | 43213-3353 | Due Install | [5 empty] | 3475416
5960 | E MAIN ST | 43213-3352 | Active | 0009022 | AMES | 2000B | DC | 1.000 | 68412 | METER ROOM
5960 | E MAIN ST | 43213-3352 | Active | 333873 | WATTS | 909M1QT | RP | 1.500 | 68410 | IN METER ROOM
5960 | E MAIN ST | 43213-3352 | Active | 76661 | WATTS | 009QT | RP | 1.000 | 68411 | METER ROOM
5961 | E MAIN ST | 43213-3353 | Due Install |  |  |  | RP |  | 3475417
5963 | E MAIN ST | 43213-3353 | Due Install |  |  |  | RP |  | 3475418
5970 | E MAIN ST | 43213-3352 | Active | 257748 | WATTS | 009QT | RP | 2.000 | 88151 | W/H RM
5970 | E MAIN ST | 43213-3352 | Not Required by DOW | 286640 | WATTS | 009QT | RP | 1.000 | 88150 | W/H RM
5971 | E MAIN ST | 43213-3353 | Active | 95535 | WATTS | 009M2QT | RP | 2.00 | 68441 | NE CORNER MECH RM IN N. MOST LEASE SPACE
5971 | E MAIN ST | 43213-3353 | Active | 31138 | AMES | 3000 | DCDA | 4.000 | 68440 | WATER METER MECHANICAL ROOM N.E. CORNER
5971 | E MAIN ST | 43213-3353 | Active | 109771 | WATTS | 007M2QT | DC | 0.750 | 68439 | METER/RISER ROOM
5976 | E MAIN ST | 43213-3378 | Active | 96745 | WATTS | 009M2QT | RP | 1.500 | 68451 | NW OF 5976 UNIT AT WATER MTR
5979 | E MAIN ST | 43213-3353 | Active | 199433 | WATTS | LF009M2QT | RP | 2.000 | 3653626
5979 | E MAIN ST | 43213-3353 | Active | VE- 0112 | AMES | 300;GV | DCDA | 4.000 | 3653627
5979 | E MAIN ST | 43213-3353 | Active | 65111 | AMES | 2000BM3 | DC | 0.750 | 3653628
5989 | E MAIN ST | 43213-3354 | Active | 2793219 | WILKINS | 975XLTCU | RP | 1.000 | 68479 | AT WATER METER
5990 | E MAIN ST | 43213-3355 | Active | 9904211547 | FEBCO | 876V | DCDA | 8.000 | 3633140 | 6060 E MAIN ST, WAREHOUSE
5990 | E MAIN ST | 43213-3355 | Active | 121387 | WATTS | 009M2QT | RP | 2.000 | 3633139 | 6060 E MAIN ST, WAREHOUSE
5990 | E MAIN ST | 43213-3355 | Due Install |  |  |  | RP |  | 3633119 | NEXT TO STREET N SIDE
5990 | E MAIN ST | 43213-3355 | Active | A010478 | FEBCO | 805YB | DC | 0.750 | 3633141 | 6060 E MAIN ST, WAREHOUSE
5990 | E MAIN ST | 43213-3355 | Active | 3980638 | WILKINS | 975XL2 | RP | 2.000 | 3609451 | NEXT TO STREET N SIDE
5990 | E MAIN ST | 43213-3355 | Active | A048546 | FEBCO | 825Y | RP | 1.500 | 3638878 | NE CORNER OF PROPERTY
5991 | E MAIN ST | 43213- | Due Install |  |  |  | RP |  | 3630207
5991 | E MAIN ST | 43213- | Active | W276701 | WILKINS | 975XLBMS | RP | 1.000 | 88214 | NE CORNER OF LOT CLOSE TO METER PIT
5999 | E MAIN ST | 43213-3354 | Active | IF2044 | AMES | COLT 200A | DC | 4.000 | 95624 | SW CORNER IN RISER ROOM
5999 | E MAIN ST | 43213-3354 | Active | 17833 | WATTS | 919AQT | RP | 1.000 | 97364 | MECH ROOM IN BACK OF VALUE CITY STORE
5999 | E MAIN ST | 43213-3354 | Active | 10850 | WATTS | 919QT | RP | 2.000 | 95579 | @ CENTER OF BLDG IN BACK ROOM IN BURLINGTON
5999 | E MAIN ST | 43213-3354 | Active | 16712 | WATTS | 919ZQT | RP | 1.000 | 95578 | IN MECH ROOM BACK OF STRIP STORES
5999 | E MAIN ST | 43213-3354 | Active | IF1444 | AMES | COLT 200A | DC | 4.000 | 97870 | In Value city Store @ 6067 E. Main in mech room
5999 | E MAIN ST | 43213-3354 | Active | 3551638 | WILKINS | 975XL | RP | 2.000 | 68501 | NEXT TO METER PIT AT STREET
5999 | E MAIN ST | 43213-3354 | Active | 174601 | WATTS | LF009 | RP | 2.000 | 3650057 | MOO MOO CAR WASH 6071 E MAIN ST
5999 | E MAIN ST | 43213-3354 | Active | 157288087 | AMES | 2000SS | DC | 4.000 | 97871 | on back wall @ 6055 E. Main St.
5999 | E MAIN ST | 43213-3354 | Active | 03191 | WATTS | 919QT | RP | 0.500 | 3630185 | VADHI FAMILY DENTAL - 6023
6030 | E MAIN ST | 43213- | Active | 20453 | WATTS | LF919-QT | RP | 1.500 | 3616511 | 6032-6042 E.MAIN ST
6030 | E MAIN ST | 43213- | Active | 20448 | WATTS | LF919-QT | RP | 1.500 | 3616512 | 6032-6042 E.MAIN ST
6030 | E MAIN ST | 43213- | Active | 28551 | WATTS | LF919-QT | RP | 2.000 | 3616510 | 6032-6042 E.MAIN ST
6030 | E MAIN ST | 43213- | Active | 64565 | WATTS | 009M1QT | RP | 2.000 | 103232 | WATER METER ROOM - 6000 E MAIN ST
6100 | E MAIN ST | 43213-3399 | Due Install |  |  |  | RP | 2.000 | 3632905 | FRONT OF PROP. BY METER PIT
6100 | E MAIN ST | 43213-3399 | Due Install |  |  |  | DCDA | 6.000 | 3632906
6100 | E MAIN ST | 43213-3399 | Active | 244633 | WATTS | 909M1QT | RP | 1.500 | 69006 | Suite 105 West Side Door Entrance - West Wall
6100 | E MAIN ST | 43213-3399 | Active | 246469 | WATTS | 909M1QT | RP | 1.500 | 69007 | 6096 E Main St Rear Building - Suite 101 West Side in Exam Room Closet
6100 | E MAIN ST | 43213-3399 | Active | 139781XLTCU | WILKINS | 975XL | RP | 1.500 | 69008 | FRONT OF PROP. BY METER PIT
6111 | E MAIN ST | 43213-3425 | Due Install |  |  |  | RP | 0.750 | 3475421
6225 | E MAIN ST | 43213-3358 | Active | W149694 | WILKINS | 975A | RP | 1.500 | 69418 | AT METER
6251 | E MAIN ST | 43213-3360 | Due Install | [5 empty] | 3475423
6253 | E MAIN ST | 43213-3360 | Active | 229397 | WATTS | 009QT | RP | 0.750 | 69488 | REAR OF BLDG AT WATER METER -6257 SIDE
217 | E MAIN ST REAR | 43215- | Due Install |  |  |  | RP |  | 3475085
566 | E MAIN ST REAR | 43215- | Active | 21291 | WATTS | LF919QT | RP | 1.500 | 3475095 | NW CORNER OF BUILDING
3294 | E MAIN ST UNIT 21 | 43213-2732 | Active | 2164459 | WATTS | 007M2QT | DC | 1.250 | 93004 | BASEMENT
3294 | E MAIN ST UNIT 21 | 43213-2732 | Due Install |  |  |  | RP | 1.500 | 3641197 | AT WATER METER - FIRE STATION # 21
3294 | E MAIN ST UNIT 21 | 43213-2732 | Active | 533608 | WATTS | 909QT | RP | 0.750 | 60369 | OVER BOILER IN BASEMENT
97 | E MAIN ST UNIT A | 43054-9466 | Active | 412068 | WATTS | 909QT | RP | 0.750 | 74846 | IN FRONT UTILITY ROOM
150 | E MAIN ST UNIT A | 43215-7243 | Not Required by DOW | 1075273 | WILKINS | 975XL | RP | 1.000 | 55179 | 6TH FL. MOP SINK ROOM
150 | E MAIN ST UNIT A | 43215-7243 | Not Required by DOW | 742846 | WILKINS | 975XL | RP | 2.000 | 55182 | BASEMENT @ WATER METER
150 | E MAIN ST UNIT A | 43215-7243 | Active | 51311-0506 | AMES | 2000SS | DC | 4.000 | 88494 | BASEMENT
150 | E MAIN ST UNIT A | 43215-7243 | Active | OA-1169 | WATTS | 957 | RP | 4.000 | 88493 | BASEMENT
515 | E MAIN ST UNIT A | 43215-5304 | LPS - Active | [5 empty] | 3638525 | MECH ROOM #002
515 | E MAIN ST UNIT A | 43215-5304 | LPS - Active | [5 empty] | 3638524 | MECH ROOM #002
515 | E MAIN ST UNIT A | 43215-5304 | Active | 00909 | AMES | 2000B | DC | 0.750 | 66138 | Pump Room - W Entrance to Basement
515 | E MAIN ST UNIT A | 43215-5304 | Active | 160166 | WATTS | 909 | RP | 3.000 | 66137 | Pump Room - W Entrance to Basement
515 | E MAIN ST UNIT A | 43215-5304 | Active | 104475 | AMES | 3000 | DCDA | 4.000 | 66136 | Pump Room - W Entrance to Basement
1490 | E MAIN ST UNIT A | 43205-2140 | Active | 150015 | WATTS | LF009M2QT | RP | 2.000 | 3475170
1990 | E MAIN ST UNIT A | 43205-1613 | Active | 309452 | WATTS | 009M3QT | RP | 0.750 | 56885 | BEHIND ICE MACHINE
2850 | E MAIN ST UNIT A | 43209-2551 | Due Install |  |  |  | RP |  | 3475223
3075 | E MAIN ST UNIT A | 43209-2618 | Active | 26492 | WATTS | 919QT | RP | 1.000 | 94414 | AT WATER METER IN UTILITY ROOM
3140 | E MAIN ST UNIT A | 43213-2734 | Active | 3909880 | WILKINS | 975XL | RP | 2.000 | 3607769 | CAR WASH STORAGE ROOM
4110 | E MAIN ST UNIT A | 43213-2996 | Due Install |  |  |  | RP |  | 3475335
4653 | E MAIN ST UNIT A | 43213-3298 | Due Install |  |  |  | RP | 1.000 | 3475383
5160 | E MAIN ST UNIT A | 43213-2424 | Due Install | [5 empty] | 3638848
5160 | E MAIN ST UNIT A | 43213-2424 | Due Install | [5 empty] | 3638849
5160 | E MAIN ST UNIT A | 43213-2424 | Active | W186812 | WILKINS | 975XLBMS | RP | 1.500 | 95088
97 | E MAIN ST UNIT B | 43054-9466 | Active | 406189 | WATTS | 009QT | RP | 0.750 | 74847 | INSIDE FRONT DOOR
1179 | E MAIN ST UNIT B | 43205-1932 | Active | H013833 | FEBCO | 805YB | DC | 0.750 | 95261 | BACK STOCK ROOM
1179 | E MAIN ST UNIT B | 43205-1932 | Active | N0711050554 | FEBCO | 876V | DCDA | 4.000 | 95079 | BACK STOCK ROOM, SAVE A LOT
1179 | E MAIN ST UNIT B | 43205-1932 | Active | 130207 | WATTS | 009QT | RP | 1.000 | 95262 | IN MECH ROOM BY WATER METER
4114 | E MAIN ST UNIT B | 43213-2996 | Due Install | [5 empty] | 3475336
5160 | E MAIN ST UNIT B | 43213-2424 | Active | 10162 | WATTS | 919ZQT | RP | 1.500 | 96376 | FRONT LEFT ON SE CORNER OF ROOM
454 | E MAIN ST UNIT R | 43215-5380 | Due Install |  |  |  | RP | 2.000 | 3475091
4347 | E MANOR CT | 43017-7102 | Active | 3641179 | WILKINS | 975XLD | RP | 0.750 | 102748 | BASEMENT
80 | E MARKISON AVE | 43207-1836 | Not Required by DOW | [5 empty] | 3477780
127 | E MARKISON AVE | 43207-1186 | Due Install |  |  |  | RP |  | 3477781 | MID BSMNT OF 127 BLDG SW OSD AT WATER MTR
348 | E MAYNARD AVE | 43202- | Due Install |  |  |  | RP | 0.750 | 3479416
827 | E MAYNARD AVE | 43211-2045 | Not Required by DOW |  |  |  | RP | 0.625 | 3479453 | MTR IS IN CLOSET TOWARDS FRT ON SANCTUARY
281 | E MERRITT ST UNIT A | 43207- | Due Install |  |  |  | RP | 2.000 | 3482931
242 | E MITHOFF ST | 43206-3507 | Active | H319241 | FEBCO | 765 | PVB | 0.750 | 87323 | RIGHT OF FRONT PORCH
246 | E MITHOFF ST | 43206-3507 | Active | 318599 | APOLLO/CONBRACO | PVB | PVB | 0.750 | 100891 | RIGHT SIDE OF HOUSE
1402 | E MOLER RD | 43207-1554 | Due Install |  |  |  | RP | 1.500 | 3486507
1771 | E MOLER RD | 43207- | Active | HC58382 | WILKINS | 975 | DC | 0.750 | 3653112
1771 | E MOLER RD | 43207- | Active | 2725F | WILKINS | 375A | DCDA | 6.000 | 3651052
1771 | E MOLER RD | 43207- | Active | PRD0015 |  |  | RP | 1.000 | 3486537
106 | E MOLER ST | 43207-1024 | Active | 3618504XLTCU | WATTS | 975XL | RP | 1.500 | 3486563 | BASEMENT
314 | E MORRILL AVE | 43207-1210 | Active | 342203 | WATTS | LF009M3QT | RP | 0.750 | 3487738 | HWT ROOM/CLOSET OF 314 AT WATER METER
61 | E MOUND ST | 43215-5121 | Not Required by DOW | 109274 | WATTS | 909QT | RP | 0.750 | 68986 | BOILER ROOM AT ENTRANCE IN CEILING
61 | E MOUND ST | 43215-5121 | Active | AJH2703 | WILKINS | 375XL | RP | 1.000 | 3641446
400 | E MOUND ST | 43215-5513 | Not Required by DOW | [5 empty] | 3488148
404 | E MOUND ST | 43215-5513 | Due Install | [5 empty] | 3488150
415 | E MOUND ST | 43215-5512 | Not Required by DOW | 085169 | WATTS | 009M2QT | RP | 1.000 | 94855 | MECH ROOM
415 | E MOUND ST | 43215-5512 | Active | 1289727 | WILKINS | 975XL | RP | 1.500 | 63073 | MECH ROOM
415 | E MOUND ST | 43215-5512 | Active | 1289711 | WILKINS | 975 | RP | 1.500 | 63075 | MECH ROOM
439 | E MOUND ST | 43215-5514 | Active | 2831317 | WILKINS | 975XL | RP | 1.500 | 63866 | SOUTH WALL
455 | E MOUND ST | 43215-5595 | Active | 4752603 | WILKINS | 975 | RP | 1.000 | 3488156 | NEXT TO WATER METER
475 | E MOUND ST | 43215-5593 | Active | 4752611 | WILKINS | 975 | RP | 1.000 | 3488157 | NEXT TO METER
492 | E MOUND ST | 43215-5515 | Not Required by DOW |  |  |  | RP |  | 3488159
497 | E MOUND ST | 43215- | Active | 78099 | WATTS | 919 | RP | 0.750 | 3488160 | MIDDLE OF BUILDING AT METER WEST UNIT CLOSET
525 | E MOUND ST | 43215-5540 | Active | 130748 | WILKINS | 975XL | RP | 1.500 | 66492 | MECHANICAL ROOM AT WATER METER--NE CORNER
933 | E MOUND ST | 43205-2362 | Active | 624445 | WATTS | LF009M3QT | RP | 0.750 | 3636981 | COMMUNITY GARDEN
1640 | E MOUND ST | 43205-2517 | Active | AKD9196 | WILKINS | 375 | RP | 2.000 | 3654066 | BASEMENT
2966 | E MOUND ST | 43209-2663 | Active | A047715 | FEBCO | 765 | PVB | 1.000 | 59624 | LEFT SIDE OF HOUSE
300 | E NAGHTEN ST | 43215-2619 | Active | ACM3237 | WILKINS | 975XL2 | RP | 2.000 | 59731 | N. SIDE E. WALL GARAGE
300 | E NAGHTEN ST | 43215-2619 | Active | 4710856 | WILKINS | 975XL | RP | 0.750 | 59730 | LOFT BY WATER METER
300 | E NAGHTEN ST | 43215-2619 | Active | T258792 | WILKINS | 720A | PVB | 1.000 | 3609763 | SOUTH SIDE EAST WALL GARAGE
376 | E NAGHTEN ST | 43215-2623 | Active | W638272 | WILKINS | 720A | PVB | 0.750 | 3655067
376 | E NAGHTEN ST | 43215-2623 | Active | 3176515XLTCU | WILKINS | 975XL | RP | 0.750 | 98453 | RECTORY BASEMENT
376 | E NAGHTEN ST | 43215-2623 | Active | CB629196 | WILKINS | 720A | PVB | 0.750 | 94094 | EAST SIDE OF RECTORY IN FLOWER BED
289 | E NAGHTEN ST REAR | 43215 | Not Required by DOW | 020782 | WATTS | LF009M2QT | RP | 1.500 | 3613103 | NE MECHANICAL ROOM
289 | E NAGHTEN ST REAR | 43215 | Active | 035711 | WATTS | LF009M2QT | RP | 2.000 | 3611722 | NE MECHANICAL ROOM
289 | E NAGHTEN ST REAR | 43215 | Active | 106622 | AMES | 5000 | RPDA | 6.000 | 3613101 | NE MECHANICAL ROOM
289 | E NAGHTEN ST REAR | 43215 | Active | 13493 | AMES | 4000B | RP | 0.750 | 3613102 | NE MECHANICAL ROOM
289 | E NAGHTEN ST UNIT FRONT | 43215-2616 | Active | 615358 | WATTS | 909QT | RP | 1.000 | 93184 | METER ROOM,, NW SIDE OF BUILDING
33 | E NATIONWIDE BLVD | 43215-2512 | Not Required by DOW | 28301 | WATTS | 919AQT | RP | 1.000 | 60380 | MECH ROOM 13TH FLOOR -- 10' ABOVE FLOOR
33 | E NATIONWIDE BLVD | 43215-2512 | Not Required by DOW | 78604 | WATTS | LF919AQT | RP | 1.000 | 3652749 | 5TH FLOOR MOP SINK ROOM
33 | E NATIONWIDE BLVD | 43215-2512 | Due Install | 1987 | AMES |  | DCDA | 6.000 | 3639482 | BASEMENT MECH ROOM
33 | E NATIONWIDE BLVD | 43215-2512 | Not Required by DOW | 08388 | WATTS | 919 | RP | 0.500 | 89402 | STORE ROOM BEHIND COFFEE BAR
33 | E NATIONWIDE BLVD | 43215-2512 | Not Required by DOW | 984720 | WATTS | 800M4QT | PVB | 1.000 | 60384 | OUTSIDE CLOSET
33 | E NATIONWIDE BLVD | 43215-2512 | Active | 5120945 | FEBCO | 880V | RP | 6.000 | 60387 | BASEMENT METER ROOM
33 | E NATIONWIDE BLVD | 43215-2512 | Not Required by DOW | 3123264 | WILKINS | 975XLBMS | RP | 0.750 | 60385 | MAINTENANCE ROOOM
55 | E NATIONWIDE BLVD | 43215-2512 | Active | 012478 | WATTS | 909 | RP | 3.000 | 67025 | BASEMENT METER ROOM MAINT IN HOTEL
55 | E NATIONWIDE BLVD | 43215-2512 | Active | 65680 | WATTS | 2000BM3 | DC | 0.750 | 3651927 | FIRE LINE GET ESCORT IN MAIM HOTEL
55 | E NATIONWIDE BLVD | 43215-2512 | Active | VF-0641 | AMES | COLTGV | DCDA | 6.000 | 3635997 | FIRE LINE GET ESCORT IN HOTEL
55 | E NATIONWIDE BLVD | 43215-2512 | Not Required by DOW | 1255335 | WILKINS | 975XL2 | RP | 0.750 | 99287 | MAX & ERMA'S KITCHEN ICE MACHINE, FIRST FLOOR
55 | E NATIONWIDE BLVD | 43215-2512 | Not Required by DOW | DB999 | CONBRACO | 40204A2 | RP | 0.750 | 67030 | 4TH FLOOR STORAGE ROOM
55 | E NATIONWIDE BLVD | 43215-2512 | Not Required by DOW | DB964 | CONBRACO | 40204A2 | RP | 0.750 | 67029 | 2ND FLOOR STORAGE ROOM
55 | E NATIONWIDE BLVD | 43215-2512 | Not Required by DOW | DT510 | CONBRACO | 4020402 | RP | 0.750 | 67027 | 5TH FLOOR STORAGE ROOM
55 | E NATIONWIDE BLVD | 43215-2512 | Not Required by DOW | DC002 | CONBRACO | 40204A2 | RP | 0.750 | 67026 | 3RD FLOOR STORAGE ROOM
77 | E NATIONWIDE BLVD | 43215-2512 | Not Required by DOW | 017951 | WATTS | 909M1QT | RP | 2.000 | 3650309 | BOILER ROOM 2ND FLOOR
77 | E NATIONWIDE BLVD | 43215-2512 | Not Required by DOW | 48179 | WATTS | 007LFQT | DC | 0.500 | 3650310 | BOILER ROOM 2ND FLOOR
77 | E NATIONWIDE BLVD | 43215-2512 | Active | SE-2410 | WATTS | 957 | RP | 4.000 | 3490610 | NE MECH/RISER ROOM AT WATER METER
77 | E NATIONWIDE BLVD | 43215-2512 | Active | 1074060718 | AMES | 5000 | RPDA | 6.000 | 3636626 | NE MECH/RISER ROOM
77 | E NATIONWIDE BLVD | 43215-2512 | Active | 14478 | AMES | 4000B | RP | 0.750 | 3636627 | NE MECH/RISER ROOM
77 | E NATIONWIDE BLVD | 43215-2512 | LPS - Active |  |  |  | LPC |  | 3636679 | DOM PUMP 3RD FLOOR
88 | E NATIONWIDE BLVD | 43215-2576 | Not Required by DOW | 1346105 | WILKINS | 975XL | RP | 1.000 | 74300 | OUTSIDE
88 | E NATIONWIDE BLVD | 43215-2576 | Active | 118235 | AMES | 3000SS | DCDA | 6.000 | 74299 | FIRE PUMP ROOM
88 | E NATIONWIDE BLVD | 43215-2576 | Not Required by DOW | 112100 | WATTS | 009M3QT | RP | 0.750 | 74298 | POOL EQUIPMENT ROOM
88 | E NATIONWIDE BLVD | 43215-2576 | Not Required by DOW | 113099 | WATTS | 009QT | RP | 0.500 | 96873 | 5TH FLOOR VENDING AREA
88 | E NATIONWIDE BLVD | 43215-2576 | Not Required by DOW | 173589 | WATTS | 009QT | RP | 0.500 | 96872 | 8TH FLOOR VENDING AREA
88 | E NATIONWIDE BLVD | 43215-2576 | Not Required by DOW | 118266 | WATTS | 009QT | RP | 0.500 | 93207 | 1ST FLOOR
88 | E NATIONWIDE BLVD | 43215-2576 | Not Required by DOW | 113142 | WATTS | 009QT | RP | 0.500 | 93075 | BEHIND ICE MACHINE 6TH FLOOR
88 | E NATIONWIDE BLVD | 43215-2576 | Not Required by DOW | 196559 | WATTS | 009QT | RP | 0.500 | 93074 | BEHIND ICE MACHINE ON 7TH FLOOR
88 | E NATIONWIDE BLVD | 43215-2576 | Not Required by DOW | 540727 | WATTS | 909QT | RP | 1.000 | 74303 | PENTHOUSE MECH ROOM
88 | E NATIONWIDE BLVD | 43215-2576 | Active | 52954 | WATTS | 007M1 | DC | 0.750 | 74302 | FIRE PUMP ROOM
88 | E NATIONWIDE BLVD | 43215-2576 | Active | 165135 | WATTS | 909 | RP | 3.000 | 74301 | WATER METER ROOM
89 | E NATIONWIDE BLVD | 43215- | Active | XB-0812 | WATTS | 757ADCDABF | DCDA | 4.000 | 3636002 | FIRE LINE-BASEMENT NEXT TO METER
89 | E NATIONWIDE BLVD | 43215- | Active | 233717 | WATTS | 007M3-FP | DC | 0.750 | 3654199 | BASEMENT NEXT TO METER
89 | E NATIONWIDE BLVD | 43215- | Active | 401314 | WILKINS | 975XL | RP | 1.500 | 73913 | 89 E NATIONWIDE BLVD, BASEMENT MECH RM NEXT TO WATER METER
105 | E NATIONWIDE BLVD | 43215 | Active | J021601 | FEBCO | 825Y | RP | 1.500 | 3615369 | S SIDE OF E NATIONWIDE BLVD E OF 3RD ST BRIDGE
111 | E NATIONWIDE BLVD | 43215-2500 | Not Required by DOW | 01521 | WATTS | 919AQT | RP | 0.500 | 98011 | 4TH FLOOR
111 | E NATIONWIDE BLVD | 43215-2500 | Not Required by DOW | 01802 | WATTS | 919AQT | RP | 0.500 | 98105 | 7TH FLOOR ICE MACHINE
111 | E NATIONWIDE BLVD | 43215-2500 | Not Required by DOW | 01557 | WATTS | 919AQT | RP | 0.500 | 98010 | 5TH FLOOR
111 | E NATIONWIDE BLVD | 43215-2500 | Not Required by DOW | 01661 | WATTS | 919AQT | RP | 0.500 | 98106 | 6TH FLOOR ICE MACHINE
111 | E NATIONWIDE BLVD | 43215-2500 | LPS - Active | FIRE PUMP |  |  |  |  | 3650760
111 | E NATIONWIDE BLVD | 43215-2500 | Active | 36986 | WATTS | 007QT | DC | 0.750 | 53912 | BASEMENT WATER METER ROOM
111 | E NATIONWIDE BLVD | 43215-2500 | Active | 3FN1453 | AMES | 3000SS | DCDA | 6.000 | 53911 | BASEMENT WATER METER ROOM
111 | E NATIONWIDE BLVD | 43215-2500 | Not Required by DOW | 21621 | WATTS | 009QT | RP | 1.500 | 53908 | BASEMENT WEST WALL
111 | E NATIONWIDE BLVD | 43215-2500 | Not Required by DOW | 436168 | WATTS | 009QT | RP | 0.500 | 53907 | 3RD FLOOR
111 | E NATIONWIDE BLVD | 43215-2500 | Active | 189990 | WATTS | 909 | RP | 4.000 | 53906 | BASEMENT IN METER ROOM
111 | E NATIONWIDE BLVD | 43215-2500 | Not Required by DOW | 190181 | WATTS | 009PCQT | RP | 0.500 | 98108 | 1ST FLOOR ICE MACHINE
111 | E NATIONWIDE BLVD | 43215-2500 | Not Required by DOW | 432823 | WATTS | 009QT | RP | 0.500 | 98107 | 2ND FLOOR ICE MACHINE
129 | E NATIONWIDE BLVD | 43215- | Due Install | [5 empty] | 3490611
31 | E NEW ENGLAND AVE | 43085 | Active | CB555814 | WILKINS | 720A | PVB | 0.750 | 3633329 | LEFT SIDE
96 | E NEW ENGLAND AVE | 43085-4126 | Active | H085950 | FEBCO | 765 | PVB | 1.000 | 92063 | RIGHT SIDE OF HOUSE
106 | E NEW ENGLAND AVE | 43085-4126 | Active | CE432097 | WILKINS | 720A | PVB | 0.750 | 3491249 | LEFT SIDE
178 | E NEW ENGLAND AVE | 43085-3751 | Active | T197675 | WILKINS | 720A | PVB | 0.750 | 3491264 | LEFT FRONT OF HOUSE
182 | E NEW ENGLAND AVE | 43085-3751 | Active | 337109 | WILKINS | 720A | PVB | 0.750 | 99822 | LEFT BACK CORNER
316 | E NEW ENGLAND AVE | 43085-3755 | Active | T146804 | WILKINS | 720A | PVB | 0.750 | 3491281 | RIGHT SIDE
48 | E NORTH BROADWAY ST | 43214-4112 | Active | 72032 | AMES | 2000B | DC | 0.750 | 3492723 | SIDE OF DCDA
48 | E NORTH BROADWAY ST | 43214-4112 | Active | 24096 | WATTS | 919QT | RP | 2.000 | 3622791 | KITCHEN PANTRY
48 | E NORTH BROADWAY ST | 43214-4112 | Active | 1833170314 | AMES | 3000SS | DCDA | 4.000 | 3604310 | NW CORNER OF BUILDING - MECHANICAL ROOM
91 | E NORTH BROADWAY ST | 43214-4143 | Active | 9923 | FEBCO | 765 | PVB | 0.750 | 74543 | FRONT OF HOUSE
131 | E NORTH BROADWAY ST | 43214-4111 | Active | 880131 | WILKINS | 720A | PVB | 1.000 | 54625 | LEFT SIDE OF HOUSE
172 | E NORTH BROADWAY ST | 43214-4112 | Active | T387158 | WILKINS | 720A | PVB | 0.750 | 3492747
205 | E NORTH BROADWAY ST | 43214-4144 | Active | AK3561 | FEBCO | 765 | PVB | 1.000 | 57109 | BEHIND DETACHED GARAGE
215 | E NORTH BROADWAY ST | 43214-4144 | Active | EAF5424 | WILKINS | 720A | PVB |  | 3492755
294 | E NORTH BROADWAY ST | 43214-4114 | Active | T386389 | Wilkins | 720A | PVB | 0.750 | 3492769 | RIGHT FRONT
306 | E NORTH BROADWAY ST | 43214-4114 | Active | T084892 | WILKINS | 720A | PVB | 0.750 | 102631 | LEFT SIDE OF HOUSE
324 | E NORTH BROADWAY ST | 43214-4114 | Active | CB275373 | WILKINS | 720A | PVB | 1.000 | 95226 | LEFT FRONT OF HOUSE
324 | E NORTH BROADWAY ST | 43214-4114 | Active | Cb203596 | WILKINS | 720A | PVB | 1.000 | 94125 | REAR OF HOUSE
400 | E NORTH BROADWAY ST | 43214- | Active | 74455 | WATTS | 909QT | RP | 0.750 | 62549 | BOILER ROOM BASEMENT
400 | E NORTH BROADWAY ST | 43214- | Due Install |  |  |  | RP |  | 3654645 | IN CHURCH
400 | E NORTH BROADWAY ST | 43214- | Active | 107230 | WATTS | 009QT | RP | 0.750 | 62548 | BASEMENT BOILER ROOM
414 | E NORTH BROADWAY ST | 43214-4114 | Active | 1255850303 | AMES | 3000 | DCDA | 4.000 | 63014 | BASEMENT MECH ROOM SCHOOL
414 | E NORTH BROADWAY ST | 43214-4114 | Active | 30163 | AMES | 2000SS | DC | 0.750 | 63015 | BASEMENT MECH ROOM
414 | E NORTH BROADWAY ST | 43214-4114 | Active | W051314 | WILKINS | 975XLBMS | RP | 2.000 | 63016 | BASEMENT SE CORNER
440 | E NORTH BROADWAY ST | 43214- | Active | 27525 | WATTS | 919-QT | RP | 1.500 | 3492789 | IN OFFICE AREA
700 | E NORTH BROADWAY ST | 43224-3929 | Active | 219209 | WATTS | 009QT | RP | 1.000 | 71234 | MECH ROOM
475 | E NORTH ST | 43085-3279 | Active | ACH4150 | WILKINS | 975XL | RP | 2.000 | 3492684 | BASEMENT OF APT 475 AT METER
1110 | E OAK ST | 43205 | Active | AKD9917 | WILKINS | 375XL | RP | 1.500 | 3654163
412 | E OAKLAND AVE | 43202-3130 | Not Required by DOW | [5 empty] | 3496685
161 | E PATTERSON AVE | 43202-3028 | Active | 246089 | WATTS | 009M2QT | RP | 0.750 | 3505254
20 | E POPLAR AVE | 43201 | Active | 135853 | WATTS | 009 | RP | 1.000 | 3633510 | HOT BOX BACK CORNER OF POPLAR PARK
1770 | E POWELL RD | 43065- | Not Required by DOW | 4310773 | WILKINS | 975XL2 | RP | 1.000 | 90945 | CLUB HOUSE METER ROOM
1770 | E POWELL RD | 43065- | Active | 1375001004 | AMES | 3000SS | DCDA | 8.000 | 56090 | NE OF POOL HSE/CLUB HOUSE 961 SHAULA DR
1770 | E POWELL RD | 43065- | Active | 106168 | WATTS | 994 | RP | 3.000 | 56091 | NE POOL HSE/CLUB HOUSE AT WATER METER 961 SHUALA DR
1770 | E POWELL RD | 43065- | Active | 40661 | AMES | 2000B | DC | 0.750 | 56092 | NE OF POOL HSE/CLUB HOUSE 961 SHUALA DR
2156 | E POWELL RD | 43065- | Not Required by DOW | 948891 | WATTS | 800M4QT | PVB | 1.000 | 91951 | OUTSIDE METR HSE -SE POWEL/ABBEY ORCHARD (PVT)
2156 | E POWELL RD | 43065- | Active | 00097 | AMES | 2000SS | DC | 0.750 | 57469 | METER HSE -SE POWEL/ABBEY ORCHARD (PVT)
2156 | E POWELL RD | 43065- | Active | 172708 | WATTS | 909 | RP | 3.000 | 57468 | METER HSE -SE POWEL/ABBEY ORCHARD (PVT)
2156 | E POWELL RD | 43065- | Active | 1252461102 | AMES | 3000SS | DCDA | 6.000 | 57467 | METER HSE -SE POWEL/ABBEY ORCHARD (PVT) XST COLDHARBOR
2850 | E POWELL RD | 43065 | Active | OA-2461 | WATTS | 957 | RP | 3.000 | 90715 | BLOCK BUILD-CENTER OF COMPLEX
2850 | E POWELL RD | 43065 | Active | 4810832 | WILKINS | 350 | DC | 0.750 | 90716 | METER HOUSE - 9185 WALKER PARK DR
2850 | E POWELL RD | 43065 | Active | 108363 | WATTS | 774DCDA | DCDA | 6.000 | 90717 | METER HOUSE
2982 | E POWELL RD | 43035 | Not Required by DOW | T084001 | WILKINS | 720A | PVB | 0.750 | 103424 | 9251 POLARIS GREEN DR, LEFT SIDE OF HOUSE
2982 | E POWELL RD | 43035 | Not Required by DOW | T082582 | WILKINS | 720A | PVB | 1.000 | 103428 | 9252 POLARIS GREEN DR, SOUTH SIDE OF HOUSE
2982 | E POWELL RD | 43035 | Not Required by DOW | 36468 | WATTS | 919AQT | RP | 1.000 | 103275 | E SIDE OF POLARIS GREEN DR OFF POWELL RD
2982 | E POWELL RD | 43035 | Not Required by DOW | T083795 | WILKINS | 720A | PVB | 0.750 | 103272 | 9319 POLARIS GREEN DR, RIGHT SIDE OF HOUSE
2982 | E POWELL RD | 43035 | Active | 136501204 | AMES | 4000SS | RP | 6.000 | 59646 | HOT BOX OFF OF E POWELL ROAD
22 | E PRESCOTT ST | 43215- | Active | 1855820215 | AMES | 300SS | DCDA | 6.000 | 3635445 | MECHANICAL
22 | E PRESCOTT ST | 43215- | Active | 23907 | WATTS | 007M1QT | DC | 0.750 | 3618295 | MECHANICAL
22 | E PRESCOTT ST | 43215- | Active | 95159 | WILKINS | 375 | RP | 3.000 | 3617009 | MECHANICAL
68 | E PRESCOTT ST | 43215-1433 | Active | 00922 | WILKINS | 950XL | DCDA | 2.000 | 101147 | FIRE RISER CLOSET OFF GARAGES HALLWAY
68 | E PRESCOTT ST | 43215-1433 | Active | W164811 | WILKINS | 350D | DC | 0.750 | 101148 | FIRE RISER CLOSET OFF GARAGES HALLWAY
25 | E RICH ST | 43215- | Due Install |  |  |  | RP | 2.000 | 3515388 | IN 55 E RICH (GARAGE) FIRE PUMP ROOM AT WATER METER
55 | E RICH ST | 43215-5110 | Active | UF-0525 | AMES | COLT 300GV | DCDA | 10.000 | 3635293 | BSMNT FIRE PUMP/RISER ROOM
55 | E RICH ST | 43215-5110 | Active | 242751 | WATTS | 009QT | RP | 2.000 | 67031 | JANITORS CLOSET PARKING GARAGE OFFICE FOR GARAGE WATER
55 | E RICH ST | 43215-5110 | Active | 102994 | WATTS | LF009M2QT | RP | 1.500 | 3652299
55 | E RICH ST | 43215-5110 | Active | 61315 | AMES | 2000BM3 | DC | 0.750 | 3647119 | BSMNT FIRE PUMP/RISER ROOM
55 | E RICH ST | 43215-5110 | LPS - Active |  |  |  | LST |  | 3635581 | FIRE PUMP BSMNT FIRE PMUP/RISER ROOM
55 | E RICH ST | 43215-5110 | Active | 02270 | AMES | 4000B-FP | RP | 2.000 | 3635580 | IN FIRE PUMP/RISER ROOM AT WATER METER
80 | E RICH ST | 43215 | Active | 79052 | AMES | 2000B | DC | 0.750 | 3630007 | 1st Floor - Fire Pump Room - Mid North
80 | E RICH ST | 43215 | Active | 1928771117 | AMES | 3000CIV | DCDA | 8.000 | 3630006 | 1st Floor - Fire Pump Room - Mid North
80 | E RICH ST | 43215 | Not Required by DOW | 127665 | WATTS | LF009M2QT | RP | 1.000 | 3629411 | 1st Floor - Fire Pump Room - Mid North
80 | E RICH ST | 43215 | Not Required by DOW | 016293 | WATTS | LF909M1QT | RP | 2.000 | 3629410 | 1st Floor - Fire Pump Room - Mid North
80 | E RICH ST | 43215 | Active | RH-0556 | WATTS | 957 | RP | 4.000 | 3629409 | 1st Floor - Fire Pump Room - Mid North (Top Device)
80 | E RICH ST | 43215 | Active | RG-0050 | WATTS | 957 | RP | 4.000 | 3629408 | 1st Floor - Fire Pump Room - Mid North (Bottom Device)
80 | E RICH ST | 43215 | LPS - Active |  |  |  | LST |  | 3632586 | FIRE BOOSTER PUMP
80 | E RICH ST | 43215 | LPS - Active |  |  |  | LPC |  | 3632585 | DOM BOOSTER PUMP
145 | E RICH ST | 43215- | Due Install |  |  |  | RP | 0.750 | 3576875
215 | E RICH ST | 43215-5219 | Active | 32838 | WATTS | 009M2PCQT | RP | 0.750 | 57443 | BACK ROOM AT METER
300 | E RICH ST | 43215-5242 | Active | 217905 | WATTS | 909 | RP | 4.000 | 97613 | basement mech room
300 | E RICH ST | 43215-5242 | Active | 1582271207 | AMES | 2000SS | DC | 6.000 | 97612 | basement mech room
300 | E RICH ST | 43215-5242 | Active | B00447 | FEBCO | LF860 | RP | 1.250 | 98283 | TRASH ROOM, NORTH SIDE, 1ST FL
300 | E RICH ST | 43215-5242 | Active | 19857 | WATTS | 919AQT | RP | 0.750 | 97611 | basement mech room (behind door)
301 | E RICH ST | 43215- | Not Required by DOW | 335960 | WATTS | 909QT | RP | 0.750 | 59666 | SE CORNER -BOILER ROOM IN BASEMENT
301 | E RICH ST | 43215- | Active | L80425 | WILKINS | 375 | RP | 3.000 | 102961 | FACILITIES MAINT BLDG LOWER LEVEL BOILER RM
301 | E RICH ST | 43215- | Not Required by DOW | 3773284 | WILKINS | 950XL | DC | 1.250 | 102962 | FACILITIES MAINT BLDG LOWER LEVEL BOILER ROOM
331 | E RICH ST | 43215- | Not Required by DOW | 949881 | WILKINS | 975XL | RP | 0.750 | 3603864 | NE BASEMENT ABOVE WATER HEATER BY BOOK STORE
331 | E RICH ST | 43215- | Active | 5552 | WILKINS | 375ASTR | RP | 3.000 | 60451 | WATER METER ROOM
331 | E RICH ST | 43215- | Active | 1835441220 | AMES | 2000SS | DC | 3.000 | 60453 | BASEMENT -- WATER METER ROOM
331 | E RICH ST | 43215- | Not Required by DOW | 432144 | WILKINS | 975 | RP | 0.750 | 60454 | BOILER ROOM
387 | E RICH ST | 43215 | Active | 23228 | WATTS | 919QT | RP | 1.500 | 3633435 | MECHANICAL ROOM LOWER LEVEL AT WATER METER
387 | E RICH ST | 43215 | Not Required by DOW | 23860 | WATTS | 919QT | RP | 1.500 | 3651358 | 1ST FLOOR WATER RM
427 | E RICH ST | 43215-5315 | Not Required by DOW |  |  |  | RP |  | 3515393
432 | E RICH ST | 43215-5371 | Not Required by DOW | 3176608 | WILKINS | 975 | RP | 0.750 | 63669 | FURNANCE ROOM--428 E RICH ST
432 | E RICH ST | 43215-5371 | Due Install |  |  |  | DCDA | 6.000 | 3635649 | NE MECH ROOM ON FIRE LINE
432 | E RICH ST | 43215-5371 | Active | 136119 | WATTS | 909 | RP | 3.000 | 63668 | REAR OF BUILDING MECHANICAL ROOM
513 | E RICH ST | 43215-5376 | Active | 4389727 | WILKINS | 975XL | RP | 1.000 | 3515396 | BASEMENT AT METER
534 | E RICH ST | 43215 | Active | L-139687 | WILKINS | 375 | RP | 4.000 | 3515398
534 | E RICH ST | 43215 | Active | 1849220222 | AMES | 2000SS | DC | 6.000 | 3652708
534 | E RICH ST | 43215 | LPS - Active |  |  |  | LST |  | 3650048 | FIRE PUMP
534 | E RICH ST | 43215 | LPS - Active |  |  |  | LPC |  | 3650046 | DOMESTIC BOOSTER PUMP
550 | E RICH ST | 43215 | Active | V38346 | WILKINS | 350ADA | DCDA | 3.000 | 3611672 | METER ROOM
550 | E RICH ST | 43215 | Active | PA0074 | WATTS | 957 | RP | 3.000 | 3611669 | NW CORNER OF BUILDING FIRST FLOOR
550 | E RICH ST | 43215 | Active | 3828409 | WILKINS | 950XL | DC | 0.750 | 3611673 | METER ROOM
555 | E RICH ST | 43215-5356 | Due Install | [5 empty] | 3515401
604 | E RICH ST | 43215-5341 | Active | 25032 | WATTS | 919QT | RP | 1.500 | 3515414 | METER ROOM NORTH END OF BASEMENT
1899 | E RICH ST | 43205-2228 | Not Required by DOW |  |  |  | RP |  | 3515535
62 | E RIVERGLEN DR | 43085-3664 | Active | T085804 | WILKINS | 720A | PVB | 0.750 | 102548 | RIGHT SIDE
31 | E ROYAL FOREST BLVD | 43214-2123 | Active | CB000355 | WILKINS | 720A | PVB | 0.750 | 102507 | RIGHT OF FRONT PORCH
490 | E SCHREYER PL | 43214-2214 | Active | CAA07480 | WILKINS | 720A | PVB | 0.750 | 3525764 | LEFT FRONT
517 | E SCHREYER PL | 43214-2254 | Active | 311744 | WATTS | 800M4FR | PVB | 0.750 | 66226 | RIGHT SIDE OF FRONT DOOR
130 | E SOUTH ST | 43085-4130 | Active | CAA46781 | WILKINS | 720A | PVB | 0.750 | 3533048 | Front of House
141 | E SOUTH ST | 43085-4129 | Active | 124665 | WILKINS | 420 | PVB | 1.000 | 54938 | LEFT SIDE NEAR AC UNIT
165 | E SOUTH ST | 43085-4129 | Active | T065624 | WILKINS | 720A | PVB | 1.000 | 100101 | RIGHT SIDE OF HOUSE
205 | E SOUTH ST | 43085-3761 | Active | H496468 | FEBCO | 765 | PVB | 1.000 | 95032 | RIGHT SIDE OF HOUSE
31 | E SOUTHINGTON AVE | 43085-3625 | Active | CB547031 | WILKINS | 720A | PVB | 0.750 | 59958 | FRONT OF HOUSE
62 | E SOUTHINGTON AVE | 43085-3626 | Active | CAA39321 | WILKINS | 720A | PVB | 0.750 | 3533534 | LEFT FRONT
60 | E SPRING ST | 43215-7520 | Active | 129009 | AMES | 3000SS | DCDA | 6.000 | 3622580 | PARKING GARAGE
60 | E SPRING ST | 43215-7520 | Not Required by DOW | 05482 | AMES | 4000B | RP | 2.000 | 95917 | FIRE PUMP ROOM
60 | E SPRING ST | 43215-7520 | Not Required by DOW | 02832 | AMES | 4000B | RP | 1.500 | 95916 | 5TH FLOOR EAST STAIR TO PENTHOUSE
60 | E SPRING ST | 43215-7520 | Not Required by DOW | 2277966 | WILKINS | 975XL | RP | 0.750 | 88059 | SOUTH END OF LOWER LEVEL PARKING
60 | E SPRING ST | 43215-7520 | Active | 58486 | WATTS | 007M1PCQT | DC | 0.750 | 88263 | SOUTH END OF LOWER LEVEL PARKING
60 | E SPRING ST | 43215-7520 | Active | L17386 | WILKINS | 375XL | RP | 4.000 | 88378 | IN PARKING GARAGE AFTER METER
123 | E SPRING ST | 43215- | Active | ABC1191 | WILKINS | 975XLD | RP | 1.000 | 54311 | NORTH BASEMENT AT WATER METER
123 | E SPRING ST | 43215- | Active | 02150 | AMES | 3000 | DCDA | 2.000 | 3634995
123 | E SPRING ST | 43215- | Active | 07152 | AMES | 2000B | DC | 0.750 | 3639531
124 | E SPRING ST | 43215-2517 | Active | 259696 | WATTS | LF009M2QT | RP | 1.000 | 3534282 | AT METER
255 | E SPRING ST | 43215- | Due Install |  |  |  | RP |  | 3534284
327 | E SPRING ST | 43215- | Due Install |  |  |  | RP |  | 3534288
550 | E SPRING ST | 43215-1722 | Active | 247732 | WATTS | 909 | RP | 6.000 | 67065 | Mechanical Room - EIBLING HALL - Room 02
550 | E SPRING ST | 43215-1722 | Active | 3073642 | Wilkins | 975 | RP | 0.750 | 67076 | ROOM 337 IN CEILING ABOVE WALK-IN COOLER - Nestor Hall
550 | E SPRING ST | 43215-1722 | Active | 2536059 | WILKINS | 975XLBMS | RP | 1.500 | 67075 | 5th floor penthouse - Nestor Hall - Room 503
550 | E SPRING ST | 43215-1722 | Active | 260165 | WATTS | 909M1QT | RP | 2.000 | 67070 | BOILER ROOM - AQUINAS HALL Room 028
550 | E SPRING ST | 43215-1722 | Active | 2KK3193 | AMES | 2000SS | DC | 0.750 | 67064 | Basement Mechanical Room - Davidson Hall
550 | E SPRING ST | 43215-1722 | Active | 21N1725 | AMES | 2000SS | DC | 6.000 | 67063 | ROOM 123 - MADISON HALL
550 | E SPRING ST | 43215-1722 | Active | 248920 | WATTS | 909M1QT | RP | 2.000 | 67066 | 5th floor penthouse - Nestor Hall - Room 503
550 | E SPRING ST | 43215-1722 | Active | 2LN1047 | AMES | 2000SS | DC | 4.000 | 67062 | Mechanical Room 144 - Rhodes Hall
550 | E SPRING ST | 43215-1722 | Active | LC338 | CONBRACO | 40204A2 | RP | 0.750 | 67078 | BOILER ROOM - UNION HALL - Room 029
550 | E SPRING ST | 43215-1722 | Active | 3KK0719 | AMES | 3000SS | DCDA | 8.000 | 67077 | Basement Mechanical Room - Davidson Hall
550 | E SPRING ST | 43215-1722 | Active | 35415 | WILKINS | 975 | RP | 6.000 | 67081 | MECHANICAL ROOM--EIBLING HALL
550 | E SPRING ST | 43215-1722 | Active | 260164 | WATTS | 909M1QT | RP | 2.000 | 67069 | Pump Room - Columbus Hall - Room 119A
550 | E SPRING ST | 43215-1722 | Active | 366481 | WATTS | 909M1QT | RP | 2.000 | 67082 | MECH ROOM #6 - T&L Hall
550 | E SPRING ST | 43215-1722 | Active | ABH3712 | WILKINS | 975XL2 | RP | 1.000 | 67073 | MECH RM 001 RO SYSTEM - T&L Hall
550 | E SPRING ST | 43215-1722 | Active | 4660070 | WILKINS | 975 | RP | 1.000 | 67084 | BOILER ROOM AQUINAS HALL Room 028
550 | E SPRING ST | 43215-1722 | Active | 3826614 | WILKINS | 975 | RP | 1.250 | 67085 | Chiller Room - Delaware Hall Room 061
550 | E SPRING ST | 43215-1722 | Active | 2732310 | Wilkins | 975XL | RP | 1.000 | 67086 | BASEMENT OF Davidson Hall
550 | E SPRING ST | 43215-1722 | Active | 432247 | WILKINS | 975 | RP | 0.750 | 67087 | 3RD FLOOR - Columbus Hall - Mechanical Room
550 | E SPRING ST | 43215-1722 | Active | 3176648 | WILKINS | 975XLBMS | RP | 0.750 | 67088 | 3RD Floor - Columbus Hall - HVAC Room
550 | E SPRING ST | 43215-1722 | Active | 523783 | WATTS | 909QT | RP | 1.000 | 67089 | MECH ROOM 001 - T&L Hall
550 | E SPRING ST | 43215-1722 | Active | 3132726 | Wilkins | 975 | RP | 1.000 | 67090 | BOILER ROOM #3 T&L Hall
550 | E SPRING ST | 43215-1722 | Active | B0524 | Conbraco | 40208A2 | RP | 2.000 | 67091 | BOILER ROOM - FRANKLIN HALL Room 130
550 | E SPRING ST | 43215-1722 | Active | 62386 | WATTS | 007M2QT | DC | 1.500 | 67092 | ROOM 345 ABOVE COOLER IN CEILING - T&L Hall
550 | E SPRING ST | 43215-1722 | Active | 175315 | WATTS | 909 | RP | 4.000 | 67061 | PUMP ROOM - NESTER HALL - Room 024
550 | E SPRING ST | 43215-1722 | Active | 164526 | WATTS | 909 | RP | 3.000 | 67060 | MECH ROOM #006 - T&L Hall
550 | E SPRING ST | 43215-1722 | Active | 164521 | WATTS | 909 | RP | 3.000 | 67059 | MECH ROOM #006 - T&L Hall
550 | E SPRING ST | 43215-1722 | Due Install | [5 empty] | 3640997 | IN DRIVE SOUTH OF NESTOR HALL 488 AND WEST OF MADISON HALL
550 | E SPRING ST | 43215-1722 | Active | 154888 | WATTS | 909M1QT | RP | 1.500 | 67058 | ABOVE DOOR IN CHILLER ROOM - RHOADES HALL
550 | E SPRING ST | 43215-1722 | Active | 146333 | WATTS | 909 | RP | 3.000 | 67057 | BASEMENT OF Davidson Hall
550 | E SPRING ST | 43215-1722 | Active | 4204468 | WILKINS | 950XLD | DC | 0.750 | 67056 | MECHANICAL ROOM 006 - T & L Hall
550 | E SPRING ST | 43215-1722 | Active | 108290 | WATTS | 709 | DC | 8.000 | 67054 | ROOM 024 - NESTOR HALL
550 | E SPRING ST | 43215-1722 | Active | 3997001 | WILKINS | 975 | RP | 1.500 | 3607648 | FILL STATION, OUTSIDE FILL LINE DELAWARE HALL BOILER ROOM Room 062
550 | E SPRING ST | 43215-1722 | Active | NA684 | Conbraco | 4020002 | RP | 3.000 | 67093 | BOILER ROOM FRANKLIN HALL Room 130
550 | E SPRING ST | 43215-1722 | Active | N04259 | WILKINS | 350DA | DCDA | 6.000 | 96690 | Mechanical Room 006 - T & L Hall
550 | E SPRING ST | 43215-1722 | Active | JF0469 | AMES | 400N | RP | 8.000 | 98079 | Water Room UN056 - Union Hall
550 | E SPRING ST | 43215-1722 | Active | 1675240111 | AMES | 2000SS | DC | 6.000 | 99461 | BASEMENT MECHANICAL ROOM 106 - COLUMBUS HALL
550 | E SPRING ST | 43215-1722 | Active | 10891 | WATTS | 919AQT | RP | 1.250 | 3607646 | 5TH Fl Mechanical Room - Union Hall - Room 549
550 | E SPRING ST | 43215-1722 | LPS - Active | LP-550 |  |  | LPC | 0.000 | 101017 | LOW PRESSURE SUSTAINING DEVICE FOR BOOSTER PUMP
278 | E SPRING ST UNIT BLDGA | 43215-2628 | Active | 4811452 | WILKINS | 975 | RP | 0.750 | 3534285 | BY METER FRONT DOOR
300 | E SPRING ST UNIT BLDGB | 43215-2630 | Active | 4778354 | WILKINS | 975 | RP | 0.750 | 3534286 | BY METER IN BASEMENT EAST SIDE
120 | e stafford ave |  | Active | WE-2614 | WATTS | 957 | RP | 4.000 | 3650922 | RISER ROOM NW CORNER OF PROPERTY BY LEASING OFFICE ALSO FDC
120 | e stafford ave |  | Active | VJ-1713 | Ames | 300-GV | DCDA | 6.000 | 3650923 | NW CORNER OF PROPERTY BY LEASING OFFICE MECHANICAL ROOM ALSO FDC
120 | e stafford ave |  | Active | 72671 | Ames | 2000BM3 | DC | 0.750 | 3654533 | NW CORNER OF PROPERTY BY LEASING OFFICE MECHANICAL ROOM FDC
35 | E STANTON AVE | 43214-1110 | Active | 277107 | WATTS | 909M1QT | RP | 2.000 | 60863 | BASEMENT WEST END HALL UNDER STAIRS -DOMESTIC WTR
35 | E STANTON AVE | 43214-1110 | Active | 233022 | WILKINS | 975 | RP | 1.500 | 60862 | BASEMENT WEST HALL UNDER STAIRS -LIMITED FIRE
35 | E STANTON AVE | 43214-1110 | Not Required by DOW | 60026 | WATTS | 009M2QT | RP | 0.750 | 60864 | BOILER ROOM
467 | E STARR AVE | 43201-3619 | Active | 4825238 | WILKINS | 975XL2 | RP | 0.750 | 3536462 | AT METER-in office & the customer name reads COLLIERS INTERNATIONAL
470 | E STARR AVE | 43201-3695 | Active | 294543 | WATTS | 909M1QT | RP | 2.000 | 64829 | S.E. CORNER OF BLDG BY WATER METER
470 | E STARR AVE | 43201-3695 | Due Install |  |  |  | DCDA |  | 3636508
500 | E STARR AVE | 43201-3618 | Active | 577998 | WILKINS | 975 | RP | 1.000 | 65632 | SOUTH WALL - WEST OF OFFICE SPACE
939 | E STARR AVE | 43201-3042 | Active | ABM0596 | WILKINS | 975XL | RP | 1.000 | 3628266 | IN BASEMENT NEXT TO METER
980 | E STARR AVE | 43201- | Active | 4955256 | WILKINS | 975XL | RP | 0.750 | 3536542 | BASEMENT W/WALL
939 | E STARR AVE UNIT REAR | 43201-3042 | Active | 585902 | WILKINS | 975 | RP | 1.500 | 74706 | AT WATER METER IN NEW BUILDING
939 | E STARR AVE UNIT REAR | 43201-3042 | Active | 127488 | WATTS | 007QT | DC | 0.750 | 74704 | NE CORNER OF NEW BUILDING
939 | E STARR AVE UNIT REAR | 43201-3042 | Active | 3JN2477 | AMES | 2000SS | DCDA | 4.000 | 74705 | NE CORNER FIRE RISER
21 | E STATE ST | 43215-4281 | Active | 15280 | FEBCO | 805YB | DC | 0.750 | 57217 | BASEMENT OUTSIDE FIRE PUMP ROOM****DUPICATE #-PREFEIX WITH Z****
21 | E STATE ST | 43215-4281 | Active | 21053 | WILKINS | 575 | RP | 6.000 | 57213 | PARKING GARAGE PUMP ROOM (SCHOTTENSTEIN'S)
21 | E STATE ST | 43215-4281 | LPS - Active |  |  |  | LST |  | 3638647
21 | E STATE ST | 43215-4281 | Not Required by DOW | 20633 | WATTS | 919QT | RP | 1.500 | 57214 | 23RD FLOOR MECHANICAL ROOM
21 | E STATE ST | 43215-4281 | Active | 8101225 | FEBCO | 876 | DCDA | 6.000 | 57215 | BASEMENT OUTSIDE FIRE PUMP ROOM
21 | E STATE ST | 43215-4281 | Not Required by DOW | 89065 | WATTS | 009M2QT | RP | 1.500 | 57216 | PENTHOUSE ON ROOF
29 | E STATE ST | 43215-4203 | Due Install |  |  |  | RP |  | 3640966
29 | E STATE ST | 43215-4203 | LPS - Active | [5 empty] | 3639256 | FIRE BOOSTER PUMP
29 | E STATE ST | 43215-4203 | Due Install |  |  |  | DCDA |  | 3536578
55 | E STATE ST | 43215-4203 | Active | B25205 | WATTS | 009QT | RP | 0.750 | 67033 | IN FRONT OF 55 E STATE ST
55 | E STATE ST | 43215-4203 | Active | 386107 | WATTS | 909QT | RP | 0.750 | 67034 | BOILER ROOM - BASEMENT
55 | E STATE ST | 43215-4203 | Active | 54967 | WATTS | 909QT | RP | 0.750 | 67035 | 7TH FLOOR MECHANICAL ROOM
55 | E STATE ST | 43215-4203 | Active | 45958 | WATTS | 919QT | RP | 1.000 | 3610075 | S1 MECH RM
55 | E STATE ST | 43215-4203 | Active | 043695 | WATTS | LF909QT | RP | 0.750 | 3635037 | 4TH FLOOR MECHANICAL ROOM OF OHIO THEATRE
55 | E STATE ST | 43215-4203 | Due Install |  |  |  | RP |  | 3639057
60 | E STATE ST | 43215-4212 | Active | 1289360802 | AMES | 2000SS | DC | 8.000 | 68512 | PARKING GARAGE 1ST FLOOR WEST WALL METER ROOM
60 | E STATE ST | 43215-4212 | Active | 10198 | WATTS | LF009M2QT | RP | 2.000 | 68515 | LOAD DOCK, GARAGE BROAD & 3RD STREET
60 | E STATE ST | 43215-4212 | Active | SD-0430 | WATTS | 957 | RP | 3.000 | 68513 | PARKING GREEN LEVEL NEXT TO ENTRANCE TO STATE HOUSE
60 | E STATE ST | 43215-4212 | Active | 203555 | WATTS | 909 | RP | 4.000 | 68514 | PARKING GARAGE GREEN LEVEL AISLE 4
60 | E STATE ST | 43215-4212 | Due Install | [5 empty] | 3638956
65 | E STATE ST | 43215-4213 | Due Install |  |  |  | RP | 8.000 | 3639291 | BASEMENT MECHANICAL ROOM AT METER
65 | E STATE ST | 43215-4213 | Active | 5212 | WATTS | 009 | RP | 3.000 | 70055 | BASEMENT MECHANICAL ROOM AT METER
65 | E STATE ST | 43215-4213 | LPS - Active |  |  |  | LPC |  | 3639292
65 | E STATE ST | 43215-4213 | Active | 5209 | WATTS | 009 | RP | 3.000 | 70054 | BASEMENT MECHANICAL ROOM AT WATER METER
65 | E STATE ST | 43215-4213 | Active | 453029 | WATTS | 909PCM1QT | RP | 2.000 | 70053 | 27TH FLOOR PENTHOUSE
75 | E STATE ST | 43215-4203 | LPS - Due Install | [5 empty] | 3636397
75 | E STATE ST | 43215-4203 | LPS - Active | [5 empty] | 3636396
75 | E STATE ST | 43215-4203 | Due Install |  |  |  | RP |  | 3636395
75 | E STATE ST | 43215-4203 | Active | 20254 | WATTS | 919AQT | RP | 2.000 | 102269 | 22ND FLOOR
75 | E STATE ST | 43215-4203 | Active | 90507 | WATTS | 909 | RP | 2.000 | 102270 | 22ND FLOOR
75 | E STATE ST | 43215-4203 | Active | 333527 | WATTS | 009M2QT | RP | 2.000 | 102937 | LAUNDRY ROOM ABOVE LAUNDRY EQUIPMENT
75 | E STATE ST | 43215-4203 | Active | 166629 | WATTS | 009M2QT | RP | 1.500 | 102936 | LAUNDRY ROOM ABOVE LAUNDRY EQUIPMENT
75 | E STATE ST | 43215-4203 | Active | 38175 | WATTS | 919AQT | RP | 1.000 | 102271 | 22ND FLOOR
137 | E STATE ST | 43215-4331 | Active | 3229 | WATTS | 007QT | DC | 2.000 | 54821 | BASEMENT MECH ROOM
137 | E STATE ST | 43215-4331 | Active | 334115 | WATTS | 909M1QT | RP | 2.000 | 54822 | REAR OF BUILDING IN BASEMENT
144 | E STATE ST | 43215-4332 | Active | 433175 | WATTS | 909M1QT | RP | 1.500 | 90727 | BASEMENT SOUTH WALL AT METER
144 | E STATE ST | 43215-4332 | Not Required by DOW | 3536086 | WILKINS | 950VL | DC | 1.250 | 3635318 | IN BASEMENT
165 | E STATE ST | 43215- | Active | 01012 | AMES | 2000B | DC | 0.750 | 55713 | BASEMENT NE
165 | E STATE ST | 43215- | Active | 31N1778 | AMES | 3000SS | DCDA | 3.000 | 55714 | NORTHEAST SIDE OF BASEMENT--SERIAL # 31N1778
165 | E STATE ST | 43215- | Not Required by DOW | 521486 | WATTS | 800M4FR | PVB | 1.000 | 88722 | FRONT S.E.
165 | E STATE ST | 43215- | Active | 756868 | WILKINS | 975 | RP | 1.000 | 55715 | NW CORNER OF BASEMENT
172 | E STATE ST | 43215-4321 | Active | J15602 | WILKINS | 350 | DC | 3.000 | 90646 | BASEMENT BY METER ROOM
172 | E STATE ST | 43215-4321 | Due Install |  |  |  | RP | 4.000 | 3635557 | AT WATER METER
196 | E STATE ST | 43215-4324 | Active | 4773383 | WILKINS | 975XL2 | RP | 2.000 | 3536579 | MECH ROOM WESTSIDE FIRE DOOR
206 | E STATE ST | 43215-4311 | Active | 82851 | WATTS | 919AQT | RP | 0.750 | 3536580
209 | E STATE ST | 43215-4309 | Active | 59665 | AMES | 2000B | DC | 0.750 | 96180 | 1st Floor Mechanical Room - West Hall
209 | E STATE ST | 43215-4309 | Active | 165622 | AMES | 3000SS | DCDA | 4.000 | 96181 | 1st Floor Mechanical Room - West Hall
209 | E STATE ST | 43215-4309 | Active | 515036 | WATTS | 909QT | RP | 0.750 | 57181 | ROOF PENTHOUSE IN BOILER
214 | E STATE ST | 43215-4311 | Active | 681390 | WILKINS | 975XLBMS | RP | 0.750 | 57416 | AT WATER METER
229 | E STATE ST | 43215-4342 | Not Required by DOW | 182989 | WATTS | 009QT | RP | 0.500 | 57852 | BOILER ROOM BASEMENT OVER WATER SOFTNER
229 | E STATE ST | 43215-4342 | Not Required by DOW | BE3711 | FEBCO | 765 | PVB | 0.750 | 57853 | FRONT OF BUILDING
229 | E STATE ST | 43215-4342 | Active | 398849 | WATTS | 909M1QT | RP | 1.500 | 57854 | CEMETERY BACK OF BUILDING AT WATER METER
262 | E STATE ST | 43215- | Due Install |  |  |  | RP | 1.500 | 3633666
262 | E STATE ST | 43215- | Active | 494388 | WATTS | 909HWQT | RP | 1.000 | 58785 | MECH ROOM BASEMENT-S. WALL (270 E STATE ST), CEC
262 | E STATE ST | 43215- | Active | 7897 | WATTS | 009M2-FP | RP | 1.000 | 98684 | 3RD FLOOR PENTHOUSE EAST WALL - C.E.C.
262 | E STATE ST | 43215- | Active | 170970 | WATTS | 909HWQT | RP | 0.750 | 98685 | BOILER ROOM - C. E. C.
285 | E STATE ST | 43215-4354 | Active | A09195 | WATTS | 009PCQT | RP | 1.500 | 90779 | 4TH FLOOR UTILITY CLOSET-ABOVE MOP SINK-FOR SUITE 460
285 | E STATE ST | 43215-4354 | Active | L08200 | WILKINS | 375 | RP | 4.000 | 59438 | METER ROOM NORTH OF MAIN LOBBY
285 | E STATE ST | 43215-4354 | Active | 4503248 | WILKINS | 975XL2 | RP | 1.500 | 3639268 | Mechanical Room Suite 170
285 | E STATE ST | 43215-4354 | Active | 4500921 | WILKINS | 975XL2 | RP | 1.500 | 3639269 | Mechanical Room Suite 170
285 | E STATE ST | 43215-4354 | Active | 1216910802 | AMES | 3000SS | DCDA | 6.000 | 59435 | 1ST FLOOR MECH ROOM
285 | E STATE ST | 43215-4354 | Active | 54575 | WATTS | 007M1QT | DC | 0.750 | 59439 | METER ROOM NORTH OF MAIN LOBBY
285 | E STATE ST | 43215-4354 | Active | L04028 | WILKINS | 375 | RP | 4.000 | 59440 | Pump Room
40 | E STEWART AVE | 43206-2548 | Active | 07901 | WATTS | 008PCQT | PVB | 0.500 | 3607993 | 1ST FLOOR JANITOR CLOSET - Stewart E. S.
40 | E STEWART AVE | 43206-2548 | Active | 07879 | WATTS | 008PCQT | PVB | 0.500 | 3607994 | 2ND FLOOR JANITOR CLOSET - Stewart E. S.
40 | E STEWART AVE | 43206-2548 | Active | 07881 | WATTS | 008PCQT | PVB | 0.500 | 3607995 | LOWER LEVEL NORTH SIDE - Stewart E. S.
40 | E STEWART AVE | 43206-2548 | Active | 07882 | WATTS | 008PCQT | PVB | 0.500 | 3607996 | KITCHEN AREA - Stewart E. S.
40 | E STEWART AVE | 43206-2548 | Active | 1046861213 | WATTS | 994 | RP | 3.000 | 3606095 | MECH RM IN BASEMENT, N SIDE OF BLDG - Stewart E. S.
40 | E STEWART AVE | 43206-2548 | Active | 183352 | AMES | 3000SS | DCDA | 6.000 | 3607990 | MECH RM BASEMENT - Stewart E. S.
40 | E STEWART AVE | 43206-2548 | Active | 22181 | WATTS | 007M1QT | DC | 0.750 | 3607991 | MECH RM BASEMENT - Stewart E. S.
40 | E STEWART AVE | 43206-2548 | Active | 07880 | WATTS | 008PCQT | PVB | 0.500 | 3607992 | NEAR LOWER LEVEL RESTROOM BESIDE GYM - Stewart E. S.
41 | E STEWART AVE | 43206-2549 | Active | T295184 | WILKINS | 720 | PVB | 0.750 | 3537091 | RIGHT SIDE
276 | E STEWART AVE | 43206-2726 | Active | T206179 | WILKINS | 720A | PVB | 0.750 | 3610177 | RIGHT SIDE OF HOUSE
323 | E STEWART AVE | 43206-2725 | Not Required by DOW | [5 empty] | 3537122
326 | E STEWART AVE | 43206- | Active | 15301 | WATTS | 007QT | DC | 2.000 | 60324 | 322 E STEWART, BASEMENT HALLWAY WEST
152 | E SYCAMORE ST | 43206- | Active | CAB50049 | WILKINS | 720A | PVB | 0.750 | 3542320
214 | E SYCAMORE ST | 43206-2144 | Active | CB636531 | WILKINS | 720A | PVB | 0.750 | 3542330 | LEFT SIDE OF THE HOUSE,BEHIND FENCE
220 | E SYCAMORE ST | 43206-2144 | Active | EAA0232 | WILKINS | 720A | PVB | 0.750 | 3542332 | LEFT SIDE OF HOUSE
226 | E SYCAMORE ST | 43206- | Due Install |  |  |  | RP | 0.750 | 3542334
246 | E SYCAMORE ST | 43206-2144 | Active | 30555 | WATTS | 919ZQT | RP | 1.000 | 99663 | NEAR METER IN BASEMENT
247 | E SYCAMORE ST | 43206-2177 | Active | AB0704 | FEBCO | 765 | PVB | 1.000 | 94729 | LEFT SIDE OF HOUSE
250 | E SYCAMORE ST | 43206-2144 | Active | T176219 | WILKINS | 720A | PVB | 0.750 | 3542339
300 | E SYCAMORE ST | 43206-2240 | Active | 148626 | WATTS | 800M4QT | PVB | 0.750 | 94730 | NORTH EAST CORNER BEHIND AC
313 | E SYCAMORE ST | 43206-2243 | Not Required by DOW |  |  |  | RP |  | 3542360
336 | E SYCAMORE ST | 43206-2244 | Active | ABF2941 | WILKINS | 975XL2 | RP | 0.750 | 3542369 | RIGHT CENTER
408 | E SYCAMORE ST | 43206-2279 | Active | 069303 | WATTS | LF800M4-QT | PVB | 0.750 | 3542391
425 | E SYCAMORE ST | 43206-2281 | Active | T308329 | WILKINS | 720A | PVB | 0.750 | 3542393 | LEFT
431 | E SYCAMORE ST | 43206-2281 | Active | EAD4207 | WILKINS | 720A | PVB | 0.750 | 102520 | LEFT SIDE
558 | E SYCAMORE ST | 43206-1395 | Due Install |  |  |  | RP |  | 3542436
42 | E TOMPKINS ST | 43202-2929 | Due Install |  |  |  | RP |  | 3546498
61 | E TORRENCE RD | 43214-3819 | Active | T230576 | WILKINS | 720A | PVB | 0.750 | 3546833 | RIGHT SIDE OF THE HOUSE
254 | E TORRENCE RD | 43214-3842 | Active | 81657 | WATTS | 800M4QT | PVB | 0.750 | 58574 | REAR OF HOUSE
280 | E TORRENCE RD | 43214-3842 | Active | T433719 | WILKINS | 720A | PVB | 0.750 | 3546866
322 | E TORRENCE RD | 43214-3838 | Active | T436063 | WILKINS | 720 | PVB | 0.750 | 3546875 | LEFT FRONT CORNER
478 | E TORRENCE RD | 43214-3849 | Active | AD4925 | FEBCO | 765 | PVB | 0.750 | 92299 | RIGHT SIDE OF HOUSE
518 | E TOWN N ST UNIT WING | 43215-4859 | Active | 78128 | WATTS | 919QT | RP | 0.750 | 66267 | NORTH BASEMENT BOILER ROOM
518 | E TOWN N ST UNIT WING | 43215-4859 | Due Install |  |  |  | RP | 4.000 | 3654627
518 | E TOWN S ST UNIT WING | 43215-4859 | Active | CN771 | APOLLO/CONBRACO | 40204A2 | RP | 0.750 | 66266 | SOUTH BOILER ROOM LEFT SIDE OF BOILER
518 | E TOWN S ST UNIT WING | 43215-4859 | Due Install |  |  |  | RP | 4.000 | 3654628
101 | E TOWN ST | 43215-5187 | Active | HC-1231 | AMES | Colt 200 | DC | 4.000 | 91575 | basement pump room
101 | E TOWN ST | 43215-5187 | Active | 215037 | Watts | 909 | RP | 4.000 | 92860 | BASEMENT BY ELEVATORS
101 | E TOWN ST | 43215-5187 | LPS - Active | [5 empty] | 3633442
101 | E TOWN ST | 43215-5187 | Not Required by DOW | 2776796 | WILKINS | 975XL | RP | 1.000 | 53606 | PENTHOUSE
111 | E TOWN ST | 43215-5153 | Active | FD444 | APOLLO/CONBRACO | 40208A2 | RP | 2.000 | 89515 | IN CEILING IN HALLWAY OUTSIDE MECH ROOM S
111 | E TOWN ST | 43215-5153 | Due Install | [5 empty] | 3638773 | BASEMENT AT METER
111 | E TOWN ST | 43215-5153 | Active | 12321 | WATTS | 919LF | RP | 1.500 | 3633693 | IN BOILER ROOM ON LEFT SIDE OF BOILER
111 | E TOWN ST | 43215-5153 | Active | 56753 | WATTS | 009QT | RP | 1.000 | 93172 | CEILING OF BUS WASH BAY
140 | E TOWN ST | 43215-5125 | Not Required by DOW | E8676 | APOLLO/CONBRACO | 40208A2 | RP | 2.000 | 54902 | 16Th Flr - West Side Boiler Room
140 | E TOWN ST | 43215-5125 | LPS - Active |  |  |  | LPC |  | 3626489 | LOW PRESSURE SUSTAINING DEVICE FOR BOOSTER PUMP
140 | E TOWN ST | 43215-5125 | LPS - Due Install | [5 empty] | 3626488 | FIRE PUMP
140 | E TOWN ST | 43215-5125 | Active | WC-0805 | AMES | COLT 400 | RP | 8.000 | 3626485 | HOTBOX NORTH OF VAULT
140 | E TOWN ST | 43215-5125 | Not Required by DOW | W236353 | WILKINS | 975XL | RP | 2.000 | 54904 | 16Th Flr - East Side Boiler Room
140 | E TOWN ST | 43215-5125 | Not Required by DOW | F2693 | CONBRACO | 4020702 | RP | 1.500 | 54903 | Basement - Outside of Fire Pump Room
141 | E TOWN ST | 43215-5142 | Active | 12785 | WATTS | 009M3 | RP | 0.750 | 3648561 | BOILER MAKEUP PENTHOUSE ON ROOF
141 | E TOWN ST | 43215-5142 | Due Install | [5 empty] | 3547223
170 | E TOWN ST | 43215-4608 | Active | 487149 | WATTS | 800M4QT | PVB | 0.750 | 3638775
170 | E TOWN ST | 43215-4608 | Active | 80895 | WATTS | LF919QT | RP | 0.750 | 55871 | USE 6/3/15 CAG. BASEMENT BOILER ROOM
170 | E TOWN ST | 43215-4608 | Due Install |  |  |  | RP | 4.000 | 3639631 | BASEMENT AT THE METER
170 | E TOWN ST | 43215-4608 | Active | 3635487XLTCU | WILKINS | 975XL | RP | 0.750 | 3646288 | 3RD FLOOR PUMP ROOM
175 | E TOWN ST | 43215-4609 | LPS - Due Install | [5 empty] | 3629746 | MAINTENANCE WORK SHOP IN BASEMENT
175 | E TOWN ST | 43215-4609 | Not Required by DOW | 4401530 | WILKINS | 975XL2 | RP | 1.000 | 97661 | N.W. corner of building outside
175 | E TOWN ST | 43215-4609 | Not Required by DOW | 07430 | WATTS | 919QT | RP | 0.750 | 97966 | POOL MECH ROOM
175 | E TOWN ST | 43215-4609 | Not Required by DOW | 4401530XLTCU | WILKINS | 975XL2 | RP | 1.000 | 3622869 | MAINTENANCE WORK SHOP IN BASEMENT
175 | E TOWN ST | 43215-4609 | Active | 1576831007 | AMES | 3000SS | DC | 6.000 | 93058 | BASEMENT MECH ROOM
175 | E TOWN ST | 43215-4609 | Active | 215785 | WATTS | 909 | RP | 4.000 | 56017 | BASEMENT--PUMP/METER ROOM
200 | E TOWN ST | 43215-4608 | Due Install | [5 empty] | 3547224 | BASEMENT BOILER ROOM
222 | E TOWN ST | 43215-4611 | Due Install | [5 empty] | 3547225
223 | E TOWN ST | 43215-4683 | Active | 1900430916 | AMES | 3000SS | DCDA | 6.000 | 3624405 | METER RM NW CORNER OF BLDG OUTSIDE DR
223 | E TOWN ST | 43215-4683 | Active | 25470 | WATTS | 007M1QT | DC | 0.750 | 3624406 | METER RM NW CORNER OF BLDG
223 | E TOWN ST | 43215-4683 | Active | RC1632 | WATTS | 957 | RP | 4.000 | 3624610 | OUTSIDE DOOR MECH ROOM NORTHWEST CORNER OF BLDG
230 | E TOWN ST | 43215-4657 | Active | 26008 | WILKINS | 375AST | RP | 2.50 | 57887 | 1ST FLOOR MECHANICAL ROOM
230 | E TOWN ST | 43215-4657 | Active | 153331 | WATTS | 909QT | RP | 0.750 | 57886 | PENTHOUSE SOUTH WALL BEHIND BOILERS
230 | E TOWN ST | 43215-4657 | Active | B10517 | WILKINS | 975 | RP | 2.500 | 57888 | SOUTH MECHANICAL ROOM STREET LEVEL
230 | E TOWN ST | 43215-4657 | Active | T074579 | WILKINS | 720A | PVB | 0.750 | 98613 | FRONT RIGHT OF FRONT DOOR
230 | E TOWN ST | 43215-4657 | Due Install | [5 empty] | 3649137
230 | E TOWN ST | 43215-4657 | Active | A04352 | WILKINS | 950 | DC | 2.500 | 3649136 | FRONT RIGHT OF FRONT DOOR
236 | E TOWN ST | 43215-4631 | Active | T418118 | WILKINS | 720A | PVB | 0.750 | 3646479 | SW CORNER OF BUILDING
250 | E TOWN ST | 43215-4631 | Due Install |  |  |  | RP | 4.000 | 3635384 | AT WATER METER
250 | E TOWN ST | 43215-4631 | Active | 630736 | WATTS | 909QT | RP | 0.750 | 58471 | 0 USE 6/3/15 CAG. BOILER ROOM
277 | E TOWN ST | 43215-4627 | LPS - Active | 277ETOWNPUMP |  |  | VSS |  | 3631405 | OLD BUILDING PUMP ROOM BASEMENT - FIRE BOOSTER PUMP
277 | E TOWN ST | 43215-4627 | Not Required by DOW | 149057 | WATTS | 009QT | RP | 1.000 | 59239 | 4TH FLOOR PENTHOUSE BY COLUMN AT DOOR
277 | E TOWN ST | 43215-4627 | Not Required by DOW | W208373 | WILKINS | 975A | RP | 1.500 | 89144 | LOWER LEVEL BY BOILERS
277 | E TOWN ST | 43215-4627 | Not Required by DOW | 167189 | WATTS | 009QT | RP | 2.000 | 59240 | 4TH FLOOR BY 3 PUMPS 14' UP IN AIR BY PIPE RACK
277 | E TOWN ST | 43215-4627 | Not Required by DOW | 172501 | WATTS | 009QT | RP | 2.000 | 59241 | PENTHOUSE BY 2 PUMPS
277 | E TOWN ST | 43215-4627 | Not Required by DOW | 612450 | WATTS | 909QT | RP | 1.000 | 59243 | BASEMENT MECHANICAL ROOM #L-101
277 | E TOWN ST | 43215-4627 | Active | 28053 | WILKINS | 375 | RP | 2.50 | 89136 | LOWER LEVEL SW
277 | E TOWN ST | 43215-4627 | Active | BA28054 | WILKINS | 375 | RP | 2.500 | 89137 | LOWER LEVEL SW
277 | E TOWN ST | 43215-4627 | Active | FL1591 | WATTS | 757A | DCDA | 6.000 | 89142 | OLD BUILDING PUMP ROOM IN BASEMENT
277 | E TOWN ST | 43215-4627 | Active | 196602 | WATTS | 007SSQT | DC | 0.750 | 89143 | OLD BUILDING PUMP ROOM BASEMENT
303 | E TOWN ST | 43215-4601 | Active | 25876 | WATTS | 007M1QT | DC | 0.750 | 3622569 | MID W MECH/RISER ROOM
303 | E TOWN ST | 43215-4601 | Active | 1899710916 | AMES | 3000SS | DCDA | 6.000 | 3622568 | MID W MECH/RISER ROOM
303 | E TOWN ST | 43215-4601 | Active | XD-0246 | WATTS | 957 | RP | 3.000 | 3547227 | MID W MECH/RISER ROOM AT WATER METER
323 | E TOWN ST | 43215-4753 | Active | 12806 | WATTS | 008 | PVB | 0.750 | 3613431 | EAST COURTYARD
323 | E TOWN ST | 43215-4753 | Active | 212766 | WATTS | 909QT | RP | 1.000 | 60231 | MECHANICAL ROOM -- 1ST FLOOR
323 | E TOWN ST | 43215-4753 | Due Install |  |  |  | RP | 4.000 | 3629900 | At meter pit.
323 | E TOWN ST | 43215-4753 | Active | 439569 | WATTS | 009QT | RP | 0.750 | 60229 | BASEMENT MECH ROOM
323 | E TOWN ST | 43215-4753 | Active | 762 | WATTS | 957 | RP | 4.000 | 60230 | MECHANICAL ROOM --1ST FLOOR
323 | E TOWN ST | 43215-4753 | Active | 58105 | WILKINS | 975 | RP | 0.750 | 60232 | OUTSIDE CHASE & SIXTH STREET FOR IRRIGATION, 125 S GRANT AVE
323 | E TOWN ST | 43215-4753 | Active | 12860 | WATTS | 008 | PVB | 0.750 | 3613430 | COURTYARD WEST
323 | E TOWN ST | 43215-4753 | Active | 604140 | WATTS | 909QT | RP | 1.000 | 95026 | 1ST FLOOR EAST MECH ROOM BESIDE CHILLER
323 | E TOWN ST | 43215-4753 | Active | DE284 | WATTS | 957N | RP | 4.000 | 96534 | 1ST FLOOR MECH ROOM
363 | E TOWN ST | 43215-4774 | Active | 3211896 | WILKINS | 950 | DC | 2.000 | 99422 | SOUTHWEST CORNER OF BASEMENT
363 | E TOWN ST | 43215-4774 | Active | 3164812 | WILKINS | 975 | RP | 2.000 | 99426 | SOUTHWEST CORNER OF BASEMENT
393 | E TOWN ST | 43215-4741 | Not Required by DOW | 257297 | WATTS | 009PCQT | RP | 0.500 | 62240 | TOWER 7TH FLOOR ROOM #721
393 | E TOWN ST | 43215-4741 | Not Required by DOW | 017785 | WATTS | LF909M1QT | RP | 2.000 | 62241 | IN THE EQUIPMENT RM (SUITE 111)
393 | E TOWN ST | 43215-4741 | Active | 233043 | WILKINS | 975 | RP | 1.500 | 62239 | MECHANICAL ROOM REAR OF BUILDING
393 | E TOWN ST | 43215-4741 | Active | B07544 | WILKINS | 975 | RP | 3.000 | 62238 | MECH. RM REAR OF BLDG (SERIAL # B07544)
393 | E TOWN ST | 43215-4741 | Not Required by DOW | 8931 | WATTS | 009M2QT | RP | 1.250 | 62244 | STORAGE & BOILER ROOM 1ST FLOOR (GROUND)
393 | E TOWN ST | 43215-4741 | Not Required by DOW | 017835 | WATTS | LF909M1QT | RP | 2.000 | 62242 | EQUIP. RM (SUITE 111) UPPER BACKFLOW
394 | E TOWN ST | 43215-4707 | Due Install |  |  |  | RP |  | 3547230
400 | E TOWN ST | 43215-4700 | Active | 11012 | AMES | 4000B | RP | 0.750 | 3605902 | SOUTH SIDE UNDER STAIRS
400 | E TOWN ST | 43215-4700 | Active | 1051721209 | AMES | 5000 | RPDA | 6.000 | 3605901 | SOUTH SIDE UNDER STAIRS
400 | E TOWN ST | 43215-4700 | Not Required by DOW | 3882284 | WILKINS | 975 | RP | 1.000 | 3604536 | LOWER LEVEL MECH ROOM
400 | E TOWN ST | 43215-4700 | Active | 3913181 | WILKINS | 975XL | RP | 2.000 | 3604535 | LOWER LEVEL MECH ROOM
400 | E TOWN ST | 43215-4700 | LPS - Active |  |  |  | LST |  | 3635556 | FIRE PUMP
400 | E TOWN ST | 43215-4700 | LPS - Active |  |  |  | LPC |  | 3635555 | DOM PUMP
405 | E TOWN ST | 43215-4748 | Active | 21201 | WATTS | 919QT | RP | 1.500 | 62764 | USE 6/3/15 CAG. IN GARAGE S BUILDING
411 | E TOWN ST | 43215-4748 | Active | 321336 | WILKINS | 950 | DC | 1.500 | 63349 | BASEMENT OF 411 E TOWN
411 | E TOWN ST | 43215-4748 | Due Install |  |  |  | RP |  | 3630317
411 | E TOWN ST | 43215-4748 | Active | 453717 | WATTS | 909QT | RP | 0.750 | 63350 | BASEMENT OF 411 E TOWN - MECHANICAL ROOM
427 | E TOWN ST | 43215-4748 | Active | 4214522 | Wilkins | 975XL |  | 0.750 | 3547232
427 | E TOWN ST | 43215-4748 | Due Install | [5 empty] | 3648819
480 | E TOWN ST | 43215-4708 | Due Install |  |  |  | RP | 1.500 | 3644732 | TOPIARY PARK MUSEUM CENTER WELL ON SITE. CONTAINMENT REQUIRED.
481 | E TOWN ST | 43215-4706 | Due Install |  |  |  | RP |  | 3547238 | BSMNT AT WATER METER
497 | e town st |  | New Construction | 32329 | WATTS | 007M1QT | DC | 0.750 | 3655020 | RISER ROOM N/W
497 | e town st |  | New Construction | 1035281022 | AMES | 3000SS | DCDA | 6.000 | 3655019 | RISER ROOM N/W
497 | e town st |  | Active | XB-0858 | WATTS | 957 | RP | 4.000 | 3654547 | ROOM S OF RISER ROOM
497 | e town st |  | New Construction |  |  |  | LST |  | 3655021 | RISER ROOM N/W
530 | E TOWN ST | 43215-4820 | Due Install |  |  |  | RP |  | 3609812
538 | E TOWN ST | 43215-4835 | Due Install |  |  |  | RP | 2.000 | 3547241
553 | E TOWN ST | 43215-4856 | Due Install |  |  |  | RP | 0.750 | 3547245 | MTR IS BY ELECTRICAL PANEL IN SE CORNER IN BASEMENT
586 | E TOWN ST | 43215-4802 | LPS - Active | [5 empty] | 3633864
586 | E TOWN ST | 43215-4802 | Active | AO47740 | WILKINS | 720A | PVB | 1.000 | 68170 | RIGHT SIDE OF HOME PATIO AREA
621 | E TOWN ST | 43215-4896 | Active | EAA0504 | WILKINS | 720 | PVB | 0.750 | 3547259 | LEFT SIDE OF HOUSE
277 | E TOWN ST REAR | 43215-4627 | Not Required by DOW | 167643 | WATTS | 009QT | RP | 2.000 | 59245 | RM B-L206
277 | E TOWN ST REAR | 43215-4627 | Active | 1022500701 | AMES | 3000SS | DCDA | 8.000 | 59244 | RISER ROOM
277 | E TOWN ST REAR | 43215-4627 | LPS - Due Install |  |  |  | LPC |  | 3631404 | ROOM B-L206
277 | E TOWN ST REAR | 43215-4627 | LPS - Due Install |  |  |  | LPS |  | 3631403 | ROOM B-L206
277 | E TOWN ST REAR | 43215-4627 | Active | 199690 | WATTS | 909 | RP | 4.000 | 59248 | ROOM B-L206
277 | E TOWN ST REAR | 43215-4627 | Active | 199654 | WATTS | 909 | RP | 4.000 | 59247 | ROOM BL-206
277 | E TOWN ST REAR | 43215-4627 | Active | 16590 | AMES | 2000B | DC | 0.750 | 59246 | PUMP ROOM
423 | E TOWN ST UNIT A | 43215-4748 | Due Install |  |  |  | RP |  | 3547231
13 | E TULANE RD | 43202-2217 | Not Required by DOW | [5 empty] | 3548493
63 | E TULANE RD | 43202-2217 | Active | 371750 | WILKINS | 720A | PVB | 1.000 | 94800 | BACK OF HOUSE NEXT TO WINDOW
66 | E TULANE RD | 43202-2218 | Active | FH8783 | FEBCO | 765 | PVB | 1.000 | 94801 | FRONT OF HOUSE
80 | E TULANE RD | 43202-2220 | Active | H533973 | FEBCO | 765 | PVB | 0.750 | 98532 | LEFT SIDE OF HOUSE
93 | E TULANE RD | 43202-2219 | Active | 4701878 | WILKINS | 975XL2 | RP | 0.750 | 3548515 | SOUTH WALL OF BASEMENT NEAR WATER HEATER
344 | E TULANE RD | 43202- | Due Install |  |  |  | RP | 0.750 | 3548602
32 | E WARREN ST | 43215-1525 | Active | 3499 | AMES | 4000B | RP | 0.750 | 60183 | MECHANICAL ROOM
32 | E WARREN ST | 43215-1525 | Active | 128684 | WILKINS | 420 | PVB | 1.000 | 60182 | NEXT TO PANEL IN BACK
32 | E WARREN ST | 43215-1525 | Active | 01161101 | AMES | 5000 | RPDA | 4.000 | 60181 | MECH ROOM AT 30 WARREN ST
32 | E WARREN ST | 43215-1525 | Active | 363343 | WATTS | 909 | RP | 2.000 | 60184 | AT WATER METER
10 | E WEBER RD | 43202-1448 | Active | 189208 | WATTS | 909 | RP | 3.000 | 103020 | METER ROOM
10 | E WEBER RD | 43202-1448 | Active | L49615 | WILKINS | 375 | RP | 3.000 | 102777 | MECH ROOM
149 | E WEBER RD | 43202-1449 | Active | T210590 | WILKINS | 720A | PVB | 0.750 | 3555379 | LEFT SIDE
251 | E WEBER RD | 43202-1453 | Active | V21016 | WILKINS | 350 | DC | 6.000 | 98479 | WEST WALL OF METER ROOM - Indianola K8
251 | E WEBER RD | 43202-1453 | Active | L36774 | WILKINS | 375DA | RP | 3.000 | 98196 | BASEMENT MECHANICAL ROOM - Indianola K8
251 | E WEBER RD | 43202-1453 | Active | 3059409 | WILKINS | 950XL | DC | 0.750 | 98480 | WEST WALL OF METER ROOM - Indianola K8
911 | E WEBER RD | 43211-1115 | Due Install |  |  |  | RP |  | 3555523
1046 | E WEBER RD | 43211-1257 | Due Install |  |  |  | RP |  | 3555563
1060 | E WEBER RD | 43211-1259 | Due Install |  |  |  | RP | 0.750 | 3555565
1100 | E WEBER RD | 43211-1261 | Due Install |  |  |  | RP |  | 3555574
1101 | E WEBER RD | 43211-1260 | Due Install |  |  |  | RP | 0.750 | 3555575 | AT WATER METER BACK BY HWT UNDER SINK
1107 | E WEBER RD | 43211-1260 | Due Install |  |  |  | RP |  | 3555576
1165 | E WEBER RD | 43211-1336 | Active | 169432 | WATTS | 909QT | RP | 1.000 | 54122 | MECHANICAL ROOM
1172 | E WEBER RD | 43211-1337 | Not Required by DOW | [5 empty] | 3555583
1390 | E WEBER RD | 43211- | Active | ABV5110 | WILKENS | 975XL2 | RP | 0.750 | 3555645 | S WALL BY FRONT DOOR
635 | E WEBER RD UNIT B | 43211-1040 | Active | 229081 | WATTS | 009QT | RP | 0.750 | 69754 | BACK STORE ROOM AT METER
635 | E WEBER RD UNIT B | 43211-1040 | Active | 133801 | WATTS | 009QT | RP | 1.000 | 69755 | INSIDE AT BACK DOOR
244 | E WEISHEIMER RD | 43214-2150 | Active | CB674919 | WILKINS | 720A | PVB | 0.750 | 3556079 | RIGHT FRONT
499 | E WEISHEIMER RD | 43214-2238 | Active | 261316 | WATTS | 909QT | RP | 0.750 | 65551 | SW BOILER ROOM- Colerain
499 | E WEISHEIMER RD | 43214-2238 | Due Install |  |  |  | RP | 3.000 | 3636127
529 | E WEISHEIMER RD | 43214- | Due Install |  |  |  | RP | 2.000 | 3556136
102 | E WHITTIER ST | 43206-2031 | Due Install |  |  |  | RP | 0.750 | 3561542
121 | E WHITTIER ST | 43206-2030 | Active | A174689 | WILKINS | 720A | PVB | 0.750 | 54314 | LEFT SIDE OF HOUSE
143 | E WHITTIER ST | 43206-2636 | Active | T055369 | WILKINS | 720A | PVB | 1.000 | 101994 | LEFT SIDE
259 | E WHITTIER ST | 43206- | Active | 88502 | WATTS | 919QT | RP | 0.750 | 58819 | IN BASEMENT BY METER
263 | E WHITTIER ST | 43206-2323 | Not Required by DOW | 305938 | WATTS | 800QT | PVB | 0.750 | 58818 | IN ELECTRIC ROOM
263 | E WHITTIER ST | 43206-2323 | Active | 4577232 | WILKINS | 975 | RP | 0.750 | 58820 | METER ROOM - (CLOSET) SERIAL # DB904 1st floor by bathrooms
310 | E WHITTIER ST | 43206-2388 | Active | 4763607 | WILKINS | 975XL2 | RP | 1.000 | 3561590 | BSMNT OF UNIT 610 ATY WATER METER
418 | E WHITTIER ST | 43206-2329 | Active | ABX8966 | WILKINS | 975 | RP | 0.750 | 3561635 | IN THE BASEMENT BY METER (ACCESS FROM REAR)
478 | E WHITTIER ST | 43206-2367 | Active | F136433 | WILKINS | 720A | PVB | 0.750 | 91922 | RIGHT SIDE
533 | E WHITTIER ST | 43206- | Active | 4490538 | WILKINS | 975XL2 | RP | 0.750 | 3561666 | IN BASEMENT AT DOMESTIC WATER METER
755 | E WHITTIER ST | 43206 | Active | L106506 | WILKINS | 375 | RP | 3.000 | 3622720 | UTILITY ROOMTRASH ROOM
755 | E WHITTIER ST | 43206 | Active | 7210B | WILKINS | 350ASTDA | DCDA | 6.000 | 3622732 | TRASH ROOM
755 | E WHITTIER ST | 43206 | Active | 4296244 | WILKINS | 950XLD | DC | 0.750 | 3622733 | TRASH ROOM
1264 | E WHITTIER ST | 43206-3273 | Due Install |  |  |  | RP |  | 3561851 | AT METER
45 | E WILSON BRIDGE RD | 43085- | Due Install |  |  |  | RP | 0.750 | 3563954
57 | E WILSON BRIDGE RD | 43085-2368 | Active | 173266 | WATTS | 009QT | RP | 2.000 | 67631 | FURNACE ROOM ABOVE WATER METER
60 | E WILSON BRIDGE RD | 43085-2302 | Active | 1342895 | WILKINS | 975 | RP | 2.000 | 68517 | MECH ROOM BY METER
60 | E WILSON BRIDGE RD | 43085-2302 | Active | 1074165 | WILKINS | 975XL | RP | 1.500 | 68516 | MECH ROOM AT H20 METER
60 | E WILSON BRIDGE RD | 43085-2302 | Not Required by DOW | CB112352 | WILKINS | 720A | PVB | 1.000 | 3611927 | OUTSIDE SOUTH SIDE AT BUILDING
65 | E WILSON BRIDGE RD | 43085-2356 | Due Install |  |  |  | RP | 1.500 | 3626428 | IN 65 BLDG SW BSMNT (BEHIND 69 E WIL BRIDGE) AT WATER METER
65 | E WILSON BRIDGE RD | 43085-2356 | Active | 160904 | WATTS | 009 | RP | 0.500 | 3563957 | 69 E WILSON BRIDGE RD
71 | E WILSON BRIDGE RD | 43085-2358 | Active | HF35502 | FEBCO | 765 | PVB | 1.000 | 100049 | FRONT LAWN
80 | E WILSON BRIDGE RD | 43085-2302 | Active | 23150 | WATTS | 919QT | RP | 1.500 | 73131 | (MCDONALD'S) @ METER
85 | E WILSON BRIDGE RD | 43085-2301 | Active | 4600165 | WILKINS | 975XL | RP | 1.500 | 3563960 | MECHANICAL ROOM SOUTH WALL
90 | E WILSON BRIDGE RD | 43085-2325 | Not Required by DOW | 254331 | WATTS | 909M1QT | RP | 1.500 | 74452 | 2ND FLOOR, MECHANICAL ROOM
90 | E WILSON BRIDGE RD | 43085-2325 | Not Required by DOW | 83057 | WATTS | LF919QT | RP | 0.750 | 3647182
90 | E WILSON BRIDGE RD | 43085-2325 | Active | AU-2458 | WATTS | 957 | RP | 3.000 | 3635199 | MECH ROOM
90 | E WILSON BRIDGE RD | 43085-2325 | Not Required by DOW | T396487 | WILKINS | 720A | PVB | 1.000 | 98066 | TEN FEET RIGHT OF FRONT DOOR
95 | E WILSON BRIDGE RD | 43085-2301 | Not Required by DOW |  |  |  | RP |  | 3563962
100 | E WILSON BRIDGE RD | 43085-2326 | Active | AC7196 | FEBCO | 765 | PVB | 1.500 | 53540 | IN BACK BY WINDOW AT 100 E WILSON BRIDGE RD
100 | E WILSON BRIDGE RD | 43085-2326 | Due Install |  |  |  | RP | 1.000 | 3630134 | IN CLOSET IN OFFICE EAST OF FRONT ENTRANCE
110 | E WILSON BRIDGE RD | 43085-2317 | Active | 88872 | FEBCO | 765 | PVB | 1.500 | 53861 | BUSH RIGHT OF FRONT BUILDING AT 110 E. WILSON BRIDGE RD
110 | E WILSON BRIDGE RD | 43085-2317 | Active | 23779 | WATTS | 009 | RP | 2.500 | 53860 | MECH ROOM AT ENTRANCE BETWEEN BATHROOMS
110 | E WILSON BRIDGE RD | 43085-2317 | Active | H010731 | FEBCO | 825YA | RP | 2.000 | 92160 | MECH RM BETWEEN BATHROOMS
130 | E WILSON BRIDGE RD | 43085-2327 | Active | 60927 | WATTS | 009M1QT | RP | 2.000 | 54573 | SW CORNER OF BLDG IN MECH RM BY COOLING TOWER
130 | E WILSON BRIDGE RD | 43085-2327 | Due Install |  |  |  | RP | 3.000 | 3627959
130 | E WILSON BRIDGE RD | 43085-2327 | Active | 577125 | RAINBIRD | AC4000 | PVB | 1.500 | 54572 | S/W CORNER BEHIND TREES AT 130 E. WILSON BRIDGE RD
150 | E WILSON BRIDGE RD | 43085-2328 | Active | 96469 | FEBCO | 765 | PVB | 1.500 | 55184 | S/E CORNER AT 150 E. WILSON BRIDGE RD
150 | E WILSON BRIDGE RD | 43085-2328 | Active | 17567 | WATTS | 009QT | RP | 1.000 | 55183 | INSIDE PUMP ROOM IN CEILING
185 | E WILSON BRIDGE RD | 43085 | Not Required by DOW | 4604945 | WILKINS | 975XL | RP | 1.000 | 3641416 | PUMP ROOM NORTH END OF GARAGE
185 | E WILSON BRIDGE RD | 43085 | Active | TH-1602 | AMES | 400 | RP | 3.000 | 3641027
185 | E WILSON BRIDGE RD | 43085 | Active | TH-2195 | AMES | 500-GV | RPDA | 8.000 | 3641028
185 | E WILSON BRIDGE RD | 43085 | Active | 82246 | WATTS | LF919-QT | RP | 0.750 | 3641029
185 | E WILSON BRIDGE RD | 43085 | LPS - Active |  |  |  | LPC |  | 3641379 | DOMESTIC BOOSTER PUMP
200 | E WILSON BRIDGE RD | 43085-2332 | Active | 982988 | WILKINS | 950XLD | DC | 0.750 | 56965 | SPRINKLER RISER CONTROL ROOM ON 1ST FLOOR
200 | E WILSON BRIDGE RD | 43085-2332 | Active | W128234 | WILKINS | 975 | RP | 1.500 | 56966 | CEILING MECH ROOM
200 | E WILSON BRIDGE RD | 43085-2332 | Active | 26702 | WATTS | 919AQT | RP | 1.000 | 99379 | CEILING - MECHANIC ROOM - CENTRAL OFFICE
200 | E WILSON BRIDGE RD | 43085-2332 | Due Install |  |  |  | RP |  | 3638122
200 | E WILSON BRIDGE RD | 43085-2332 | Active | 46803 | WATTS | 009QT | RP | 1.500 | 56963 | SPRINKLER RISER CONTROL ROOM ON THE 1ST FLOOR
200 | E WILSON BRIDGE RD | 43085-2332 | Active | 7009 | WILKINS | 950 | DC | 2.500 | 56964 | 1ST FLOOR SPRINKLER RISER CONTROL ROOM
250 | E WILSON BRIDGE RD | 43085-2323 | Active | B12092 | FEBCO | 825Y | RP | 1.500 | 58473 | PUMP ROOM ABOVE PUMP
250 | E WILSON BRIDGE RD | 43085-2323 | Active | 95133 | FEBCO | 765 | PVB | 1.500 | 58472 | REAR OF BLDG AT 250 E. WILSON BRIDGE RD
250 | E WILSON BRIDGE RD | 43085-2323 | Due Install |  |  |  | RP | 2.000 | 3638605 | PUMP ROOM
300 | E WILSON BRIDGE RD | 43085-2300 | Active | 1004090302 | AMES | 3000SS | DCDA | 6.000 | 59733 | REAR MECH ROOM
300 | E WILSON BRIDGE RD | 43085-2300 | Active | 133986 | WATTS | 009M2QT | RP | 1.500 | 59734 | REAR EAST END OF BUILDING
300 | E WILSON BRIDGE RD | 43085-2300 | Active | 25393 | AMES | 2000B | DC | 0.750 | 59732 | REAR MECH ROOM
300 | E WILSON BRIDGE RD | 43085-2300 | Due Install |  |  |  | RP | 2.000 | 3636807
300 | E WILSON BRIDGE RD | 43085-2300 | Active | W336569 | WILKINS | 975XL | RP | 0.750 | 92670 | RAD ONC ROOM
300 | E WILSON BRIDGE RD | 43085-2300 | Active | 4811457 | WILKINS | 975XL2 | RP | 0.750 | 59735 | NE CORNER MECH ROOM
300 | E WILSON BRIDGE RD | 43085-2300 | Active | W068065 | WILKINS | 975XL | RP | 0.750 | 92669 | RAD ONC ROOM
330 | E WILSON BRIDGE RD | 43085-6309 | Due Install |  |  |  | RP | 2.000 | 3638388 | CLOSET @ METER
330 | E WILSON BRIDGE RD | 43085-6309 | Active | 22441 | WATTS | 919AQT | RP | 2.000 | 60408 | MECH ROOM (FRONT CENTER)
330 | E WILSON BRIDGE RD | 43085-6309 | Active | 80972 | WATTS | 909QT | RP | 0.750 | 60409 | MACH ROOM (FRONT CENTER)
350 | E WILSON BRIDGE RD | 43085-2321 | Active | 025213 | WATTS | LF909M1QT | RP | 2.000 | 60883 | 1ST FL ELECTRICAL ROOM
350 | E WILSON BRIDGE RD | 43085-2321 | Active | QC-2520 | AMES | COLT 300GV | DCDA | 4.000 | 3626442 | EAST SIDE OF BLDG SPRINKLER ROOM BY EXIT
350 | E WILSON BRIDGE RD | 43085-2321 | Active | 01956 | AMES | 2000B | DC | 0.750 | 3626441 | EAST SIDE OF BLDG SPRINKLER ROOM OUTSIDE EXIT
350 | E WILSON BRIDGE RD | 43085-2321 | Active | 037218 | WATTS | LF009M2QT | RP | 1.500 | 3621415 | REAR OF BLDG RM #151 D.I. WATER RM
350 | E WILSON BRIDGE RD | 43085-2321 | Active | W198114 | WILKINS | 975XL2 | RP | 2.000 | 99439 | METER ROOM IN RECEPTION AREA
350 | E WILSON BRIDGE RD | 43085-2321 | Active | 518857 | WATTS | 909QT | RP | 0.750 | 60884 | 2ND FLOOR BOILER ROOM
370 | E WILSON BRIDGE RD | 43085-2321 | Active | 142630 | WATTS | 909M1QT | RP | 2.000 | 61501 | IN METER ROOM N/W CORNER OF 5TH 3RD, 370 E. WILSON BRIDGE RD
400 | E WILSON BRIDGE RD | 43085-2363 | Active | 1512670706 | AMES | 3000SS | DCDA | 6.000 | 89350 | SPRINKLER RISER ROOM
400 | E WILSON BRIDGE RD | 43085-2363 | Active | 06106 | WATTS | 007M1QT | DC | 0.750 | 89349 | SPRINKLER RISER ROOM
400 | E WILSON BRIDGE RD | 43085-2363 | Active | 001097 | FEBCO | 825YA | RP | 2.000 | 89351 | back of 400 building
451 | E WILSON BRIDGE RD | 43085-2320 | Active | ABF3207 | WILKINS | 975XL2 | RP | 1.000 | 3624351 | IN 453 AT BACK DOOR BY UTLTY SINK AT WATER METER
451 | E WILSON BRIDGE RD | 43085-2320 | Not Required by DOW | HB09664 | FEBCO | 765 | PVB | 1.000 | 3610162 | REAR BUILDING
480 | E WILSON BRIDGE RD | 43085-2372 | Active | HC46432 | WILKINS | 950XL | DC | 0.750 | 3650869 | Water service room
480 | E WILSON BRIDGE RD | 43085-2372 | Active | I29781 | AMES | 30G | DCDA | 6.000 | 3635409 | WATER SERVICE ROOM
480 | E WILSON BRIDGE RD | 43085-2372 | Active | I48672 | AMES | 40G | RP | 4.000 | 3635408 | WATER SERVICE ROOM
480 | E WILSON BRIDGE RD | 43085-2372 | Not Required by DOW | 14920 | WATTS | 919 | RP | 2.000 | 3563986 | 438 E WILSON BRIDGE RD
522 | E WILSON BRIDGE RD | 43085 | Active | 250195 | WATTS | LF009M2QT | RP | 1.000 | 3653196 | HOT BOX LOCATED N.W. CORNER OF HUNTLEY & E. WILSON BRIDGE RD
333 | E WILSON BRIDGE RD UNIT FRONT | 43085-2346 | Active | 255987 | WATTS | 909 | RP | 6.000 | 60474 | SOUTH END hot box - McCord Park
333 | E WILSON BRIDGE RD UNIT FRONT | 43085-2346 | Due Install |  |  |  | RP | 4.000 | 3636424
401 | E WILSON BRIDGE RD UNIT FRONT | 43085-2320 | Due Install |  |  |  | RP | 8.000 | 3611708
401 | E WILSON BRIDGE RD UNIT REAR | 43085-2320 | Not Required by DOW | 25227 | WATTS | 919 | RP | 1.500 | 3648721 | WEST END OF BLDG COMPRESSOR ROOM
401 | E WILSON BRIDGE RD UNIT REAR | 43085-2320 | Active | 064604 | WATTS | LF009M2QT | RP | 1.500 | 3641199 | HOT BOX ON PROPERTY
724 | E WOODROW AVE UNIT A | 43207-2057 | Active | 22909 | WILKINS | 375A | RP | 4.000 | 102144 | METER ROOM
724 | E WOODROW AVE UNIT A | 43207-2057 | Active | 170301 | AMES | 2000SS | DC | 8.000 | 101496 | METER ROOM
724 | E WOODROW AVE UNIT A | 43207-2057 | Not Required by DOW | A096655 | WILKINS | 375 | RP | 1.000 | 102145 | ROOM 158 LAB AREA CEILING
166 | E WOODRUFF AVE | 43201-1475 | Active | 521860 | WILKINS | 975XL | RP | 1.500 | 55752 | AT WATER METER BEHIND BOILER
4189 | EAGLE HEAD DR | 43230-6303 | Active | 30236 | FEBCO | 765 | PVB | 0.750 | 63197 | SOUTHSIDE OF HOUSE
5437 | EAGLESNEST DR | 43081-4423 | Active | DJ8867 | FEBCO | 765 | PVB | 0.750 | 66902 | RIGHT FRONT OF HOUSE
5478 | EAGLESNEST DR | 43081-4424 | Active | H212273 | FEBCO | 765 | PVB | 1.000 | 87083 | OUTSIDE
2020 | EAKIN RD | 43223-7200 | Active | 2793238 | WILKINS | 975XL | RP | 1.000 | 57047 | 1ST FLOOR NORTHWEST CORNER OF BUILDING (Stock Room)
2020 | EAKIN RD | 43223-7200 | Not Required by DOW | 367483 | WILKINS | 720A | PVB | 1.000 | 57046 | AT WATER METER--RITE AID (Stock Room)
2121 | EAKIN RD | 43223-3219 | Active | 62735 | WATTS | 919AQT | RP | 0.750 | 3615364
2135 | EAKIN RD | 43223-3219 | Due Install |  |  |  | RP | 0.750 | 3410897
2137 | EAKIN RD | 43223-3219 | Due Install |  |  |  | RP |  | 3410898
2143 | EAKIN RD | 43223-3219 | Due Install |  |  |  | RP | 0.750 | 3635871
2153 | EAKIN RD | 43223-3219 | Due Install |  |  |  | RP | 0.750 | 3410903
2161 | EAKIN RD | 43223-3219 | Due Install |  |  |  | DCDA | 6.000 | 3633196
2161 | EAKIN RD | 43223-3219 | Due Install |  |  |  | RP | 2.000 | 3633195 | AFTER DOMESTIC WATER METER
2161 | EAKIN RD | 43223-3219 | Active | 30422 | WATTS | 008PCQT | SVB | 0.500 | 93006 | AT SINK IN PRODUCE
2167 | EAKIN RD | 43223-3219 | Due Install |  |  |  | RP | 0.750 | 3410905
2169 | EAKIN RD | 43223- | Due Install |  |  |  | RP | 0.750 | 3410906
2170 | EAKIN RD | 43223-3220 | Not Required by DOW | [5 empty] | 3410907
2189 | EAKIN RD | 43223-3219 | Active | 47151 | WATTS | 007M1PCQT | DC | 0.750 | 57547 | MECH ROOM
2189 | EAKIN RD | 43223-3219 | Active | 153752 | WATTS | 009QT | RP | 2.000 | 57546 | MECH ROOM
2189 | EAKIN RD | 43223-3219 | Active | 8437 | AMES | 3000SS | DCDA | 6.000 | 57548 | MECH ROOM
2220 | EAKIN RD | 43223-3222 | Due Install | [5 empty] | 3410912
2225 | EAKIN RD | 43223-3221 | Active | 31797 | WATTS | LF009M3QT | RP | 0.750 | 98165 | BATHROOM SW CORNER
2237 | EAKIN RD | 43223-3221 | Active | 84861 | WATTS | 009M2QT | RP | 1.000 | 57706 | IN CLOSET @ SERVICE ENTRANCE
2361 | EAKIN RD | 43204- | Active | VG-0223 | AMES | 400 | RP | 8.000 | 3633440 | INSIDE SECURITY BOOTH AT FRONT GATE
2361 | EAKIN RD | 43204- | Active | 2361AG | XX | XX | AG | 0.000 | 58068 | POOL
2407 | EAKIN RD | 43204- | Due Install |  |  |  | DCDA |  | 3635806
2407 | EAKIN RD | 43204- | Due Install |  |  |  | RP |  | 3410922
2781 | EAKIN RD | 43204-2801 | Due Install |  |  |  | RP | 1.000 | 3411008
3665 | EAKIN RD | 43228-3059 | Due Install |  |  |  | RP | 1.000 | 3652092 | BOILER ROOM
3665 | EAKIN RD | 43228-3059 | Active | DP403 | APOLLO/CONBRACO | 4020402 | RP | 0.750 | 61425 | BOILER ROOM
3666 | EAKIN RD | 43228-3058 | Active | PK639 | APOLLO/CONBRACO | 4020402 | RP | 0.750 | 88215 | 3722 BRIGGS ROAD, BOILER RM
3666 | EAKIN RD | 43228-3058 | Due Install |  |  |  | RP | 1.000 | 3652093 | 3722 BRIGGS ROAD, BOILER RM
3680 | EAKIN RD | 43228 | Active | 3629630 | WILKINS | 975XL2 | RP | 1.500 | 102368 | MECHANICAL ROOM BY FRONT LAUNDRY
3691 | EAKIN RD | 43228-3060 | Due Install |  |  |  | RP | 1.000 | 3652094 | BOILER ROOM
3691 | EAKIN RD | 43228-3060 | Active | PJ924 | CONBRACO | 4020402 | RP | 0.750 | 61480 | BOILER ROOM
3710 | EAKIN RD | 43228-3056 | Active | ABN7966 | WILKINS | 975XL2 | RP | 0.750 | 61547 | BOILER ROOM
3710 | EAKIN RD | 43228-3056 | Due Install |  |  |  | RP | 1.000 | 3652095 | BOILER ROOM
3718 | EAKIN RD | 43228-3055 | Active | DN123 | APOLLO/CONBRACO | 4020402 | RP | 0.750 | 61566 | BOILER ROOM
3718 | EAKIN RD | 43228-3055 | Due Install |  |  |  | RP | 1.000 | 3652096 | BOILER ROOM
3726 | EAKIN RD | 43228-3054 | Active | DP437 | APOLLO/CONBRACO | 4020402 | RP | 0.750 | 61599 | BOILER ROOM
3726 | EAKIN RD | 43228-3054 | Due Install |  |  |  | RP | 1.000 | 3652097 | BOILER ROOM
3734 | EAKIN RD | 43228-3053 | Due Install |  |  |  | RP |  | 3652126 | BOILER ROOM
3734 | EAKIN RD | 43228-3053 | Active | DN055 | APOLLO/CONBRACO | 4020402 | RP | 0.750 | 61613 | BOILER ROOM
3740 | EAKIN RD | 43228-3052 | Due Install |  |  |  | RP | 1.000 | 3652127 | BOILER ROOM
3740 | EAKIN RD | 43228-3052 | Active | DP407 | APOLLO/CONBRACO | 4020402 | RP | 0.750 | 61627 | BOILER ROOM
21 | EALY CROSSING | 43054 | Active | T231382 | WILKINS | 720A | PVB | 0.750 | 3615312 | FRONT LEFT
25 | EALY CROSSING N | 43054 | Active | T082402 | WILKINS | 720A | PVB | 0.750 | 101864 | 12' LEFT OF FRONT DOOR
33 | EALY CROSSING N | 43054 | Active | G246896 | WILKINS | 720A | PVB | 0.750 | 99840 | right front
35 | EALY CROSSING N | 43054- | Active | T433661 | WILKINS | 720A | PVB | 0.750 | 98519 | DRIVEWAY SIDE OF HOUSE
41 | EALY CROSSING N | 43054 | Active | T329555 | WILKINS | 720A | PVB | 1.000 | 3626800 | RIGHT SIDE OF HOUSE
2 | EALY CROSSING S | 43054 | Active | T293805 | WILKINS | 720A | PVB | 0.750 | 3630086 | LEFT SIDE OF HOUSE
3 | EALY CROSSING S | 43054 | Active | T039102 | WILKINS | 720A | PVB | 0.750 | 100368 | COURT YARD
4 | EALY CROSSING S | 43054 | Active | HB56746 | FEBCO | 765 | PVB | 1.000 | 3613077 | WEST SIDE AT GENERATOR
6 | EALY CROSSING S | 43054 | Active | CB214543 | WILKINS | 720 | PVB | 0.750 | 3619876 | LEFT SIDE OF HOUSE
11 | EALY CROSSING S | 43054-7129 | Active | 696994 | WATTS | 800M4FR | PVB | 1.000 | 97575 | left side
11 | EALY CROSSING S | 43054-7129 | Active | 16132 | WATTS | 919AQT | RP | 1.000 | 98231 | BASEMENT
13 | EALY CROSSING S | 43054 | Active | CB153994 | WILKINS | 720A | PVB | 0.750 | 3608111 | RIGHT SIDE OF HOUSE
14 | EALY CROSSING S | 43054 | Active | H885882 | FEBCO | 765 | PVB | 0.750 | 3616506 | RIGHT SIDE OF HOUSE
16 | EALY CROSSING S | 43054 | Active | 4379007 | WILKINS | 975XL | RP | 0.750 | 3636756 | Basement
19 | EALY CROSSING S | 43054 | Active | CB597645 | WILKINS | 720A | PVB | 0.750 | 3644806 | left front corner of house
10 | EALY CROSSING S DR | 43054 | Active | CAA07380 | WILKINS | 720A | PVB | 0.750 | 3650112 | LEFT SIDE OF HOUSE
15 | EALY CROSSING SOUTH | 43054-7129 | Active | T395572 | WILKINS | 720 | PVB | 0.750 | 96468 | LEFT SIDE
7319 | EALY CT | 43054-9649 | Active | 448499 | WILKINS | 420 | PVB | 1.000 | 71796 | FRONT OF HOUSE
7320 | EALY CT | 43054-9649 | Active | CB022746 | WILKINS | 720A | PVB | 1.000 | 71799 | REAR OF HOUSE
5301 | EARLINGTON PKWY | 43017-2423 | Active | F19519 | FEBCO | 765 | PVB | 1.000 | 90201 | REAR LEFT ON DECK
5369 | EARLINGTON PKWY | 43017-2426 | Active | 029510 | WATTS | 800M4QT | PVB | 1.000 | 3411173
5413 | EARLINGTON PKWY | 43017-2426 | Active | 507884 | WILKINS | 720A | PVB | 0.750 | 94956 | RIGHT REAR BY DECK
7305 | EARLSFORD DR | 43017-2638 | Active | cb0814560 | WILKINS | 720A | PVB | 0.750 | 90203 | LEFT OF HOUSE
7353 | EARLSFORD DR | 43017-2638 | Active | A008699 | WILKINS | 720A | PVB | 0.750 | 71846 | LEFT HAND SIDE OF HOUSE FROM STREET
7377 | EARLSFORD DR | 43017-2638 | Active | FAD8871 | WILKINS | 720A | PVB | 1.000 | 3411190 | RIGHT SIDE OF HOUSE
7385 | EARLSFORD DR | 43017-2638 | Active | 779199 | WILKINS | 720A | PVB | 1.000 | 71883 | RIGHT SIDE
7667 | EARLSTON CT | 43017-8463 | Active | T129848 | WILKINS | 720A | PVB | 0.750 | 3411203 | BACK
7672 | EARLSTON CT | 43017-8463 | Active | T315302 | WILKINS | 720A | PVB | 0.750 | 101797 | RIGHT FRONT
7680 | EARLSTON CT | 43017-8463 | Active | B012080 | WATTS | 800M4QT | PVB | 1.000 | 87334 | RIGHT FRONT
2088 | EARLSWAY DR | 43123-1256 | Active | H123064 | FEBCO | 765 | PVB | 1.000 | 57180 | NORTH SIDE
4468 | EARMAN DR | 43026-3800 | Active | 500468 | WILKINS | 720A | PVB | 0.750 | 100857 | FRONT RIGHT SIDE
4494 | EARMAN DR | 43026-3800 | Active | 102316 | WATTS | 800QT | PVB | 0.750 | 90204 | RIGHT SIDE
4540 | EARMAN DR | 43026-3800 | Active | T005112 | WILKINS | 720A | PVB | 1.000 | 64311 | RIGHT SIDE OF HOUSE
2496 | EASTCLEFT DR | 43221 | Active | CAA64888 | WILKINS | 720A | PVB | 0.750 | 3653951
2510 | EASTCLEFT DR | 43221-1854 | Active | T432142 | WILKINS | 720A | PVB | 0.750 | 3411461 | RIGHT SIDE OF HOUSE
2628 | EASTCLEFT DR | 43221-1872 | Active | CB653325 | WILKINS | 720A | PVB | 0.750 | 3411484 | LEFT SIDE
2709 | EASTCLEFT DR | 43221-1707 | Active | CB440203 | WILKINS | 720A | PVB | 0.750 | 3411494 | RIGHT SIDE
2720 | EASTCLEFT DR | 43221-1708 | Active | H495033 | FEBCO | 765 | PVB | 0.750 | 98152 | LEFT SIDE OF HOUSE
2839 | EASTCLEFT DR | 43221-1757 | Active | DA5027 | FEBCO | 765 | PVB | 1.000 | 59419 | EAST FRONT CORNER (SERIAL #DA5027)
2873 | EASTCLEFT DR | 43221-1757 | Active | T230549 | WILKINS | 720A | PVB | 0.750 | 3411522 | FRONT OF HOUSE
2895 | EASTCLEFT DR | 43221-1757 | Active | 171641 | WILKINS | 720A | PVB | 0.750 | 92285 | RIGHT FRONT SIDE OF HOUSE
268 | EASTCREEK DR | 43119-8875 | Active | 209314 | WATTS | 800M4QT | PVB | 1.000 | 58950 | BACK
7803 | EASTCROSS DR | 43054 | Active | CB615952 | WILKINS | 720A | PVB | 0.750 | 3646808 | Left side of the house
7809 | EASTCROSS DR | 43054 | Active | T420260 | WILKINS | 720 | PVB | 0.750 | 3652330 | LEFT SIDE OF HOUSE
7815 | EASTCROSS DR | 43054 | Active | CB615888 | Wilkins | 720A | PVB | 0.750 | 3648209 | Right side of house
7818 | EASTCROSS DR | 43054 | Active | T294874 | WILKINS | 720A | PVB | 0.750 | 3644676
7821 | EASTCROSS DR | 43054 | Active | T345477 | WILKINS | 720 | PVB | 0.750 | 3646719 | LEFT SIDE OF HOUSE
7824 | EASTCROSS DR | 43054 | Active | CB615972 | WILKINS | 720 | PVB | 1.000 | 3646809 | LEFT CENTER OF HOUSE
7827 | EASTCROSS DR | 43054 | Active | T337868 | WILKINS | 720 | PVB | 0.750 | 3646718 | RIGHT SIDE
7830 | EASTCROSS DR | 43054 | Active | T414620 | WILKINS | 720A | PVB | 0.750 | 3650096 | LEFT SIDE OF HOUSE
7833 | EASTCROSS DR | 43054 | Active | T441315 | WILKINS | 720 | PVB | 0.750 | 3651717 | LEFT SIDE OF HOUSE
7836 | EASTCROSS DR | 43054 | Active | CAA46500 | WILKINS | 720A | PVB | 0.750 | 3652285 | LEFT SIDE OF THE HOUSE
7839 | EASTCROSS DR | 43054 | Active | CB469319 | WILKINS | 720A | PVB | 0.750 | 3639600 | RIGHT SIDE OF HOUSE
7842 | EASTCROSS DR | 43054 | Active | T386134 | WILKINS | 720A | PVB | 0.750 | 3649587 | RIGHT SIDE OF HOUSE
4500 | EASTLAND DR | 43232-5601 | Active | 60686 | WATTS | 007M1QT | DC | 0.750 | 96527 | PIT NEAR STREET
4500 | EASTLAND DR | 43232-5601 | Active | 1343260504 | AMES | 3000SS | DCDA | 6.000 | 96526 | PIT NEAR STREET
4500 | EASTLAND DR | 43232-5601 | Active | 114730 | WATTS | LF009M2QT | RP | 1.500 | 87885 | @ MECH ROOM
2704 | EASTLAND MALL | 43232-4901 | Due Install |  |  |  | RP |  | 3411747
2712 | EASTLAND MALL | 43232-4901 | Due Install |  |  |  | RP | 0.750 | 3411751
2714 | EASTLAND MALL | 43232-4901 | Due Install |  |  |  | RP | 0.750 | 3631393
2716 | EASTLAND MALL | 43232-4901 | Due Install |  |  |  | RP |  | 3411752
2724 | EASTLAND MALL | 43232-4901 | Active | 613252 | WATTS | 909HWQT | RP | 0.750 | 102925 | USE 6/3/15 CAG. 4TH FLOOR SMALL BOILER ROOM
2724 | EASTLAND MALL | 43232-4901 | Due Install |  |  |  | RP | 8.000 | 3631384
2727 | EASTLAND MALL | 43232- | Active | Y00620 | WILKINS | 375ADA | RPDA | 8.000 | 59108 | 2727 S HAMILTON RD, RISER ROOM
2727 | EASTLAND MALL | 43232- | Active | 2112073 | WILKINS | 975 | RP | 0.750 | 59107 | 2727 S HAMILTON RD, RISER ROOM
2727 | EASTLAND MALL | 43232- | Active | 115983 | WATTS | 009QT | RP | 1.500 | 59105 | 2727 S HAMILTON RD, S END OF STORE, MECH RM, SPRINKLER RM
2727 | EASTLAND MALL | 43232- | Not Required by DOW | 111044 | WATTS | 009QT | RP | 1.500 | 59104 | 2727 S HAMILTON RD, SPRINKLER ROOM
2732 | EASTLAND MALL | 43232-4901 | Due Install | [5 empty] | 3411760
2741 | EASTLAND MALL | 43232-4902 | Due Install |  |  |  | RP |  | 3411765
2765 | EASTLAND MALL | 43232-4902 | Due Install |  |  |  | RP |  | 3411773
2765 | EASTLAND MALL | 43232-4902 | Due Install |  |  |  | DCDA | 8.000 | 3640872
2770 | EASTLAND MALL | 43232- | Due Install |  |  |  | RP | 3.000 | 3411774
2770 | EASTLAND MALL | 43232- | Due Install |  |  |  | DCDA | 8.000 | 3651205
2708 | EASTLAND MALL UNIT 12 | 43232-4901 | Due Install |  |  |  | RP |  | 3411750
2710 | EASTLAND MALL UNIT A | 43232- | Due Install |  |  |  | DCDA | 8.000 | 3605922 | SPRINKLER ROOM 2 ON DOCK EAST OF JC PENNY
2719 | EASTLAND MALL UNIT A | 43232-4992 | Due Install |  |  |  | RPDA |  | 3605958
2749 | EASTLAND MALL UNIT A | 43232-4902 | Due Install |  |  |  | RP |  | 3605923
2740 | EASTLAND MALL UNIT B | 43232-4960 | Active | WA-2448 | WATTS | 957 | RP | 3.000 | 3652486 | MAINTENANCE SHOP
2740 | EASTLAND MALL UNIT B | 43232-4960 | Due Install |  |  |  | DCDA | 8.000 | 3634972
2740 | EASTLAND MALL UNIT B | 43232-4960 | Active | 3591124 | WILKINS | 975XL | RP | 1.000 | 102469 | OVER MOP SINK
2740 | EASTLAND MALL UNIT B | 43232-4960 | Active | 3327666 | WILKINS | 975 | RP | 0.750 | 98907 | 2713 EASTLAND MALL - FOOT ACTION, BACK LEFT CORNER BY MAN DOOR
2740 | EASTLAND MALL UNIT B | 43232-4960 | Active | 0A-0388 | WATTS | 994 | RP | 4.000 | 59143 | FOOD COURT WEST WALL
2740 | EASTLAND MALL UNIT B | 43232-4960 | Active | F03012011340 | FEBCO | 870V | DC | 8.000 | 87104 | FIRE
2740 | EASTLAND MALL UNIT B | 43232-4960 | Active | 3548265 | WILKINS | 975XL | RP | 0.750 | 59150 | AT ICE MACHINE
2740 | EASTLAND MALL UNIT B | 43232-4960 | Active | 683304 | WILKINS | 975 | RP | 0.750 | 59149 | USE 6/3/15 CAG. AT WATER METER --- 2739 EASTLAND MALL
2740 | EASTLAND MALL UNIT C | 43232-4960 | Active | 4489973 | WILKINS | 975XL2 | RP | 0.750 | 3411763 | AT WATER MTR. IN MTR ROOM OFF ACCEES HALL SOUTH OF RENTAL OFFICE
4216 | EASTLAND SQUARE DR | 43232-5614 | Due Install |  |  |  | RP |  | 3411776
4228 | EASTLAND SQUARE DR | 43232-5614 | Due Install |  |  |  | RP |  | 3411779
4249 | EASTLAND SQUARE DR | 43232-5615 | Due Install |  |  |  | RP |  | 3411786
4256 | EASTLAND SQUARE DR | 43232-5614 | Due Install |  |  |  | RP |  | 3411788
4260 | EASTLAND SQUARE DR | 43232-5614 | Due Install |  |  |  | RP |  | 3411790
4269 | EASTLAND SQUARE DR | 43232-5615 | Due Install |  |  |  | RP |  | 3411794 | METER IS IN FORD BOX
4272 | EASTLAND SQUARE DR | 43232-5614 | Due Install |  |  |  | RP |  | 3411795
4280 | EASTLAND SQUARE DR | 43232-5614 | Active | WK-1707 | AMES | COLT 300GV | DCDA | 6.000 | 3654621
4280 | EASTLAND SQUARE DR | 43232-5614 | Active | 68519 | AMES | 2000BM3 | DC | 0.750 | 3654620
4280 | EASTLAND SQUARE DR | 43232-5614 | Active | 4973542 | WILKINS |  | RP | 2.000 | 3654619
4281 | EASTLAND SQUARE DR UNIT A | 43232-5615 | Due Install |  |  |  | RP |  | 3634962
26 | EASTMOOR BLVD | 43209-2014 | Active | DE9675 | FEBCO | 765 | PVB | 1.000 | 90206 | right of front door
50 | EASTMOOR BLVD | 43209-2014 | Active | T055365 | WATTS | 800M2QT | PVB | 1.000 | 90207 | FRONT OF HOUSE
100 | EASTMOOR BLVD | 43209-2015 | Active | CB993220 | WILKINS | 720 | PVB | 0.750 | 3411881
182 | EASTMOOR BLVD | 43209-2070 | Active | H261931 | FEBCO | 765 | PVB | 0.750 | 56294 | RIGHT HAND SIDE
245 | EASTMOOR BLVD | 43209-2019 | Active | HA20734 | FEBCO | 765 | PVB | 0.750 | 3411901 | RIGHT OF FRONT DOOR
257 | EASTMOOR BLVD | 43209-2019 | Active | 04409 | WATTS | 800M4QT | PVB | 1.000 | 88108 | LEFT SIDE OF HOUSE
260 | EASTMOOR BLVD | 43209-2020 | Active | CB881200 | Wilkins | 720 | PVB | 0.750 | 3411904 | right side of house
291 | EASTMOOR BLVD | 43209-2021 | Active | CB026520 | WILKINS | 720A | PVB | 0.750 | 103413 | FRONT OF HOUSE, LEFT OF DOOR
303 | EASTMOOR BLVD | 43209-2021 | Active | 3607712 | WILKINS | 975XL2 | RP | 1.000 | 101357 | IN MECHANIC ROOM OF BASEMENT - BACK WALL
350 | EASTMOOR BLVD | 43209-2022 | Active | 817312 | WILKINS | 720A | PVB | 0.750 | 60871 | FRONT OF HOME BY GAS METER
400 | EASTMOOR BLVD | 43209-2025 | Active | 41545 | WATTS | 919AQT | RP | 0.750 | 102861 | IN BASEMENT UNDER STAIRS
403 | EASTMOOR BLVD | 43209-2026 | Active | H619229 | FEBCO | 765 | PVB | 0.750 | 90208 | RIGHT SIDE
3898 | EASTON COMMONS | 43219- | Active | 34115 | WATTS | 009 | RP | 3.000 | 62589 | EASTON COMMONS AND MORSE CROSSING
4201 | EASTON COMMONS | 43219- | Active | 102271233 | FEBCO | 856 | DCDA | 6.000 | 63272 | METER PIT OFF OF MORSE CROSSING
4201 | EASTON COMMONS | 43219- | Not Required by DOW | 90978 | WATTS | 909HW | RP | 1.500 | 3649319 | BOILER ROOM BY SMALL HOT WATER HEATER - HOT WATER FEED TO LAB SINKS
4201 | EASTON COMMONS | 43219- | Not Required by DOW | 13322 | WATTS | 909M1 | RP | 1.500 | 3649321 | BOILER ROOM ACROSS FROM AERCO BOILER - BOTTOM DEVICE TO RO SYSTEM
4201 | EASTON COMMONS | 43219- | Not Required by DOW | 1236860 | WILKINS | 975XL | RP | 2.000 | 63273 | FIRE RISER ROOM - 3435 STELZER RD
4201 | EASTON COMMONS | 43219- | Not Required by DOW | 13328 | WATTS | 909M1 | RP | 1.500 | 3649320 | BOILER ROOM ACROSS FROM AERCO BOILER - TOP DEVICE TO COLD WATER
4201 | EASTON COMMONS | 43219- | Active | A017083 | FEBCO | 805 | DC | 0.750 | 63275 | METER PIT OFF OF MORSE CROSSING
4201 | EASTON COMMONS | 43219- | Active | 011707 | WATTS | LF909 | RP | 3.000 | 3649317 | SPRINKLER ROOM - TOP DEVICE ON DOMESTIC WATER
4201 | EASTON COMMONS | 43219- | Active | 011706 | WATTS | LF909 | RP | 3.000 | 3649318 | SPRINKLER ROOM - BOTTOM DEVICE ON DOMESTIC WATER
4201 | EASTON COMMONS | 43219- | Not Required by DOW | 058454 | WATTS | LF909 | RP | 0.750 | 3649322 | BOILER ROOM BEHIND GLYCOL TANK - PROTECTING MEDIUM TEMPERATURE
4343 | EASTON COMMONS | 43219-6234 | Active | 433933 | WATTS | 909M1QT | RP | 1.500 | 92508 | MECH ROOM (WEST)
4343 | EASTON COMMONS | 43219-6234 | Active | 155300 | AMES | 3000SS | DCDA | 6.000 | 92509 | 1ST FLOOR MECH ROOM EAST SIDE
4343 | EASTON COMMONS | 43219-6234 | Active | 06836 | WATTS | 007M1PCQT | DC | 0.750 | 92510 | 1ST FLOOR MECH ROOM EAST SIDE
4343 | EASTON COMMONS | 43219-6234 | Active | 432432 | WATTS | 909M1QT | RP | 1.500 | 92477 | W SIDE MECH ROOM, 1ST FLOOR
4343 | EASTON COMMONS | 43219-6234 | Active | 11923 | WATTS | 919AQT | RP | 0.750 | 95151 | MECH ROOM
4343 | EASTON COMMONS | 43219-6234 | Active | 2304687 | WILKINS | 975XLBMS | RP | 1.500 | 92511 | W SIDE OUTSIDE MECH ROOM
4400 | EASTON COMMONS | 43219-6226 | Active | 422499 | WATTS | 909M1HWQT | RP | 2.000 | 88082 | METER RM
4400 | EASTON COMMONS | 43219-6226 | Active | 271301 | WATTS | 009QT | RP | 1.000 | 88081 | MECH RM 1ST FLOOR
4400 | EASTON COMMONS | 43219-6226 | Active | 114877 | WATTS | 009M2QT | RP | 1.500 | 88080 | METER RM
4400 | EASTON COMMONS | 43219-6226 | Active | 422495 | WATTS | 909M1HWQT | RP | 2.000 | 87945 | METER RM
4400 | EASTON COMMONS | 43219-6226 | Active | 65861 | WATTS | 007M1 | DC | 0.750 | 88084
4400 | EASTON COMMONS | 43219-6226 | Active | 1456690801 | AMES | 3000SS | DCDA | 6.000 | 88083 | MECH ROOM
4071 | EASTON E LOOP | 43219 | Active | 1786550712 | AMES | 3000SS | DCDA | 6.000 | 103714 | MECHANICAL ROOM Fenlon garage
4071 | EASTON E LOOP | 43219 | Active | 19635 | WATTS | 007M1QT | DC | 0.750 | 103729 | MECHANICAL ROOM
4211 | EASTON E LOOP # RETIRE | 43219- | Not Required by DOW | 115328 | AMES | 2000SS | DC | 4.000 | 62581 | WEST SIDE OF SPACE #214 MECH ROOM- BUILDING 2
4211 | EASTON E LOOP # RETIRE | 43219- | Not Required by DOW | 1154750301 | AMES | 2000SS | DC | 3.000 | 62582 | NORTH END MECH ROOM OF BUILDING #7
4211 | EASTON E LOOP # RETIRE | 43219- | Not Required by DOW | 115635 | AMES | 2000SS | DC | 4.000 | 62583 | EAST SIDE MECH ROOM - BUILDING 5
4211 | EASTON E LOOP # RETIRE | 43219- | Not Required by DOW | 117107 | AMES | 2000SS | DC | 4.000 | 62584 | EAST SIDE MECH ROOM-BUILDING #3
4211 | EASTON E LOOP # RETIRE | 43219- | Not Required by DOW | 117498 | AMES | 2000SS | DC | 3.000 | 62585 | SW CORNER OF BUILDING #6 MECH ROOM
4211 | EASTON E LOOP # RETIRE | 43219- | Not Required by DOW | 1187370701 | AMES | 2000-DCA | DC | 6.000 | 62586 | 4222 EASTON LOOP BUILDING #9
4211 | EASTON E LOOP # RETIRE | 43219- | Not Required by DOW | 1196488 | WILKINS | 975XL | RP | 2.000 | 62587 | MECH ROOM NORTH SIDE - BUILDING #7
4211 | EASTON E LOOP # RETIRE | 43219- | Not Required by DOW | 1222090 | WILKINS | 975XL | RP | 2.000 | 62588 | MECH ROOM
4211 | EASTON E LOOP # RETIRE | 43219- | Not Required by DOW | 139151 | WATTS | 009QT | RP | 2.000 | 62590 | BACK STOCK ROOM
4211 | EASTON E LOOP # RETIRE | 43219- | Not Required by DOW | 159193 | WATTS | 909 | RP | 3.000 | 62598 | SPRINKLER ROOM BUILDING 2
4211 | EASTON E LOOP # RETIRE | 43219- | Not Required by DOW | 162740 | WATTS | 909 | RP | 3.000 | 62599 | NE SIDE OF BUILDING IN MECH ROOM IN 4200
4211 | EASTON E LOOP # RETIRE | 43219- | Not Required by DOW | 4415581 | WILKINS | 975XL | RP | 0.750 | 3626544 | Fountain boiler room
4211 | EASTON E LOOP # RETIRE | 43219- | Not Required by DOW | 4150054 | Wilkins | 975XL | RP | 2.000 | 3614928 | 4169 WORTH AVE, MECHANICAL ROOM
4211 | EASTON E LOOP # RETIRE | 43219- | Not Required by DOW | 44922 | WATTS | 919QT | RP | 0.750 | 3608150 | BUILDING 5
4211 | EASTON E LOOP # RETIRE | 43219- | Not Required by DOW | 169891 | WATTS | 009M2QT | RP | 2.000 | 62600 | FOUNTAIN CENTRAL PARK IN FRONT OF TIFFANY & CO
4211 | EASTON E LOOP # RETIRE | 43219- | Not Required by DOW | I8912 | CONBRACO | 40207A2 | RP | 1.500 | 62614 | WATER ROOM NORTH GARAGE
4211 | EASTON E LOOP # RETIRE | 43219- | Not Required by DOW | 1768443 | WILKINS | 950 | DC | 1.500 | 62601 | ENG. OFFICE FOR USE ON HYDRANTS
4211 | EASTON E LOOP # RETIRE | 43219- | Not Required by DOW | 33444 | WILKINS | 975 | RP | 3.000 | 62603 | FIRE ROOM-BUILDING 5
4211 | EASTON E LOOP # RETIRE | 43219- | Not Required by DOW | 104486 | AMES | 2000SS | DC | 4.000 | 62579 | WEST END OF SPACE #414 MECH ROOM #3
4211 | EASTON E LOOP # RETIRE | 43219- | Not Required by DOW | B33580 | WILKINS | 975 | RP | 4.000 | 62604 | FIRE ROOM BUILDING #4 WEST SIDE
4211 | EASTON E LOOP # RETIRE | 43219- | Not Required by DOW | 366371 | WATTS | 909M1QT | RP | 2.000 | 62605 | MECH ROOM-BUILDING 6
4071 | EASTON LOOP E | 43217 | Active | 195069 | WATTS | 909 | RP | 3.000 | 103730 | 1ST FL METER & SPRINKLER ROOM
4141 | EASTON LOOP E | 43219-6136 | Not Required by DOW | 1195329 | WILKINS | 975 | RP | 1.000 | 63025 | METER ROOM OFF OF LOADING DOCK
4141 | EASTON LOOP E | 43219-6136 | Active | 20018 | AMES | 2000B | DC | 0.750 | 63028 | MECH ROOM
4141 | EASTON LOOP E | 43219-6136 | Active | 1195962 | WILKINS | 975 | RP | 2.000 | 63026 | METER ROOM OFF OF LOADING DOCK
4141 | EASTON LOOP E | 43219-6136 | Active | 1196483 | WILKINS | 975 | RP | 2.000 | 63027 | METER ROOM OFF OF LOADING DOCK
4141 | EASTON LOOP E | 43219-6136 | Active | 1146110701 | AMES | 3000SS | DCDA | 8.000 | 63024 | MECH ROOM
3999 | EASTON LOOP W | 43219-6152 | Active | 0001201147 | FEBCO | 876V | DCDA | 6.000 | 95867 | PIT
3999 | EASTON LOOP W | 43219-6152 | Active | 345473 | WATTS | 909M1QT | RP | 2.000 | 62487 | BUILDING "A" MECHANICAL ROOM
3999 | EASTON LOOP W | 43219-6152 | Active | 159086 | WATTS | 909 | RP | 3.000 | 62486 | MECH ROOM 1ST FLOOR BLD B
3999 | EASTON LOOP W | 43219-6152 | Active | 001181123 | FEBCO | 876V | DCDA | 6.000 | 97840 | city pit
3999 | EASTON LOOP W | 43219-6152 | Active | 098671 | WATTS | LF009M2QT | RP | 1.000 | 3622519 | NORTH MAINT. OFFICE
3999 | EASTON LOOP W | 43219-6152 | Due Install |  |  |  | RP | 6.000 | 3636400 | NORTH MAINT. OFFICE
3999 | EASTON LOOP W | 43219-6152 | Active | 158522 | WATTS | 909 | RP | 3.000 | 62485 | BUILDING "A" MECHANICAL ROOM
3999 | EASTON LOOP W | 43219-6152 | Active | 140466 | WATTS | 009QT | RP | 2.000 | 62484 | GATEHOUSE MECHANICAL ROOM
3999 | EASTON LOOP W | 43219-6152 | Active | 101286 | AMES | 3000SS | DC | 4.000 | 62482 | NORTH MAINT. OFFICE
3950 | EASTON LOOP W RD | 43219- | Active | AC0837 | FEBCO | 765 | PVB | 1.500 | 62612 | BRIO-S RESTAURANT NEXT TO REST ROOMS
3950 | EASTON LOOP W RD | 43219- | Active | 130786 | WATTS | 709 | DC | 8.000 | 62334 | PUMP ROOM BLDG "A"--160 EASTON TOWN CTR
3950 | EASTON LOOP W RD | 43219- | Active | 182901 | WATTS | 909RPDA | RPDA | 3.000 | 92681 | RISER ROOM BLDG E
3950 | EASTON LOOP W RD | 43219- | Active | 120921 | WATTS | 009M2QT | RP | 2.000 | 93605 | BLDG F IN CLOSET
3950 | EASTON LOOP W RD | 43219- | Active | 156661 | WATTS | 909QTFDA | RP | 3.000 | 93606 | BLDG T BRIO
3950 | EASTON LOOP W RD | 43219- | Active | Z3942 | WATTS | 909M1QT | RP | 2.000 | 62335 | NEXT TO WTR HEATER IN STORAGE RM--3942 TOWNS FAIR WAY
3950 | EASTON LOOP W RD | 43219- | Active | 758285 | WILKINS | 975 | RP | 1.500 | 62610 | NE CORNER BEHIND BUILDING K
3950 | EASTON LOOP W RD | 43219- | Active | 1571130907 | AMES | 2000SS | DC | 6.000 | 96415 | BLDG E PUMP ROOM
3950 | EASTON LOOP W RD | 43219- | Active | 9909091312 | FEBCO | 870 | DC | 4.000 | 62333 | RISER ROOM (CHIPTLE MEXICAN GRILLE) 4034 TOWN FAIR WAY
3950 | EASTON LOOP W RD | 43219- | Active | 9812301459 | FEBCO | 876V | DCDA | 6.000 | 62332 | W REAR DOOR RISER ROOM--3945 MAXTON ST
3950 | EASTON LOOP W RD | 43219- | Active | 12034 | FEBCO | 805YB | DC | 0.750 | 62331 | W REAR DOOR RISER AREA-3945 MAXTON ST (SERIAL #A9320)
3950 | EASTON LOOP W RD | 43219- | Active | 758267 | WILKINS | 975 | RP | 1.500 | 62607 | SW GARAGE IN NW CORNER
3950 | EASTON LOOP W RD | 43219- | Active | 750883 | WILKINS | 975XLBMS | RP | 2.000 | 62330 | OCEAN CLUB HWH RM @ DEDUCT METER - 4002 EASTON LOOP WEST
3950 | EASTON LOOP W RD | 43219- | Active | W385879 | WILKINS | 975XL | RP | 0.500 | 101282 | POP MACHINE, MECH RM, AMC THEATER
3950 | EASTON LOOP W RD | 43219- | Active | 681122 | WILKINS | 975XL | RP | 0.750 | 62329 | OCEAN CLUB ICE MACHINE - 4002 EASTON LOOP WEST
3950 | EASTON LOOP W RD | 43219- | Active | 470761 | WATTS | 909HWQT | RP | 0.750 | 62326 | W CORRIDOR REAR AUNTIE ANN, BUCKLE CEILING, REAR, 135 EASTON TOWN AT LOADING
3950 | EASTON LOOP W RD | 43219- | Active | 40089 | WATTS | 007M1QT | DC | 0.750 | 62325 | RISER ROOM
3950 | EASTON LOOP W RD | 43219- | Active | 4472755 | WILKINS | 975XL2 | RP | 1.250 | 3626213 | WATER SOFTENER, ABOVE MOP SINK
3950 | EASTON LOOP W RD | 43219- | Active | 373557 | WATTS | 009QT | RP | 1.000 | 3622871 | AMC Beverage room
3950 | EASTON LOOP W RD | 43219- | Active | W385723 | WILKINS | 975XL | RP | 0.500 | 101283 | POP EQUIPMENT, MECH RM, AMC THEATER
3950 | EASTON LOOP W RD | 43219- | Active | 38886 | WATTS | 007QT | DC | 0.750 | 62324 | SPRINKLER RISER ROOM--4016 TOWNS FAIR WAY
3950 | EASTON LOOP W RD | 43219- | Active | ZZ3975TOWNSFAIR | CONBRACO |  | RP | 2.000 | 3619744 | CHEESECAKE FACTORY - REAR OF KITCHEN BY MOP SINK, 3975 TOWNSFAIR WAY
3950 | EASTON LOOP W RD | 43219- | Active | 3KN1029 | AMES | 2000SS | DC | 6.000 | 62322 | N. RISER RM 4016 TOWNS FAIR WAY
3950 | EASTON LOOP W RD | 43219- | Active | 3KN0968 | AMES | 3000SS | DCDA | 6.000 | 62321 | NE HALLWAY RISER ROOM-4005 TOWNS FAIR WAY (#3K0968)
3950 | EASTON LOOP W RD | 43219- | Active | W385881 | WILKINS | 975XL | RP | 0.500 | 101284 | POP MACHINE, MECH RM, AMC THEATER
3950 | EASTON LOOP W RD | 43219- | Active | 2C01017 | AMES | 2000SS | DC | 4.000 | 62320 | RISER ROOM -- 3993 EASTON STATION
3950 | EASTON LOOP W RD | 43219- | Active | 337351 | WATTS | 909M1QT | RP | 2.000 | 62323 | REAR OF BLDG WTR MTR RM-4040 TOWNSFAIR WAY
3950 | EASTON LOOP W RD | 43219- | Due Install |  |  |  | RP |  | 3646200
3950 | EASTON LOOP W RD | 43219- | Active | 250094 | WATTS | 709 | DC | 6.000 | 62319 | SW RISER ROOM-3965 TOWNS FAIR
3950 | EASTON LOOP W RD | 43219- | Active | W385875 | WILKINS | 975XL | RP | 0.500 | 101285 | POP EQUIPMENT, MECH RM, AMC THEATER
3950 | EASTON LOOP W RD | 43219- | Active | N1207190743 | FEBCO | 870V | DC | 4.000 | 102079 | SPRINKLER ROOM #109 - WORLD OF BEER
3950 | EASTON LOOP W RD | 43219- | Active | 4490849 | WILKINS | 975XL2 | RP | 1.250 | 3626214 | WATER SOFTENER, ABOVE MOP SINK
3950 | EASTON LOOP W RD | 43219- | Active | 4703817 | WILKINS | 975XL2 | RP | 2.000 | 3638691 | 3985 GRAMERCY (SHAKE SHACK)
3950 | EASTON LOOP W RD | 43219- | Active | 02615 | WATTS | 919 | RP | 0.500 | 103172 | BEHIND ICE MACHINE - 3970 EASTON STATION
3950 | EASTON LOOP W RD | 43219- | Active | 380306 | WATTS | 009QT | RP | 1.000 | 103206 | By Cook Line, 4040 EASTON STATION
3950 | EASTON LOOP W RD | 43219- | Active | 758282 | WILKINS | 975 | RP | 1.500 | 62609 | NE CORNER OF BARNES AND NOBLE
3950 | EASTON LOOP W RD | 43219- | Active | 758277 | Wilkins | 975 | RP | 1.500 | 62608 | NW CORNER OF PARKING LOT, LIFETIME FITNESS
3950 | EASTON LOOP W RD | 43219- | Active | 120100 | WATTS | 009QT | RP | 2.000 | 62307 | BACK OF BLDG @ WTR RM (4022 TOWNS FAIR WAY) in door numbered 4022
3950 | EASTON LOOP W RD | 43219- | Active | 120920 | WATTS | 009M2QT | RP | 2.000 | 62308 | BASEMENT PUMP ROOM-3993 EASTON STATION BESIDE BRIOS
3950 | EASTON LOOP W RD | 43219- | Active | 30209 | WATTS | 919QT | RP | 2.000 | 62310 | 4025 EASTON STATION IN BACK RM BACK WALL CEILING IN KITCHEN-POTBELLY
3950 | EASTON LOOP W RD | 43219- | Active | 141682 | WATTS | 009 | RP | 1.000 | 3633300 | 165 EASTON TOWN CENTER WATER FEATURE FOR MINI LAND
3950 | EASTON LOOP W RD | 43219- | Active | 093480 | WATTS | 009 | RP | 1.000 | 3633299 | 165 EASTON TOWN CENTER - MOVIE THEATER ISOLATION DEVICE
3950 | EASTON LOOP W RD | 43219- | Active | 12466 | WATTS | 007QT | DC | 0.500 | 62311 | FIRE PUMP ROOM BLDG "A"
3950 | EASTON LOOP W RD | 43219- | Active | 166019 | WATTS | 007M1QT | DC | 1.000 | 62318 | FOUNTAIN PUMP ROOM--160 EASTON TOWN CTR
3950 | EASTON LOOP W RD | 43219- | Active | 156240 | WATTS | 909 | RP | 3.000 | 62317 | MECH ROOM
3950 | EASTON LOOP W RD | 43219- | Active | B22990 | WILKINS | 975 | RP | 4.000 | 62312 | PUMP ROOM BLDG "A"--160 EASTON TOWN CTR
3950 | EASTON LOOP W RD | 43219- | Active | 155036 | WATTS | 909 | RP | 3.000 | 62314 | 1ST FLOOR MECH ROOM
3950 | EASTON LOOP W RD | 43219- | Active | 155891 | WATTS | 909 | RP | 3.000 | 62315 | REAR OF BUILDING- 3569 TOWNSFAIR WAY
3950 | EASTON LOOP W RD | 43219- | Active | 155969 | WATTS | 909 | RP | 3.000 | 62316 | MECH ROOM
1 | EASTON OVAL | 43219-6061 | Active | 3LN0576 | AMES | 3000DCDA | DCDA | 6.000 | 53433 | PUMP ROOM
1 | EASTON OVAL | 43219-6061 | Active | 571144 | WILKINS | 975 | RP | 1.500 | 53434 | METER ROOM
1 | EASTON OVAL | 43219-6061 | Not Required by DOW | 32351 | WATTS | 009M2QT | RP | 1.500 | 53431 | 1ST FLOOR MECHANICAL ROOM
1 | EASTON OVAL | 43219-6061 | Not Required by DOW | 3826615 | WILKINS | 975XL | RP | 1.250 | 3615241 | PENTHOUSE
1 | EASTON OVAL | 43219-6061 | Active | 39816 | WATTS | 007QT | DC | 0.750 | 53432 | NORTH END MECHANICAL ROOM (PUMP ROOM)
1 | EASTON OVAL | 43219-6061 | Not Required by DOW | 584951 | WILKINS | 975 | RP | 1.250 | 53435 | PENTHOUSE MECH. ROOM -- MAKE-UP WATER TO HVAC SYSTEM
1 | EASTON OVAL | 43219-6061 | Not Required by DOW | 11893 | WATTS | 909QT | RP | 1.000 | 95117 | ABOVE CEILING 2ND FLOOR
1 | EASTON OVAL | 43219-6061 | Active | 585857 | WILKINS | 975 | RP | 1.500 | 53436 | 1ST FLOOR MECHANICAL ROOM
2 | EASTON OVAL | 43219-6036 | LPS - Active |  |  |  | LPC |  | 3635681 | PUMP ROOM
2 | EASTON OVAL | 43219-6036 | Not Required by DOW | 353069 | WILKINS | 975 | RP | 1.000 | 56905 | IN BOILER ROOM PARKING GARAGE (3600)
2 | EASTON OVAL | 43219-6036 | Active | 61013 | WATTS | 007M2QT | DC | 0.750 | 56906 | MECHANICAL METER ROOM PARKING GARAGE, PUMP ROOM
2 | EASTON OVAL | 43219-6036 | Active | 1051660315 | WATTS | 994 | RP | 3.000 | 56907 | PUMP ROOM GARAGE
2 | EASTON OVAL | 43219-6036 | Active | 3BL0730 | AMES | 3000SS | DCDA | 6.000 | 56909 | PUMP ROOM
2 | EASTON OVAL | 43219-6036 | Not Required by DOW | B14914 | WILKINS | 975 | RP | 3.000 | 56908 | PUMP ROOM *****PREFIX SERIAL # WITH B******
3 | EASTON OVAL | 43219-6030 | Active | 14912 | WILKINS | 975 | RP | 3.000 | 59675 | FIRE PUMP ROOM IN BASEMENT
3 | EASTON OVAL | 43219-6030 | Active | SBL0740 | AMES | 3000SS | DCDA | 6.000 | 59678 | PUMP ROOM
3 | EASTON OVAL | 43219-6030 | Active | 353053 | WILKINS | 975 | RP | 1.000 | 59676 | MECH. RM BASEMENT (BOILER ROOM) -- 3600
3 | EASTON OVAL | 43219-6030 | Active | 61032 | WATTS | 007QT | DC | 0.750 | 59677 | FIRE PUMP ROOM -- (3600)
4 | EASTON OVAL | 43219-6010 | Active | 56360 | AMES | 2000B | DC | 0.750 | 96328 | GARAGE EAST SIDE PUMP ROOM
4 | EASTON OVAL | 43219-6010 | Active | 1603220907 | AMES | 3000SS | DCDA | 8.000 | 96312 | EAST SIDE FIRE PUMP ROOM
4 | EASTON OVAL | 43219-6010 | Active | HL2884 | WATTS | 957-GV | RP | 4.000 | 96262 | MECH ROOM/LOWER LEVEL
4 | EASTON OVAL | 43219-6010 | LPS - Active | [5 empty] | 3632637
4 | EASTON OVAL | 43219-6010 | Not Required by DOW | 3182153 | WILKINS | 975XL | RP | 1.500 | 100138 | 2ND FLOOR
4 | EASTON OVAL | 43219-6010 | Not Required by DOW | 06756 | WATTS | 919ZQT | RP | 1.500 | 96329 | MECH ROOM/LOWER LEVEL
7 | EASTON OVAL | 43219-6010 | Active | 8677 | WATTS | 009 | RP | 3.000 | 71114 | FIRE PUMP ROOM
7 | EASTON OVAL | 43219-6010 | Active | 8688 | WATTS | 909 | RP | 3.000 | 71115 | ROOM 179 WATER SERVICE PUMP ROOM
7 | EASTON OVAL | 43219-6010 | Not Required by DOW | 627517 | WILKINS | 975 | RP | 2.000 | 71113 | FIRE PUMP ROOM
7 | EASTON OVAL | 43219-6010 | Not Required by DOW | 8689 | WATTS | 009 | RP | 3.000 | 71116 | 162 CENTER TOWER EAST
7 | EASTON OVAL | 43219-6010 | Not Required by DOW | 8690 | WATTS | 009 | RP | 3.000 | 71117 | 123 CENTER TOWER WEST
7 | EASTON OVAL | 43219-6010 | Active | N1811090910 | FEBCO | 876V | DC | 8.000 | 71118 | MECHANICAL ROOM 1ST FLOOR
7 | EASTON OVAL | 43219-6010 | Active | L46540 | WILKINS | 375 | RP | 2.500 | 96607 | STORAGE ROOM
7 | EASTON OVAL | 43219-6010 | LPS - Active | [5 empty] | 3633676
7 | EASTON OVAL | 43219-6010 | LPS - Active | [5 empty] | 3635479
9 | EASTON OVAL | 43219- | Active | G00611 | WILKINS | 375AR | RP | 3.000 | 62613 | EASTON OVAL 9 OUT BLDG
2900 | EASTON SQUARE PL | 43219 | Active | 74847 | AMES | 2000B | DC | 0.750 | 3619906 | MECHANICAL ROOM EAST OUTSIDE DOOR
2900 | EASTON SQUARE PL | 43219 | Active | 188533 | AMES | 3000SS | DCDA | 8.000 | 3619905 | MECHANICAL ROOM EAST OUTSIDE DOOR
2900 | EASTON SQUARE PL | 43219 | Active | QA-2140 | WATTS | 957 | RP | 4.000 | 3619894 | East Mechanical Room
2900 | EASTON SQUARE PL | 43219 | Not required by DOW | 20703 | WATTS | 919QT | RP | 1.500 | 3619893 | East Mechanical Room
2900 | EASTON SQUARE PL | 43219 | Not required by DOW | 075298 | WATTS | LF009M2QT | RP | 1.000 | 3619892 | Digester Room
2900 | EASTON SQUARE PL | 43219 | Not required by DOW | 028384 | WATTS | LF909QT | RP | 0.750 | 3639489 | DIGEST ROOM
2921 | EASTON SQUARE PL | 43219 | Not Required by DOW | 005647 | WATTS | LF909 | RP | 3.000 | 3623089 | 3075 LOYALTY CIRCLE, WATER METER RM 1ST FL N
2921 | EASTON SQUARE PL | 43219 | Not Required by DOW | 08658 | WATTS | LF719QT | DC | 0.500 | 3623090 | 1ST FL, 12' IN THE AIR, ABOVE CEILING UPS RM
2921 | EASTON SQUARE PL | 43219 | Not Required by DOW | 08659 | WATTS | LF719QT | DC | 0.500 | 3623091 | 1ST FL, 12' IN THE AIR, ABOVE CEILING UPS RM
2921 | EASTON SQUARE PL | 43219 | Active | 190120 | AMES | 3000SS | DCDA | 8.000 | 3636422 | IN MECH ROOM N SIDE OF BUILDING
2921 | EASTON SQUARE PL | 43219 | Active | 77398 | AMES | 2000B | DC | 0.750 | 3638166 | IN MECH ROOM N SIDE OF BUILDING
2921 | EASTON SQUARE PL | 43219 | Active | QJ-0526 | WATTS | 957 | RP | 4.000 | 3623087 | 1ST FL N PUMP RM
2921 | EASTON SQUARE PL | 43219 | Not Required by DOW | 043188 | WATTS | LF009M2QT | RP | 1.500 | 3623088 | 3075 LOYALTY CIRCLE, WATER METER RM 1ST FL N
3085 | EASTON SQUARE PL | 43219 | Not Required by DOW | 03438 | WATTS | LF009M2QT | RP | 1.500 | 3616692 | PUMP ROOM
3085 | EASTON SQUARE PL | 43219 | Active | 73615 | AMES | 2000B | DC | 0.750 | 3645997 | IN PIT RIGHT OF DRIVE
3085 | EASTON SQUARE PL | 43219 | LPS - Active |  |  |  | LPC |  | 3636420 | PUMP ROOM DOMESTIC PUMP
3085 | EASTON SQUARE PL | 43219 | Active | 1290280415 | AMES | 4000 | RP | 3.000 | 3638213 | IN HOT BOX RIGHT OF DRIVE
3085 | EASTON SQUARE PL | 43219 | Active | 1851141214 | AMES | 3000SS | DCDA | 8.000 | 3645996 | IN PIT RIGHT OF DRIVE BY HOT BOX
3095 | EASTON SQUARE PL | 43219 | Active | 184602 | AMES | 3000SS | DCDA | 8.000 | 3621455 | PUMP ROOM
3095 | EASTON SQUARE PL | 43219 | LPS - Active |  |  |  | VSS |  | 3636427 | DOMESTIC BOOSTER PUMP - PUMP ROOM
3095 | EASTON SQUARE PL | 43219 | LPS - Active |  |  |  | LPC |  | 3638250 | FIRE BOOSTER PUMP - PUMP ROOM
3095 | EASTON SQUARE PL | 43219 | Active | NH-1528 | WATTS | 957 | RP | 4.000 | 3621453 | PUMP ROOM
3095 | EASTON SQUARE PL | 43219 | Not Required by DOW | 04859 | WATTS | LF007QT | DC | 0.500 | 3615143 | CRAC, CEILING-1ST FL COMPUTER RM
3095 | EASTON SQUARE PL | 43219 | Not Required by DOW | 029499 | WATTS | LF009M2QT | RP | 1.500 | 3621456 | PUMP ROOM
3095 | EASTON SQUARE PL | 43219 | Active | 73508 | AMES | 2000B | DC | 0.750 | 3621454 | PUMP ROOM
3095 | EASTON SQUARE PL | 43219 | Not Required by DOW | 15115 | WATTS | LF007QT | DC | 0.500 | 3621273 | CRAC, 1ST FL COMPUTER RM ABOVE CEILING
3100 | EASTON SQUARE PL | 43219-6232 | LPS - Active |  |  |  | LPC |  | 3639529 | DOMESTIC BOOSTER PUMP
3100 | EASTON SQUARE PL | 43219-6232 | Active | A17557 | WATTS | 009M2PCQT | RP | 2.000 | 92478 | NE CORNER OF MECH ROOM
3100 | EASTON SQUARE PL | 43219-6232 | Active | A16730 | WATTS | 009M2PCQT | RP | 2.000 | 92512 | NE CORNER OF MECH ROOM
3100 | EASTON SQUARE PL | 43219-6232 | Active | 12294 | WATTS | 909HWQT | RP | 1.000 | 92516 | MECH ROOM 118E END
3100 | EASTON SQUARE PL | 43219-6232 | Active | A09639 | WATTS | 009M2PCQT | RP | 1.500 | 92515 | E WALL OF MECH ROOM
3100 | EASTON SQUARE PL | 43219-6232 | Active | 151264 | AMES | 3000SS | DCDA | 6.000 | 92513 | MECH ROOM E OUTSIDE DOOR
3100 | EASTON SQUARE PL | 43219-6232 | Active | 05966 | WATTS | 007M1PCQT | DC | 0.750 | 92514 | FIRE SPRINKLER SYSTEM
4099 | EASTON W LOOP | 43219-6087 | Active | 66472 | WATTS | 007M1QT | DC | 0.750 | 88087 | MECH RM OFF BREAK RM
4099 | EASTON W LOOP | 43219-6087 | Active | 1425701005 | AMES | 3000SS | DCDA | 6.000 | 88086 | MECH RM OFF OF BREAK RM
4099 | EASTON W LOOP | 43219-6087 | Active | W236295 | WILKINS | 975XL | RP | 2.000 | 88085 | MECH RM off break room
4099 | EASTON W LOOP | 43219-6087 | Not Required by DOW | W208398 | WILKINS | 975XL | RP | 1.500 | 87946 | MECH ROOM off break room
4233 | EASTON W LOOP | 43219- | Active | 18662 | WATTS | 909 | RP | 4.000 | 63359 | SETON & EASTON LOOP WEST
4036 | EASTON W LOOP UNIT A | 43219- | Active | 620860 | WILKINS | 975 | RP | 1.250 | 62327 | WATER METER RM WEST GARAGE
4036 | EASTON W LOOP UNIT B | 43219 | Not Required by DOW | 154434 | WATTS | 009QT | RP | 2.000 | 62592 | NORTH PARKING AREA ....EASTON
4036 | EASTON W LOOP UNIT B | 43219 | Not Required by DOW | 154500 | WATTS | 009QT | RP | 2.000 | 62593 | EASTON LOOP...WEST PARKING LOT OF MONGOLIAN BBQ
4036 | EASTON W LOOP UNIT B | 43219 | Not Required by DOW | 154506 | WATTS | 009QT | RP | 2.000 | 62594 | NORTH WEST SIDE OF NORDSTROM PARKING LOT
4036 | EASTON W LOOP UNIT B | 43219 | Not Required by DOW | 220624 | WATTS | LF009M2QT | RP | 2.000 | 62596 | EASTON LOOP .... NE PARKING CORNER OF NORDSTROM
4036 | EASTON W LOOP UNIT B | 43219 | Not Required by DOW | 154772 | WATTS | 009QT | RP | 2.000 | 62597 | EASTON LOOP....FOUNTAIN AREA IN FRONT OF TIFFANY & CO
4036 | EASTON W LOOP UNIT B | 43219 | Active | 16737 | WILKINS | 375 | RP | 8.000 | 3354031 | METER RM WEST GARAGE BASEMENT IN DOUBLE DOORS
4036 | EASTON W LOOP UNIT B | 43219 | Active | 16045 | WILKINS | 375 | RP | 8.000 | 3636636 | METER RM WEST GARAGE BASEMENT IN DOUBLE DOORS
4036 | EASTON W LOOP UNIT B | 43219 | Not Required by DOW | MH-2102 | WATTS | 757 | DC | 3.000 | 3649127 | NEXT TO SUB METER IN COOPER'S HAWK WINERY 4230 THE STRAND
4036 | EASTON W LOOP UNIT B | 43219 | Not Required by DOW | 151397 | WATTS | 009M1PCQT | RP | 2.000 | 62591 | EASTON LOOP ....EAST PARKING
3434 | EASTON WAY | 43219- | Active | 2417054 | WILKINS | 950XL | DC | 0.750 | 89491 | NE CORNER PARTS DEPT
3434 | EASTON WAY | 43219- | Active | V09832 | WILKINS | 350ADA | DC | 4.000 | 89490 | NE CORNER PARTS DEPT
3434 | EASTON WAY | 43219- | Active | ACJ8763 | WILKINS | 975XL | RP | 1.500 | 3654606 | CARWASH MECHANICAL ROOM
3434 | EASTON WAY | 43219- | Active | 06637 | WATTS | 919QT | RP | 2.000 | 90639 | NEXT TO WATER METER
3450 | EASTON WAY | 43219 | Active | 058586 | WATTS | LF009M2QT | RP | 1.500 | 3633190
3919 | EASTON WAY | 43219-6086 | Active | 00810 | AMES | 4000B | RP | 2.000 | 62213 | Building 2 Riser room #4
3919 | EASTON WAY | 43219-6086 | Active | 16236 | AMES | 4000B | RP | 2.000 | 62214 | Building 2 Riser room #5 beside mail boxes
3919 | EASTON WAY | 43219-6086 | Due Install |  |  |  | RP | 6.000 | 3651317 | bldg 2 sprinkler rm archway beside mail boxes
3919 | EASTON WAY | 43219-6086 | Active | 01457 | AMES | 4000B | RP | 2.000 | 62209 | Building 2 Riser room #2
3919 | EASTON WAY | 43219-6086 | Active | 356897 | WATTS | 909M1QT | RP | 2.000 | 62212 | Building 2 Riser room #6
3919 | EASTON WAY | 43219-6086 | Active | 01484 | AMES | 4000B | RP | 2.000 | 62211 | Building 2 Riser room #3
4071 | EASTON WAY | 43219-6087 | Not Required by DOW | A259663 | FEBCO | 825Y | RP | 2.000 | 3650616 | 4071 EASTON WAY
4071 | EASTON WAY | 43219-6087 | Due Install |  |  |  | RP | 6.000 | 3653728 | 4071 EASTON WAY
4071 | EASTON WAY | 43219-6087 | Active | 101459 | AMES | 4000B | RP | 2.000 | 62816 | Building 5 Riser room #4
4071 | EASTON WAY | 43219-6087 | Not Required by DOW | A259663 | FEBCO | 825Y | RP | 2.000 | 3650568 | 4071 EASTON WAY
4071 | EASTON WAY | 43219-6087 | Not Required by DOW | 1002114 | WILKINS | 875XL | RP | 2.000 | 3650567 | 4071 EASTON WAY RISER DOOR 3
4071 | EASTON WAY | 43219-6087 | Not Required by DOW | A264482 | FEBCO | 825Y | RP | 2.000 | 3650566 | 4071 EASTON WAY
4071 | EASTON WAY | 43219-6087 | Active | 02799 | AMES | 4000B | RP | 2.000 | 87860 | Building 6 Riser room #1
4071 | EASTON WAY | 43219-6087 | Active | 152155 | WATTS | 009M2QT | RP | 2.000 | 62817 | Building 5 Riser room #1
4071 | EASTON WAY | 43219-6087 | Active | 02796 | AMES | 4000B | RP | 2.000 | 87861 | Building 6 Riser room #2
4071 | EASTON WAY | 43219-6087 | Active | 2D00387 | AMES | 2000SS | DC | 4.000 | 62818 | Building 5 office dog grooming closet
4071 | EASTON WAY | 43219-6087 | Active | 14015 | AMES | 4000B | RP | 2.000 | 62819 | Building 5 Riser room #2
4071 | EASTON WAY | 43219-6087 | Active | 357505 | WATTS | 909M1QT | RP | 2.000 | 62820 | Building 5 Riser room #3
4071 | EASTON WAY | 43219-6087 | Active | 02919 | AMES | 4000B | RP | 2.000 | 87855 | Building 1 Riser room #3
4071 | EASTON WAY | 43219-6087 | Active | 03220 | AMES | 4000B | RP | 2.000 | 87856 | Building 1 Riser room #2
4071 | EASTON WAY | 43219-6087 | Active | 03176 | AMES | 4000B | RP | 2.000 | 87857 | Building 1 Riser room #2
4071 | EASTON WAY | 43219-6087 | Active | 2HN0609 | AMES | 2000SS | DC | 4.000 | 87858 | Building 2 Riser room #1
4249 | EASTON WAY | 43219-6170 | Active | 213016 | WATTS | 009M2QT | RP | 1.000 | 63409 | PUMP RM
4249 | EASTON WAY | 43219-6170 | Active | 205141 | WATTS | 009M2QT | RP | 2.000 | 63408 | 1ST FLOOR METER ROOM
4249 | EASTON WAY | 43219-6170 | Active | 205139 | WATTS | 009M2QT | RP | 2.000 | 63407 | 1ST FLOOR METER ROOM
4249 | EASTON WAY | 43219-6170 | Active | 1253251202 | AMES | 3000SS | DCDA | 6.000 | 63406 | FIRE PUMP RM
4249 | EASTON WAY | 43219-6170 | Active | 55870 | WATTS | 007M1 | DC | 0.750 | 63411 | PUMP ROOM
4249 | EASTON WAY | 43219-6170 | Active | 28910 | WATTS | 009M2QT | RP | 1.250 | 63410 | PENTHOUSE MECHANICAL ROOM
4349 | EASTON WAY | 43219-6114 | Active | N02784 | WILKINS | 350 | DC | 6.000 | 63770 | PUMP ROOM
4349 | EASTON WAY | 43219-6114 | Not Required by DOW | W416917 | WILKINS | 975XL2 | RP | 0.500 | 3622786 | ROOM 311 BEHIND ICE MACHINE
4349 | EASTON WAY | 43219-6114 | Active | 1176112 | WILKINS | 950 | DC | 0.750 | 63766 | PUMP ROOM EAST SIDE
4349 | EASTON WAY | 43219-6114 | Not Required by DOW | 143023 | WATTS | 009QT | RP | 1.000 | 63767 | PENTHOUSE MECHANICAL ROOM
4349 | EASTON WAY | 43219-6114 | Active | 66332 | WATTS | 009M2QT | RP | 1.500 | 63768 | 1ST FLOOR METER ROOM
4349 | EASTON WAY | 43219-6114 | Active | 66340 | WATTS | 009M2QT | RP | 1.500 | 63769 | 1ST FLOOR METER ROOM
4449 | EASTON WAY | 43219-6093 | Active | 105901 | AMES | 3000CIV | DCDA | 6.000 | 64038 | METER ROOM
4449 | EASTON WAY | 43219-6093 | LPS - Due Install | [5 empty] | 3630324 | FIRE PUMP ROOM
4449 | EASTON WAY | 43219-6093 | Active | 33695 | WATTS | 007M1QT | DC | 0.750 | 64040 | MECH ROOM
4449 | EASTON WAY | 43219-6093 | Active | 949135 | WILKINS | 975A | RP | 1.500 | 64041 | 1ST FLOOR MECH ROOM
4449 | EASTON WAY | 43219-6093 | Not Required by DOW | 16503 | WATTS | 919QT | RP | 1.500 | 3604159 | FIRE PUMP ROOM
4449 | EASTON WAY | 43219-6093 | Not Required by DOW | OC328 | CONBRACO | 40207A2 | RP | 1.500 | 64037 | PENTHOUSE
4449 | EASTON WAY | 43219-6093 | Active | 949136 | WILKINS | 975A | RP | 1.500 | 64042 | 1SR FLOOR WATER METER ROOM
4449 | EASTON WAY | 43219-6093 | Not Required by DOW | 05285 | WATTS | 919 | RP | 0.500 | 64043 | 3RD FLOOR BREAK ROOM
4449 | EASTON WAY | 43219-6093 | Not Required by DOW | 16503 | WATTS | 919QT | RP | 1.500 | 64039 | 1ST FL. MECH ROOM
1454 | EASTWOOD AVE | 43203-1940 | Due Install |  |  |  | DCDA | 4.000 | 3412250
1370 | EBER LEA VISTA | 43123-8136 | Active | F031357 | WILKINS | 720A | PVB | 0.750 | 97799 | right side
1415 | EBER LEA VISTA | 43123-7900 | Active | T295065 | WILKINS | 720A | PVB | 0.750 | 95741 | RIGHT SIDE
1423 | EBER LEA VISTA | 43123-7900 | Active | 17447 | WATTS | 919AQT | RP | 0.750 | 95736 | BASEMENT / NEAR WATER METER
1463 | EBER LEA VISTA | 43123-7900 | Active | T447629 | WILKINS | 720 | PVB | 1.000 | 3647049 | RIGHT SIDE
1531 | EBER LEA VISTA | 43123- | Active | 634251 | WATTS | 800QT | PVB | 1.000 | 95605 | FRONT OF HOUSE
1533 | EBER LEA VISTA | 43123- | Active | 608752 | WATTS | 909QT | RP | 1.000 | 91084 | BASEMENT UTILITY ROOM
1349 | EBER-LEA VISTA | 43123-8136 | Active | G216316 | WILKINS | 720A | PVB | 0.750 | 95694 | RIGHT SIDE
4935 | EBRIGHT RD | 43110- | Active | 179205 | WATTS | 909QTFDA | RP | 3.000 | 92479 | 4255 COBBLETON GROVE CIR, N CORNER IN ROOM
4935 | EBRIGHT RD | 43110- | Active | 67453 | WATTS | 007M1PCQT | DC | 0.750 | 92518 | 4255 COBBLETON GROVE CIR, NE CORNER MECH ROOM
4935 | EBRIGHT RD | 43110- | Active | 1088041105 | WATTS | 774 | DCDA | 6.000 | 92517 | 4255 COBBLETON GROVE CIR, NE CORNER MECH ROOM
3940 | EBRINGTON RD | 43054 | Active | T294398 | WILKINS | 720A | PVB | 0.750 | 3626337 | RIGHT SIDE OF HOUSE
3950 | EBRINGTON RD | 43054 | Active | T272864 | WILKINS | 720A | PVB | 0.750 | 3622641 | FRONT OF HOUSE RIGHT OF FRONT DOOR
3970 | EBRINGTON RD | 43054 | Active | T404608 | WILKINS | 720A | PVB | 0.750 | 3650079 | BACK RIGHT
3985 | EBRINGTON RD | 43054 | Active | 412943 | WILKINS | 420 | PVB | 1.000 | 3648377 | RIGHT SIDE CENTER BY AIR CONDITIONER
3985 | EBRINGTON RD | 43054 | Active | 71966 | WATTS | 919AQT | RP | 1.000 | 3646271 | IN BASEMENT AT WATER METER
3149 | ECHO PARK DR | 43026-5022 | Active | G246880 | WILKINS | 720A | PVB | 0.750 | 3611350 | RIGHT SIDE OF HOUSE
3157 | ECHO PARK DR | 43026-5022 | Active | G241105 | WILKINS | 720A | PVB | 0.750 | 3598115 | LEFT FRONT CORNER
3165 | ECHO PARK DR | 43026-5022 | Active | T197948 | WILKINS | 720A | PVB | 0.750 | 95606 | LEFT SIDE
3173 | ECHO PARK DR | 43026-5022 | Active | 292731 | WATTS | 800M4QT | PVB | 0.750 | 95559 | LEFT SIDE BACK
3174 | ECHO PARK DR | 43026-5024 | Active | T361595 | WILKINS | 720A | PVB | 0.750 | 92770 | LEFT SIDE OF HOUSE
3238 | ECHO PARK DR | 43026-5025 | Active | CB443288 | WILKINS | 720 | PVB | 0.750 | 3591051
3245 | ECHO PARK DR | 43026-7181 | Active | A006029 | WILKINS | 720A | PVB | 0.750 | 60276 | LEFT SIDE OF HOUSE
3246 | ECHO PARK DR | 43026-5025 | Active | 902991 | WILKINS | 720A | PVB | 0.750 | 88930 | RIGHT SIDE OF HOUSE
3254 | ECHO PARK DR | 43026-5025 | Active | H323151 | FEBCO | 765 | PVB | 0.750 | 88929 | RIGHT SIDE
3261 | ECHO PARK DR | 43026-7181 | Active | A008576 | WILKINS | 720A | PVB | 0.750 | 60332 | REAR OF HOUSE
3262 | ECHO PARK DR | 43026-5025 | Active | T304654 | WILKINS | 720A | PVB | 0.750 | 60334 | LT SIDE
5514 | ECHO RD | 43230-1105 | Active | H025955 | FEBCO | 765 | PVB | 1.000 | 90209 | LEFT SIDE FRONT
5528 | ECHO RD | 43230-1105 | Active | 279354 | WILKINS | 720A | PVB | 0.750 | 67181 | LEFT SIDE OF HOUSE
5555 | ECHO RD | 43230-1104 | Active | DA2878 | FEBCO | 765 | PVB | 1.000 | 67255 | SOUTH SIDE
5612 | ECHO RD | 43230-1107 | Active | T272722 | WILKINS | 720 | PVB | 0.750 | 3597811 | RIGHT SIDE
5641 | ECHO RD | 43230-1175 | Active | 108745 | WATTS | 800M4QT | PVB | 0.750 | 87744 | UNDER FRONT WINDOW LEFT SIDE
5665 | EDEN BRIDGE DR | 43016 | Active | CB544496 | WILKINS | 720A | PVB | 0.750 | 3618371 | LEFT SIDE OF HOUSE
5673 | EDEN BRIDGE DR | 43016 | Active | CB153002 | WILKINS | 720A | PVB | 0.750 | 3608169 | RIGHT SIDE OF HOUSE
5681 | EDEN BRIDGE DR | 43016 | Active | CB636495 | WILKINS | 720A | PVB | 0.750 | 3619988 | RIGHT CENTER
5689 | EDEN BRIDGE DR | 43016 | Active | CB636522 | WILKINS | 720A | PVB | 0.750 | 3613374 | RIGHT FRONT
5692 | EDEN BRIDGE DR | 43016 | Active | T409618 | WILKINS | 720A | PVB | 0.750 | 3619957 | LEFT SIDE OF HOUSE
5697 | EDEN BRIDGE DR | 43016 | Active | CB653256 | WILKINS | 720A | PVB | 0.750 | 3624363 | RIGHT SIDE
5734 | EDEN BRIDGE DR | 43016 | Active | T258078 | WILKINS | 720A | PVB | 0.750 | 3618419 | RIGHT FRONT
5066 | EDERTON PL | 43054-9323 | Active | G181881 | WILKINS | 720A | PVB | 0.750 | 99788 | RIGHT SIDE
5067 | EDERTON PL | 43054-9460 | Active | 185351 | WILKINS | 720A | PVB | 0.750 | 88674 | LEFT SIDE OF HOUSE
555 | EDGAR WALDO WAY | 43215 | Not Required by DOW | 129522 | WATTS | LF007M3QT | DC | 0.750 | 3640798 | DATA ROOM CLOSET 2ND FLOOR
555 | EDGAR WALDO WAY | 43215 | Active | 1951181018 | AMES | 3000SS | DCDA | 6.000 | 3640859
555 | EDGAR WALDO WAY | 43215 | Not Required by DOW | 4789535 | WILKINS | 975XL2 | RP | 1.250 | 3640796 | METER ROOM 1ST FLOOR
555 | EDGAR WALDO WAY | 43215 | Not Required by DOW | 174879 | WATTS | LF009M2QT | RP | 1.000 | 3640797 | 4TH FLOOR JANITORS CLOSET ABOVE MOP SINK
555 | EDGAR WALDO WAY | 43215 | Active | 19637 | WILKINS | 375AST | RP | 3.000 | 3640767 | METER ROOM 1ST FLOOR
555 | EDGAR WALDO WAY | 43215 | Active | 28030 | WATTS | 007M1QT | DC | 0.750 | 3640860
4341 | EDGARTON DR | 43123-8207 | Active | CB084268 | WILKINS | 720A | PVB | 0.750 | 3594619 | LEFT SIDE
4814 | EDGARTON DR | 43123 | Active | SK0312 | WATTS | 957 | RP | 3.000 | 3632945 | HOT BOX
4814 | EDGARTON DR | 43123 | Active | SC2371 | AMES | COLT 300 | DCDA | 8.000 | 3632946 | METER PIT
4814 | EDGARTON DR | 43123 | Active | 51350 | AMES | 2000BM3 | DC | 0.750 | 3632947 | METER PIT SERVICES CONDOS AT WOODSIDE
4849 | EDGARTON DR | 43123-8293 | Active | G208462 | WILKINS | 720A | PVB | 0.750 | 93275 | LEFT SIDE
4615 | EDGCOTE CT | 43054-9654 | Active | CB179908 | WILKINS | 720A | PVB | 1.000 | 64576 | USE 6/3/15 CAG. FRONT RIGHT CORNER OF HOUSE
4621 | EDGCOTE CT | 43054-9654 | Active | EC8654 | FEBCO | 765 | PVB | 1.000 | 64596 | FRONT, LEFT OF DOOR
4635 | EDGCOTE CT | 43054-9654 | Active | 408929 | WILKINS | 720A | PVB | 1.500 | 98653 | LEFT FRONT CORNER OF HOUSE
4635 | EDGCOTE CT | 43054-9654 | Active | A120125 | WILKINS | 375XL | RP | 1.000 | 64646 | SOUTHWEST CORNER OF PROPERTY IN TALL GRASS
4834 | EDGE GROVE DR | 43125-9252 | Active | AAL466 | WILKINS | 710 | PVB | 0.750 | 91152 | LEFT SIDE
407 | EDGE OF RIVER AVE | 43215 | Active | J035408 | FEBCO | 825Y | RP | 1.500 | 3652750
1 | EDGE OF WOODS | 43054-7600 | Active | 444311 | CONBRACO | SVB | PVB | 0.500 | 53437 | RIGHT REAR OF HOUSE
2 | EDGE OF WOODS | 43054-7600 | Active | DD0611 | FEBCO | 765 | PVB | 1.000 | 56910 | LEFT SIDE
3 | EDGE OF WOODS | 43054-7600 | Active | T144749 | WILKINS | 720 | PVB | 0.750 | 3351176 | LEFT SIDE OF HOUSE
4 | EDGE OF WOODS | 43054-7600 | Active | AC4688 | FEBCO | 765 | PVB | 0.750 | 62491 | FRT DOOR
6 | EDGE OF WOODS | 43054-7600 | Active | AC7251 | FEBCO | 765 | PVB | 0.750 | 68503 | RIGHT OF FRONT DOOR
7 | EDGE OF WOODS | 43054-7600 | Active | Cb602901 | WILKINS | 720A | PVB | 0.750 | 71119 | SOUTH CORNER OF RESIDENCE
9 | EDGE OF WOODS | 43054-7600 | Active | T183031 | WILKINS | 720A | PVB | 0.750 | 3609774 | LEFT SIDE
11 | EDGE OF WOODS | 43054-7600 | Active | A19281 | FEBCO | 765 | PVB | 1.000 | 53855 | SOUTH FRONT CORNER OF RESIDENCE
12 | EDGE OF WOODS | 43054-7600 | Active | AF7684 | FEBCO | 765 | PVB | 0.750 | 54228 | EAST SIDE OF HOUSE IN REAR
13 | EDGE OF WOODS | 43054-7600 | Active | AF7784 | FEBCO | 765 | PVB | 0.750 | 54560 | SE SIDE
14 | EDGE OF WOODS | 43054-7600 | Active | AC4406 | FEBCO | 765 | PVB | 0.750 | 54892 | LEFT SIDE OF HOME
16 | EDGE OF WOODS | 43054- | Active | DA2594 | FEBCO | 765 | PVB | 1.000 | 55511 | CENTER OF COURTYARD
3085 | EDGEFIELD RD | 43221-2352 | Active | 367520 | WILKINS | 720A | PVB | 1.000 | 59928 | RIGHT SIDE OF HOUSE
4120 | EDGEHILL DR | 43220-4511 | Active | 405069 | RAINBIRD | 100 | RP | 0.750 | 62969 | IN BASEMENT AT WATER METER
4153 | EDGEHILL DR | 43220-4510 | Active | 20400 | WATTS | 919AQT | RP | 0.750 | 96422 | BASEMENT NEXT TO METER
4195 | EDGEHILL DR | 43220-4510 | Active | T471253 | WILKINS | 720A | PVB | 1.000 | 63205 | NORTH SIDE OF HOUSE - OUTSIDE
4205 | EDGEHILL DR | 43220-4512 | Active | 749896 | WILKINS | 720A | PVB | 0.750 | 63287 | FRONT OF HOUSE NEAR GARAGE
1331 | EDGEHILL RD | 43212-3123 | Due Install |  |  |  | DCDA | 8.000 | 3638329 | MECHANICAL ROOM ABOVE CHILLER PUMPS
1331 | EDGEHILL RD | 43212-3123 | Active | 147705 | WATTS | 909 | RP | 3.000 | 54714 | BASEMENT BOILER ROOM BY WTR MTR (SERIAL #147705)
1331 | EDGEHILL RD | 43212-3123 | Not Required by DOW | 406786 | WATTS | 909QT | RP | 0.750 | 54715 | MECHANICAL ROOM IN FRONT OF BOILER
1331 | EDGEHILL RD | 43212-3123 | Not Required by DOW | 479690 | WATTS | 909QT | RP | 1.000 | 54716 | MECHANICAL ROOM ABOVE CHILLER PUMPS
4966 | EDGELEY DR | 43026-3409 | Active | T197669 | WILKINS | 720A | PVB | 0.750 | 3412756 | RIGHT SIDE OF HOUSE
5045 | EDGELEY DR | 43026-3406 | Active | T034242 | WILKINS | 720A | PVB | 0.750 | 100108 | LEFT SIDE OF HOUSE (EAST)
5081 | EDGELEY DR | 43026-3406 | Active | CB001895 | WILKINS | 720A | PVB | 0.750 | 90212 | LEFT CENTER
1764 | EDGEMONT RD | 43212-1019 | Active | 07216 | FEBCO |  | PVB | 1.000 | 3412774 | BACK OF HOUSE
1765 | EDGEMONT RD | 43212-1020 | Active | 42091 | WATTS | 800QT | PVB | 0.750 | 56068 | LEFT SIDE OF HOUSE
1835 | EDGEMONT RD | 43212-1024 | Active | H245014 | FEBCO | 765 | PVB | 0.750 | 56355 | LEFT FRONT BEHIND BUSH
1838 | EDGEMONT RD | 43212-1023 | Active | 468619 | APOLLO/CONBRACO | PVB | PVB | 0.750 | 103486 | FRONT OF HOUSE
1872 | EDGEMONT RD | 43212-1047 | Active | 614610 | WILKINS | 720A | PVB | 0.750 | 56461 | FRONT OF HOUSE RIGHT OF FRONT DOOR
1911 | EDGEMONT RD | 43212-1049 | Active | CB092939 | WILKINS | 720A | PVB | 0.750 | 90214 | LEFT SIDE OF FRONT DOOR
1920 | EDGEMONT RD | 43212-1048 | Active | H692929 | FEBCO | 765 | PVB | 0.750 | 102710 | LEFT FRONT OF HOUSE
1950 | EDGEMONT RD | 43212-1048 | Active | T258985 | WILKINS | 720A | PVB | 0.750 | 3412785 | FRONT OF THE HOUSE BEHIND THE BUSHES
2094 | EDGEMONT RD | 43212-1970 | Active | 013290 | WATTS | 800M4QT | PVB | 1.25 | 90215 | back of house
2418 | EDGEVALE RD | 43221-1218 | Active | CB084316 | WILKINS | 720A | PVB | 0.750 | 3412942 | RIGHT SIDE
2570 | EDGEVALE RD | 43221-1112 | Active | CB170078 | WILKINS | 720A | PVB | 0.750 | 3412970 | FRONT RIGHT
2620 | EDGEVALE RD | 43221-1114 | Active | 85016 | FEBCO | 765 | PVB | 1.000 | 58786 | SE CORNER
2781 | EDGEWOOD RD | 43220-4514 | Active | 587179 | WILKINS | 720A | PVB | 0.750 | 90216 | FRONT OF HOUSE
4400 | EDGEWYN AVE | 43026-1221 | Active | 120726 | WATTS | 009M2QT | RP | 0.750 | 63920 | MID W MECH ROOM AT WATER METER
4510 | EDGEWYN AVE UNIT A | 43026-1222 | Active | 278938 | WATTS | 909M1QT | RP | 1.500 | 64161 | SOUTHWEST CORNER OF BLDG BY WTR MTR
2191 | EDINGTON RD | 43221-3133 | Active | T307348 | WILKINS | 720A | PVB | 0.750 | 3413187 | NE CORNER OF HOUSE
2248 | EDINGTON RD | 43221-3134 | Active | 396705 | WATTS | 800M4 | PVB | 0.750 | 91823 | LEFT SIDE
2305 | EDINGTON RD | 43221-3135 | Active | H097637 | FEBCO | 765 | PVB | 0.750 | 57912 | LEFT SIDE OF HOUSE
2374 | EDINGTON RD | 43221-3136 | Active | H186321 | FEBCO | 765 | PVB | 0.750 | 58104 | EAST SIDE OF HOME
2390 | EDINGTON RD | 43221-3136 | Active | CAF072 | WILKINS | 720 | PVB | 0.750 | 3413216 | FRONT OF HOUSE
2393 | EDINGTON RD | 43221-3135 | Active | T272933 | WILKINS | 720A | PVB | 0.750 | 3413217 | LEFT SIDE OF HOUSE
2433 | EDINGTON RD | 43221-3047 | Active | 174595 | WATTS | 800QT | PVB | 1.000 | 98008 | BACK OF HOUSE
2448 | EDINGTON RD | 43221-3048 | Active | DA6086 | FEBCO | 765 | PVB | 1.000 | 90219 | FRONT OF HOUSE
2511 | EDINGTON RD | 43221-3047 | Active | H496389 | FEBCO | 765 | PVB | 1.000 | 90220 | FRONT OF HOUSE
2553 | EDINGTON RD | 43221-3049 | Active | T417964 | WILKINS | 720A | PVB | 0.750 | 3413227
2554 | EDINGTON RD | 43221-3050 | Active | T345616 | WILKINS | 720A | PVB | 0.750 | 3413228 | REAR OF HOUSE
2565 | EDINGTON RD | 43221-3049 | Active | EAA0716 | WILKINS | 720A | PVB | 0.750 | 3413229
2570 | EDINGTON RD | 43221-3050 | Active | 507889 | WILKINS | 720A | PVB | 0.750 | 87295 | FRONT OF HOUSE
2577 | EDINGTON RD | 43221-3049 | Active | T346096 | WILKINS | 720A | PVB | 0.750 | 92040 | FRONT CORNER WHERE GARAGE MEETS HOUSE
2584 | EDINGTON RD | 43221-3050 | Active | 559152 | WATTS | 800QT | PVB | 1.000 | 87146 | FRONT OF HOUSE
2614 | EDINGTON RD | 43221-3050 | Active | 27211 | WATTS | 009M2QT | RP | 1.000 | 87265 | BESIDE WATER METER IN BASEMENT
2651 | EDINGTON RD | 43221-2568 | Active | W286039 | WILKINS | 975 X | RP | 0.500 | 102531 | BOILER ROOM/BASEMENT
2651 | EDINGTON RD | 43221-2568 | Active | 632650 | RAINBIRD | AC4000 | PVB | 0.750 | 58900 | RIGHT SIDE OF HOUSE
2670 | EDINGTON RD | 43221-2503 | Active | CB073695 | WILKINS | 720A | PVB | 0.750 | 3413236 | REAR
2690 | EDINGTON RD | 43221-2503 | Active | T396534 | WILKINS | 720A | PVB | 0.750 | 87296 | WEST SIDE OF HOUSE
2720 | EDINGTON RD | 43221-2503 | Active | CB075309 | WILKINS | 720A | PVB | 0.750 | 3603177 | LEFT FRONT
2730 | EDINGTON RD | 43221-2503 | Active | CB072567 | WILKINS | 720A | PVB | 0.750 | 3603811 | FRONT RIGHT IN OFFSET
2737 | EDINGTON RD | 43221 | Active | 382614 | WILKINS | 420 | PVB | 0.750 | 103284 | WEST SIDE OF HOUSE
2740 | EDINGTON RD | 43221-2503 | Active | W149679 | WILKINS | 975 | RP | 1.000 | 59151 | FRONT NORTH OF DOOR
2760 | EDINGTON RD | 43221-2503 | Active | 2690896 | WILKINS | 975XLBMS | RP | 0.750 | 90224 | BASEMENT AT METER
2780 | EDINGTON RD | 43221 | Active | 010924 | WATTS | 800M4QT | PVB | 0.750 | 3603587 | LEFT SIDE OF FRONT DOOR
2785 | EDINGTON RD | 43221 | Active | 377817 | WATTS | 800M4QT | PVB | 0.750 | 3602815 | FRONT LEFT BY GARAGE
2331 | EDMONTON RD | 43229-4746 | Active | 61844 | WATTS | LF919QT | RP | 1.500 | 3413284 | GARAGE CLOSET
5410 | EDWARDS FARM DR | 43026- | Active | A205193 | FEBCO | 825Y | RP | 2.000 | 66843 | 5412 EDWARDS FARM RD, W END OF BLDG OUTSIDE ENTR TO SPR RM BLDG 4
5410 | EDWARDS FARM DR | 43026- | Active | 101846 | AMES | 4000SS | RP | 6.000 | 66842 | 5412 EDWARDS FARM RD, POOL EQUIPMENT BUILDING
5410 | EDWARDS FARM DR | 43026- | Not Required by DOW | [5 empty] | 3638508 | POND USED FOR IRRIGATION WELL PUMP OUTSIDE
5410 | EDWARDS FARM DR | 43026- | Active | A042370 | FEBCO | 825YA | RP | 2.000 | 66851 | 5412 EDWARDS FARM RD, S END OF BLDG IN FIRE MECH RM BLDG 22
5410 | EDWARDS FARM DR | 43026- | Active | A042361 | FEBCO | 825YA | RP | 2.000 | 66850 | 5412 EDWARDS FARM RD, N END OF BUILDING IN FIRE MECH ROOM BLDG 23
5410 | EDWARDS FARM DR | 43026- | Due Install |  |  |  | RP | 6.000 | 3638507 | IN HOT BOX AT PIT
5410 | EDWARDS FARM DR | 43026- | Active | A034594 | FEBCO | 825Y | RP | 2.000 | 66844 | 5412 EDWARD FARM RD S END OF BLDG @ OUTSIDE ENTR TO SPR RM BLDG 1
5410 | EDWARDS FARM DR | 43026- | Active | A034605 | FEBCO | 825YA | RP | 2.000 | 66845 | 5412 EDWARDS FARM RD, E END OF BLDG IN FIRE MECH RM BLDG 20
5410 | EDWARDS FARM DR | 43026- | Active | J018418 | FEBCO | 825YA | RP | 2.000 | 66846 | 5412 EDWARDS FARM RD, FIRE MECH ROOM BLDG 3
5410 | EDWARDS FARM DR | 43026- | Active | A039969 | FEBCO | 825Y | RP | 2.000 | 66847 | 5412 EDWARDS FARM RD, N END OF BLDG @ OUTSIDE ENTRANCE TO SPRINKLER
5410 | EDWARDS FARM DR | 43026- | Active | A039970 | FEBCO | 825Y | RP | 2.000 | 66848 | 5412 EDWARDS FARM RD, S END OF BUILDING IN FIRE MECH ROOM BLDG 14
5410 | EDWARDS FARM DR | 43026- | Active | A034595 | FEBCO | 825YA | RP | 2.000 | 94621 | 5412 EDWARDS FARMS RD, NORTH EAST SPRINKLER ROOM BLDG 21
5410 | EDWARDS FARM DR | 43026- | Active | 9912131545 | FEBCO | 870 | DC | 4.000 | 66852 | 5412 EDWARDS FARM RD LT OF MAIN ENTR INSIDE OF SPR RM N SIDE OF CLUBHOUSE
5410 | EDWARDS FARM DR | 43026- | Active | A042340 | FEBCO | 825Y | RP | 2.000 | 66849 | 5412 EDWARDS FARM RD S END OF BLDG @ OUTSIDE ENTR TO SPR RM BLDG 7
5410 | EDWARDS FARM DR | 43026- | Active | J017469 | FEBCO | 825YA | RP | 2.000 | 66853 | 5412 EDWARDS FARM RD, S END OUTSIDE ENTRANCE SPRINKLER RM BLDG 9
4850 | EDWARDS FARM RD | 43026 | Active | 244777 | WATTS | LF009M2QT | RP | 1.000 | 3622570 | IN HOT BOX NW PROPERTY/ENTRANCE BY SIGN
5050 | EDWARDS FARM RD | 43221- | Not Required by DOW | H09410 | FEBCO | 860 | RP | 2.000 | 99623 | 3941 DINON DR - SPRINKLER ROOM
5050 | EDWARDS FARM RD | 43221- | Not Required by DOW | 09728 | AMES | 2000B | RP | 2.000 | 99622 | 3910 RUE DR BRITTANY - RISER ROOM
5050 | EDWARDS FARM RD | 43221- | Not Required by DOW | A01523 | AMES | 2000B | RP | 2.000 | 99621 | 5038 CALAIS DR - RISER ROOM
5050 | EDWARDS FARM RD | 43221- | Not Required by DOW | 3570415 | WILKINS | 975XL | RP | 1.000 | 101463 | OUTSIDE LEFT OF METER RM DR 5089 CALAIS BEHIND BUSHES
5050 | EDWARDS FARM RD | 43221- | Not Required by DOW | A00462 | AMES | 2000B | RP | 2.000 | 99551 | RISER ROOM - 5103 DINARD WAY
5050 | EDWARDS FARM RD | 43221- | Not Required by DOW | H09406 | FEBCO | 860 | RP | 2.000 | 99620 | 5064 CALAIS DR - RISER ROOM
5050 | EDWARDS FARM RD | 43221- | Active | 1154261005 | AMES | 4000SS | RP | 3.000 | 91071 | METER RM N END OF 5089 CALAIS DR
5050 | EDWARDS FARM RD | 43221- | Active | 1459861005 | AMES | 3000SS | DCDA | 6.000 | 91141 | METER ROOM NORTH OF 5089 CALAIS DR
5050 | EDWARDS FARM RD | 43221- | Active | 66823 | WATTS | 007M1QT | DC | 0.750 | 91142 | METER ROOM NORTH OF 5089 CALAIS DR
5050 | EDWARDS FARM RD | 43221- | Not Required by DOW | 3570415XLTCU | WILKINS | 975XL | RP | 0.750 | 96125 | 50' RT OF CLUBHSE FRT DR
5385 | EDWARDS FARM RD | 43026- | Not Required by DOW | 24685 | AMES | 2000B | DC | 2.000 | 94490 | 5407 EDWARDS PLANTATION DR BLDG 13, WATER RM BACK 4202-5216 SAVANNAH GROVE LN
5385 | EDWARDS FARM RD | 43026- | Not Required by DOW | 17706 | AMES | 2000B | DC | 2.000 | 94491 | 5407 EDWARDS PLANTATION DR W SIDE OF BLDG 15 4602-4116 SAVANNAH GROVE
5385 | EDWARDS FARM RD | 43026- | Not Required by DOW | 06315 | WATTS | 719QT | DC | 2.000 | 94492 | 5407 EDWARDS PLANT DR, BLDG 4 FIRE SUPP RM LT SIDE OF 5409-5435 MONTICELLO HALL
5385 | EDWARDS FARM RD | 43026- | Not Required by DOW | 06335 | WATTS | 719AQT | DC | 2.000 | 94493 | 5407 EDWARDS PLANT DR, BLDG 6 FIRE SUPP RM LT SIDE BLDG 5339-5365 MONTI
5385 | EDWARDS FARM RD | 43026- | Not Required by DOW | 06342 | WATTS | 719AQT | DC | 2.000 | 94494 | 5407 EDWARDS PLANTATION DR BLDG 7 FIRE SUPP RM LT SIDE OF BLDG 4062-4088 PLANT
5385 | EDWARDS FARM RD | 43026- | Not Required by DOW | 06333 | WATTS | 719QT | DC | 2.000 | 94496 | 5407 EDWARDS PLANTATION DR BLDG 8 FIRE SUPP RM RT SIDE 4000-4016 PLANTATION
5385 | EDWARDS FARM RD | 43026- | Not Required by DOW | 06126 | WATTS | 719AQT | DC | 2.000 | 94497 | 5407 EDWARDS PLANTATION DR BLDG 9 FIRE SUPP RM LT SIDE OF 4033-4054 PLANT LK
5385 | EDWARDS FARM RD | 43026- | Not Required by DOW | 06508 | WATTS | 719AQT | DC | 2.000 | 94486 | 5407 EDWARDS PLANTATION DR, BLDG #5, FIRE SUPPRESSION ROOM
5385 | EDWARDS FARM RD | 43026- | Active | 48087 | AMES | 2000B | DC | 0.750 | 91144 | THE CHARLESTON NE METER HSE AT MAIL KIOSK
5385 | EDWARDS FARM RD | 43026- | Not Required by DOW | 06314 | WATTS | 719QT | DC | 2.000 | 94500 | 5407 EDWARDS PLANTATION, FIRE SUPP RM REAR OF BLDG, Building 1
5385 | EDWARDS FARM RD | 43026- | Active | 1461051005 | AMES | 3000SS | DCDA | 8.000 | 91143 | 4062 NE OF COMPLEX METER BLDG AT MAIL KIOSK
5385 | EDWARDS FARM RD | 43026- | Not Required by DOW | 01093 | WATTS | 719QT | DC | 2.000 | 94601 | 5407 EDWARDS PLANTATION DR, FIRE SURPRESSION RM RIGHT SIDE OF BUILDING
5385 | EDWARDS FARM RD | 43026- | LPS - Active |  |  |  | LPC |  | 3651106 | DOMESTIC PUMP IN METER ROOM AT MAIL KIOSK
5385 | EDWARDS FARM RD | 43026- | Not Required by DOW | 01105 | WATTS | 719AQT | DC | 2.000 | 94488 | 5407 EDWARDS PLANTATION BLDG 3 FIRE SUPP RM REAR OF BLDG 5432-5458 SEA PINES
5385 | EDWARDS FARM RD | 43026- | Active | EG-1611 | WATTS | 957 | RP | 4.000 | 91070 | CHARLESTON 4062 NE METER ROOM AT MAIL KIOSK AT WATER METER
5385 | EDWARDS FARM RD | 43026- | Not Required by DOW | 23201 | AMES | 2000B | DC | 2.000 | 95497 | 5407 EDWARDS PLANTATION DR, FIRE SUPP RM BACK SIDE OF BLDG #10
5385 | EDWARDS FARM RD | 43026- | Not Required by DOW | 23676 | AMES | 2000B | DC | 2.000 | 95498 | 5407 EDWARDS PLANTATION DR, BLDG #11, BACK SIDE OF BLDG
5385 | EDWARDS FARM RD | 43026- | Not Required by DOW | 24144 | AMES | 2000B | DC | 2.000 | 95499 | 5407 EDWARDS PLANTATION DR, EAST SIDE OF BLDG #14
5385 | EDWARDS FARM RD | 43026- | Not Required by DOW | 21143 | AMES | 2000B | DC | 2.000 | 97566 | 5407 EDWARDS PLANTATION DR, MECH RM, BLDG #12
5385 | EDWARDS FARM RD | 43026- | Not Required by DOW | 24719 | AMES | 2000B | DC | 2.000 | 94489 | 5407 EDWARDS PLANTATION DR BACK SIDE OF BLDG 16-4044-5263 EDWARDS PLANT DR
5451 | EDWARDS FARM RD | 43221-5661 | Active | 56884 | WATTS | 007QT | DC | 0.750 | 66934 | DOWNSTAIRS MECH ROOM
5451 | EDWARDS FARM RD | 43221-5661 | Active | 1263630503 | AMES | 3000SS | DCDA | 6.000 | 66933 | DOWNSTAIRS MECH ROOM
5451 | EDWARDS FARM RD | 43221-5661 | Active | 4366477 | WILKINS | 975XL | RP | 1.000 | 95062 | BLDG WEST OF SWIMMING POOL
5451 | EDWARDS FARM RD | 43221-5661 | Active | 95785 | WATTS | 009M2QT | RP | 1.500 | 66935 | MECH ROOM IN BASEMENT
5511 | EDWARDS FARM RD | 43026 | Active | 3992531 | WILKINS | 950XLD | DC | 0.750 | 3612969 | Pump House adjacent to main entrance
5511 | EDWARDS FARM RD | 43026 | Active | P08107 | WILKINS | 450DA | DCDA | 8.000 | 3612968 | Pump House adjacent to main entrance
5511 | EDWARDS FARM RD | 43026 | Active | OF-2840 | WATTS | 957 | RP | 4.000 | 3611866 | WATER/MAIL ROOM ADJACENT TO MAIN ENTRANCE
5565 | EDWARDS FARM RD | 43026- | Active | 139819 | WATTS | 709DCDA | DCDA | 8.000 | 94058 | METER HOUSE BY ENTRANCE
5565 | EDWARDS FARM RD | 43026- | Active | 55047 | WATTS | 007QT | DC | 0.750 | 94057 | METER HOUSE BY ENTRANCE N/HAYDEN LOFTS AND N/STRATHMOORE APTS
5565 | EDWARDS FARM RD | 43026- | LPS - Active | [5 empty] | 3631402 | METER HOUSE BY ENTRANCE
5565 | EDWARDS FARM RD | 43026- | Not Required by DOW | W276768 | WILKINS | 975XL | RP | 1.500 | 90542 | 4201 BRADHURST DR, PUMP HOUSE LEFT OF DRIVE
5565 | EDWARDS FARM RD | 43026- | Active | 0A1173 | WATTS | 957 | RP | 4.000 | 94056 | 4201 BRADHURST DR, METER HOUSE AT ENTRANCE
4902 | EDWARDS FARMS RD | 43221 | Active | 00971 | AMES | LF2000BM3 | DC | 0.750 | 3622739 | METER PIT
4902 | EDWARDS FARMS RD | 43221 | Active | QE0203 | AMES | COLT 300GV | DCDA | 10.000 | 3622738 | METER PIT
4902 | EDWARDS FARMS RD | 43221 | Active | QA-0330 | WATTS | 957 | RP | 4.000 | 3618656 | HOT BOX SOUTH END OF COMPLEX
4902 | EDWARDS FARMS RD | 43221 | Not Required by DOW | 68255 | WATTS | LF919QT | RP | 0.750 | 3622784 | POOL EQUIPMENT ROOM BEHIND CLUBHOUSE
4999 | EDWARDS FARMS RD | 43221 | Active | 1152250213 | WATTS | 774DCDA | DCDA | 8.000 | 103700 | 3995 ST PAUL ST, METER HOUSE SE CORNER OF PROPERTY
4999 | EDWARDS FARMS RD | 43221 | Active | SE-1516 | WATTS | 957 | RP | 4.000 | 103746 | 3995 ST PAUL ST, METER HOUSE SE CORNER OF PROPERTY
4999 | EDWARDS FARMS RD | 43221 | Not Required by DOW | 44636 | WATTS | LF919QT | RP | 1.000 | 3603867 | 4020 CYBER AVE, CLUBHOUSE MECHANICAL ROOM
4999 | EDWARDS FARMS RD | 43221 | Active | 20522 | WATTS | 007M2QT | DC | 0.750 | 103755 | 3995 ST PAUL ST, METER HOUSE SE CORNER OF PROPERTY
5543 | EDWARDS FARMS RD | 43016 | Not Required by DOW | 024925 | WATTS | LF909QT | RP | 1.000 | 3649316 | METER BUILDING AT 5565 BOWLAND PLACE EAST END
5543 | EDWARDS FARMS RD | 43016 | Active | 215994 | WATTS | 909 | RP | 4.000 | 3602799 | MECH/RISER ROOM AT E END OF GARAGES 5565 BOWLAND AT WATER METER
5543 | EDWARDS FARMS RD | 43016 | Active | 1147160612 | WATTS | 774DCDA | DCDA | 6.000 | 3603697 | MECH/RISER ROOM E END OF GARAGES SE COMPLEX
5543 | EDWARDS FARMS RD | 43016 | Active | 19550 | WATTS | 007M1QT | DC | 0.750 | 3603698 | METER BUILDING AT 5565 BOWLAND PLACE EAST END
5849 | EFFINGHAM RD | 43213-3347 | Active | 035183 | WATTS | LF800M4 | PVB | 1.000 | 90225 | WEST SIDE OF HOUSE
7531 | EHRET ROUND | 43054-8926 | Active | DL8409 | FEBCO | 765 | PVB | 1.000 | 72188 | LEFT SIDE
7547 | EHRET ROUND | 43054-8926 | Active | 82903 | WATTS | 800QT | PVB | 1.000 | 72207 | RIGHT SIDE OF HOUSE
7559 | EHRET ROUND | 43054-8926 | Active | 06086 | WATTS | 800M2QT | PVB | 1.000 | 72235 | RIGHT SIDE FRONT
5675 | EITERMAN RD | 43016-6051 | Active | 51485 | AMES | 2000B | DC | 0.750 | 92522 | IN PIT N OF ENTRANCE
5675 | EITERMAN RD | 43016-6051 | Active | 153523 | AMES | 3000SS | DCDA | 8.000 | 92519 | IN PIT N SIDE OF ENTRANCE
5675 | EITERMAN RD | 43016-6051 | Active | X07292 | WILKINS | 375 | RP | 4.000 | 92481 | MECH/BOILER ROOM AT WATER METER
5675 | EITERMAN RD | 43016-6051 | Not Required by DOW | 12304 | WATTS | 909HWQT | RP | 1.000 | 92546 | CEILING MECH ROOM
5805 | EITERMAN RD | 43016-8004 | Active | W008456 | WILKINS | 975XL | RP | 2.000 | 68044 | MECH AREA OFF DINNING RM BELOW HWTanik
5805 | EITERMAN RD | 43016-8004 | Active | 1195031 | AMES | 3000SS | DCDA | 6.000 | 68041 | METER PIT
5805 | EITERMAN RD | 43016-8004 | Active | 52260 | WATTS | 007M1QT | DC | 0.750 | 68042 | METER PIT LEFT OF CLUBHOUSE
5805 | EITERMAN RD | 43016-8004 | Not required by DOW | 4583035 | WILKINS | 975XL2 | RP | 1.000 | 68043 | CLOSET OFF ENTRY AREA W/SIDE BLDG GOLF CART BARN
5870 | EITERMAN RD | 43016- | Active | 19246 | FEBCO | 805 | DC | 0.750 | 68198 | IN METER PIT
5870 | EITERMAN RD | 43016- | Active | 1077430702 | AMES | 4000SS | RP | 6.000 | 68196 | IN HOT BOX NXT TO MTR PIT BY 5964 ROUNDSTONE DR 1/2 WAY BTWN ROUNDSTONE & STONEC
5870 | EITERMAN RD | 43016- | Active | 109041003 | FEBCO | 856 | DCDA | 6.000 | 68197 | IN METER PIT HALF WAY BTWN ROUNDSTONE & STONECIRCLE
6200 | EITERMAN RD | 43016-8711 | Active | 226400 | WATTS | 009M2QT | RP | 2.000 | 88540 | MECH ROOM
6200 | EITERMAN RD | 43016-8711 | Active | 44075 | AMES | 2000B | DC | 0.750 | 88542 | MECH ROOM
6200 | EITERMAN RD | 43016-8711 | Active | 1423750605 | AMES | 3000SS | DCDA | 4.000 | 88541 | MECH ROOM
6625 | EITERMAN RD | 43016-8727 | Not Required by DOW | 003479 | WATTS | LF909M1QT | RP | 2.000 | 3628333
6625 | EITERMAN RD | 43016-8727 | Active | 381882 | WATTS | 909M1QT | RP | 2.000 | 70393 | 1ST FLOOR MECH ROOM AT WATER METER BOTTM DEVICE
6625 | EITERMAN RD | 43016-8727 | Not Required by DOW | 382068 | WATTS | 909M1QT | RP | 2.000 | 70394 | 1ST FLOOR MECH ROOM
6625 | EITERMAN RD | 43016-8727 | Active | N1404300605 | FEBCO | LF880V | RP | 4.000 | 3638393 | 1ST FLOOR MECH ROOM AT WATER METER FOR NEW SECTION "N" STYLE
6625 | EITERMAN RD | 43016-8727 | Not Required by DOW | 62161 | WATTS | 009M2QT | RP | 1.500 | 88220 | SHIPPING REC.AREA
6625 | EITERMAN RD | 43016-8727 | Active | 382416 | WATTS | 909M1QT | RP | 2.000 | 70395 | 1ST FLOOR MECH ROOM AT WATER METER TOP DEVICE
6625 | EITERMAN RD | 43016-8727 | Not Required by DOW | 003077 | WATTS | LF909M1QT | RP | 2.000 | 3628334 | Micro building boiler protection
6625 | EITERMAN RD | 43016-8727 | Not Required by DOW | 382627 | WATTS | 909M1QT | RP | 1.500 | 70396 | MECH ROOM UPSTAIRS OVER SOFTNER
6625 | EITERMAN RD | 43016-8727 | Not Required by DOW | 01475 | WATTS | SS009QT | RP | 1.000 | 88217 | MECH ROOM UPSTAIRS LEFT OF DOOR
6625 | EITERMAN RD | 43016-8727 | Not Required by DOW | 12700C | WILKINS | 375AST | RP | 2.500 | 3636333 | 1A BOILER ROOM
6625 | EITERMAN RD | 43016-8727 | Due Install |  |  |  | DCDA | 6.000 | 3633604 | MECH/RISER ROOM
1555 | ELAINE RD | 43227-2347 | Active | EQ503 | APOLLO/CONBRACO | 4020402 | RP | 0.750 | 55434 | BASEMENT BOILER ROOM (SERIAL #EQ503)
1573 | ELAINE RD | 43227-2347 | Not Required by DOW | [5 empty] | 3635238
3051 | ELBERN AVE | 43209-2028 | Active | T231397 | WILKINS | 720A | PVB | 0.750 | 3413946 | LEFT OF FRONT DOOR
3070 | ELBERN AVE | 43209-2030 | Active | G212498 | WILKINS | 720A | PVB | 0.750 | 97623 | LEFT SIDE
3082 | ELBERN AVE | 43209-2030 | Active | F017907 | WILKINS | 720A | PVB | 1.000 | 59926 | FRONT CENTER RIGHT OF DR
3092 | ELBERN AVE | 43209-2030 | Active | T206211 | WILKINS | 720A | PVB | 0.750 | 3413949 | LEFT SIDE OF HOUSE
3097 | ELBERN AVE | 43209-2031 | Active | 16051 | FEBCO | 765 | PVB | 1.000 | 59954 | LEFT FRONT OF HOUSE
3102 | ELBERN AVE | 43209-2030 | Active | ABA6503 | WILKINS | 975XL | RP | 0.750 | 97240 | CRAWL SPACE
3162 | ELBERN AVE | 43209-2033 | Active | T409604 | WILKINS | 720A | PVB | 0.750 | 3413954 | RIGHT SIDE
4518 | ELDERBERRY CT | 43220-3020 | Active | t240015 | WILKINS | 720A | PVB | 0.750 | 90227 | RIGHT SIDE OF HOUSE
4530 | ELDERBERRY CT | 43220-3020 | Active | H093634 | FEBCO | 765 | PVB | 0.750 | 64297 | FRONT LEFT BEHIND BUSHES
4531 | ELDERBERRY CT | 43220-3020 | Active | 702189 | WATTS | 800M2QT | PVB | 1.000 | 99184 | FRONT OF HOUSE
2085 | ELGIN DR | 43221-4134 | Active | T024267 | WILKINS | 720A | PVB | 1.000 | 95892 | LEFT SIDE FRONT
2077 | ELGIN RD | 43221-4134 | Active | T272950 | WILKINS | 720A | PVB | 0.750 | 3414382 | RIGHT SIDE OF HOUSE
2086 | ELGIN RD | 43221-4135 | Active | AA6359 | FEBCO | 765 | PVB | 0.750 | 93155 | LEFT SIDE
2086 | ELGIN RD | 43221-4135 | Active | AA5399 | FEBCO | 765 | PVB | 0.750 | 86986 | BACK RIGHT CORNER
2093 | ELGIN RD | 43221-4134 | Active | 1786 | FEBCO | 765 | PVB | 0.750 | 57193 | LEFT SIDE OF HOUSE
2096 | ELGIN RD | 43221-4135 | Active | CB143483 | WILKINS | 720A | PVB | 1.000 | 3611546 | LEFT OF FRONT DOOR
2101 | ELGIN RD | 43221-4136 | Active | 57459 | WATTS | 800M4QT | PVB | 1.000 | 3414383 | RIGHT SIDE OF THE HOUSE
2104 | ELGIN RD | 43221-4137 | Active | G106599 | WILKINS | 720A | PVB | 1.000 | 57262 | RIGHT SIDE
2109 | ELGIN RD | 43221-4136 | Active | 880070 | WILKINS | 720A | PVB | 1.000 | 57313 | RIGHT SIDE OF HOUSE
2117 | ELGIN RD | 43221-4136 | Active | H002366 | FEBCO | 765 | PVB | 0.750 | 57344 | NORTH SIDE OF HOUSE
2135 | ELGIN RD | 43221-4136 | Active | CB333199 | WILKINS | 720A | PVB | 0.750 | 3414388 | FRONT
2147 | ELGIN RD | 43221-4136 | Active | T429047 | WILKINS | 720A | PVB | 0.750 | 3609973 | RIGHT SIDE
2155 | ELGIN RD | 43221-4136 | Active | 4649 | FEBCO | 765 | PVB | 1.000 | 57464 | FRONT OF HOUSE
2164 | ELGIN RD | 43221-4137 | Active | 032936 | WATTS | LF800M4QT | PVB | 1.000 | 57491 | RIGHT SIDE OF HOME
2731 | ELGINFIELD RD | 43220-4289 | Active | DH5083 | FEBCO | 765 | PVB | 1.000 | 90231 | LEFT SIDE OF HOUSE
2770 | ELGINFIELD RD | 43220-4248 | Active | 996925 | WILKINS | 720A | PVB | 0.750 | 90233 | FRONT RIGHT SIDE OF HOME OUTSIDE
3180 | ELIM ESTATES DR | 43232 | Active | L67400 | WILKINS | 375 | RP | 3.000 | 103963 | MECH/RISER MAINT ROOM E SIDE 3180 BLDG
3180 | ELIM ESTATES DR | 43232 | Active | 1055031010 | AMES | 5000 | RPDA | 6.000 | 101647 | MECH/RISER MAINT ROOM E SIDE BLDG
3180 | ELIM ESTATES DR | 43232 | Active | 42647 | WATTS | 919AQT | RP | 0.750 | 3607757 | MECH/RISER MAINT ROOM E SIDE BLDG
3200 | ELIM ESTATES DR | 43232 | Active | LB-1525 | WATTS | 957 | RP | 3.000 | 101648 | HOT BOX BY POND
3200 | ELIM ESTATES DR | 43232 | Active | 1144550611 | WATTS | 774DCDA | DCDA | 6.000 | 102136 | METER PIT BY POND
3200 | ELIM ESTATES DR | 43232 | Active | 05502 | AMES | 4000B | RP | 1.000 | 102138
3200 | ELIM ESTATES DR | 43232 | Not Required by DOW | 15443 | WATTS | 919AQT | RP | 2.000 | 102135 | MECHANICAL ROOM AT WATER METER
3200 | ELIM ESTATES DR | 43232 | Active | 18070 | WATTS | 007M1QT | DC | 0.750 | 102137 | METER PIT W/ DCDA
758 | ELIZABETH AVE | 43227-1037 | Due Install |  |  |  | RP |  | 3414470
4914 | ELKHURST CT | 43123 | Active | T385672 | WILKINS | 720A | PVB | 0.750 | 3616855 | LEFT SIDE OF HOUSE
4924 | ELKHURST CT | 43123 | Active | CB630534 | WILKINS | 720A | PVB | 0.750 | 3638359 | RIGHT SIDE OF HOUSE
6930 | ELLEN BOAT LN | 43110-7912 | Active | T363356 | WILKINS | 720A | PVB | 0.750 | 3611318 | RIGHT REAR CORNER
2050 | ELLINGTON RD | 43221-4139 | Active | F011302 | WILKINS | 720A | PVB | 1.000 | 90237 | NORTH SIDE OF HOSUE
2062 | ELLINGTON RD | 43221-4139 | Active | CB113742 | WILKINS | 720A | PVB | 0.750 | 3414850 | RIGHT FRONT
2070 | ELLINGTON RD | 43221-4139 | Active | CB986896 | WILKINS | 720 | PVB | 0.750 | 3414851 | LEFT OF FRONT DOOR
2071 | ELLINGTON RD | 43221-4138 | Active | F005816 | WILKINS | 720A | PVB | 0.750 | 57151 | FRONT LEFT OF DOOR
2082 | ELLINGTON RD | 43221-4139 | Active | H411459 | FEBCO | 765 | PVB | 1.000 | 87283 | LEFT SIDE OF HOUSE
2090 | ELLINGTON RD | 43221-4139 | Active | 100007490 | FEBCO | 765 | PVB | 1.000 | 57188 | FRONT NORTH OF FRONT DOOR UNDER WINDOW
2098 | ELLINGTON RD | 43221-4139 | Active | H010047 | FEBCO | 765 | PVB | 0.750 | 57204 | LEFT SIDE OF HOUSE
2107 | ELLINGTON RD | 43221-4156 | Active | G225811 | WILKINS | 720A | PVB | 0.750 | 89392 | RIGHT SIDE OF HOUSE
2115 | ELLINGTON RD | 43221-4156 | Active | F021224 | WILKINS | 720A | PVB | 0.750 | 97774 | right of front door
2126 | ELLINGTON RD | 43221-4140 | Active | G242195 | WILKINS | 720A | PVB | 0.750 | 98652 | RIGHT SIDE OF HOUSE
4872 | ELLIOTT RD | 43026 | Active | J40345 | FEBCO | 825Y | RP | 1.000 | 3646673 | IN HOT BOX SE MAJOR WAY & ELLIOT DR TARLTON MEADOWS
6454 | ELLIS NOOK DR | 43054-5007 | Active | T191485 | WILKINS | 720A | PVB | 0.750 | 3594178 | RIGHT SIDE OF HOUSE
6471 | ELLIS NOOK DR | 43054- | Active | A311487 | WILKINS | 375 | RP | 2.000 | 70009 | IN HOT BOX EAST SIDE OF STREET
6481 | ELLIS NOOK DR | 43054-5006 | Active | G208229 | WILKINS | 720A | PVB | 0.750 | 94910 | RIGHT SIDE SOUTH
6487 | ELLIS NOOK DR | 43054-5006 | Active | G212436 | WILKINS | 720A | PVB | 0.750 | 96974 | LEFT OF HOUSE
6702 | ELMERS CT | 43085-2976 | Active | T122513 | WILKINS | 720A | PVB | 1.000 | 103293 | FRONT OF HOUSE
6710 | ELMERS CT | 43085-2976 | Active | H427783 | FEBCO | 765 | PVB | 1.000 | 70539 | BACK OF HOUSE LEFT SIDE OF DECK
6711 | ELMERS CT | 43085-2976 | Active | 401178 | RAINBIRD | 100 | RP | 0.750 | 70540 | IN BASEMENT @ WATER METER
6716 | ELMERS CT | 43085-2976 | Active | 33604 | WATTS | 800M4FR | PVB | 1.000 | 90241 | RIGHT FRONT
6719 | ELMERS CT | 43085-2976 | Active | 593282 | WILKINS | 720A | PVB | 1.000 | 70549 | MIDDLE FRONT WEST OF DOOR
6722 | ELMERS CT | 43085-2976 | Active | HE75408 | FEBCO | 765 | PVB | 1.000 | 70553 | FRONT LEFT OF DOOR
6727 | ELMERS CT | 43085-2976 | Active | CH2220 | FEBCO | 765 | PVB | 0.750 | 91224 | FRONT OF HOUSE RIGHT OF FRONT DOOR
6734 | ELMERS CT | 43085-2976 | Active | CB197724 | WILKINS | 720A | PVB | 1.000 | 98776 | LEFT SIDE OF HOUSE
6735 | ELMERS CT | 43085-2976 | Active | DA6102 | FEBCO | 765 | PVB | 1.000 | 70564 | RIGHT FRONT
4769 | ELMONT PL | 43125-9632 | Active | T096493 | WILKINS | 720A | PVB | 1.000 | 64989 | LEFT SIDE
1550 | ELMORE AVE | 43224- | Due Install |  |  |  | RP | 0.750 | 3415357 | BSMNT AT WATER METER
1040 | ELMWOOD AVE | 43212-3254 | Active | CAA28844 | WILKINS | 720A | PVB | 0.750 | 3415533
1523 | ELMWOOD AVE | 43212-2798 | Active | 766927 | WILKINS | 720A | PVB | 0.750 | 103154 | LEFT OF HOUSE
1767 | ELMWOOD AVE | 43212-2032 | Active | HB55608 | FEBCO | 765 | PVB | 0.750 | 3415674 | LEFT SIDE
1785 | ELMWOOD AVE | 43212-2032 | Active | t247429 | WILKINS | 720A | PVB | 1.000 | 56135 | NORTH SIDE MIDDLE
475 | ELWOOD AVE | 43207-2517 | Due Install |  |  |  | RP | 1.000 | 3415779 | AT WATER MTR IN KITCHEN FYI - FURN & HWT IN MECH LOFT.
8950 | EMERALD HILL DR | 43035-6101 | Active | FL1605 | WATTS | 957 | RP | 3.000 | 88878 | BOILER ROOM
8950 | EMERALD HILL DR | 43035-6101 | Active | 63562 | WATTS | 007QT | DC | 0.750 | 88526 | NW CORNER OF PROPERTY IN HOT BOX
8950 | EMERALD HILL DR | 43035-6101 | Active | 1380270205 | AMES | 3000SS | DCDA | 6.000 | 88525 | NW CORNER OF PROPERTY IN HOT BOX
8950 | EMERALD HILL DR | 43035-6101 | Not Required by DOW | 290059 | WATTS | 009M2PCQT | RP | 1.000 | 89393 | BOILER ROOM
9021 | EMERALD HILL DR | 43035 | Active | T404655 | WILKINS | 720A | PVB | 0.750 | 3603119 | RIGHT SIDE OF HOUSE
3805 | EMERALD PKWY | 43016 | Not Required by DOW | 200780 | WATTS | LF009QT | RP | 0.500 | 3648904 | ROOM 111
3805 | EMERALD PKWY | 43016 | Not Required by DOW | UC-1246 | WATTS | 957 | RP | 3.000 | 3648903 | MECH/WATER RISER ROOM
3805 | EMERALD PKWY | 43016 | Not Required by DOW | 271995 | WATTS | LF009QT | RP | 0.500 | 3648908 | ROOM 112
3805 | EMERALD PKWY | 43016 | Not Required by DOW | UC-1222 | WATTS | 957 | RP | 3.000 | 3648902 | MECH/WATER RISER ROOM
3805 | EMERALD PKWY | 43016 | Not Required by DOW | 273758 | WATTS | LF009QT | RP | 0.500 | 3648910 | ROOM 211
3805 | EMERALD PKWY | 43016 | Not Required by DOW | 273757 | WATTS | LF009QT | RP | 0.500 | 3648911 | ROOM 212
3805 | EMERALD PKWY | 43016 | Active | UF-2202 | AMES | COLT 400 | RP | 3.000 | 3648404 | HOTBOX AT PIT N ENTRANCE OFF EMERALD PKWY
3805 | EMERALD PKWY | 43016 | Not Required by DOW | 270795 | WATTS | LF009QT | RP | 0.500 | 3648901 | KITCHEN
3805 | EMERALD PKWY | 43016 | Active | UF-0169 | AMES | COLT 300GV | DC | 6.000 | 3648405 | IN PIT FIRE METER IN METER PIT
3805 | EMERALD PKWY | 43016 | Active | 61458 | AMES | 2000BM3 | DC | 0.750 | 3648406 | FIRE METER IN PIT - 3/4" SIDE CAR IN METER PIT
3805 | EMERALD PKWY | 43016 | Not Required by DOW | 297338 | WATTS | LF009M3QT | RP | 0.750 | 3648900 | EVS ROOM IN KITCHEN AREA
4012 | EMERALD PKWY | 43016- | Not required by DOW | H10404 | FEBCO | 860 | RP | 2.000 | 96742 | UNDER STAIRWAY BLDG 15 7762-78 SCIOTO CRSNG 7805 ESSEX GATE CONDOS
4012 | EMERALD PKWY | 43016- | Not required by DOW | W225343 | WILKINS | 975XL | RP | 2.000 | 93148 | PUMP ROOM BLDG 11 3822-58 SCIOTO CROSSING 7805 ESSEX GATE CONDOS
4012 | EMERALD PKWY | 43016- | Not required by DOW | 08245 | AMES | 4000B | RP | 2.000 | 93151 | PUMP ROOM BLDG 9 3842-58 SCIOTO CROSSING 7805 ESSEX GATE CONDOS
4012 | EMERALD PKWY | 43016- | Not required by DOW | H10409 | FEBCO | 860 | RP | 2.000 | 93150 | PUMP ROOM BLDG 7722-38 SCIOTO CROSSING 7805 ESSEX GATE CONDOS
4012 | EMERALD PKWY | 43016- | Not required by DOW | T038546 | WILKINS | 720A | PVB | 0.750 | 103550 | 7835 ESSEX GATE DR LEFT SIDE CONDOS
4012 | EMERALD PKWY | 43016- | Not required by DOW | 08250 | AMES | 4000B | RP | 2.000 | 93147 | PUMP ROOM BLDG 10 3383-49 SCIOTO CROSSING 7805 ESSEX GATE CONDOS
4012 | EMERALD PKWY | 43016- | Not required by DOW | A262066 | WILKINS | 375 | RP | 0.750 | 103623 | 7849 BREEN CIRCLE BASEMENT AT METER -CONDOS
4012 | EMERALD PKWY | 43016- | Not required by DOW | H10405 | FEBCO | 860 | RP | 2.000 | 93146 | PUMP ROOM BLDG 14 7742-58 SCIOTO CROSNG -7805 ESSEX GATE CONDOS
4012 | EMERALD PKWY | 43016- | Active | 40979 | AMES | 2000B | DC | 0.750 | 93145 | PUMP/METER ROOM CLUBHOUSE -7805 ESSEX GATE CONDOS BUILDING 13 7722 ESSEX
4012 | EMERALD PKWY | 43016- | Not Required by DOW | T231711 | WILKINS | 720A | PVB | 0.750 | 3621383 | 7660 SCIOTO CROSSING LEFT FRONT - CONDO
4012 | EMERALD PKWY | 43016- | Not required by DOW | H10410 | FEBCO | 860 | RP | 2.000 | 93149 | PUMP ROOM BLDG 12 7702-18 SCIOTO CROSSING 7805 ESSEX GATE CONDOS
4012 | EMERALD PKWY | 43016- | Active | 1139720305 | AMES | 4000SS | RP | 4.000 | 93138 | PUMP/METER ROOM CLUBHOUSE -7805 ESSEX GATE CONDOS BUILDING 13 7722 ESSEX
4012 | EMERALD PKWY | 43016- | Not Required by DOW | T339512 | WILKINS | 720A | PVB | 1.000 | 3622830 | 7916 AVALEEN CIRCLE NORTH, GARAGE SIDE OF HOUSE -CONDOS
4012 | EMERALD PKWY | 43016- | Active | 1382371004 | AMES | 3000SS | DCDA | 8.000 | 98251 | PUMP/METER ROOM CLUBHOUSE -7805 ESSEX GATE CONDOS
4112 | EMERALD PKWY | 43016- | Active | 1371190704 | AMES | 3000SS | DCDA | 8.000 | 96987 | METER RM CLUB HOUSE - 3900 SUFFOLK DR FOR APTS
4112 | EMERALD PKWY | 43016- | Active | 39706 | AMES | 2000B | DC | 0.750 | 96988 | METER ROOM OF CLUB HOUSE - 3900 SUFFOLK DR
4112 | EMERALD PKWY | 43016- | Active | X00560 | WILKINS | 375A | RP | 4.000 | 96978 | METER RM CLUB HOUSE 3900 SUFFORK FOR APTS
4308 | EMERALD PKWY | 43016 | Not Required by DOW | 52544 | WATTS | 009 | RP | 0.750 | 3646519 | MECH ROOM
4308 | EMERALD PKWY | 43016 | Active | TF-0438 | WATTS | 957 | RP | 3.000 | 3646009 | IN HOT BOX AT METER PIT
4308 | EMERALD PKWY | 43016 | Not Required by DOW | 52532 | WATTS | 009 | RP | 0.750 | 3646517 | MECH ROOM
4308 | EMERALD PKWY | 43016 | Active | TB-0981 | WATTS | 957RPDA-GV | RPDA | 8.000 | 3646010 | IN HOTBOX AT PIT SW OF PROPERTY
4308 | EMERALD PKWY | 43016 | Active | 79429 | WATTS | LF919QT | RP | 0.750 | 3646011 | IN HOT BOX NEAR METER PIT
4765 | EMERALD PKWY | 43017- | Active | 67011 | WATTS | 007M2QT | DC | 0.750 | 98264 | 7200 PIT - NW Main Entrance-Emerald Pkwy
4765 | EMERALD PKWY | 43017- | LPS - Active |  |  |  | VSS |  | 3649267 | DOMESTIC PUMP 1 OF 2
4765 | EMERALD PKWY | 43017- | LPS - Active |  |  |  | VSS |  | 3649268 | DOMESTIC PUMP 2 OF 2
4765 | EMERALD PKWY | 43017- | Active | 1821400719 | AMES | 2000SS | DCDA | 8.00 | 98265 | 7200 PIT - NW Main Entrance-Emerald Pkwy
4765 | EMERALD PKWY | 43017- | Not required by DOW | 09888 | WATTS | 919QT | RP | 1.500 | 97942 | 7200 1st Floor Dock Area - Mechanical/Dry Pipe System Rm
4765 | EMERALD PKWY | 43017- | Not required by DOW | 09877 | WATTS | 919QT | RP | 1.500 | 97284 | 7200 1st Floor - Chiller Rm - Center
4765 | EMERALD PKWY | 43017- | Not required by DOW | 17851 | WATTS | 919QT | RP | 0.750 | 97283 | 7200 1st Floor - Chiller Rm - Near West Wall
4765 | EMERALD PKWY | 43017- | Active | 123580 | WATTS | 909 | RP | 2.500 | 97281 | 7200 1st Floor - Sprinkler Riser/Water Room
4765 | EMERALD PKWY | 43017- | Active | 123581 | WATTS | 909 | RP | 2.500 | 97280 | 7200 1st Floor - Sprinkler Riser/Water Room
4775 | EMERALD PKWY | 43017- | LPS - Active |  |  |  | LPC |  | 3630276 | FIRE BOOSTER PUMP
4775 | EMERALD PKWY | 43017- | Active | 150177 | WATTS | 909 | RP | 3.000 | 65015 | 7000 Basement - Fire Pump / Water Room Top Device
4775 | EMERALD PKWY | 43017- | Active | 153429 | WATTS | 909 | RP | 3.000 | 65016 | 7000 Basement - Fire Pump / Water Room
4775 | EMERALD PKWY | 43017- | Not required by DOW | 153456 | WATTS | 909 | RP | 3.000 | 65017 | 7000 Basement - Mechanical Room
4775 | EMERALD PKWY | 43017- | Not Required by DOW | 9804081404 | FEBCO | 805YD | DC | 6.000 | 65018 | 7000 Basement - Fire Pump / Water Room
4775 | EMERALD PKWY | 43017- | Active | 10970 | WATTS | 007M1QT | DC | 0.750 | 97185 | 7000 PIT - NW Main Entrance-Emerald Pkwy
4775 | EMERALD PKWY | 43017- | Active | 112681 | WATTS | 774X | DC | 6.000 | 97186 | 7000 PIT - NW Main Entrance-Emerald Pkwy
4775 | EMERALD PKWY | 43017- | LPS - Active |  |  |  | LPC |  | 3630274 | DOMESTIC BOOSTER PUMP NUMBER 1 OF 2
4775 | EMERALD PKWY | 43017- | LPS - Active |  |  |  | LPC |  | 3630275 | DOMESTIC BOOSTER PUMP # 2 OF 2
5165 | EMERALD PKWY | 43017-1063 | Active | 154418 | WATTS | 909 | RP | 3.000 | 66216 | 1ST FL W METER/RISER RM AT WATER METER (BLDG 2) BY DOCK
5165 | EMERALD PKWY | 43017-1063 | LPS - Active |  |  |  | LPC |  | 3641292 | DOM PUMP
5165 | EMERALD PKWY | 43017-1063 | Active | 31N2114 | AMES | 3000SS | DCDA | 6.000 | 66217 | 1ST FL W METER/RISER RM BY LOADING DOCK
5165 | EMERALD PKWY | 43017-1063 | Active | 40159 | WATTS | 007QT | DC | 0.750 | 66218 | 1ST FL W METER/RISER RM BY LOADING DOCK
5165 | EMERALD PKWY | 43017-1063 | Not Required by DOW | 464541 | WATTS | 909HWQT | RP | 1.000 | 66219 | 1ST FL METER/RISER ROOM W END OF BLDG (AIRTOUCH BLDG 2)
5165 | EMERALD PKWY | 43017-1063 | Not Required by DOW | 8085 | WATTS | 800M2QT | PVB | 2.000 | 66220 | OUTSIDE, WEST SIDE OF BLDG (AIRTOUCH BLDG 2)
5175 | EMERALD PKWY | 43017-1063 | Not Required by DOW | 4157 | APOLLO/CONBRACO | 4020302 | RP | 0.500 | 66241 | WATER SUPPLY ROOM
5175 | EMERALD PKWY | 43017-1063 | Active | 61052 | WATTS | 007M2QT | DC | 0.750 | 66242 | 1ST FL E METER/RISER RM BY LOADING DOCK
5175 | EMERALD PKWY | 43017-1063 | Not Required by DOW | 03512 | WATTS | 009 | RP | 2.500 | 66240 | SPRINKLER RISER ROOM BEHIND DCDA
5175 | EMERALD PKWY | 43017-1063 | Active | 3BL0750 | AMES | 3000SS | DCDA | 6.000 | 66239 | 1ST FL E METER/RISER RM BY LOADING DOCK
5175 | EMERALD PKWY | 43017-1063 | LPS - Active |  |  |  | LPC |  | 3649001 | DOM BOOSTER PUMP IN MECH RISER ROOMM
5175 | EMERALD PKWY | 43017-1063 | Active | 59099 | WILKINS | 375 | RP | 3.000 | 66238 | 1ST FL E METER/RISER RM AT WATER MTR OLD VERIZON BLDG
5285 | EMERALD PKWY | 43017- | Active | 3621400 | WILKINS | 975XL | RP | 1.000 | 88809 | POOL HSE EQUIPMNT ROOM
6060 | EMERALD PKWY | 43016- | Not Required by DOW | 3826368 | WILKINS | 975XL | RP | 0.750 | 3615274 | MECH ROOM WEST WALL BLDG #1
6060 | EMERALD PKWY | 43016- | Not Required by DOW | 15263 | WATTS | 009M2PCQT | RP | 1.000 | 68828 | BLDG #1 MECH/PUMP RM 1ST FL CEILING OVERHEAD
6060 | EMERALD PKWY | 43016- | Active | 84698 | WATTS | 009PCQT | RP | 2.000 | 68830 | BLDG #1 MECH/PUMP RM 1ST FL TOP DEVICE AT WATER METER
6060 | EMERALD PKWY | 43016- | Active | 270532 | WATTS | 909M1HWQT | RP | 2.000 | 68829 | BLDG #1 MECH/PUMP RM 1ST FL BOTTM DEVICE AT WATER METER
6075 | EMERALD PKWY | 43016-3269 | Active | 48542 | WATTS | 009M2QT | RP | 1.500 | 68926 | IN WATER HEATER ROOM AT WATER METER
6075 | EMERALD PKWY | 43016-3269 | Active | 105394 | WATTS | 009M2QT | RP | 1.000 | 68925 | ABOVE WATER METER
6075 | EMERALD PKWY | 43016-3269 | Active | 1381 | AMES | 2000B | DC | 1.250 | 68927 | WATER HEATER ROOM ABOVE WATER METER
6095 | EMERALD PKWY | 43016-3269 | Active | 0103091352 | FEBCO | 865 | DC | 6.000 | 90867 | METER PIT SOUTH OF MAIN DRIVE UNDER HOLIDAY INN SIGN
6095 | EMERALD PKWY | 43016-3269 | Active | 53278 | WATTS | 009M2QT | RP | 1.500 | 68976 | IN MECH ROOM SOUTH WALL
6095 | EMERALD PKWY | 43016-3269 | Active | 200659 | WATTS | 909 | RP | 4.000 | 68975 | MECH ROOM NEXT TO BOILERS ON DOM.WATER
6095 | EMERALD PKWY | 43016-3269 | Active | AJAB1487 | WILKINS | 350XL | DC | 0.750 | 68974 | METER PIT SOUTH OF DRIVE UNDER HOLIDAY INN SIGN
6100 | EMERALD PKWY | 43016-3248 | Active | 61844 | AMES | 2000B | DC | 0.750 | 98651 | METER PIT @ ENTRANCE
6100 | EMERALD PKWY | 43016-3248 | Active | 167482 | AMES | 3000SS | DCDA | 8.000 | 98650 | METER PIT @ ENTRANCE
6100 | EMERALD PKWY | 43016-3248 | Active | NK-310 | WATTS | 957 | RP | 3.000 | 98649 | IN HOT BOX AT PIT N OF ENTRANCE
6100 | EMERALD PKWY | 43016-3248 | Not Required by DOW | W365403 | WILKINS | 975XLD | RP | 0.750 | 98779 | SOUTH END STORAGE/MAINTENANCE OFFICE RM 131 UP IN THE AIR
6100 | EMERALD PKWY | 43016-3248 | Not Required by DOW | 3191771 | WILKINS | 975XLBMS | RP | 1.500 | 98778 | SOUTHSIDE MECHANICAL ROOM BY THE DOCKS
6145 | EMERALD PKWY | 43016-3248 | Active | 2830800 | WILKINS | 975XLBMS | RP | 1.500 | 98351 | JANITOR'S CLOSET
6145 | EMERALD PKWY | 43016-3248 | Active | 2872573 | WILKINS | 975XLBMS | RP | 2.000 | 98350 | JANITOR'S CLOSET
6157 | EMERALD PKWY | 43016 | Active | 68486 | AMES | 2000BM3 | DC | 0.750 | 3653003 | HOTBOX SOUTH OF ENTERANCE
6157 | EMERALD PKWY | 43016 | Active | 260457 | WATTS | LF009M2QT | RP | 1.000 | 3652997 | HOTBOX SOUTH OF ENTERANCE
6157 | EMERALD PKWY | 43016 | Active | WE-2169 | AMES | COLT 300-GV | DCDA | 6.000 | 3653002 | HOTBOX SOUTH OF ENTERANCE
6165 | EMERALD PKWY | 43016-3248 | Active | 2928333 | WILKINS | 975XL | RP | 0.750 | 95954 | NW MECH/RISER ROOM
6165 | EMERALD PKWY | 43016-3248 | Active | Y04134 | WILKINS | 375ADA | RPDA | 4.000 | 95953 | NW MECH/RISER ROOM
6165 | EMERALD PKWY | 43016-3248 | Active | 09691 | WATTS | 919AQT | RP | 1.500 | 95939 | NW MECH/RISER ROOM AT WATER METER
6235 | EMERALD PKWY | 43016-3300 | Active | 08475 | WATTS | 007M1PCQT | DC | 0.750 | 92547 | S MECH/RISER ROOM OS DOOR
6235 | EMERALD PKWY | 43016-3300 | Active | 1570320407 | AMES | 3000SS | DCDA | 6.000 | 92480 | S MECH/RISER ROOM OUTSIDE DOOR
6235 | EMERALD PKWY | 43016-3300 | Active | L33098 | WILKINS | 375MS | RP | 3.000 | 92845 | S MECH/RISER ROOM AT WATER METER OUTSIDE DOOR
6235 | EMERALD PKWY | 43016-3300 | Not Required by DOW | W276754 | WILKINS | 975XLBMS | RP | 2.000 | 92846 | MECHANICAL ROOM SOUTH END OF BLDG
6275 | EMERALD PKWY | 43016-3241 | Not Required by DOW | h032525 | FEBCO | 765 | PVB | 1.500 | 3604199 | RIGHT SIDE
6275 | EMERALD PKWY | 43016-3241 | Active | 12007 | WATTS | 009 | RP | 3.000 | 88548 | MECH ROOM OF UNIT 6275
6355 | EMERALD PKWY | 43016 | Not Required by DOW | 000252 | WATTS | LF800M4FR | PVB | 1.500 | 3607819 | MECHANICAL ROOM S SIDE E DOOR
6355 | EMERALD PKWY | 43016 | Active | 31184 | AMES | 2000BM3 | DC | 0.750 | 3607818 | GREEN HOT BOX E OF BUILDING
6355 | EMERALD PKWY | 43016 | Active | NH-1598 | AMES | 3000GDCDA | DCDA | 4.000 | 3607817 | HOT BOX FRONT/EAST SIDE BLDG 10" E OF PARKING LOT
6355 | EMERALD PKWY | 43016 | Active | 022444 | WATTS | LF009M2QT | RP | 2.000 | 3605777 | MECHANICAL ROOM S SIDE CENTER E DOOR
6365 | EMERALD PKWY | 43016-3305 | Active | 2862534 | WILKINS | 975XLBMS | RP | 1.000 | 95320 | SE UTLTY CLOSET AT WATER METER
6365 | EMERALD PKWY | 43016-3305 | Not Required by DOW | [5 empty] | 3624479
6377 | EMERALD PKWY | 43016-3272 | Active | 506080 | WILKINS | 975 | RP | 2.000 | 69829 | MID S MECH/RISER RM AT WATER MTR OUTSIDE DR DUAL SETTING - DOM
6377 | EMERALD PKWY | 43016-3272 | Active | 98618 | WATTS | 007M1PCQT | DC | 0.750 | 69830 | MID S MECH/RISER ROOM
6377 | EMERALD PKWY | 43016-3272 | Not Required by DOW | 00392 | FEBCO | 765 | PVB | 1.500 | 87673 | S SIDE CENTER OF BLDG -BY GAS METER -SPRINKLER DR
6377 | EMERALD PKWY | 43016-3272 | Active | 506074 | WILKINS | 975 | RP | 2.000 | 69828 | MID S MECH/RISER RM AT WATER MTR OUTSIDE DR DUAL SETTING - DOM
6377 | EMERALD PKWY | 43016-3272 | Not Required by DOW | 431035 | WILKINS | 975 | RP | 1.000 | 69827 | FLUID COOLER
6377 | EMERALD PKWY | 43016-3272 | Not Required by DOW | 353100 | WILKINS | 975XL | RP | 1.000 | 87674 | VAVLE ROOM
6377 | EMERALD PKWY | 43016-3272 | Active | 3EM0506 | AMES | 3000 | DCDA | 4.000 | 69826 | MID S MECH/RISER ROOM OUTSIDE DR
6377 | EMERALD PKWY | 43016-3272 | LPS - Active |  |  |  | LPC |  | 3626633 | IN MID S MECH/RISER ROOM -DOM WTR BOOSTER
6397 | EMERALD PKWY | 43016-2200 | Active | 3688 | AMES | 2000B | DC | 0.750 | 69846 | IN MECH RM BESIDE MEN/WOMENS RESTROOMM ON 4" RFIRE PROT BACKFLOW
6397 | EMERALD PKWY | 43016-2200 | Active | 584952 | WILKINS | 975 | RP | 1.250 | 69851 | MECH ROOM X ELAVATORS 6' ABOVE WATER METER
6397 | EMERALD PKWY | 43016-2200 | Active | 3AN0214 | AMES | 3000SS | DCDA | 4.000 | 69847 | MECH ROOM X ELAVATORS
6397 | EMERALD PKWY | 43016-2200 | Active | 571434 | WILKINS | 975 | RP | 1.500 | 69849 | MECH ROOM X ELAVATORS AT WATER METER
6397 | EMERALD PKWY | 43016-2200 | Active | 6864 | WATTS | 800M2QT | PVB | 1.500 | 69852 | CENTER NORTH SIDE OF BLDG
6397 | EMERALD PKWY | 43016-2200 | Active | 521425 | WILKINS | 975 | RP | 1.500 | 69848 | MECH ROOM X ELAVATORS AT WATER METER
6400 | EMERALD PKWY | 43016- | Active | 283988 | WATTS | 909M1QT | RP | 2.000 | 69868 | 6400 EMERALD PKWY, SW CORNER OF BUILDING
6500 | EMERALD PKWY | 43016-6235 | Active | LY269 | CONBRACO | 40208A2 | RP | 2.000 | 70115 | CONTROL VALVE ROOM
6500 | EMERALD PKWY | 43016-6235 | Active | NL440 | CONBRACO | 4020002 | RP | 3.000 | 70116 | CONTROL VALVE ROOM
6500 | EMERALD PKWY | 43016-6235 | Active | 47001 | WATTS | 007M1QT | DC | 0.750 | 70113 | METER PIT NE CORNER
6500 | EMERALD PKWY | 43016-6235 | Active | 35134 | WATTS | 009M2PCQT | RP | 0.750 | 70112 | SPRINKLER VALVE ROOM
6500 | EMERALD PKWY | 43016-6235 | Active | 109591 | AMES | 3000SS | DCDA | 6.000 | 70111 | METER PIT NE CORNER OF PROPERTY
6500 | EMERALD PKWY | 43016-6235 | Active | KN019 | CONBRACO | 40208A2 | RP | 2.000 | 70114 | FIRST FLOOR MECHANICAL
5200 | EMERALD PKWY UNIT FB | 43017-1090 | Active | 3176485 | WILKINS | 975XL | RP | 0.750 | 3415902 | AT YARD HYD 15' W OF METER BOX PARK & REC
5200 | EMERALD PKWY UNIT FB | 43017-1090 | Not Required by DOW | 163873 | WATTS | 009QT | RP | 2.000 | 66362 | BACK MECH RM RESTRMS BY TENNIS CRTS (OLD SKATE PK) FAC 75' N OF COFFMAN (SERV RD
1300 | EMIG RD | 43223-3349 | Active | J011189 | FEBCO | 825YA | RP | 2.000 | 54590 | GARAGE UNDER WORK TABLE -- BACK SHOP BY METER
1340 | EMIG RD | 43223-3303 | Active | UC-0810 | WATTS | 957 | RP | 4.000 | 54742 | IN BASEMENT MID BUILDING S SIDE
1380 | EMIG RD | 43223- | Not Required by DOW | 194460707 | AMES | 4000SS | RP | 6.000 | 99695 | MAINTENANCE BUILDING
1380 | EMIG RD | 43223- | Active | 1240530610 | AMES | 4000SS | RP | 4.000 | 99696 | AT ENTRANCE TO PROPERTY
7109 | EMMET ROW LN | 43017 | Active | CB073951 | WILKINS | 720A | PVB | 0.750 | 3613544 | LEFT FRONT
7117 | EMMET ROW LN | 43017 | Active | T295232 | WILKINS | 720A | PVB | 0.750 | 3626415 | RIGHT FRONT
7125 | EMMET ROW LN | 43017 | Active | CB079305 | WILKINS | 720A | PVB | 0.750 | 3619761 | RIGHT FRONT
7133 | EMMET ROW LN | 43017 | Active | CB074933 | WILKINS | 720A | PVB | 0.750 | 3607606 | LEFT FRONT
7141 | EMMET ROW LN | 43017 | Active | T458901 | WILKINS | 720A | PVB | 0.750 | 3607510 | RIGHT FRONT
7148 | EMMET ROW LN | 43017 | Active | CB101118 | WILKINS | 720A | PVB | 0.750 | 3613636
7149 | EMMET ROW LN | 43017 | Active | CAA31058 | WILKINS | 720A | PVB | 0.750 | 3608163 | Left side of the house
7156 | EMMET ROW LN | 43017 | Active | T419457 | WILKINS | 720A | PVB | 0.750 | 3649217 | LEFT SIDE OF HOUSE
7157 | EMMET ROW LN | 43017 | Active | CB073945 | WILKINS | 720A | PVB | 0.750 | 3607739 | LEFT SIDE
7165 | EMMET ROW LN | 43017 | Active | T146964 | WILKINS | 720A | PVB | 0.750 | 3605866 | RIGHT SIDE OF HOUSE BY GAS METER
7172 | EMMET ROW LN | 43017-1269 | Active | T230963 | WILKINS | 720 | PVB | 0.750 | 3615188 | LEFT FRONT
7180 | EMMET ROW LN | 43017 | Active | CB287359 | WILKINS | 720A | PVB | 0.750 | 3619827 | FRONT RIGHT CORNER BY GAS METER
2076 | EMMYS WAY | 43228 | Active | CB073657 | WILKINS | 720 | PVB | 0.750 | 3603276 | RIGHT SIDE
5659 | EMPORIUM SQ | 43231-2800 | Active | 4934140 | WILKINS | 975XL2 | RP | 0.750 | 3415933
5665 | EMPORIUM SQ | 43231-2800 | Due Install |  |  |  | RP |  | 3415936
5667 | EMPORIUM SQ | 43231-2800 | Due Install | [5 empty] | 3415937
5675 | EMPORIUM SQ | 43231-2801 | Due Install |  |  |  | RP | 0.750 | 3415939 | RESTROOM UNDER SINK AT WATER METER
5685 | EMPORIUM SQ | 43231-2801 | Active | 16509 | WILKINS | 350 | DCDA | 6.000 | 3636274 | SW CORNER OF STORE FRONT RISER AREA
5685 | EMPORIUM SQ | 43231-2801 | Active | HC30862 | WILKINS | 350 | DC | 0.750 | 3640862 | SW CORNER OF STORE FRONT RISER AREA
5685 | EMPORIUM SQ | 43231-2801 | Active | 4763590 | WILKINS | 975 | RP | 1.000 | 3415941 | SW CORNER OF STORE FRONT AT WATER METER BACK BEHIND FIRE BKFL
5727 | EMPORIUM SQ | 43231-2801 | Active | 102486 | AMES | 3000SE | DCDA | 8.000 | 67733 | SPRINKLER ROOM BACK DOCK
5727 | EMPORIUM SQ | 43231-2801 | Active | 178507 | WATTS | 909 | RP | 3.000 | 87465 | Rear of bldg at water meter
5727 | EMPORIUM SQ | 43231-2801 | Active | 29881 | WATTS | 919QT | RP | 2.000 | 3639006 | RISER ROOM
5727 | EMPORIUM SQ | 43231-2801 | Active | A65262 | WATTS | 007M3QT | DC | 0.750 | 90780 | 0 USE 6/3/15 CAG. REAR SPRINKLER VALVE ROOM
5737 | EMPORIUM SQ | 43231-2801 | Active | 1714740210 | AMES | 3000SS | DCDA | 6.000 | 98429 | NORTHWEST CORNER @ SPRINKLER RISER
5737 | EMPORIUM SQ | 43231-2801 | Active | 15027 | WATTS | 007SSM1PCQT | DC | 0.750 | 98430
5741 | EMPORIUM SQ | 43231-2801 | Due Install |  |  |  | RP | 0.750 | 3415945 | IN LADIES ROOM UNDER SINK (5745 SIDE?) AT WATER METER
5793 | EMPORIUM SQ | 43231- | Not Required by DOW | [5 empty] | 3415954
5819 | EMPORIUM SQ | 43231-2803 | Due Install |  |  |  | RP |  | 3415962
5821 | EMPORIUM SQ | 43231-2803 | Active | 221644 | WATTS | LF009M3QT | RP | 0.750 | 3415963 | AT WATER METER BAKERY
5823 | EMPORIUM SQ | 43231-2803 | Due Install |  |  |  | RP | 0.750 | 3415964 | BATHROOM UNDER SINK AT WATER METER
5825 | EMPORIUM SQ | 43231-2803 | Due Install |  |  |  | RP |  | 3415965
5831 | EMPORIUM SQ | 43231-2804 | Due Install | [5 empty] | 3415967
5693 | EMPRESS LN | 43235-7238 | Active | 877761 | WILKINS | 720A | PVB | 1.000 | 67620 | SOUTH SIDE OF HOME
3505 | EN JOIE DR | 43228-9505 | Active | T399769 | WILKINS | 720A | PVB | 0.750 | 3416025 | LEFT FRONT
6750 | ENFIELD CT | 43017 | Active | T271038 | WILKINS | 720A | PVB | 0.750 | 3624497 | LEFT SIDE OF THE HOUSE
6766 | ENFIELD CT | 43017 | Active | T146665 | WILKINS | 720A | PVB | 0.750 | 3605999 | LEFT CENTER BY A/C
6774 | ENFIELD CT | 43017 | Active | CB113654 | WILKINS | 720A | PVB | 0.750 | 3608031 | LEFT FRONT
6782 | ENFIELD CT | 43017 | Active | T345828 | WILKINS | 720A | PVB | 0.750 | 3640766 | OUTSIDE
6790 | ENFIELD CT | 43017 | Active | T295510 | WILKINS | 720A | PVB | 0.750 | 3623065 | RIGHT MIDDLE
6822 | ENFIELD CT | 43017 | Active | CB072487 | WILKINS | 720A | PVB | 0.750 | 3606166 | LEFT SIDE OF HOUSE
525 | ENFIELD RD | 43209-2255 | Active | 317601 | WATTS | 800CMQT | PVB | 0.750 | 66488 | LEFT SIDE OF DOOR
6776 | ENFIELD TRCE | 43017 | Active | CB074891 | WILKINS | 720A | PVB | 0.750 | 3609348 | LEFT FRONT
6784 | ENFIELD TRCE | 43017 | Active | CB773424 | WILKINS | 720A | PVB | 0.750 | 3606262 | LEFT FRONT BEHIND BUSH
6792 | ENFIELD TRCE | 43017 | Active | CB154392 | WILKINS | 720 | PVB | 0.750 | 3607665 | RIGHT FRONT
6800 | ENFIELD TRCE | 43017 | Active | T231513 | WILKINS | 720A | PVB | 0.750 | 3609352 | LEFT SIDE-FRONT
6808 | ENFIELD TRCE | 43017 | Active | H844156 | FEBCO | 765 | PVB | 0.750 | 3604059 | LEFT SIDE OF HOUSE
6816 | ENFIELD TRCE | 43017 | Active | H844499 | FEBCO | 765 | PVB | 0.750 | 3604052 | LEFT SIDE OF HOUSE
6840 | ENFIELD TRCE | 43017 | Active | CB117234 | WILKINS | 720A | PVB | 0.750 | 3604510 | RIGHT SIDE OF HOUSE
6845 | ENFIELD TRCE | 43017 | Active | CB078636 | WILKINS | 720 | PVB | 0.750 | 3603394 | LEFT SIDE
6848 | ENFIELD TRCE | 43017 | Active | 373753 | WATTS | 800M4FR | PVB | 0.750 | 103100 | RIGHT FRONT
6869 | ENFIELD TRCE | 43017 | Active | CB072709 | WILKINS | 720 | PVB | 0.750 | 3604517 | RIGHT SIDE
1499 | ENGLAND DR | 43240 | Active | 15466 | WATTS | 007M1PCQT | DC | 0.750 | 98771 | METER HOUSE
1499 | ENGLAND DR | 43240 | Active | 113342 | WATTS | 774 | DCDA | 6.000 | 98744 | METER HOUSE
1499 | ENGLAND DR | 43240 | Active | JJ0909 | WATTS | 957 | RP | 3.000 | 98706 | METER HOUSE
1501 | ENGLAND DR | 43240- | Not Required by DOW | J004398 | FEBCO | 825YA | RP | 1.50 | 97365 | IN YARD IN FRONT OF CLUBHOUSE AT CORNER OF POLARIS LAKE DR & CARYLAKE CIR
1501 | ENGLAND DR | 43240- | Active | 183993 | WATTS | 909QTFDA | RP | 3.000 | 95679 | METER HOUSE
1501 | ENGLAND DR | 43240- | Active | 111569 | WATTS | 774X | DCDA | 6.000 | 95680 | METER HOUSE
1501 | ENGLAND DR | 43240- | Active | 10834 | WATTS | 007M1QT | DC | 0.750 | 95681 | METER HOUSE
1552 | ENGLAND DR | 43240-6055 | Active | T230816 | WILKINS | 720A | PVB | 1.000 | 3609762 | LEFT SIDE OF HOUSE
8347 | ENGLISH OAK DR | 43081-6506 | Active | H901619 | FEBCO | 765 | PVB | 0.750 | 90242 | LEFT SIDE
8352 | ENGLISH OAK DR | 43081-6507 | Active | CB986923 | WILKINS | 720A | PVB | 0.750 | 102834 | RIGHT FRONT
8368 | ENGLISH OAK DR | 43081-6507 | Active | T099306 | WILKINS | 720A | PVB | 0.750 | 102510 | LEFT FRONT
2060 | ENGLISH TURN DR | 43123 | Active | T085917 | WILKINS | 720A | PVB | 0.750 | 102158 | RIGHT
2158 | ENGLISH TURN DR | 43123 | Active | T443496 | WILKINS | 720A | PVB | 0.750 | 3603261 | LEFT SIDE
2177 | ENGLISH TURN DR | 43123 | Active | CB655302 | WILKINS | 720A | PVB | 0.750 | 3603321 | RIGHT SIDE
6102 | ENKE CT | 43017-9517 | Active | T337294 | WILKINS | 720A | PVB | 0.750 | 69013 | LEFT FRONT
6118 | ENKE CT | 43017-9517 | Active | T429161 | WILKINS | 720A | PVB | 1.000 | 69056 | LEFT SIDE
6126 | ENKE CT | 43017-9517 | Active | AD4887 | FEBCO | 765 | PVB | 0.750 | 69089 | RIGHT SIDE
6134 | ENKE CT | 43017-9517 | Active | T231735 | WILKINS | 720A | PVB | 0.750 | 3581820 | RIGHT CENTER
6135 | ENKE CT | 43017-9517 | Active | 811710 | WILKINS | 720A | PVB | 0.750 | 69105 | RIGHT SIDE OF HOUSE
6143 | ENKE CT | 43017-9517 | Active | HE33620 | FEBCO | 765 | PVB | 1.000 | 92204 | LEFT FRONT
6150 | ENKE CT | 43017-9517 | Active | 811938 | WILKINS | 720A | PVB | 0.750 | 69147 | LEFT SIDE OF HOUSE
6151 | ENKE CT | 43017-9517 | Active | 955135 | WILKINS | 720A | PVB | 0.750 | 69155 | LEFT SIDE OF HOUSE
6158 | ENKE CT | 43017-9517 | Active | H107597 | FEBCO | 765 | PVB | 0.750 | 69179 | RIGHT FRONT
6175 | ENKE CT | 43017-9517 | Active | CB583080 | WILKINS | 720A | PVB | 0.750 | 3609939 | LEFT SIDE OF HOUSE
6191 | ENKE CT | 43017-9517 | Active | 813538 | WILKINS | 720A | PVB | 0.750 | 69307 | LT SIDE
6198 | ENKE CT | 43017-9517 | Active | 813558 | WILKINS | 720A | PVB | 0.750 | 69329 | LEFT FRONT
6199 | ENKE CT | 43017-9517 | Active | H086348 | FEBCO | 765 | PVB | 1.000 | 69333 | LEFT FRONT
6206 | ENKE CT | 43017-9517 | Active | H627497 | FEBCO | 765 | PVB | 1.000 | 97863 | RIGHT SIDE
6207 | ENKE CT | 43017-9517 | Active | H598660 | FEBCO | 765 | PVB | 0.750 | 69379 | LEFT SIDE
6214 | ENKE CT | 43017-9517 | Active | t296753 | WILKINS | 720A | PVB | 0.750 | 69398 | RIGHT SIDE OF HOUSE MIDDLE
6142 | ENKE DR | 43017-9517 | Active | 835521 | WILKINS | 720A | PVB | 0.750 | 69127 | RIGHT SIDE OF HOUSE
3550 | ENTERPRISE AVE | 43228-1000 | Active | 248446 | WATTS | LF009M3QT | RP | 0.750 | 3416258 | MTR IN SMALL SHED BY GAS PUMPS *SD*
3600 | ENTERPRISE AVE | 43228-1047 | Active | TC-2420 | AMES | 300GV | DCDA | 3.000 | 3641112 | HOTBOX LEFT OF DRIVEWAY ENTRANCE
3600 | ENTERPRISE AVE | 43228-1047 | Active | 118661 | WATTS | LF009M2QT | RP | 1.000 | 3641113 | CLOSET OFF GARAGE BAY
3600 | ENTERPRISE AVE | 43228-1047 | Active | 55896 | AMES | 2000BM3 | DC | 0.750 | 3416259 | HOTBOX LEFT OF DRIVEWAY ENTRANCE
6175 | ENTERPRISE CT | 43016-3293 | Active | HF97774 | FEBCO | 765 | PVB | 1.000 | 69253 | RIGHT CENTER NORTH SIDE
6190 | ENTERPRISE CT | 43016-3293 | Not Required by DOW | 24283 | WATTS | 009M2QT | RP | 1.500 | 69306 | IN NE MAINTENANCE/GARAGE AREA FOR FILLING TANKS AT DEDUCT MTR
6190 | ENTERPRISE CT | 43016-3293 | Active | 24108 | WATTS | LF919QT | RP | 1.500 | 3633878 | AT WATER METER IN LAB CLOSET S WALL
6190 | ENTERPRISE CT | 43016-3293 | Active | AG-6190 |  |  | AG | 4.000 | 3635397 | AIR GAP AT TANK FILL AREA NE GARAGE TANK BY DEDUCT METER
6235 | ENTERPRISE CT | 43016-3293 | Active | 96473 | WATTS | 009M2QT | RP | 1.000 | 69440 | SE MECHANICAL ROOM AT WATER METER
6130 | ENTERPRISE PKWY | 43123-9286 | Active | 23629 | WATTS | 009QT | RP | 0.750 | 69098 | SW CORNER ABOVE METER
6145 | ENTERPRISE PKWY | 43123 | Active | 67703 | WATTS | 009M2QT | RP | 1.500 | 69131 | NEXT TO THE RESTROOM
6231 | ENTERPRISE PKWY | 43123-9539 | Not Required by DOW | 013535 | WATTS | LF909 | RP | 3.000 | 69430 | MECHANICAL ROOM
6231 | ENTERPRISE PKWY | 43123-9539 | Active | 104195 | AMES | 3000SS | DCDA | 8.000 | 69429 | WEST SIDE OF NEW WAREHOUSE BY PUMP ROOM
6231 | ENTERPRISE PKWY | 43123-9539 | Active | 00853 | AMES | 2000B | DC | 0.750 | 69432 | WEST SIDE OF NEW WAREHOUSE BY PUMP ROOM
6231 | ENTERPRISE PKWY | 43123-9539 | Not Required by DOW | 08647 | WATTS | 009 | RP | 2.500 | 69433 | IN THE MECHANICAL ROOM
6231 | ENTERPRISE PKWY | 43123-9539 | Not Required by DOW | 2280395 | WILKINS | 975XL | RP | 1.500 | 90859 | mech room- south end of bldg
6231 | ENTERPRISE PKWY | 43123-9539 | Not Required by DOW | A23327 | WATTS | 009M2PCQT | RP | 1.500 | 98290 | R&D WORKSHOP CEILING
6231 | ENTERPRISE PKWY | 43123-9539 | LPS - Active | [5 empty] | 3639398 | FIRE BOOSTER PUMP HAS JOCKEY PUMP CONTROLLER
6231 | ENTERPRISE PKWY | 43123-9539 | Active | UH-2278 | WATTS | 957 | RP | 4.000 | 3639626 | AT DOMESTIC WATER METER
3844 | EQUESTRIAN CT | 43221-5902 | Active | T401067 | WILKINS | 720A | PVB | 1.000 | 100472 | RIGHT FRONT
3852 | EQUESTRIAN CT | 43221-5902 | Active | 699193 | WATTS | 800MQT | PVB | 0.750 | 90244 | FRONT OF HOUSE RT FT DOOR
4320 | EQUITY DR | 43228- | Active | 100105 | WATTS | 009M1QT | RP | 2.000 | 89394 | WEST END OF BUILDING IN CABINET WITH WATER METER
4343 | EQUITY DR | 43228-3842 | Active | 35629 | WATTS | 919ZQT | RP | 0.750 | 63750 | BOILER ROOM
4343 | EQUITY DR | 43228-3842 | Due Install |  |  |  | RP | 3.000 | 3639142
4343 | EQUITY DR | 43228-3842 | Due Install |  |  |  | DCDA | 8.000 | 3639143
4401 | EQUITY DR | 43228-3856 | Due Install |  |  |  | DCDA | 6.000 | 3651966
4401 | EQUITY DR | 43228-3856 | Due Install |  |  |  | RP | 1.500 | 3629601
5420 | ERIC PL | 43235-7316 | Active | 79371 | FEBCO | 765 | PVB | 0.750 | 66881 | RIGHT FRONT SIDE OF HOUSE
6892 | ERIE CT | 43017-2845 | Active | 279658 | WILKINS | 720A | PVB | 0.750 | 102883 | BACK OF HOUSE
1183 | ESSEX AVE | 43201-2925 | Active | 3558599 | WILKINS | 975XL | RP | 1.500 | 54196 | BASEMENT FRONT OF BLDG AT METER
1195 | ESSEX AVE | 43201-2925 | Not Required by DOW |  |  |  | RP |  | 3416738
1201 | ESSEX AVE | 43201-2925 | Active | 4775028 | WILKINS | 975XL2 | RP | 1.500 | 3416739 | In Basement of Air Control Products Business and Customer Contact is Steve John
1282 | ESSEX AVE | 43201-2928 | Not Required by DOW | 437318 | WILKINS | 420XL | PVB | 0.750 | 3649250 | ROOM # 14 BEHIN DOOR - CITY BARBEQUE
1282 | ESSEX AVE | 43201-2928 | Not Required by DOW | 403742 | WILKINS | 420XL | PVB | 0.750 | 3648787 | PASTA COOKER - KITCHEN # 26
1282 | ESSEX AVE | 43201-2928 | Active | 56161 | AMES | 2000BM3 | DC | 0.750 | 3644614 | HOT BOX
1282 | ESSEX AVE | 43201-2928 | Not Required by DOW | 439447 | WILKINS | 420XL | PVB | 0.750 | 3649681 | WALL BEHIND STEAM SUIT 37
1282 | ESSEX AVE | 43201-2928 | Active | TE-3246 | AMES | COLT 300GV | DCDA | 4.000 | 3644613 | HOT BOX NORTHWEST CORNER OF LOT
1282 | ESSEX AVE | 43201-2928 | Active | 141766 | WATTS | LF009M2QT | RP | 2.000 | 3416744 | HOTBOX NORTHWEST OF LOT
1290 | ESSEX AVE | 43201-2928 | Due Install |  |  |  | RP | 1.000 | 3416745
1290 | ESSEX AVE | 43201-2928 | Active | 31295B | WILKINS | 350ASTDA | DCDA | 8.000 | 3652506
1290 | ESSEX AVE | 43201-2928 | Active | HC62638 | WILKINS | 950XLD | DC | 0.750 | 3654508
1325 | ESSEX AVE | 43201-2974 | Active | 11398 | WATTS | 919QT | RP | 2.000 | 102298 | GARAGE MECHANICAL ROOM
1325 | ESSEX AVE | 43201-2974 | Active | 69008 | AMES | 2000B | DC | 0.750 | 102297 | MECHANICAL ROOM
1325 | ESSEX AVE | 43201-2974 | Active | 178862 | AMES | 3000SS | DCDA | 4.000 | 102296 | MECHANIC ROOM
1359 | ESSEX AVE | 43211-2631 | Active | 93937 | WATTS | 919 | RP | 0.750 | 3416747 | AT METER IN FURN/MECH ROOM BETWEEN RESTROOMS
1362 | ESSEX AVE | 43211-2632 | Active | 02514 | WATTS | 009M2QT | RP | 1.250 | 54812 | MEN'S RESTROOM ABOVE WTR MTR
1362 | ESSEX AVE | 43211-2632 | Not Required by DOW | [5 empty] | 3625143
1509 | ESSEX RD | 43221-3840 | Active | T121826 | WILKINS | 720A | PVB | 1.000 | 101930 | LEFT REAR CORNER OF HOUSE NEAR A/C UNIT
1512 | ESSEX RD | 43221-3841 | Active | H952927 | FEBCO | 765 | PVB | 0.750 | 3416760 | LEFT SIDE OF HOUSE BY HOSE BIB
1515 | ESSEX RD | 43221-3840 | Active | F021251 | WILKINS | 720A | PVB | 0.750 | 97933 | LEFT SIDE OF HOUSE
1516 | ESSEX RD | 43221-3841 | Active | 562658 | WILKINS | 720A | PVB | 0.750 | 55281 | FRONT OF HOUSE
1575 | ESSEX RD | 43221-3840 | Active | CB154052 | WILKINS | 720A | PVB | 0.750 | 3416774 | FRONT OF HOUSE
1624 | ESSEX RD | 43221-3843 | Active | T084058 | WILKINS | 720A | PVB | 0.750 | 101889 | Right side of house
1634 | ESSEX RD | 43221-3843 | Active | EAD4840 | WILKINS | 720A | PVB | 0.750 | 3416786 | LEFT REAR OF THE HOUSE
1694 | ESSEX RD | 43221-3845 | Active | G125130 | WILKINS | 720A | PVB | 0.750 | 95549 | RIGHT SIDE OF HOUSE
1695 | ESSEX RD | 43221-3844 | Active | H020746 | FEBCO | 765 | PVB | 0.750 | 98026 | LEFT SIDE OF HOUSE BY GARAGE
1699 | ESSEX RD | 43221-3844 | Active | T147270 | WILKINS | 720 | PVB | 0.750 | 3416798 | LEFT SIDE
1700 | ESSEX RD | 43221-3845 | Active | 215591 | WILKINS | 720A | PVB | 0.750 | 97373 | RIGHT SIDE OF HOUSE
1711 | ESSEX RD | 43221-3844 | Active | T046893 | WILKINS | 720A | PVB | 0.750 | 101197 | FRONT OF HOUSE
1740 | ESSEX RD | 43221-3845 | Active | G208653 | WILKINS | 720A | PVB | 0.750 | 92296 | FRONT LEFT
6555 | ESTEL RD | 43235-2806 | Active | J004388 | FEBCO | LF825Y | RP | 0.750 | 101111 | bsmnt
4531 | ETNA RD | 43213-1947 | Active | 25162 | APOLLO/CONBRACO | 4020002 | RP | 3.000 | 101576 | MECHANICAL ROOM
4531 | ETNA RD | 43213-1947 | Active | 327428 | APOLLO/CONBRACO | 4020402 | RP | 0.750 | 101577 | MECHANICAL ROOM
4531 | ETNA RD | 43213-1947 | Active | 1756810411 | AMES | 3000 | DCDA | 4.000 | 101504 | ETNA ELEMENTARY SCHOOL MECHANIC ROOM
4531 | ETNA RD | 43213-1947 | Active | 66465 | AMES | 2000B | DC | 0.750 | 101491 | ETNA ELEMENTARY SCHOOL MECHANIC ROOM
4924 | ETNA RD | 43213-2457 | Active | A02891 | WATTS | 009M3QT | RP | 0.750 | 65430 | MECHANICAL ROOM
4850 | ETNA ST | 43213- | Active | 080461 | WATTS | 009M2 | RP | 1.500 | 65231 | AT WATER MTR (north Restrooms/ pipe chase).
2649 | EUGENE AVE | 43123-3561 | Active | H115872 | FEBCO | 765 | PVB | 0.750 | 58865 | FRONT OF HOUSE
1100 | EVANS WAY CT | 43228-9158 | Not Required by DOW | CB215257 | WILKINS | 720A | PVB | 1.000 | 53864 | NORTH SIDE OF BUILDING
1100 | EVANS WAY CT | 43228-9158 | Active | F0757 | APOLLO | 4020702 | RP | 1.500 | 53865 | MECHANICAL ROOM AT WATER METER
1110 | EVANS WAY CT | 43228-9158 | Active | 547179 | WATTS | 909QT | RP | 0.750 | 53942 | NW CORNER OF BASEMENT AT METER
1133 | EVANS WAY CT | 43228-9178 | Not Required by DOW | 280828 | WILKINS | 975 | RP | 2.000 | 54029 | FRONT DESK IN TELEPHONE ROOM
1133 | EVANS WAY CT | 43228-9178 | Not Required by DOW | B106847 | WATTS | 800M4QT | PVB | 1.000 | 54030 | OUTSIDE WALL BY SPRINKLER WPIV, FRONT OF BUILDING
1133 | EVANS WAY CT | 43228-9178 | Not Required by DOW | 638580 | WATTS | 909QT | RP | 1.000 | 54031 | IN POOL EQUIPMENT ROOM
1133 | EVANS WAY CT | 43228-9178 | Active | 147579 | WATTS | 909 | RP | 3.000 | 54028 | BOILER ROOM @ METER
1133 | EVANS WAY CT | 43228-9178 | LPS - Active |  |  |  | LPC |  | 3633818 | DOM PUMP
1133 | EVANS WAY CT | 43228-9178 | Active | VB-1055 | AMES | 500GV | RPDA | 6.000 | 3633819 | BOILER ROOM AT FIRE RISER EAST END OF BLDG
1133 | EVANS WAY CT | 43228-9178 | Active | 88800 | WATTS | 919QT | RP | 0.750 | 3649592 | BOILER ROOM - 3/4" FIRE SIDE CAR
1155 | EVANS WAY CT | 43228-9178 | Active | 3HN0815 | AMES | 3000SS | DCDA | 6.000 | 54086 | PIT BY DRIVE BY BEST WESTERN
1155 | EVANS WAY CT | 43228-9178 | Active | 38728 | WATTS | 007M1QT | DC | 0.750 | 54087 | PIT BY DRIVE BY BEST WESTERN
1155 | EVANS WAY CT | 43228-9178 | Active | 70427 | WATTS | 009M2QT | RP | 1.000 | 54088 | FIRE SPRINKLER ROOM
1155 | EVANS WAY CT | 43228-9178 | Due Install |  |  |  | RP |  | 3632796
4170 | EVANSDALE RD | 43214-2908 | Active | AC7258 | FEBCO | 765 | PVB | 0.750 | 63138 | REAR OF HOUSE
4735 | EVANSWOOD DR | 43229-6206 | Active | 70713 | WATTS | 009M2QT | RP | 1.500 | 64909 | NEXT TO METER
4735 | EVANSWOOD DR | 43229-6206 | Active | 164170901 | AMES | 3000SS | DCDA | 6.000 | 64908 | FIRE METER ROOM outside storage
4735 | EVANSWOOD DR | 43229-6206 | Active | 39185 | WATTS | 719QT | DC | 0.750 | 64910 | Fire line outside storage
4735 | EVANSWOOD DR | 43229-6206 | LPS - Due Install | F0162275 |  |  |  |  | 3627953
4735 | EVANSWOOD DR | 43229-6206 | Not Required by DOW | 69973 | WATTS | 009M2QT | RP | 1.500 | 64911 | WATER METER CLOSET
4795 | EVANSWOOD DR | 43229-7216 | Active | ACK0553 | WILKINS | 975XL2 | RP | 1.500 | 3638492 | IN CLOSET UNDER STAIRS
4795 | EVANSWOOD DR | 43229-7216 | Active | 3992251 | WILKINS | 975XL2 | RP | 0.750 | 65066 | USE 6/3/15 CAG. 3RD FLOOR MECHANICAL ROOM EAST
4807 | EVANSWOOD DR | 43229-6285 | Not Required by DOW | 323365 | WATTS | 909QT | RP | 0.750 | 65124 | 1ST FLOOR MECH ROOM
4807 | EVANSWOOD DR | 43229-6285 | Not Required by DOW | 294495 | WATTS | 909M1QT | RP | 1.250 | 65123 | BOILER ROOM 1ST FL.
4807 | EVANSWOOD DR | 43229-6285 | Active | 150012 | WATTS | 009M2 | RP | 2.000 | 3624759 | NE CORNER UNDER STAIR WELL
4848 | EVANSWOOD DR | 43229-6207 | Due Install |  |  |  | RP | 1.500 | 3654600 | S/W CORNER OF WAREHOUSE BEHIND FIRE
4848 | EVANSWOOD DR | 43229-6207 | Active | 24924B | WILKINS | 350ASTDA | DCDA | 8.000 | 3633001 | SW CORNER OF WAREHOUSE
4848 | EVANSWOOD DR | 43229-6207 | Active | HC52684 | WILKINS | 950XLD | DC | 0.750 | 3632786 | S/W CORNER OF WAREHOUSE
4849 | EVANSWOOD DR | 43229-6206 | Active | HC63321 | WILKINS | 950XL | DC | 0.750 | 3654571 | FORTNER MECH ROOM
4849 | EVANSWOOD DR | 43229-6206 | Active | V60473 | WILKINS | 350ADA | DCDA | 6.000 | 3632536 | FORTNER MECH ROOM
4849 | EVANSWOOD DR | 43229-6206 | Active | 274559 | WATTS | LF009M2QT | RP | 1.000 | 3632535 | FRONT OF BUILDING, LEFT OFFICE FORTNER, IN MECHANICAL ROOM FR
6476 | EVELAND CT | 43054 | Active | 375254 | WATTS | 800M4QT | PVB | 0.750 | 100495 | EAST SIDE
6476 | EVELAND CT | 43054 | Active | 32454 | WATTS | 919AQT | RP | 0.750 | 100024 | IN BASEMENT
6477 | EVELAND CT | 43054 | Active | 705727 | WATTS | 800M4QT | PVB | 1.000 | 98719 | Left side of house
6500 | EVELAND CT | 43054 | Active | CB630435 | WILKINS | 720A | PVB | 0.750 | 3601263 | LEFT SIDE OF HOUSE
6501 | EVELAND CT | 43054 | Active | 727711 | WATTS | 800M4 | PVB | 1.000 | 3601061 | RIGHT SIDE
6514 | EVELAND CT | 43054 | Active | 821976 | WATTS | 800M4QT | PVB | 1.000 | 103725 | RIGHT SIDE OF HOUSE
6515 | EVELAND CT | 43054 | Active | 790122 | WATTS | 800M4QT | PVB | 1.000 | 103199 | Left side
6528 | EVELAND CT | 43054 | Active | 798686 | WATTS | 800QT | PVB | 1.000 | 102732 | RIGHT SIDE
6535 | EVELAND CT | 43054 | Active | 821710 | WATTS | 800M4QT | PVB | 1.000 | 103866 | LEFT SIDE
6542 | EVELAND CT | 43054 | Active | CB081532 | WILKINS | 720A | PVB | 0.750 | 3601264 | Right side of the house
6554 | EVELAND CT | 43054 | Active | T146848 | WILKINS | 720A | PVB | 0.750 | 3604050 | RIGHT SIDE OF THE HOUSE
5876 | EVELYTON RD | 43054-8956 | Active | 6957 | FEBCO | 765 | PVB | 0.750 | 68209 | LEFT FRONT
5894 | EVELYTON RD | 43054-8956 | Active | AK7552 | FEBCO | 765 | PVB | 1.000 | 68240 | LEFT FRONT IN COVE
5912 | EVELYTON RD | 43054-8956 | Active | W3621 | FEBCO | 765 | PVB | 1.000 | 68310 | EAST
5928 | EVELYTON RD | 43054-8956 | Active | 251119 | WATTS | 800M4QT | PVB | 1.000 | 68337 | FRONT LEFT OF DOOR
5944 | EVELYTON RD | 43054-8956 | Active | AB0126 | FEBCO | 765 | PVB | 1.000 | 68381 | RIGHT SIDE
600 | EVENING ST | 43085-3573 | Active | 433685 | WATTS | 800CMQT | PVB | 0.750 | 100179 | RIGHT OF HOUSE
690 | EVENING ST | 43085-3574 | Active | Cb640173 | WILKINS | 720A | PVB | 0.750 | 3417778
885 | EVENING ST | 43085-3048 | Active | 339622 | WATTS | 009QT | RP | 2.000 | 3636167 | Custodial closet in modular
885 | EVENING ST | 43085-3048 | Due Install |  |  |  | RP | 3.000 | 3639363
885 | EVENING ST | 43085-3048 | Active | 465283 | WATTS | 909QT | RP | 0.750 | 74357 | BOILER ROOM NEXT TO OFFICE - Evening ST. E. S.
6470 | EVENING ST | 43085-3059 | Active | T376157 | WILKINS | 720A | PVB | 0.750 | 70006 | RIGHT FRONT SIDE
6535 | EVENING ST | 43085-3058 | Active | CB544469 | WILKINS | 720A | PVB | 0.750 | 3417809 | RIGHT SIDE
6560 | EVENING ST | 43085-3072 | Active | 074914 | WATTS | 009QT | RP | 0.750 | 70250 | FRONT OF HOUSE
6650 | EVENING ST | 43085-2487 | Active | CAB06708 | WILKINS | 720-A | PVB | 1.000 | 70425 | LEFT SIDE
5491 | EVENTING WAY | 43026 | Not Required by DOW | T230542 | WILKINS | 720A | PVB | 0.750 | 3616787 | 5602 EVENTING WAY LEFT CENTER BEHIND FENCE
5491 | EVENTING WAY | 43026 | Active | og-2302 | WATTS | 957 | RP | 3.000 | 3609347 | HOT BOX AT PIT E OF CONDO 5517 LEXINGTON
5491 | EVENTING WAY | 43026 | Active | 157191214 | WATTS | 774 | DC | 8.000 | 3613331 | IN PIT -E OF CONDO 5517 LEXINGTON
5491 | EVENTING WAY | 43026 | Active | 21205 | WATTS | 007M2QT | DC | 0.750 | 3613332 | IN PIT -E OF CONDO 5517 LEXINGTON
5491 | EVENTING WAY | 43026 | Not Required by DOW | 59001 | WATTS | LF919QT | RP | 0.750 | 3613506 | 5561 EVENTING WAY CLUB/POOL HSE IN MECH ROOM
4640 | EXECUTIVE DR | 43220-3602 | Not Required by DOW |  |  |  | RP |  | 3635145 | AT METER
2801 | EXMOOR RD | 43221-3053 | Active | T133494 | WILKINS | 720A | PVB | 0.750 | 90249 | LEFT SIDE
3515 | EYRE HALL PASS | 43054-9102 | Active | T151753 | WILKINS | 720A | PVB | 0.750 | 3611938 | RIGHT FRONT
3525 | EYRE HALL PASS | 43054-9102 | Active | A107165 | WILKINS | 720A | PVB | 0.750 | 91449 | LEFT SIDE
3530 | EYRE HALL PASS | 43054-9100 | Active | G213639 | WILKINS | 720A | PVB | 0.750 | 91700 | RIGHT SIDE OF HOUSE
3540 | EYRE HALL PASS | 43054-9100 | Active | CB029324 | WILKINS | 720A | PVB | 0.750 | 103416 | RIGHT FRONT
3550 | EYRE HALL PASS | 43054-9100 | Active | H135116 | FEBCO | 765 | PVB | 0.750 | 61046 | REAR OF HOUSE
3605 | EYRE HALL PASS | 43054-9025 | Active | A038326 | WILKINS | 720A | PVB | 0.750 | 88771 | RIGHT SIDE OF HOUSE
3615 | EYRE HALL PASS | 43054-9025 | Active | A008562 | WILKINS | 720A | PVB | 0.750 | 91701 | CORNER SOUTH SIDE
3620 | EYRE HALL PASS | 43054-9061 | Active | hd89485 | FEBCO | 765 | PVB | 1.000 | 87205 | LEFT SIDE OF HOUSE
3625 | EYRE HALL PASS | 43054 | Active | AC9881 | FEBCO | 765 | PVB | 0.750 | 61311 | LEFT SIDE OF HOUSE
3630 | EYRE HALL PASS | 43054-9061 | Active | H542070 | FEBCO | 765 | PVB | 0.750 | 61322 | FRONT OF HOUSE
3635 | EYRE HALL PASS | 43054-9025 | Active | A072837 | WILKINS | 720A | PVB | 0.750 | 61327 | RIGHT HAND SIDE OF HOUSE
3640 | EYRE HALL PASS | 43054-9061 | Active | H070230 | FEBCO | 765 | PVB | 0.750 | 61346 | RIGHT SIDE FRONT
3645 | EYRE HALL PASS | 43054-9025 | Active | T303351 | FEBCO | 765 | PVB | 0.750 | 61359 | RIGHT SIDE
4466 | FABEL ST | 43054-8638 | Active | A107031 | WILKINS | 720A | PVB | 0.750 | 64103 | RIGHT HAND SIDE FROM STREET
4467 | FABEL ST | 43054-8613 | Active | G080519 | WILKINS | 720A | PVB | 0.750 | 90250 | LEFT SIDE
1255 | FABER AVE | 43207-2646 | Due Install |  |  |  | RP | 0.750 | 3418212 | NW UNDER STEPS/CLOSET AT WATER METER
1295 | FABER AVE | 43207-2646 | Active | W341593 | WILKINS | 975XL | RP | 0.500 | 94604 | mech room
4506 | FABLE ST | 43054-8638 | Active | T013536 | WILKINS | 720A | PVB | 0.750 | 87722 | LEFT SIDE OF HOUSE
1309 | FAIR AVE | 43205-3302 | Active | 14050 | WATTS | 919QT | RP | 1.500 | 100201 | CENTER OF BUILDING BY METER
1319 | FAIR AVE | 43205-3305 | Active | ACG2520 | WILKINS | 975XL2 | RP | 1.500 | 100306 | CENTER OF BUILDING BY METER
1395 | FAIR AVE | 43205-1543 | Active | 96971 | WATTS | 909QT | RP | 1.000 | 54882 | RM OFF OF BOILER , Fair E.S.
2863 | FAIR AVE | 43209- | Active | 648917 | WATTS | 909QT | RP | 0.750 | 65649 | BOILER ROOM
2863 | FAIR AVE | 43209- | Due Install |  |  |  | RP |  | 3418519
2863 | FAIR AVE | 43209- | LPS - Due Install |  |  |  | LPC |  | 3631423
2863 | FAIR AVE | 43209- | Active | 246470 | WATTS | 009QT | RP | 0.500 | 65647 | BOILER ROOM
2863 | FAIR AVE | 43209- | Active | 25415 | WATTS | 009M2QT | RP | 0.750 | 65648 | BOILER ROOM CHURCH
2949 | FAIR AVE | 43209-2225 | Active | 018984 | WATTS | LF800M4 | PVB | 0.750 | 90765 | RIGHT SIDE
2665 | FAIRFAX DR | 43220-4518 | Active | 2989687 | WILKINS | 975XL | RP | 0.750 | 101688 | ON RIGHT SIDE OF HOUSE
2670 | FAIRFAX DR | 43220-4519 | Active | 2664633 | WILKINS | 975XL | RP | 0.750 | 90255 | FRONT OF HOUSE NEAR PORCH
2725 | FAIRFAX DR | 43220 | Active | CB674772 | WILKINS | 720A | PVB | 0.750 | 3648693 | FRONT OF HOUSE
2741 | FAIRFAX DR | 43220-4520 | Active | 247042 | WILKINS | 720A | PVB | 1.000 | 59154 | RIGHT OF FRONT DOOR
2749 | FAIRFAX DR | 43220-4520 | Active | CB073653 | WILKINS | 720 | PVB | 0.750 | 101131 | LEFT SIDE
4010 | FAIRFAX DR | 43220-4523 | Active | T386302 | WILKINS | 720A | PVB | 0.750 | 3649497 | RIGHT REAR BY GAS METER HSE FACES JOHNSTON
4021 | FAIRFAX DR | 43220-4522 | Active | 351621 | WATTS | 800M4FR | PVB | 0.750 | 96227 | RIGHT SIDE OF HOUSE
4041 | FAIRFAX DR | 43220-4522 | Active | T259152 | Wilkins | 720A | PVB | 1.000 | 62732 | OUTSIDE REAR PATIO
4065 | FAIRFAX DR | 43220-4522 | Active | CA6912 | FEBCO | 765 | PVB | 1.000 | 90257 | LEFT SIDE BY AC
4091 | FAIRFAX DR | 43220-4524 | Active | 587238 | WILKINS | 720A | PVB | 0.750 | 90258 | LEFT OF FRONT DOOR
4103 | FAIRFAX DR | 43220-4524 | Active | 152849 | FEBCO | 805YR | DC | 0.750 | 90259 | ABOVE METER
4118 | FAIRFAX DR | 43220-4525 | Active | CB598416 | WILKINS | 720A | PVB | 0.750 | 3418666 | LEFT FRONT
4164 | FAIRFAX DR | 43220-4525 | Active | 00155 | FEBCO | 765 | PVB | 1.000 | 90260 | FRONT OF HOME BY DOOR
4233 | FAIRFAX DR | 43220-4524 | Active | 09930 | WATTS | 800M2QT | PVB | 0.750 | 63360 | FRONT OF HOUSE
2125 | FAIRFAX RD | 43221-4230 | Active | T53494 | WILKINS | 720A | PVB | 1.000 | 57383 | LEFT SIDE OF HOUSE
2154 | FAIRFAX RD | 43221-4231 | Active | T023266 | WILKINS | 720A | PVB | 0.750 | 101262 | LEFT SIDE
2167 | FAIRFAX RD | 43221-4230 | Active | T363381 | WILKINS | 720A | PVB | 0.750 | 3610209 | FRONT - LEFT SIDE
2179 | FAIRFAX RD | 43221-4230 | Active | T012938 | WILKINS | 720A | PVB | 1.000 | 90253 | RIGHT SIDE
2208 | FAIRFAX RD | 43221-4233 | Active | G038337 | WILKINS | 720A | PVB | 0.750 | 87542 | FRONT OF HOUSE
2239 | FAIRFAX RD | 43221-4232 | [6 empty] | 3418717
2253 | FAIRFAX RD | 43221-4232 | Active | G242375 | WILKINS | 720A | PVB | 0.750 | 99351 | RIGHT SIDE OF HOUSE
265 | FAIRLAWN DR | 43214-2712 | Active | 644671 | WILKINS | 720A | PVB | 1.000 | 58866 | RIGHT SIDE OF HOUSE
277 | FAIRLAWN DR | 43214-2712 | Active | HB32508 | FEBCO | 765 | PVB | 0.750 | 3418915 | BACK LEFT
421 | FAIRLAWN DR | 43214-2819 | Active | AK2230 | FEBCO | 765 | PVB | 0.750 | 90261 | FRONT OF HOUSE
432 | FAIRLAWN DR | 43214-2820 | Active | CAB40878 | WILKINS | 720A | PVB | 1.000 | 90262 | LEFT SIDE OF HOUSE
445 | FAIRLAWN DR | 43214-2819 | Active | F136491 | WILKINS | 720A | PVB | 0.750 | 100096 | RIGHT SIDE OF HOUSE
461 | FAIRLAWN DR | 43214-2819 | Active | CB081583 | WILKINS | 720 | PVB | 0.750 | 3418925 | FRONT OF HOUSE
3850 | FAIRLINGTON DR | 43220-4529 | Active | W336490 | WILKINS | 975XL | RP | 0.750 | 90263 | BASEMENT CLOSET
3857 | FAIRLINGTON DR | 43220-4528 | Active | T459218 | WILKINS | 720A | PVB | 0.750 | 97835 | MIDDLE LEFT
3896 | FAIRLINGTON DR | 43220-4531 | Active | CB325171 | WILKINS | 720A | PVB | 0.750 | 3418955 | LEFT FRONT
3928 | FAIRLINGTON DR | 43220-4531 | Active | 109797 | WATTS | 800QT | PVB | 0.750 | 90265 | LEFT SIDE
3935 | FAIRLINGTON DR | 43220-4530 | Active | t329055 | WILKINS | 720A | PVB | 0.750 | 62255 | LH SIDE
3945 | FAIRLINGTON DR | 43220-4530 | Active | 569343 | RAINBIRD | AC4000 | PVB | 0.750 | 62298 | OUTSIDE SOUTHEAST CORNER OF HOUSE
3950 | FAIRLINGTON DR | 43220-4531 | Active | H480595 | FEBCO | 765 | PVB | 1.000 | 93370 | RIGHT SIDE
3957 | FAIRLINGTON DR | 43220-4530 | Active | A150672 | WILKINS | 720A | PVB | 0.750 | 91668 | LEFT SIDE OF HOUSE
1888 | FAIRMONT AVE | 43223 | Active | 25425 | WATTS | 919AQT | RP | 2.000 | 3615025 | MECH ROOM
1888 | FAIRMONT AVE | 43223 | Active | PH-1071 | WATTS | 757 | DCDA | 6.000 | 3615450 | MECH ROOM
1888 | FAIRMONT AVE | 43223 | Active | 211939 | WATTS | 007M3 | DC | 0.750 | 3615451 | MECH ROOM
1888 | FAIRMONT AVE | 43223 | Not Required by DOW | 52932 | WATTS | 919AQT | RP | 1.000 | 3615452 | 2ND FLOOR MECH ROOM
4239 | FAIROAKS DR | 43214-2841 | Active | T085832 | WILKINS | 720A | PVB | 0.750 | 102175 | BY FRONT DOOR
1100 | FAIRVIEW AVE | 43212-3356 | Active | 12211 | WATTS | 800M3QT | PVB | 0.750 | 53866 | AS YOU COME IN DRIVEWAY IT IS BEHIND DECORATIVE WALL
1179 | FAIRVIEW AVE | 43212-3357 | Active | T434269 | WILKINS | 720A | PVB | 0.750 | 3419070 | FRONT
1261 | FAIRVIEW AVE | 43212- | Not Required by DOW | A06189 | WILKINS | 950 | DC | 2.50 | 97945 | ROOM B18 ABOVE THE WATER METER - 1261 FAIRVIEW AVE
1499 | FAIRVIEW AVE | 43212- | Due Install |  |  |  | RP | 1.000 | 3419104
674 | FAIRWAY BL | 43213 | Active | 06717 | AMES | 4000B | RP | 1.000 | 3646334 | AT METER
678 | FAIRWAY BL | 43213 | Active | 06677 | AMES | 4000B | RP | 1.000 | 3646333 | AT METER
682 | FAIRWAY BL | 43213 | Active | 06555 | AMES | 4000B | RP | 1.000 | 3646332 | METER ROOM
686 | FAIRWAY BL | 43213 | Active | 06701 | AMES | 4000B | RP | 1.000 | 3646812 | MECH ROOM
690 | FAIRWAY BL | 43213 | Active | 06711 | AMES | 4000B | RP | 1.000 | 3646813 | MECH ROOM
694 | FAIRWAY BL | 43213 | Active | 06715 | AMES | 4000B | RP | 1.000 | 3646331 | METER ROOM
698 | FAIRWAY BL | 43213 | Active | 02703 | AMES | LF4000BM2 | RP | 1.000 | 3638220 | LAUNDRY ROOM
702 | FAIRWAY BL | 43213 | Active | 02680 | AMES | LF4000BM2 | RP | 1.000 | 3638221 | LAUNDRY ROOM
706 | FAIRWAY BL | 43213 | Active | 02687 | AMES | LF4000BM2 | RP | 1.000 | 3638222 | LAUNDRY ROOM
710 | FAIRWAY BL | 43213 | Active | 02701 | AMES | LF4000BM2 | RP | 1.000 | 3638223 | LAUNDRY ROOM
714 | FAIRWAY BL | 43213 | Active | 02585 | AMES | LF4000BM2 | RP | 1.000 | 3635047 | METER CLOSET
718 | FAIRWAY BL | 43213 | Active | 02563 | AMES | LF4000BM2 | RP | 1.000 | 3635049 | METER CLOSET FOR LIMITED FIRE
722 | FAIRWAY BL | 43213 | Active | 02562 | AMES | LF4000BM2 | RP | 1.000 | 3635048 | METER CLOSET FOR LIMITED FIRE
726 | FAIRWAY BL | 43213 | Active | 02565 | AMES | LF4000BM2 | RP | 1.000 | 3635045 | METER CLOSET ON LIMITED FIRE
161 | FAIRWAY BLVD | 43213-2099 | Due Install |  |  |  | RP | 0.750 | 3419129 | SOUTHWEST CORNER IN REAR OF 157
165 | FAIRWAY BLVD | 43213-2099 | Due Install |  |  |  | RP | 0.750 | 3419130
336 | FAIRWAY BLVD | 43213-2525 | Active | CB487155 | WATTS | 800QT | PVB | 1.000 | 89506 | FRONT OF HOUSE
371 | FAIRWAY BLVD | 43213-2507 | Active | 320371 | WILKINS | 720A | PVB | 0.750 | 90267 | BACK OF HOUSE BY AC
383 | FAIRWAY BLVD | 43213-2507 | Active | T121894 | WILKINS | 720A | PVB | 1.000 | 101769 | FRONT OF HOUSE NEAR GARAGE
420 | FAIRWAY BLVD | 43213-2508 | Active | T000131 | WILKINS | 720A | PVB | 1.250 | 3419156 | NEXT TO AC UNIT
550 | FAIRWAY BLVD | 43213-2510 | Active | BB8T9T | FEBCO | 765 | PVB | 0.750 | 90268 | SOUTH SDIE OF HOUSE BEHIND SHRUBS
600 | FAIRWAY BLVD | 43213-2510 | Active | AB9884 | FEBCO | 765 | PVB | 1.000 | 68520 | FRONT OF HOUSE
676 | FAIRWAY BLVD | 43213 | Active | 4915004XLTCU | WILKINS | 975XL2 | RP | 1.500 | 3633290 | IRRIGATION ONLY METER. LEFT GOLF CART GARAGE
680 | FAIRWAY BLVD | 43213- | Active | 69687 | WATTS | 919QT | RP | 0.750 | 3419181 | Garage Closet Building along Road-For Columbus Country Club Snack Bar on Course
731 | FAIRWAY BLVD | 43213-2513 | Active | F023727 | WILKINS | 720 | PVB | 0.750 | 98849 | LEFT SIDE OF HOUSE BY A/C
826 | FAIRWAY BLVD | 43213-2517 | Active | 635686 | WATTS | 800M4QT | PVB | 1.000 | 90271 | BACK OF HOUSE LEFT OF DOOR
878 | FAIRWAY BLVD | 43213-2517 | Active | 08948 | WATTS | 909QT | RP | 1.000 | 90270 | BSMNT UNDER STEPS BY WATER METER
225 | FAIRWAY BLVD UNIT A | 43213-2071 | Due Install |  |  |  | RP | 0.750 | 3419135
345 | FAIRWAY CIR | 43213-2558 | Active | H477262 | FEBCO | 765 | PVB | 1.000 | 91230 | RIGHT BACK SIDE OF HOUSE
355 | FAIRWAY CIR | 43213-2558 | Active | 917379 | WILKINS | 975XL | RP | 1.000 | 61041 | BASEMENT
3443 | FAIRWAY COMMONS DR | 43026-7668 | Active | 19910 | FEBCO | 765 | PVB | 0.750 | 60751 | OUTSIDE
3451 | FAIRWAY COMMONS DR | 43026-7668 | Active | 037823 | WATTS | 800M4QT | PVB | 0.750 | 60779 | OUTSIDE / EASTSIDE OF HOUSE
3452 | FAIRWAY COMMONS DR | 43026-7668 | Active | T417721 | WILKINS | 720A | PVB | 0.750 | 60782 | LEFT FRONT
3459 | FAIRWAY COMMONS DR | 43026-7668 | Active | CB172129 | WILKINS | 720-A | PVB | 0.750 | 60793 | LEFT SIDE OF HOUSE
3460 | FAIRWAY COMMONS DR | 43026-7668 | Active | H099544 | FEBCO | 765 | PVB | 0.750 | 60794 | SIDE OF HOUSE
3467 | FAIRWAY COMMONS DR | 43026-7668 | Active | CB101205 | WILKINS | 720A | PVB | 0.750 | 3609510 | RIGHT SIDE OF HOUSE
3468 | FAIRWAY COMMONS DR | 43026-7668 | Active | 108547 | WILKINS | 420 | PVB | 1.000 | 60800 | WEST SIDE
3475 | FAIRWAY COMMONS DR | 43026-7668 | Active | 208621 | WATTS | 800M4QT | PVB | 0.750 | 88603 | LEFT SIDE OF HOUSE
3476 | FAIRWAY COMMONS DR | 43026-7668 | Active | 4774062 | WILKINS | 975XL | RP | 1.000 | 60814 | LEFT SIDE
3507 | FAIRWAY COMMONS DR | 43026-7668 | Active | H011061 | FEBCO | 765 | PVB | 1.000 | 60930 | RIGHT SIDE
3508 | FAIRWAY COMMONS DR | 43026-7668 | Active | 835617 | WILKINS | 720A | PVB | 0.750 | 88602 | LEFT OF HOUSE
3516 | FAIRWAY COMMONS DR | 43026-7668 | Active | 301056 | WILKINS | 420 | PVB | 1.000 | 60950 | SOUTH
3524 | FAIRWAY COMMONS DR | 43026-7668 | Active | 319433 | WATTS | 008PCQT | SVB | 0.750 | 98371 | BACK OF HOUSE
1273 | FAIRWAY DR | 43123 | Active | T084004 | WILKINS | 720A | PVB | 0.750 | 101552 | LEFT SIDE OF HOUSE
1283 | FAIRWAY DR | 43123 | Active | T081602 | WILKINS | 720A | PVB | 0.750 | 101757 | LEFT SIDE
1288 | FAIRWAY DR | 43123 | Active | 373126 | WATTS | 800M4QT | PVB | 0.750 | 102620 | EAST SIDE OF HOUSE
1293 | FAIRWAY DR | 43123 | Active | T097006 | WILKINS | 720A | PVB | 0.750 | 102215 | LEFT
1298 | FAIRWAY DR | 43123 | Active | CB016324 | WILKINS | 720A | PVB | 0.750 | 103000 | RIGHT SIDE OF HOUSE BY GAS METER
1308 | FAIRWAY DR | 43123 | Active | 563198 | APOLLO/CONBRACO | PVB4A | PVB | 0.750 | 3605969 | RIGHT SIDE OF HOUSE
1313 | FAIRWAY DR | 43123 | Active | T132367 | WILKINS | 720A | PVB | 0.750 | 102885 | RIGHT REAR CORNER OF HOUSE
1333 | FAIRWAY DR | 43123 | Active | EAA0722 | WILKINS | 720 | PVB | 0.750 | 3602607 | LEFT SIDE OF HOUSE
1338 | FAIRWAY DR | 43123 | Active | T223661 | WILKINS | 720A | PVB | 0.750 | 3603124 | RIGHT SIDE
1348 | FAIRWAY DR | 43123 | Active | T223307 | WILKINS | 720A | PVB | 0.750 | 3602676 | RIGHT SIDE
1353 | FAIRWAY DR | 43123 | Active | CB288695 | WILKINS | 720A | PVB | 0.750 | 3602634 | LEFT SIDE
1363 | FAIRWAY DR | 43123 | Active | T132366 | WILKINS | 720A | PVB | 0.750 | 102908 | LEFT SIDE
1378 | FAIRWAY DR | 43123 | Active | CB585207 | WILKINS | 720 | PVB | 0.750 | 3602753 | RIGHT SIDE OF HOUSE
1393 | FAIRWAY DR | 43123 | Active | CB078724 | WILKINS | 720A | PVB | 0.750 | 3602353 | RIGHT SIDE
1403 | FAIRWAY DR | 43123 | Active | T085921 | WILKINS | 720A | PVB | 0.750 | 101715 | LEFT SIDE
1413 | FAIRWAY DR | 43123 | Active | CB478592 | WILKINS | 720A | PVB | 0.750 | 3603258 | RIGHT FRONT
1425 | FAIRWAY DR | 43123 | Active | CB601611 | WILKINS | 720A | PVB | 0.750 | 3603259 | OUTSIDE
1428 | FAIRWAY DR | 43123 | Active | CB082858 | WILKINS | 720A | PVB | 0.750 | 3603343 | RIGHT SIDE
1469 | FAIRWAY DR | 43123 | Active | T199231 | WILKINS | 720A | PVB | 0.750 | 3606283 | LEFT SIDE
1478 | FAIRWAY DR | 43123 | Active | T409607 | Wilkins | 720A | PVB | 0.750 | 3603466 | RIGHT FRONT
1479 | FAIRWAY DR | 43123 | Active | CB074919 | WILKINS | 720A | PVB | 0.750 | 3603467 | RIGHT SIDE
1513 | FAIRWAY DR | 43123 | Active | CB073499 | WILKINS | 720A | PVB | 0.750 | 3603468 | LEFT SIDE BY GAS METER
1523 | FAIRWAY DR | 43123 | Active | T191347 | WILKINS | 720A | PVB | 0.750 | 3606178 | RIGHT SIDE - FRONT
1567 | FAIRWAY DR | 43123 | Active | CB205834 | WILKINS | 720A | PVB | 0.750 | 3603418 | RIGHT SIDE
726 | FAIRWOOD AVE | 43205-3011 | Active | 417 | APOLLO/CONBRACO | 4020 | RP | 0.750 | 3632908 | MECHANICAL ROOM FAIRWOOD E.S.
832 | FAIRWOOD AVE | 43205-3032 | Not Required by DOW | AB0196 | FEBCO | 765 | PVB | 1.000 | 73703 | AT DEDUCT METER SET IN CLOSET
832 | FAIRWOOD AVE | 43205-3032 | Active | 11963 | WATTS | 009M2QT | RP | 1.500 | 73702 | ON WATER METER SETTING IN MECHANICAL ROOM
1250 | FAIRWOOD AVE | 43206-3372 | Active | A04587 | WATTS | LF009M3QT | RP | 0.750 | 3633125 | STORMWATER PUMP STATION ST24, 2085 REFUGEE RD. NO ACCT IN BILLING SYSTEM
1250 | FAIRWOOD AVE | 43206-3372 | Due Install |  |  |  | DCDA | 8.000 | 3632635
1250 | FAIRWOOD AVE | 43206-3372 | Not Required by DOW | 23902 | WATTS | 919AQT | RP | 1.000 | 97812 | up near ceiling above boiler systems
1250 | FAIRWOOD AVE | 43206-3372 | Not Required by DOW | jg952 | CONBRACO | 40205A2 | RP | 1.000 | 96052 | UPSTAIRS BOILER ROOM
1250 | FAIRWOOD AVE | 43206-3372 | Not Required by DOW | 32788 | WATTS | 919AQT | RP | 1.000 | 87879 | WASH RACK
1250 | FAIRWOOD AVE | 43206-3372 | Active | 197674 | WATTS | 909 | RP | 4.000 | 87878 | PARKS AND REC NE OF BLDG ZONE HQ
1250 | FAIRWOOD AVE | 43206-3372 | Not Required by DOW | 06256 | WATTS | 774 | DC | 0.750 | 54441 | ROOM 1115 IN SURVEILLANCE LAB
1250 | FAIRWOOD AVE | 43206-3372 | Not Required by DOW | 71382 | WATTS | LF919 | RP | 0.750 | 3633128 | MEN'S RESTROOM CEILING COMM CENTER
1600 | FAIRWOOD AVE | 43206-3711 | Due Install |  |  |  | RP | 0.750 | 3419607 | IN BATHROOM UNDER SINK AT WATER METER BARBER SHOP
2050 | FAIRWOOD AVE | 43207-1735 | Not Required by DOW |  |  |  | RP |  | 3419662
2080 | FAIRWOOD AVE | 43207-1735 | Due Install |  |  |  | RP |  | 3419665
2090 | FAIRWOOD AVE | 43207-1736 | Not Required by DOW | [5 empty] | 3419667
2150 | FAIRWOOD AVE | 43207-1736 | Active | 163155 | WATTS | 909 | RP | 4.000 | 57388 | N.W. CORNER OF BUILDING--2150 FAIRWOOD AVE
2150 | FAIRWOOD AVE | 43207-1736 | Active | 24179 | WATTS | 919AQT | RP | 1.000 | 57391 | BOILER ROOM AGAINST WEST WALL
2150 | FAIRWOOD AVE | 43207-1736 | Active | 2383 | CONBRACO | 4020C02 | RP | 6.000 | 57389 | NW CORNER IF BLDG -2150 FAIRWOOD WAS 200002383
2150 | FAIRWOOD AVE | 43207-1736 | Active | 100034466 | WATTS | 800QT | PVB | 1.000 | 57387 | SOUTH END STAIRWAY NEAR OFFICES
2150 | FAIRWOOD AVE | 43207-1736 | Due Install |  |  |  | RP |  | 3646182 | HEATED ENCLOSURE AT PIT
2200 | FAIRWOOD AVE | 43207-1738 | LPS - Due Install | [5 empty] | 3629607
2200 | FAIRWOOD AVE | 43207-1738 | Due Install |  |  |  | RP |  | 3419668
2301 | FAIRWOOD AVE | 43207-2768 | Active | 66433 | AMES | 2000BM3 | DC | 0.750 | 3651646 | NORTH END OF PRODUCTION FACILITY
2301 | FAIRWOOD AVE | 43207-2768 | Active | VH-0001 | AMES | COLT 300GV | DCDA | 8.000 | 3639135 | NORTH END OF PRODUCTION FACILITY
2301 | FAIRWOOD AVE | 43207-2768 | Active | QE-0628 | WATTS | 957 | RP | 3.000 | 3419671 | NORTH END OF PRODUCTION FACILITY
2400 | FAIRWOOD AVE | 43207-2708 | Active | 19904 | WATTS | 919AQT | RP | 1.000 | 58177 | NE CORNER OF BLDG
2400 | FAIRWOOD AVE | 43207-2708 | Due Install |  |  |  | RP | 6.000 | 3626290 | IN HOT BOX AT PIT
2400 | FAIRWOOD AVE | 43207-2708 | Active | 18694 | AMES | 4000SS | RP | 3.000 | 58178 | CLOSET IN FILE ROOM NEAR SOUTH EXIT DOOR
2521 | FAIRWOOD AVE | 43207-2712 | Active | L75071 | WILKINS | 375 | RP | 2.500 | 103037 | BOILER/MECHANICAL ROOM
2645 | FAIRWOOD AVE | 43207-2729 | Due Install |  |  |  | RP |  | 3419693
2141 | FAIRWOOD AVE UNIT A | 43207-1753 | Active | 08893 | WATTS | 919 | RP | 1.500 | 92695 | BLDG EAST WALL
2141 | FAIRWOOD AVE UNIT A | 43207-1753 | Active | 80183 | WATTS | 919QT | RP | 0.750 | 92694 | BLDG 3 CHILLER AND PUMP AREA
2141 | FAIRWOOD AVE UNIT A | 43207-1753 | Active | 4640397 | WILKINS | 975XL2 | RP | 0.750 | 92693 | BLDG 3 CHILLER AND PUMP AREA
2141 | FAIRWOOD AVE UNIT A | 43207-1753 | Active | 4642547xltcu | WILKINS | 975XL2 | RP | 2.000 | 87881 | POWER ROOM IN BLDG #1 NE?
2141 | FAIRWOOD AVE UNIT A | 43207-1753 | Active | 4640396XLTCU | WILKINS | 975XL2 | RP | 0.750 | 57431 | POWER ROOM ON WEST WALL
2141 | FAIRWOOD AVE UNIT A | 43207-1753 | Due Install |  |  |  | RP | 8.000 | 3633710 | IN HOT BOX AT PIT AT N ENTRANCE
2141 | FAIRWOOD AVE UNIT A | 43207-1753 | Active | 70061 | WATTS | LF919QT | RP | 0.750 | 57430 | BLDG #4 IN CEILING ABOVE UTILITY ROOM
2141 | FAIRWOOD AVE UNIT A | 43207-1753 | LPS - Active |  |  |  | LPC |  | 3633711 | FIRE BOOSTER PUMP
2141 | FAIRWOOD AVE UNIT A | 43207-1753 | Active | 599866 | WATTS | 909QT | RP | 0.750 | 57428 | 2ND FLOOR BOILER ROOM
2141 | FAIRWOOD AVE UNIT A | 43207-1753 | Active | 4642543xltcu | WILKINS | 975XL2 | RP | 2.000 | 57429 | MECHANICAL ROOM
5516 | FALCO DR | 43081-8247 | Active | A108768 | WILKINS | 375 | RP | 0.750 | 100537 | BASEMENT
5612 | FALCO DR | 43081-8233 | Active | FN7591 | FEBCO | 765 | PVB | 1.000 | 90274 | RIGHT SIDE OF HOUSE
6997 | FALLEN TIMBER DR | 43017-3808 | Active | 301085 | WILKINS | 420 | PVB | 1.000 | 95077 | LEFT SIDE
55 | FALLIS RD | 43214-3723 | Active | H114231 | FEBCO | 765 | PVB | 0.750 | 67013 | EAST SIDE BY PORCH
278 | FALLIS RD | 43214-3726 | Active | A150671 | WILKINS | 720A | PVB | 0.750 | 87373 | LEFT SIDE OF HOME
327 | FALLIS RD | 43214-3727 | Active | T046310 | WILKINS | 720A | PVB | 1.000 | 101322 | FRONT OF HOUSE
377 | FALLIS RD | 43214-3727 | Active | H617699 | FEBCO | 765 | PVB | 0.750 | 99935 | FRONT OF HOUSE
453 | FALLIS RD | 43214-3772 | Active | 01684 | WATTS | 800M4QT | PVB | 1.000 | 96991 | RIGHT SDIE OF HOUSE NEAR FRONT
5801 | FALMOUTH CT | 43085-3876 | Active | G171999 | WILKINS | 720A | PVB | 0.750 | 92390 | FRONT OF HOUSE
3888 | FARBER CT | 43054-9348 | Active | H205878 | FEBCO | 765 | PVB | 0.750 | 90275 | USE 6/3/15 CAG. FRONT LEFT DOOR IN OFFSET
3901 | FARBER CT | 43054-9344 | Active | T148645 | WILKINS | 720A | PVB | 0.750 | 62153 | LEFT SIDE OF HOUSE
3904 | FARBER CT | 43054-9349 | Active | 297651 | WILKINS | 720A | PVB | 0.750 | 90276 | RIGHT SIDE
3932 | FARBER CT | 43054-9349 | Active | 2519 | FEBCO | 765 | PVB | 0.750 | 62252 | REAR OF HOUSE
3933 | FARBER CT | 43054-9344 | Active | 8143 | FEBCO | 765 | PVB | 1.000 | 62253 | WEST SIDE OF RESIDENCE
3960 | FARBER CT | 43054-9349 | Active | A107287 | WILKINS | 720A | PVB | 0.750 | 62361 | RIGHT SIDE OF HOUSE
3961 | FARBER CT | 43054-9344 | Active | 257570 | WILKINS | 720A | PVB | 0.750 | 62364 | FRONT OF HOUSE
3972 | FARBER CT | 43054-9349 | Active | 175319 | WILKINS | 420 | PVB | 1.000 | 62395 | RIGHT SIDE OF HOUSE
3973 | FARBER CT | 43054-9344 | Active | AD3545 | FEBCO | 765 | PVB | 0.750 | 90277 | LEFT SIDE
3980 | FARBER CT | 43054-9349 | Active | H098687 | FEBCO | 765 | PVB | 0.750 | 62409 | LEFT SIDE OF HOUSE
3981 | FARBER CT | 43054-9344 | Active | 5024 | FEBCO | 765 | PVB | 1.000 | 62416 | SOUTHEAST CORNER OF BUILDING
3988 | FARBER CT | 43054-9349 | Active | H205854 | FEBCO | 765 | PVB | 0.750 | 62461 | RIGHT FRONT OF HOUSE
3997 | FARBER CT | 43054-9344 | Active | CB120509 | WILKINS | 720 | PVB | 0.750 | 3420439 | Right side of house
4000 | FARBER CT | 43054-9350 | Active | H835842 | WILKINS | 720A | PVB | 0.750 | 91918 | right of front door
4009 | FARBER CT | 43054-9346 | Active | 8129 | FEBCO | 765 | PVB | 1.000 | 62665 | SE SIDE OF HOUSE
4018 | FARBER CT | 43054-9350 | Active | H152750 | FEBCO | 765 | PVB | 0.750 | 62692 | FRONT OF HOUSE
4027 | FARBER CT | 43054-9346 | Active | B12035 | FEBCO | 765 | PVB | 0.750 | 62706 | RIGHT SIDE NEAR REAR
2356 | FARLEIGH RD | 43221-2614 | Active | CB154318 | WILKINS | 720 | PVB | 0.750 | 3605539 | RIGHT SIDE
2365 | FARLEIGH RD | 43221-2613 | Active | CAA35795 | WILKINS | 720A | PVB | 0.750 | 3420521 | RIGHT SIDE OF HOUSE
2380 | FARLEIGH RD | 43221-2614 | Active | H549270 | FEBCO | 765 | PVB | 0.750 | 98978 | RIGHT HAND SIDE BACK OF HOUSE
2381 | FARLEIGH RD | 43221-2613 | Active | A284795 | WILKINS | 375 | RP | 0.750 | 3420523 | IN BASEMENT AT WATER METER
2400 | FARLEIGH RD | 43221-2616 | Active | CB631401 | Wilkins | 720 | PVB | 0.750 | 3420524 | left side of house
2410 | FARLEIGH RD | 43221-2616 | Active | T418242 | WILKINS | 720A | PVB | 0.750 | 3420526 | FRONT SIDE OF HOME
2470 | FARLEIGH RD | 43221-2618 | Active | AK3656 | FEBCO | 765 | PVB | 1.000 | 58399 | S/W CORNER OF HOUSE UNDER TREE
2480 | FARLEIGH RD | 43221-2618 | Active | H429712 | FEBCO | 765 | PVB | 0.750 | 99604 | RIGHT SIDE OF HOUSE
2530 | FARLEIGH RD | 43221-2662 | Active | W255399 | WILKINS | 975XL | RP | 0.750 | 90278 | IN CLOSET NEXT TO WATER METER
2544 | FARLEIGH RD | 43221-2662 | Active | 028724 | WATTS | 800M4QT | PVB | 0.750 | 91896 | FRONT OF HOUSE
2553 | FARLEIGH RD | 43221-2663 | Active | CB019536 | WILKINS | 720A | PVB | 0.750 | 58621 | RIGHT OF FRONT DOOR IN CORNER
2567 | FARLEIGH RD | 43221-2663 | Active | H649297 | FEBCO | 765 | PVB | 0.750 | 3420539 | FRONT
2570 | FARLEIGH RD | 43221-2664 | Active | cb190209 | WILKINS | 720A | PVB | 0.750 | 90279 | SW CORNER
3663 | FARLEY CT | 43054-8802 | Active | 375315 | WILKINS | 720A | PVB | 0.750 | 61420 | SE CORNER OF HOUSE
3664 | FARLEY CT | 43054-8802 | Active | 903154 | WILKINS | 720A | PVB | 0.750 | 61424 | FRONT RIGHT CORNER OUTSIDE
3675 | FARLEY CT | 43054-8802 | Active | A082414 | WILKINS | 720A | PVB | 0.750 | 87026 | RIGHT SIDE OF HOME
3684 | FARLEY CT | 43054-8802 | Active | DJ7074 | FEBCO | 765 | PVB | 0.750 | 61459 | LEFT SIDE OF HOUSE
3161 | FARM BANK WAY | 43123-1973 | Active | 1152770513 | WATTS | 774DCDA | DCDA | 4.000 | 103930 | 3149 FARM BANK WAY, PIT LOCATED IN FRONT OF COMPLEX
3161 | FARM BANK WAY | 43123-1973 | Active | 449092 | WATTS | 909M1QT | RP | 1.500 | 103933 | 3149 FARM BANK WAY, TOP DEVICE IN WATER HEATER ROOM UNIT 3149
3161 | FARM BANK WAY | 43123-1973 | Active | 20772 | WATTS | 007M2QT | DC | 0.750 | 103931 | 3149 FARM BANK WAY, PIT LOCATED IN FRONT OF COMPLEX
3161 | FARM BANK WAY | 43123-1973 | Active | 467158 | WATTS | 909M1QT | RP | 2.000 | 103932 | 3149 FARM BANK WAY, PRIVATE SERVICE TO UNIT 3149
3161 | FARM BANK WAY | 43123-1973 | Active | 177294 | WATTS | 909 | RP | 3.000 | 87950 | 3149 FARM BANK WAY, HOT BOX AT METER PIT
3161 | FARM BANK WAY | 43123-1973 | Not Required by DOW | 450048 | WATTS | 909M2QT | RP | 1.500 | 103934 | 3149 FARM BANK WAY
3491 | FARM BANK WAY | 43123 | Not Required by DOW | CB215374 | WILKINS | 720A | PVB | 0.750 | 3622517 | RIGHT SIDE OF BUILDING - OUTSIDE
3491 | FARM BANK WAY | 43123 | Active | 4253343 | WILKINS | 975 | RP | 1.500 | 3618471 | MECHANICAL ROOM
3491 | FARM BANK WAY | 43123 | Not Required by DOW | 4278691 | WILKINS | 975XL | RP | 1.500 | 3631426 | SOUTH MECH. ROOM
3215 | FARMBROOK DR | 43123-4802 | Active | G215540 | WILKINS | 720A | PVB | 0.750 | 95433 | RIGHT FRONT
2545 | FARMERS DR | 43235-2705 | Due Install |  |  |  | RP | 6.000 | 3635402 | IN HOT BOX AT PIT
2545 | FARMERS DR | 43235-2705 | Active | 7247 | FEBCO | 825Y | RP | 2.000 | 58593 | 2ND FLOOR MECHANICAL ROOM
2545 | FARMERS DR | 43235-2705 | LPS - Active |  |  |  | LPC |  | 3635403 | DOMESTIC BOOSTER PUMP 1ST MECH ROOM
2545 | FARMERS DR | 43235-2705 | LPS - Active |  |  |  | LST |  | 3635404 | FIRE BOOSTER PUMP
2700 | FARMERS DR | 43235-5716 | Not Required by DOW | 111825 | WATTS | 009M2QT | RP | 2.000 | 88796 | CARWASH BAY
2700 | FARMERS DR | 43235-5716 | Active | HC48874 | WILKINS | 350XL | DC | 0.750 | 90495 | PUMP ROOM
2700 | FARMERS DR | 43235-5716 | Not Required by DOW | 2248961 | WILKINS | 975XLBMS | RP | 2.000 | 90496 | PUMP ROOM
2700 | FARMERS DR | 43235-5716 | Active | FL-1957 | WATTS | 957Z | RP | 3.000 | 87951 | SE MECH/RISER ROOM AT WATER METER OUTSIDE DOOR
2700 | FARMERS DR | 43235-5716 | Not Required by DOW | 409883 | WATTS | 009M3QT | RP | 0.750 | 88797 | PRESSURE WASHER NORTH BAY OF BLDG
2700 | FARMERS DR | 43235-5716 | Active | 26226B | WILKINS | 350ASTDA | DCDA | 8.000 | 90494 | SE MECH/RISER ROOM OUTSIDE DOOR
2500 | FARMERS DR UNIT A | 43235-5706 | Active | 4149945 | WILKINS | 975XL | RP | 2.000 | 58492 | Basement - Fire Pump Room
2500 | FARMERS DR UNIT A | 43235-5706 | Active | 0868 | WATTS | 009M2QT | RP | 2.000 | 58493 | Penthouse - Boiler Room / Ceiling
2500 | FARMERS DR UNIT A | 43235-5706 | Due Install |  |  |  | RP | 8.000 | 3635944 | MECH/BOILER/RISER ROOM AT WATER METER
2500 | FARMERS DR UNIT A | 43235-5706 | LPS - Active |  |  |  | LPC |  | 3635945 | DOM PUMP MECH/BOILER ROOM
2500 | FARMERS DR UNIT A | 43235-5706 | LPS - Active |  |  |  | LST |  | 3635947 | FIRE PUMP MECH/BOILER ROOM
2500 | FARMERS DR UNIT A | 43235-5706 | Active | 57749 | WATTS | LF919QT | RP | 0.750 | 58491 | Penthouse - Boiler Room
7444 | FARMINGTON CLOSE | 43054-8801 | Active | HC79987 | FEBCO | 765 | PVB | 0.500 | 3650563 | RIGHT FRONT
7450 | FARMINGTON CLOSE | 43054-8801 | Active | AD4884 | FEBCO | 765 | PVB | 0.750 | 72008 | RIGHT SIDE OF HOUSE
950 | FARNHAM RD | 43220-5021 | Active | 913021 | WATTS | 800MQT | PVB | 0.750 | 96136 | LEFT SIDE
670 | FARRINGTON DR | 43085- | Active | 452126 | WILKINS | 720A | PVB | 1.000 | 70444 | REAR OF HOUSE
645 | FARRINGTON RD | 43085-3531 | Active | 20631 | WATTS | 800QT | PVB | 1.000 | 69944 | RIGHT SIDE OF HOUSE
653 | FARRINGTON RD | 43085-3531 | Active | 181349 | WILKINS | 420 | PVB | 1.000 | 70192 | LEFTSIDE
680 | FARRINGTON RD | 43085-3534 | Active | 666012 | WATTS | 800M4QT | PVB | 1.000 | 70710 | FRONT OF HOUSE
693 | FARRINGTON RD | 43085-3531 | Active | T418195 | WILKINS | 720A | PVB | 0.750 | 3420755 | LEFT OF FRONT DOOR
701 | FARRINGTON RD | 43085-3531 | Active | T199286 | WILKINS | 720A | PVB | 0.750 | 3420757 | BACK ON RIGHT
702 | FARRINGTON RD | 43085-3575 | Active | CB090115 | WILKINS | 720A | PVB | 0.750 | 3420758 | Rear of house
4990 | FARVIEW RD | 43231 | Active | UK-1705 | WATTS | COLT 300 | DCDA | 6.000 | 3649967 | PIT WEST OF HOT BOX NORTHWEST SECTION OF PROPERTY AT ENTRANCE
4990 | FARVIEW RD | 43231 | Active | VD-1086 | AMES | COLT 400 | RP | 3.000 | 3649966 | IN HOT BOX NORTHWEST SECTION OF PROPERTY AT ENTRANCE
4990 | FARVIEW RD | 43231 | Active | 63639 | AMES | 2000B | DC | 0.750 | 3649968 | PIT WEST OF HOT BOX NORTHWEST SECTION OF PROPERTY AT ENTRANCE
5507 | FAWNBROOK CT | 43017-8364 | Active | G152287 | WILKINS | 720A | PVB | 0.750 | 67131 | LEFT CENTER
5543 | FAWNBROOK CT | 43017-8364 | Active | T337649 | WILKINS | 720A | PVB | 1.000 | 67204 | LEFT SIDE
5563 | FAWNBROOK CT | 43017-8364 | Active | CB219858 | WILKINS | 720A | PVB | 1.000 | 67309 | LEFT FRONT
5415 | FAWNBROOK LN | 43017-8367 | Active | 32005 | WATTS | 800M2QT | PVB | 0.750 | 66867 | SOUTH SIDE OF HOUSE IN FLOWER BED
5430 | FAWNBROOK LN | 43017-8366 | Active | T076689 | WILKINS | 720A | PVB | 0.750 | 66893 | RIGHT FRONT
5431 | FAWNBROOK LN | 43017-8367 | Active | 792722 | WILKINS | 720A | PVB | 0.750 | 66896 | LT SIDE
5439 | FAWNBROOK LN | 43017-8367 | Active | 200331 | WILKINS | 720A | PVB | 0.750 | 66907 | LEFT SIDE OF HOUSE
5447 | FAWNBROOK LN | 43017-8367 | Active | 375254 | WILKINS | 720A | PVB | 0.750 | 66920 | FRONT OF HOUSE
5455 | FAWNBROOK LN | 43017-8367 | Active | T042210 | WILKINS | 720A | PVB | 0.750 | 100918 | LEFT SIDE OF HOUSE
5463 | FAWNBROOK LN | 43017-8367 | Active | 424902 | WILKINS | 720A | PVB | 0.750 | 66953 | LEFT SIDE OF HOUSE
5475 | FAWNBROOK LN | 43017-8367 | Active | CAB59082 | WILKINS | 720A | PVB | 1.000 | 66973 | LT SIDE
5476 | FAWNBROOK LN | 43017-8366 | Active | T081652 | WILKINS | 720A | PVB | 0.750 | 66977 | RIGHT SIDE OF HOUSE
5484 | FAWNBROOK LN | 43017-8366 | Active | 342332 | WILKINS | 720A | PVB | 0.750 | 66982 | RT SIDE
5490 | FAWNBROOK LN | 43017-8366 | Active | T019798 | WILKINS | 720A | PVB | 0.750 | 99785 | RIGHT REAR OF HOUSE
5495 | FAWNBROOK LN | 43017-8367 | Active | T230599 | WILKINS | 720A | PVB | 0.750 | 67000 | LEFT SIDE
5522 | FAWNBROOK LN | 43017-8251 | Active | CAA28988 | WILKINS | 720 | PVB | 0.750 | 3420827 | RIGHT SIDE OF HOUSE
5527 | FAWNBROOK LN | 43017-8320 | Active | 228504 | WILKINS | 720A | PVB | 0.750 | 67178 | RT SIDE
5536 | FAWNBROOK LN | 43017-8251 | Active | 277959 | WILKINS | 720A | PVB | 1.000 | 67199 | LEFT SIDE OF HOUSE
5552 | FAWNBROOK LN | 43017-8251 | Active | 150360 | WILKINS | 720A | PVB | 0.750 | 67248 | LEFT HAND SIDE
5569 | FAWNBROOK LN | 43017-8253 | Active | 6196 | FEBCO | 765 | PVB | 1.000 | 67313 | LEFT SIDE OF HOUSE
5576 | FAWNBROOK LN | 43017-8251 | Active | cb197796 | WILKINS | 720A | PVB | 1.000 | 67323 | LEFT SIDE OF HOUSE
5577 | FAWNBROOK LN | 43017-8253 | Active | t293424 | WILKINS | 720A | PVB | 0.750 | 3609769 | RIGHT REAR SOUTH OF GARAGE DOOR
5584 | FAWNBROOK LN | 43017-8251 | Active | T465516 | WILKINS | 720 | PVB | 0.750 | 3420835 | BACK OF HOUSE
5592 | FAWNBROOK LN | 43017-8251 | Active | T366113 | WILKINS | 720 | PVB | 0.750 | 3420836 | RIGHT SIDE
5611 | FAWNBROOK LN | 43017-8254 | Active | 672011 | WILKINS | 720A | PVB | 0.750 | 67426 | LEFT FRONT
5629 | FAWNBROOK LN | 43017-8254 | Active | G050824 | WILKINS | 720A | PVB | 0.750 | 67455 | OUTSIDE
5639 | FAWNBROOK LN | 43017-8254 | Active | 438785 | WILKINS | 720A | PVB | 0.750 | 67469 | RT SIDE
5640 | FAWNBROOK LN | 43017-8252 | Active | T135478 | WILKINS | 720A | PVB | 0.750 | 102619 | LEFT SIDE
5644 | FAWNBROOK LN | 43017-8252 | Active | A150249 | WILKINS | 720A | PVB | 0.750 | 87559 | LEFT HAND SIDE OF HOUSE
5648 | FAWNBROOK LN | 43017-8252 | Active | t199242 | WILKINS | 720A | PVB | 0.750 | 67486 | RIGHT HAND SIDE
5649 | FAWNBROOK LN | 43017-8254 | Active | CB015664 | WILKINS | 720A | PVB | 0.750 | 67491 | RIGHT SIDE
5652 | FAWNBROOK LN | 43017-8252 | Active | CB443299 | WILKINS | 720A | PVB | 0.750 | 3420843 | FRONT OF HOUSE
5660 | FAWNBROOK LN | 43017-8252 | Active | H055729 | FEBCO | 765 | PVB | 0.750 | 67529 | LEFT SIDE FRONT OF HOUSE
6394 | FAYBOROUGH CT | 43016-8485 | Active | t303591 | WILKINS | 720A | PVB | 0.750 | 69844 | RT SIDE
6395 | FAYBOROUGH CT | 43016-8485 | Active | EJ1122 | FEBCO | 765 | PVB | 1.000 | 69845 | OUTSIDE SIDE OF HSE
1500 | FEDDERN AVE | 43123-1291 | Active | 4418409 | WILKINS | 975 | RP | 2.000 | 3626224 | NW CORNER OF BUILDING
1699 | FEDDERN AVE | 43123-1205 | Active | 88737 | WILKINS | 975 | RP | 1.000 | 55859 | MECHANICAL ROOM AT METER
1720 | FEDDERN AVE | 43123-1206 | Active | 386866 | WILKINS | 975XL2 | RP | 1.000 | 55945 | INSIDE OFFICE @ MAIN WATER METER
1750 | FEDDERN AVE | 43123-1206 | Active | W386042 | WILKINS | 975XL | RP | 0.500 | 56023 | MECHANICAL ROOM OFF MEN'S ROOM
1787 | FEDDERN AVE | 43123- | Not Required by DOW | 135873 | WATTS | 007M1QT | DC | 2.000 | 56138 | ABOVE SOLUTION TANKS - 1795 FEDDERN AVE
1787 | FEDDERN AVE | 43123- | Active | 10235 | WATTS | 909 | RP | 3.000 | 56140 | ABOVE METER IN TREATMENT RM E WALL - 1795 FEDDERN AVE
1787 | FEDDERN AVE | 43123- | Not Required by DOW | 615113 | WATTS | 909QT | RP | 1.000 | 56142 | BOILER ROOM - 1795 FEDDERN AVE
1820 | FEDDERN AVE | 43123-1208 | Active | 3896166 | WILKINS | 975 | RP | 0.750 | 3626217 | BY METER IN OFFICE AREA
5655 | FEDER RD | 43228-9045 | Active | 356423 | WATTS | 909M1QT | RP | 2.000 | 67515 | MECH ROOM
5655 | FEDER RD | 43228-9045 | LPS - Due Install |  | WATTS |  | LPC |  | 3629672 | PUMP DOMESTIC
5655 | FEDER RD | 43228-9045 | Active | 1343 | AMES | 3000SS | DCDA | 6.000 | 67513 | METER PIT
5655 | FEDER RD | 43228-9045 | Active | 15588 | AMES | 2000SS | DC | 0.750 | 67514 | METER PIT
5665 | FEDER RD | 43228-9045 | Active | B350349 | WILKINS | 375 | RP | 1.000 | 67538 | MECH ROOM
5675 | FEDER RD | 43228-9045 | Active | 16946 | WATTS | 007M1QT | DC | 0.750 | 99423 | RISER ROOM, EAST SIDE. SEPERATE OUTSIDE ENTRANCE
5675 | FEDER RD | 43228-9045 | Active | 1731950910 | AMES | 3000SS | DCDA | 6.000 | 99424 | RISER ROOM, EAST SIDE
5675 | FEDER RD | 43228-9045 | Not Required by DOW | PI617 | CONBRACO | 4020799T | RP | 1.500 | 67573 | 1ST FLOOR MECH ROOM
5675 | FEDER RD | 43228-9045 | Active | PF668 | APOLLO/CONBRACO | 4020899T | RP | 2.000 | 67572 | 1ST FLOOR MECH ROOM
5720 | FEDER RD | 43228 | LPS - Active | [5 empty] | 3652482
5720 | FEDER RD | 43228 | Active | PK0020 | WATTS | 957 | RP | 3.000 | 3618185 | HOT BOX AT METER VAULT
5720 | FEDER RD | 43228 | Active | 24372 | WATTS | 007M1PCQT | DC | 0.750 | 3618184 | METER VAULT OFF FEDER
5720 | FEDER RD | 43228 | Active | 16017 | WATTS | 774 | DCDA | 6.000 | 3616933 | METER VAULT OFF FEDER
6174 | FEDER RD | 43228-9753 | Active | 52203 | WATTS | 009M3QT | RP | 0.750 | 93277 | BASEMENT AT METER
1900 | FEDERAL PKWY | 43207-5710 | Due Install |  |  |  | RP | 1.500 | 3420965
2255 | FEDERATED BLVD | 43235 | LPS - Active |  |  |  | LST |  | 3633080 | FIRE BOOSTER PUMP
2255 | FEDERATED BLVD | 43235 | LPS - Active |  |  |  | LPC |  | 3633079 | DOM BOOSTER PUMP
2255 | FEDERATED BLVD | 43235 | Active | 70235 | WATTS | 919QT | RP | 0.750 | 3633072 | METER HOUSE BEHIND MAIL CENTER
2255 | FEDERATED BLVD | 43235 | Active | RJ-1089 | AMES | COLT 500-GV | RPDA | 8.000 | 3633071 | METER HOUSE BEHIND MAIL CENTER BY GARAGES
2255 | FEDERATED BLVD | 43235 | Active | RK-2636 | AMES | COLT 400 | RP | 4.000 | 3633006 | MIDDLE-METER HOUSE BEHIND MAIL CENTER AT WATER METER
2255 | FEDERATED BLVD | 43235 | Not Required by DOW | 37324 | WATTS | LF919QT | RP | 2.000 | 3648622 | IN 2364 POOL MECH ROOM
2255 | FEDERATED BLVD | 43235 | Not Required by DOW | 879410 | APOLLO | RPLF40 | RP | 1.500 | 3638570 | IN METER ROOM BY MAIL CENTER
2291 | FEDERATED BLVD | 43235- | Active | 1000180601 | AMES | 2000SS | DC | 6.000 | 57860 | SPRINKLER PUMP ROOM 3500, basement
2291 | FEDERATED BLVD | 43235- | Not required by DOW | 3697369 | WILKINS | 975XL2 | RP | 1.250 | 57864 | KITCHEN AT HOOD WASH DOWN
2291 | FEDERATED BLVD | 43235- | Not required by DOW | 22239 | WATTS | 009M2QT | RP | 1.250 | 57865 | BASEMENT MECH ROOM
2291 | FEDERATED BLVD | 43235- | Active | 163286 | WATTS | 909 | RP | 3.000 | 57863 | BASEMENT MECH ROOM TOP DEVICE
2291 | FEDERATED BLVD | 43235- | Active | 012325 | WATTS | 909 | RP | 3.000 | 57862 | BSMNT MECH RM - 3500 TRILLIUM CROSSING BTTOM DEVICE
2291 | FEDERATED BLVD | 43235- | Not required by DOW | 56361 | WATTS | 009M2QT | RP | 1.500 | 57866 | BASEMENT MECH ROOM
2291 | FEDERATED BLVD | 43235- | Due Install |  |  |  | DCDA |  | 3639559 | IN PIT BY DELIVERY ENTRANCE
2291 | FEDERATED BLVD | 43235- | LPS - Active |  |  |  | LST |  | 3639561 | FIRE PUMP
2291 | FEDERATED BLVD | 43235- | Not required by DOW | 68432 | WATTS | 009M2QT | RP | 1.500 | 57867 | POOL PUMP ROOM
2291 | FEDERATED BLVD | 43235- | Not required by DOW | 4276765 | WILKINS | XL | RP | 1.000 | 3635667 | POOL PUMP ROOM
2291 | FEDERATED BLVD | 43235- | LPS - Active |  |  |  | LPC |  | 3639560 | DOM PUMP
2370 | FEDERATED BLVD | 43235- | Active | 232011 | WILKINS | 950 | DC | 2.000 | 58099 | 6823 MEADOW CREEK DR ENTRYWAY IN CABINET UNDER STAIRS
2370 | FEDERATED BLVD | 43235- | Active | 347544 | WILKINS | 950 | DC | 2.000 | 58100 | 6729 MEADOW CREEK DR ENTRYWAY IN CABINET UNDER STAIRS
2370 | FEDERATED BLVD | 43235- | Active | 2kj3032 | AMES | 2000SS | DC | 2.000 | 58098 | 6767 MEADOW CREEK DR ENTRYWAY IN CABINET UNDER STAIRS
2370 | FEDERATED BLVD | 43235- | Active | 43361 | WATTS | 009QT | RP | 1.500 | 95540 | CLUBHOUSE 6850 MECH ROOM
2370 | FEDERATED BLVD | 43235- | Active | 123955 | WILKINS | 950 | DC | 2.000 | 58094 | 2317 VICENTE CT ENTRYWAY -IN CABINET UNDER STAIRS
2370 | FEDERATED BLVD | 43235- | Due Install |  |  |  | LPC |  | 3632641 | DOM BOOSTER PUMP BY GARAGES
2370 | FEDERATED BLVD | 43235- | Due Install |  |  |  | RP | 8.000 | 3632640 | IN HT BOX AT PIT
2370 | FEDERATED BLVD | 43235- | Active | 122964 | WILKINS | 950XLT | DC | 2.000 | 58097 | 2306 PIZON PL ENTRYWAY IN CABINET UNDER STAIRS
2370 | FEDERATED BLVD | 43235- | Active | 126252 | WILKINS | 950 | DC | 2.000 | 58095 | 2303 VICENTE CT ENTRYWAY IN CABINET UNDER STAIRS REMOVED
2674 | FEDERATED BLVD | 43235-4990 | Active | 19600 | WATTS | 009QT | RP | 1.000 | 58932 | FURNANCE & WATER METER ROOM
2674 | FEDERATED BLVD | 43235-4990 | Active | CAA18235 | WILKINS | 720A | PVB | 1.000 | 58933 | REAR OF BUILDING
2699 | FEDERATED BLVD | 43235- | Active | 3977475 | WILKINS | 975XL2 | RP | 0.750 | 3616718 | 2660 - VN NAIL SALON - ABOVE HOT WATER TANK
2699 | FEDERATED BLVD | 43235- | Active | 71843 | WATTS | 009QT | RP | 0.500 | 3612981 | 2685 FEDRATED - GOKUL - UNDER DISHWASHER TRAY
2699 | FEDERATED BLVD | 43235- | Active | 1122220 | WILKINS | 975XL | RP | 0.750 | 3612980 | 2685 FEDERATED- GOKUL - CEILING ABOVE WALK IN COOLERS
2699 | FEDERATED BLVD | 43235- | Active | 977987 | WILKINS | 975XLBMS | RP | 1.000 | 96946 | 2655 FEDERATED CHEMICAL ROOM -ENLIGHTEN HAIR
2699 | FEDERATED BLVD | 43235- | Active | 79777 | WATTS | 009QT | RP | 1.500 | 58981 | 6510 SAWMILL RD ABOVE CIELING REAR STORE -MATRESS FIRM
2699 | FEDERATED BLVD | 43235- | Active | 731702 | WATTS | 909M1QT | RP | 1.500 | 58980 | 2620 SAWMILL PL NW MECH/RISER RM -APLIANCMART
2699 | FEDERATED BLVD | 43235- | Active | 4312603 | WILKINS | 975 | RP | 2.000 | 58978 | 2582 SAWMILL PL --SW MECH/RISER RM -PLANET FITNESS
2699 | FEDERATED BLVD | 43235- | Active | 39626 | WATTS | 007QT | DC | 0.750 | 58977 | 2620 SAWMILL PL -NW MECH/RISER RM APLIANCMART
2699 | FEDERATED BLVD | 43235- | Active | 3JN0200 | AMES | 3000SS | DCDA | 6.000 | 58976 | 2620 SAWMILL PL - NW MECH/RISER RM APLIANCMART
2699 | FEDERATED BLVD | 43235- | Active | 2HM0452 | AMES | 2000SS | DC | 8.000 | 58975 | 2582 SAWMILL PL -SW MECH/RISER -PLANET FITNESS
2699 | FEDERATED BLVD | 43235- | Due Install |  |  |  | RP |  | 3632538
2699 | FEDERATED BLVD | 43235- | LPS - Active |  |  |  | LST |  | 3630288 | BOOSTER PUMP ON FIRE PER QUESTIONAIRE IN PLANET FITNESS
7162 | FENIAN CT | 43017-2405 | Active | H184922 | FEBCO | 765 | PVB | 1.000 | 101030 | LEFT SIDE OF HOUSE
2155 | FENTON ST | 43224-2314 | Due Install |  |  |  | RP |  | 3629968
2155 | FENTON ST | 43224-2314 | Active | 99064 | WATTS | 909QT | RP | 0.750 | 57465 | BOILER ROOM-SPANISH IMMENSION, Beaumont (Spanish)
215 | FENWAY RD | 43214-1409 | Active | CB620529 | WILKINS | 720 | PVB | 0.750 | 3421183 | RIGHT SIDE
290 | FENWAY RD | 43214-1410 | Active | 223092 | WATTS | LF009M3QT | RP | 0.750 | 3421201 | FRONT BSMNT ABOVE FIRE SUPRESSION TANKS
7476 | FENWAY RD | 43054-9347 | Active | H872841 | FEBCO | 765 | PVB | 1.000 | 72063 | RIGHT SIDE OF FRONT DOOR
7507 | FENWAY RD | 43054-8919 | Active | AG3861 | FEBCO | 765 | PVB | 1.000 | 72139 | BY GAS METER RT SIDE OF FRONT PORCH
7528 | FENWAY RD | 43054-8922 | Active | G045384 | WILKINS | 720A | PVB | 0.750 | 72180 | FRONT OF HOUSE
7571 | FENWAY RD | 43054-8924 | Active | HC69901 | FEBCO | 765-1 | PVB | 1.000 | 72260 | FRONT OF HOUSE
7574 | FENWAY RD | 43054-8922 | Active | FC8803 | FEBCO | 765 | PVB | 1.000 | 72263 | FRONT LT SIDE
7593 | FENWAY RD | 43054-8924 | Active | 779221 | WILKINS | 720A | PVB | 1.000 | 72287 | FRONT OF HOUSE
7623 | FENWAY RD | 43054-8920 | Active | G044067 | FEBCO | 765 | PVB | 0.750 | 72356 | WEST SIDE OF HOUSE
7641 | FENWAY RD | 43054-8920 | Active | 348050 | WATTS | 800M4QT | PVB | 0.750 | 90282 | REAR BY AC UNITS
7671 | FENWAY RD | 43054-8913 | Active | T189390 | WILKINS | 720A | PVB | 1.000 | 72467 | LEFT SIDE
7674 | FENWAY RD | 43054-8923 | Active | A12718 | FEBCO | 765 | PVB | 0.750 | 72475 | FRONT RIGHT CORNER OF HOUSE
7692 | FENWAY RD | 43054-8923 | Active | 587230 | WILKINS | 720A | PVB | 0.750 | 72533 | FRONT OF HOUSE
7693 | FENWAY RD | 43054-8921 | Active | 371591 | WILKINS | 720A | PVB | 1.000 | 72534 | WEST
7714 | FENWAY RD | 43054-9691 | Active | T210129 | WILKINS | 720 | PVB | 1.000 | 3611564 | FRONT OF HOUSE
7719 | FENWAY RD | 43054-9689 | Active | CB548729 | WILKINS | 720A | PVB | 0.750 | 72620 | FRONT RIGHT
7736 | FENWAY RD | 43054-9691 | Active | H129015 | FEBCO | 765 | PVB | 0.750 | 72664 | FRONT OF HSE
7737 | FENWAY RD | 43054-9689 | Active | T189387 | WILKINS | 720A | PVB | 1.000 | 72665 | FRONT OF HOUSE
7762 | FENWAY RD | 43054-9692 | Active | 4213 | FEBCO | 765 | PVB | 1.000 | 72727 | BACK OF HOUSE NROTH WEST CORNER
7763 | FENWAY RD | 43054-9690 | Active | 94278 | WATTS | 800M2QT | PVB | 1.000 | 72732 | WEST SIDE OF HOUSE
7782 | FENWAY RD | 43054-9692 | Active | A008689 | WILKINS | 720A | PVB | 0.750 | 72796 | LEFT SIDE TOWARD FRONT
7783 | FENWAY RD | 43054-9690 | Active | HB01501 | FEBCO | 765 | PVB | 0.750 | 72797 | EAST SIDE OF HOUSE
7805 | FENWAY RD | 43054-8981 | Active | DJ4127 | FEBCO | 765 | PVB | 0.750 | 72832 | LEFT SIDE OF HOUSE
7806 | FENWAY RD | 43054-8980 | Active | 6537 | FEBCO | 765 | PVB | 0.750 | 72834 | FRONT OF HOUSE
7824 | FENWAY RD | 43054-8980 | Active | 501721 | WILKINS | 720A | PVB | 1.000 | 72865 | LEFT SIDE OF HOUSE
7825 | FENWAY RD | 43054-8981 | Active | H004000 | FEBCO | 766 | PVB | 1.000 | 72868 | OUTSIDE LEFT HAND SIDE OF HOUSE
7847 | FENWAY RD | 43054-8981 | Active | 196780 | WATTS | 800M2QT | PVB | 1.000 | 72908 | LEFT SIDE OF HOUSE
7852 | FENWAY RD | 43054-8980 | Active | H142700 | FEBCO | 765 | PVB | 1.000 | 90283 | LEFT SIDE OF HOUSE
34 | FENWAY RD REAR | 43214-1406 | Active | 3809057 | WILKINS | 975XL2 | RP | 0.750 | 3421155 | SOUTH WALL AT WATER METER
4071 | FENWICK RD | 43220-4869 | Active | 42069 | WATTS | 800M4QT | PVB | 0.750 | 62821 | REAR/MIDDLE -- OUTSIDE
4110 | FENWICK RD | 43220-4870 | Active | H535963 | FEBCO | 765 | PVB | 0.750 | 97169 | LEFT SIDE OF HOUSE 6161--E5
1393 | FERGUS RD | 43123-8102 | Active | CB469293 | WILKINS | 720A | PVB | 0.750 | 91131 | LEFT SIDE OF HOUSE
4845 | FERN GROVE CT | 43125-9253 | Active | CB030135 | WILKINS | 720A | PVB | 0.750 | 103128 | LEFT SIDE OF HOUSE
2156 | FERNLEAF LN | 43235-2749 | Active | HB68330 | FEBCO | 765 | PVB | 1.000 | 57466 | FRONT RIGHT AT OFFSET
2200 | FERNLEAF LN | 43235-2751 | Active | 516837 | WILKINS | 720A | PVB | 0.750 | 101013 | LEFT SIDE
2252 | FERNLEAF LN | 43235-2751 | Active | BG7026 | FEBCO | 765 | PVB | 0.750 | 90284 | RIGHT FRONT
7051 | FERNRIDGE DR | 43054-8418 | Active | CB987610 | WILKINS | 720A | PVB | 0.750 | 71326 | RIGHT SIDE...MIDDLE
7062 | FERNRIDGE DR | 43054- | Active | 3587260 | WILKINS | 975 | RP | 0.750 | 71353 | little island by Fernridge and Hammersmith
7067 | FERNRIDGE DR | 43054 | Active | T271178 | WILKINS | 720A | PVB | 0.750 | 3611547 | LEFT FRONT
7087 | FERNRIDGE DR | 43054-8418 | Active | AC9886 | FEBCO | 765 | PVB | 0.750 | 71393 | LEFT FRONT CORNER
7139 | FERNRIDGE DR | 43054-8420 | Active | 223686 | WILKINS | 420 | PVB | 1.000 | 71486 | EAST SIDE FRONT
7159 | FERNRIDGE DR | 43054-8420 | Active | H116073 | FEBCO | 765 | PVB | 0.750 | 71516 | RIGHT FRONT
7169 | FERNRIDGE DR | 43054-8420 | Active | 001347 | WATTS | 800QT | PVB | 1.000 | 71533 | LEFT CENTER
7190 | FERNRIDGE DR | 43054-8423 | Active | H088411 | FEBCO | 765 | PVB | 0.750 | 71586 | RT SIDE
7200 | FERNRIDGE DR | 43054-8423 | Active | T131745 | WILKINS | 720A | PVB | 0.750 | 71613 | RIGHT FRONT
7211 | FERNRIDGE DR | 43054-8424 | Active | 903177 | WILKINS | 720A | PVB | 0.750 | 71634 | LEFT SIDE OF HOUSE
7220 | FERNRIDGE DR | 43054-8423 | Active | a33089 | APOLLO | PVB4A | PVB | 1.000 | 71644 | SOUTH SIDE OF HOUSE
7230 | FERNRIDGE DR | 43054-8423 | Active | 138686 | WATTS | 800M4QT | PVB | 0.750 | 71664 | RIGHT SIDE
7240 | FERNRIDGE DR | 43054-8423 | Active | H500442 | FEBCO | 765 | PVB | 0.750 | 95969 | LEFT SIDE
1900 | FERNTREE RD | 43219-1623 | Active | H352238 | FEBCO | 765 | PVB | 0.750 | 88134 | RIGHT SIDE OF HOUSE
1294 | FERNWOOD AVE | 43212- | Active | T210148 | Wilkins | 720a | PVB | 1.000 | 54545 | EAST SIDE OF PARK
1600 | FERNWOOD AVE | 43212-2720 | Active | AH0418 | FEBCO | 765 | PVB | 1.000 | 55540 | REAR CENTER OF BUILDING
1600 | FERNWOOD AVE | 43212-2720 | LPS - Due Install |  |  |  | LPC |  | 3633526 | BOOTER PUMP ON IRRIG IN BSMNT MECH RM
1600 | FERNWOOD AVE | 43212-2720 | Due Install |  |  |  | RP | 1.500 | 3633264 | BSMNT AT WATER METER
1523 | FERRIS RD | 43224-2175 | Due Install |  |  |  | RP | 4.000 | 3421514
2571 | FERRIS RD | 43224-2540 | Active | 258291 | WATTS | 909QT | RP | 0.750 | 58654 | SOUTH EAST CORNER WAREHOUSE
2573 | FERRIS RD | 43224-2540 | Active | 067066 | WATTS | 909QT | RP | 0.750 | 58660 | N E CORNER WAREHOUSE TEMP HEAT
2577 | FERRIS RD | 43224-6504 | Active | 08557 | WATTS | 919AQT | RP | 0.750 | 58665 | BASEMENT - BOILER ROOM
2579 | FERRIS RD | 43224-2540 | Active | 221093 | WATTS | 009M3QT | RP | 0.750 | 58668 | NORTH WEST CORNER IN WAREHOUSE
2581 | FERRIS RD | 43224-2540 | Active | 59709 | WATTS | LF919QT | RP | 0.750 | 58676 | FRONT OF BUILDING IN RESTROOM
2575 | FERRIS RD UNIT A | 43224-2540 | Active | 267208 | WATTS | 909M1QT | RP | 1.500 | 3421675 | BATHROOM NE CORNER
2757 | FESTIVAL LN | 43017-2361 | Active | A02473 | WATTS | 009M2QT | RP | 2.000 | 103660 | BKFLOW IN 2757 ASIAN MRKT FRT OF STORE 30' HIGH AT METER-NEED SCISSOR LIFT
2757 | FESTIVAL LN | 43017-2361 | Active | 625391 | WATTS | 909 | RP | 0.750 | 3607938 | 6234 SAWMILL RD - BLUE GINGER -AT BK DR MOP SINK
2757 | FESTIVAL LN | 43017-2361 | Due Install |  |  |  | RP | 3.000 | 3636383 | N -FRONT JOANN FABRICS BY RESTROOMS AT WATER METER
2757 | FESTIVAL LN | 43017-2361 | Due Install |  |  |  | DCDA | 6.000 | 3639075 | SE -BACK BY LOADING DOCK AREA
2760 | FESTIVAL LN | 43017-2360 | Due Install |  |  |  | RP | 1.500 | 3421777 | BACK MECH/MOP ROOM BEHIND 2760 STORE FRONT OUTSIDE DOOR
2827 | FESTIVAL LN | 43017-2363 | Active | 371583 | WILKINS | 720A | PVB | 1.000 | 3421778 | BACK MECH/PAINT STORAGE ROOM (E OF 2829 DOOR) OUTSIDE DOOR
2837 | FESTIVAL LN | 43017-2363 | LPS - Active |  |  |  | LPC |  | 3639198 | MECH ROOM -BACK OUTSIDE (RED DOOR) DOOR DOMESTIC BOOSTER PUMP
2837 | FESTIVAL LN | 43017-2363 | Due Install |  |  |  | RP | 1.500 | 3421779 | MECH ROOM -BACK OUTSIDE (RED DOOR) DOOR AT WATER METER
3395 | FIELDPOINTE CT | 43221-4713 | Active | 28946 | FEBCO | 765 | PVB | 1.000 | 90285 | RIGHT OF HOUSE
1191 | FIELDS AVE | 43201-6902 | Active | FO401160811 | FEBCO | 876 | DCDA | 6.000 | 54214 | IN HOT BOX AT FIELDS AVE.
1191 | FIELDS AVE | 43201-6902 | Active | H003031 | FEBCO | 805 | DC | 0.750 | 54213 | IN HOT BOX BY FIELDS AVE
1191 | FIELDS AVE | 43201-6902 | Not Required by DOW | 3627702 | WILKINS | 975XL | RP | 1.000 | 100116 | BUILDING #4 AT THE POWER WASHER
1191 | FIELDS AVE | 43201-6902 | Active | 253001 | WATTS | 009M2QT | RP | 2.000 | 75026 | AT MAIN WATER METER Bldg. 1
1330 | FIELDS AVE | 43201 | Active | 220852 | WATTS | 909 | RP | 4.000 | 100380 | RISER/MECHANICAL ROOM, ROOM M118
1330 | FIELDS AVE | 43201 | Not Required by DOW | 28167 | WATTS | 919QT | RP | 1.000 | 100382 | BOILER ROOM, ROOM A121
1330 | FIELDS AVE | 43201 | Active | 15536 | WATTS | 007M1QT | DC | 0.750 | 100357 | SE CORNER RISER ROOM
1330 | FIELDS AVE | 43201 | Active | 1707791109 | AMES | 3000SS | DCDA | 6.000 | 100356 | RISER/MECHANICAL ROOM SE CORNER
1330 | FIELDS AVE | 43201 | Not Required by DOW | 28161 | WATTS | 919QT | RP | 1.000 | 100384 | RISER/MECHANICAL ROOM, ROOM 119
1330 | FIELDS AVE | 43201 | LPS - Active | [5 empty] | 3641485 | DOMESTIC WATER BOOSTER PUMP
1330 | FIELDS AVE | 43201 | Not Required by DOW | QA-1752 | WATTS | 957 | RP | 3.000 | 3618667
1330 | FIELDS AVE | 43201 | Active | AG1330A | XX | AGAP | AG | 2.00 | 100385 | RAIN HARVESTER
1333 | FIELDS AVE | 43201-2908 | Not Required by DOW | 292064 | WATTS | LF009M3QT | RP | 0.750 | 3648772 | BUS WASH EQUIPMENT ROOM AT SOAP TANK
1333 | FIELDS AVE | 43201-2908 | Not Required by DOW | 160127 | WATTS | LF009M2QT | RP | 2.000 | 3648771 | AT CEILING OF BOILER ROOM # 1
1333 | FIELDS AVE | 43201-2908 | LPS - Active |  |  |  | LPC |  | 3629460 | FRONT MECH ROOM IN FIRE RESER
1333 | FIELDS AVE | 43201-2908 | Not Required by DOW | ABK5323 | WILKINS | 975XL2 | RP | 0.750 | 54729 | STEAM WASH RACK
1333 | FIELDS AVE | 43201-2908 | Not Required by DOW | W336757 | WILKINS | 975 | RP | 0.750 | 54727 | BATTERY MAINTENANCE ROOM
1333 | FIELDS AVE | 43201-2908 | Not Required by DOW | 260451 | WILKINS | 975 | RP | 2.000 | 54726 | LOADING DOCK @ Ceiling
1333 | FIELDS AVE | 43201-2908 | Not Required by DOW | 204246 | WILKINS | 975 | RP | 2.000 | 54724 | ABOVE ENTRY DOOR...... HAS BEEN REMOVED FOR REMODEL
1333 | FIELDS AVE | 43201-2908 | Not Required by DOW | 16204 HAS BEEN DEMOED | WATTS | 909 | RP | 4.000 | 54723 | MECHANICAL ROOM BY AIR COMPRESSORS IN BLDG AT DOM WTR INLET/RISER.
1333 | FIELDS AVE | 43201-2908 | Not Required by DOW | 110727 | WATTS | 909 | RP | 2.500 | 54722 | BUS REPAIR NW CORNER
1333 | FIELDS AVE | 43201-2908 | Active | 28041C | WILKINS | 375AST | RP | 8.000 | 3650138 | BOILER ROOM NORTH
1333 | FIELDS AVE | 43201-2908 | Active | 27967-C | WILKINS | 375AST | RP | 4.000 | 3650128 | BOILER ROOM NORTH
1333 | FIELDS AVE | 43201-2908 | Not Required by DOW | UG-2430 | WATTS | 957 | RP | 3.000 | 3648774 | BUS WASH EQUIPMENT ROOM AT CEILING
1333 | FIELDS AVE | 43201-2908 | Not Required by DOW | 205627 | WATTS | LF009M2QT | RP | 1.000 | 3648773 | CNG BUILDING JANITOR CLOSET
1396 | FIELDS AVE | 43211-2635 | Due Install |  |  |  | RP |  | 3421808
1416 | FIELDS AVE | 43211-2635 | Active | 3504013 | WILKINS | 975XL | RP | 0.750 | 100454 | MECHANIC ROOM
7035 | FIELDSTONE PL | 43235-2139 | Active | CAA67116 | WILKINS | 720A | PVB | 0.750 | 3421812 | LEFT FRONT
6331 | FIESTA DR | 43235 | Active | 4627262 | WILKINS | 975XL2 | RP | 1.500 | 3635569 | NW GARAGE BY ROLL-UP DR AT WATER METER
6355 | FIESTA DR | 43235- | Active | XB1409 | AMES | 3000DCDA | DCDA | 6.000 | 3650936 | PIT W OF DRIVE
6355 | FIESTA DR | 43235- | Active | 72142 | AMES | 2000BM3 | DC | 0.750 | 3654567 | PIT W OF DRIVE
6355 | FIESTA DR | 43235- | Active | ACE1761 | WILKINS | 975 | RP | 2.000 | 3421816 | N/W CORNER OF WAREHOUSE
6360 | FIESTA DR | 43235-5207 | Active | 076213 | WATTS | LF009M2QT | RP | 1.500 | 3421817 | NW BY DOCKS AT WATER METER
6360 | FIESTA DR | 43235-5207 | Due Install |  |  |  | DCDA | 6.000 | 3645992
6388 | FIESTA DR | 43235-5207 | Active | 57429 | WATTS | 009M1QT | RP | 1.500 | 69838 | MECH ROOM 115
6420 | FIESTA DR | 43235-5208 | Active | A21802 | WATTS | 009M3QT | RP | 0.750 | 91072 | NW OF WAREHOUSE AT WATER METER
6436 | FIESTA DR | 43235-5201 | Active | 67178 | WATTS | LF919QT | RP | 1.000 | 3421818 | W IN 6436 UNIT AT WATER METER
6456 | FIESTA DR | 43235-5201 | Active | 66727 | WATTS | LF919QT | RP | 1.000 | 3421819 | IN UNIT 6462 AT WATER METER, NE CORNER
6474 | FIESTA DR | 43235-5201 | Active | 67445 | WATTS | LF919QT | RP | 1.000 | 3421820 | IN W UNIT 6474 AT WATER METER
6500 | FIESTA DR | 43235-5201 | Due Install |  |  |  | RP | 0.750 | 3421821
6518 | FIESTA DR | 43235-5201 | Active | W104631 | WILKINS | 975XLBMS | RP | 0.750 | 70159 | SW BLDG AT WATER METER
7652 | FINBARR CT | 43017-2645 | Active | 595591 | WATTS | 800QT | PVB | 1.000 | 72422 | RIGHT SIDE
7664 | FINBARR CT | 43017-2645 | Active | AE1075 | FEBCO | 765 | PVB | 0.750 | 72451 | FRONT OF HOUSE LEFT OF GARAGE
7679 | FINBARR CT | 43017-2645 | Active | 902534 | WILKINS | 720A | PVB | 0.750 | 72491 | OUTSIDE
7691 | FINBARR CT | 43017-2645 | Active | 545311 | WILKINS | 720A | PVB | 0.750 | 72526 | LEFT FRONT
1831 | FINLAND | 43223-3719 | Active | 5301311 | FEBCO | 850 | DC | 6.000 | 56347 | MECH ROOM WEST SIDE OF BUILDING
1831 | FINLAND | 43223-3719 | LPS - Active | PUMP ON FIRE |  |  |  |  | 3650757
1831 | FINLAND | 43223-3719 | Not Required by DOW | 488196 | WATTS | 909QT | RP | 1.000 | 56345 | MECHANICAL ROOM CEILING
1831 | FINLAND | 43223-3719 | Active | 195926 | WATTS | 909 | RP | 4.000 | 56346 | MECHANICAL ROOM WEST WALL
1827 | FINLAND AVE | 43223-3719 | Not Required by DOW | ABR7381 | WILKINS | 975 | RP | 1.000 | 3652993 | BOILER ROOM
1827 | FINLAND AVE | 43223-3719 | Not Required by DOW | ACF2726 | WILKINS | 975 | RP | 1.500 | 3652994 | BOILER ROOM
1827 | FINLAND AVE | 43223-3719 | Not Required by DOW | 648105 | WATTS | 909QT | RP | 0.750 | 100653 | BOILER ROOM
1827 | FINLAND AVE | 43223-3719 | Active | UK-1230 | WATTS | 957 | RP | 3.000 | 3649403 | HOTBOX, EAST OF BUILDING
1827 | FINLAND AVE | 43223-3719 | Active | UI-1437 | WATTS | 957 | RPDA | 6.000 | 3649404 | HOTBOX, EAST OF BUILDING
1827 | FINLAND AVE | 43223-3719 | Active | 87276 | WATTS | LF919QT | RP | 0.750 | 3649405 | HOTBOX, EAST OF BUILDING
1835 | FINLAND AVE | 43223-3719 | Active | 22984 | WATTS | 007M1PCQT | DC | 0.750 | 3611845 | HOT BOX
1835 | FINLAND AVE | 43223-3719 | Active | 1158520814 | WATTS | 774 | DCDA | 6.000 | 3611846 | HOT BOX
1835 | FINLAND AVE | 43223-3719 | Active | 2213C | WILKINS | 375 | RP | 3.000 | 3613282 | MECHANICAL ROOM
1835 | FINLAND AVE | 43223-3719 | Not Required by DOW | 2987675 | WILKINS | 975XL | RP | 1.250 | 3613283 | MECHANICAL ROOM
8541 | FINLARIG DR | 43017-9625 | Active | 28956 | FEBCO | 765 | PVB | 1.000 | 74033 | FRONT RIGHT SIDE ON OFF SET
8556 | FINLARIG DR | 43017-9624 | Active | 916202 | WATTS | 800M4FR | PVB | 1.000 | 74067 | WEST SIDE BEHIND FENCE
8559 | FINLARIG DR | 43017-9625 | Active | T013704 | WILKINS | 720A | PVB | 0.750 | 74070 | LEFT CENTER
8566 | FINLARIG DR | 43017-9624 | Active | T178700 | WILKINS | 420 | PVB | 0.750 | 74083 | FRONT LEFT OF FRONT DOOR
8577 | FINLARIG DR | 43017-9625 | Active | CB317343 | WILKINS | 720A | PVB | 1.000 | 3623080 | RIGHT CENTER
8578 | FINLARIG DR | 43017-9624 | Active | AE3977 | FEBCO | 765 | PVB | 1.000 | 90289 | LEFT CENTER
8590 | FINLARIG DR | 43017-9624 | Active | 599448 | RAINBIRD | 100 | PVB | 1.000 | 74107 | FRONT RIGHT OF DOOR
8597 | FINLARIG DR | 43017-9625 | Active | CB015908 | WILKINS | 720A | PVB | 0.750 | 74108 | RIGHT FRONT
8613 | FINLARIG DR | 43017-9625 | Active | AA4336 | FEBCO | 765 | PVB | 1.000 | 74120 | LEFT SIDE BEHIND A/C UNIT
8639 | FINLARIG DR | 43017-9625 | Active | cb829659 | WILKINS | 720A | PVB | 0.750 | 98956 | LEFT FRONT
8640 | FINLARIG DR | 43017-9636 | Active | 026996 | WATTS | 800QT | PVB | 1.000 | 74141 | LEFT SIDE NORTH WEST CORNER REAR
8652 | FINLARIG DR | 43017-9636 | Active | T304566 | WILKINS | 720A | PVB | 0.750 | 74150 | LEFT OF FRONT DOOR MIDDLE BEHIND SHRUBS
8653 | FINLARIG DR | 43017-9625 | Active | T043694 | WILKINS | 720A | PVB | 1.000 | 90290 | RIGHT FRONT
8664 | FINLARIG DR | 43017-9636 | Active | 06504 | WATTS | 800M2QT | PVB | 0.750 | 74163 | LEFT REAR
8666 | FINLARIG DR | 43017-9651 | Active | CB992485 | WILKINS | 720A | PVB | 0.750 | 74169 | LEFT FRONT
8667 | FINLARIG DR | 43017-9625 | Active | 593289 | WILKINS | 720A | PVB | 1.000 | 74170 | OUTSIDE
8676 | FINLARIG DR | 43017-9636 | Active | EF4178 | FEBCO | 765 | PVB | 1.000 | 74176 | N OF FRONT DOOR
8684 | FINLARIG DR | 43017-9651 | Active | 11831 | WATTS | 800M2QT | PVB | 0.750 | 74180 | LEFT FRONT
8720 | FINLARIG DR | 43017-9651 | Active | 136780 | WATTS | 800M4 | PVB | 1.000 | 74219 | RIGHT SIDE OF HOUSE
8723 | FINLARIG DR | 43017-9625 | Active | 421755 | WATTS | 800M4QT | PVB | 1.000 | 87025 | FRONT LEFT FRONT DOOR
8888 | FINLARIG DR | 43017-9638 | Active | 57265 | RAINBIRD | 100 | PVB | 1.000 | 74381 | NE CORNER OF HOUSE
8904 | FINLARIG DR | 43017-9638 | Active | 812591 | RAINBIRD | 100 | PVB | 1.000 | 74399 | LEFT FRONT
5766 | FINNEGAN CT | 43017-2625 | Active | H461502 | FEBCO | 765 | PVB | 0.750 | 91902 | FRONT OF HOUSE
6634 | FIRENZA PL | 43016 | Active | T294448 | WILKINS | 720A | PVB | 0.750 | 3626327 | RIGHT SIDE
6646 | FIRENZA PL | 43016 | Active | CB492702 | WILKINS | 720A | PVB | 0.750 | 3633158 | LEFT FRONT
6658 | FIRENZA PL | 43016 | Active | T290877 | WILKINS | 720A | PVB | 0.750 | 3632711 | LEFT SIDE
6670 | FIRENZA PL | 43016 | Active | CB492714 | WILKINS | 720A | PVB | 0.750 | 3633239 | LEFT SIDE
6671 | FIRENZA PL | 43016 | Active | CB492736 | WILKINS | 720A | PVB | 0.750 | 3633457 | RIGHT REAR SIDE OF HOUSE
6682 | FIRENZA PL | 43016 | Active | CB357859 | WILKINS | 720A | PVB | 0.750 | 3626342 | LEFT SIDE
6683 | FIRENZA PL | 43016 | Active | CB598329 | WILKINS | 720A | PVB | 0.750 | 3640762 | LEFT SIDE OF HOUSE
6694 | FIRENZA PL | 43016 | Active | CB492700 | WILKINS | 720A | PVB | 0.750 | 3635965 | LEFT SIDE
6695 | FIRENZA PL | 43016 | Active | T305697 | WILKINS | 720A | PVB | 0.750 | 3633238 | RIGHT SIDE
6706 | FIRENZA PL | 43016 | Active | CB492712 | WILKINS | 720A | PVB | 0.750 | 3633550 | RIGHT SIDE
6717 | FIRENZA PL | 43016 | Active | CB511960 | WILKINS | 720A | PVB | 0.750 | 3636240 | RIGHT SIDE
6718 | FIRENZA PL | 43016 | Active | CB653460 | WILKINS | 720A | PVB | 0.750 | 3646465 | RIGHT SIDE OF HOUSE
6729 | FIRENZA PL | 43016 | Active | T284382 | WILKINS | 720A | PVB | 0.750 | 3624970 | RIGHT SIDE
6730 | FIRENZA PL | 43016 | Active | CB655482 | WILKINS | 720A | PVB | 0.750 | 3640952 | LEFT SIDE
7033 | FIRENZA PL | 43016 | Active | H722786 | FEBCO | 765 | PVB | 0.750 | 102532 | RIGHT SIDE OF HOUSE
7041 | FIRENZA PL | 43016 | Active | T083964 | WILKINS | 720A | PVB | 0.750 | 102157 | LEFT
7049 | FIRENZA PL | 43016 | Active | H998383 | FEBCO | 765 | PVB | 0.750 | 102589 | LEFT SIDE
7057 | FIRENZA PL | 43016 | Active | CB807078 | WILKINS | 720A | PVB | 0.750 | 102592 | LEFT FRONT
7062 | FIRENZA PL | 43016 | Active | CB092961 | WILKINS | 720A | PVB | 0.750 | 3605771 | LEFT SIDE OF HOUSE
7065 | FIRENZA PL | 43016 | Active | T261378 | WILKINS | 720A | PVB | 0.750 | 103417 | LEFT SIDE OF HOUSE BY GAS METER
7073 | FIRENZA PL | 43016 | Active | 011585 | WATTS | 800M2QT | PVB | 0.750 | 3604419 | LEFT SIDE OF HOUSE
7081 | FIRENZA PL | 43016 | Active | T231378 | WILKINS | 720A | PVB | 0.750 | 3602470 | RIGHT SIDE
8506 | FIRENZA PL | 43016 | Active | T290935 | WILKINS | 720A | PVB | 0.750 | 3629764 | LEFT SIDE
8517 | FIRENZA PL | 43016 | Active | CB492838 | WILKINS | 720A | PVB | 0.750 | 3632708 | LEFT FRONT SIDE OF HOUSE
8518 | FIRENZA PL | 43016 | Active | CB357803 | WILKINS | 720A | PVB | 0.750 | 3630308 | RIGHT SIDE
8529 | FIRENZA PL | 43016 | Active | T307426 | WILKINS | 720A | PVB | 0.750 | 3638292 | LEFT SIDE
8530 | FIRENZA PL | 43016 | Active | T290931 | WILKINS | 720A | PVB | 0.750 | 3629762 | RIGHT SIDE
8541 | FIRENZA PL | 43016 | Active | 446766 | WATTS | 800M4 | PVB | 0.750 | 3639402 | RIGHT SIDE
8542 | FIRENZA PL | 43016 | Active | T294312 | WILKINS | 720A | PVB | 0.750 | 3632934 | RIGHT SIDE
8554 | FIRENZA PL | 43016 | Active | CB316163 | WILKINS | 720A | PVB | 0.750 | 3624859 | RIGHT SIDE
8566 | FIRENZA PL | 43016 | Active | T290141 | WILKINS | 720A | PVB | 0.750 | 3630068 | RIGHT SIDE
2119 | FIRESTONE ST | 43228-9508 | Active | T145496 | WILKINS | 720A | PVB | 0.750 | 57345 | LEFT SIDE OF HOUSE AT REAR GATE
5428 | FIREWATER LN | 43081 | Active | RK1071 | WATTS | 957 | RP | 8.000 | 3633215
1017 | FIRTH AVE | 43085-2913 | Active | 669246 | WATTS | 800M4QT | PVB | 1.000 | 3422005 | Right Front Corner
1061 | FIRTH AVE | 43085-2913 | Active | H135264 | FEBCO | 765 | PVB | 0.750 | 53746 | LEFT SIDE OF HOUSE
1064 | FIRTH AVE | 43085-2914 | Active | 292822 | WATTS | 800M4QT | PVB | 0.750 | 97076 | LEFT FRONT
1147 | FIRTH AVE | 43085-2913 | Active | G046591 | WILKINS | 720A | PVB | 0.750 | 90849 | BACK OF HOUSE
7599 | FISHEL N DR | 43016-8818 | Active | 4703027 | WILKINS | 975XL2 | RP | 1.000 | 3638661 | NE WAREHOUSE AT WATER METER BY MENS ROOM CHEMCOTE
7672 | FISHEL N DR | 43016 | Active | J105419 | FEBCO | 825Y | RP | 0.750 | 3650659 | IN WAREHOUSE 1st BAY BY WATER METER FOR IRRIG
7575 | FISHEL S DR | 43016 | Not Required by DOW | 60273 | WATTS | LF919QT | RP | 1.000 | 3649933 | SHOWROOM FURNACE CLOSET
7575 | FISHEL S DR | 43016 | Active | 160584 | WATTS | LF009M2QT | RP | 1.000 | 3636573 | IN HOT BOX N OF BLDG BY STREET AT WATER METER
3166 | FISHER PL | 43221-2678 | Active | T121898 | WILKINS | 720A | PVB | 1.000 | 87176 | RIGHT SIDE OF HOUSE
3169 | FISHER PL | 43221-2678 | Active | H611554 | FEBCO | 765 | PVB | 1.000 | 60142 | RIGHT SIDE OF HOUSE
2525 | FISHER RD | 43204-3533 | Active | 3850518 | WILKINS | 975XL | RP | 1.500 | 3422115 | BASEMENT BELOW OFFICE AT METER
2533 | FISHER RD | 43204-3533 | Active | WJ-1523 | AMES | COLT 400 | RP | 6.000 | 3629882 | HOT BOX
2533 | FISHER RD | 43204-3533 | Active | 74703 | AMES | 2000SS | DC | 6.000 | 58566 | BACK BUILDING RISER ROOM
2551 | FISHER RD | 43204- | Active | 2131 | WATTS | 957 | RP | 6.000 | 3638054 | NORTHWEST MECH ROOM
2551 | FISHER RD | 43204- | Active | 093785 | WATTS | LF009M2QT | RP | 2.000 | 3626869 | IN PLYWOOD HOT BOX BY FISHER RD AT SMOOT CONST. TRAILER..
2551 | FISHER RD | 43204- | Active | 2165 | WATTS | 957 | RP | 6.000 | 3638055 | NORTHWEST MECH ROOM
2551 | FISHER RD | 43204- | Not Required by DOW | 115549 | WATTS | LF009M2QT | RP | 2.000 | 3639342 | NORTHWEST MECH ROOM
2551 | FISHER RD | 43204- | Not Required by DOW | AJB5113 | WILKINS | 375XL | RP | 0.750 | 3649793 | BOILER ROOM CHEMICAL FEED
2551 | FISHER RD | 43204- | Not Required by DOW | AJB5111 | WILKINS | 375XL | RP | 0.750 | 3649792 | BOILER ROOM CHEMICAL FEED
2551 | FISHER RD | 43204- | Not Required by DOW | 120712 | WATTS | LF009M2QT | RP | 2.000 | 3639343 | NORTHWEST MECH ROOM
2551 | FISHER RD | 43204- | Not Required by DOW | 119134 | WATTS | LF009M2QT | RP | 2.000 | 3639344 | NORTHWEST MECH ROOM
2551 | FISHER RD | 43204- | Not Required by DOW | 115553 | WATTS | LF009M2QT | RP | 2.000 | 3639345 | NORTHWEST MECH ROOM
2551 | FISHER RD | 43204- | Active | L-127144 | WILKINS | 375 | RP | 10.000 | 3638074 | NORTHWEST MECH ROOM
2551 | FISHER RD | 43204- | Not Required by DOW | 249846 | WATTS | LF009M3QT | RP | 0.750 | 3646399 | Dehydrator Room (ceiling above door)
2600 | FISHER RD | 43204-3564 | Active | 22422B | WILKINS | 350ASTDA | DCDA | 8.000 | 3641421 | South basement
2600 | FISHER RD | 43204-3564 | Active | HC44520 | WILKINS | 950XLD | DC | 0.750 | 3653133 | South basement
2600 | FISHER RD | 43204-3564 | Active | 74056 | WATTS | 919QT | RP | 1.000 | 3422117 | METER ROOM IN SUB-VAULT OUTSIDE
2642 | FISHER RD | 43204- | LPS - Due Install | [5 empty] | 3629740
2642 | FISHER RD | 43204- | Due Install |  |  |  | RP | 8.000 | 3629648
2642 | FISHER RD | 43204- | Active | W124825 | WILKINS | 975XL | RP | 0.500 | 58848 | FRONT OF BUILDING BETWEEEN BAY DOOR
2799 | FISHER RD | 43204-3537 | Active | 48826 | WATTS | 009QT | RP | 1.000 | 59299 | ELECTRICAL PANNEL ROOM
2820 | FISHER RD | 43204-3538 | Active | 32698 | WATTS | 007M1QT | DC | 0.750 | 3422121 | SOUTHWEST CORNER. ACCESS 2802 FOR ENTRY
2820 | FISHER RD | 43204-3538 | Due Install |  |  |  | RP | 1.500 | 3654945 | S/W CORNER OF 2802
2820 | FISHER RD | 43204-3538 | Active | 11035021022 | AMES | 3000SS | DCDA | 6.000 | 3651285 | SOUTHWEST CORNER. ACCESS 2802 FOR ENTRY
2845 | FISHER RD | 43204-3539 | Active | 188618 | WATTS | 009QT | RP | 0.750 | 59431 | AT WATER METER
2850 | FISHER RD | 43204-3538 | Active | B226549 | WILKINS | 375 | RP | 0.750 | 93279 | BY WATER METER
2881 | FISHER RD | 43204-3539 | Active | 555773 | WATTS | 909HWQT | RP | 0.750 | 59501 | ON NORTH WALL JUST EAST OF OFFICE
3077 | FISHER RD | 43204-1406 | Due Install |  |  |  | RP | 0.625 | 3422125 | MTR IN KITCHEN BY GREASE TRAP UNDER SINK. *SD*
3119 | Fisher Rd |  | Not Required by DOW | [5 empty] | 3629959
3275 | FISHER RD | 43204-1410 | Active | 21278 | WATTS | 719QT | DC | 0.750 | 99672 | BASEMENT @ METER
3570 | FISHER RD | 43228- | Due Install |  |  |  | RP |  | 3422183
3575 | FISHER RD | 43228-1050 | Active | 219220 | WATTS | 009QT | RP | 1.000 | 61139 | STORE ROOM
3737 | FISHER RD | 43228-1013 | Not Required by DOW | 33793 | WATTS | 009M2QT | RP | 1.250 | 61622 | IN BOILER ROOM ABOVE BOILER TANK
3737 | FISHER RD | 43228-1013 | Not Required by DOW | 67523 | WATTS | 919 | RP | 0.750 | 61620 | METER ROOM NW CORNER OF BUILDING
3737 | FISHER RD | 43228-1013 | Active | 139084 | WILKINS | 975 | RP | 2.000 | 61619 | WASHROOM AT WATER METER
3737 | FISHER RD | 43228-1013 | Not Required by DOW | 38251 | WATTS | 919QT | RP | 2.000 | 87322 | IN HOT BOX ON S WALL OF BUILDING
3849 | FISHER RD | 43228-1015 | Due Install |  |  |  | RP |  | 3628088
3849 | FISHER RD | 43228-1015 | Active | 23849 | WATTS | 909QT | RP | 1.000 | 61937 | ACID ROOM
3849 | FISHER RD | 43228-1015 | Active | 10352 | WATTS | 919QT | RP | 1.50 | 61939 | BOILER ROOM
3855 | FISHER RD | 43228-1015 | Due Install |  |  |  | RP | 6.000 | 3422194
3866 | FISHER RD | 43228-1016 | Not Required by DOW | 322717 | WATTS | 009M2QT | RP | 2.000 | 3616791 | SHOP REAR (WEST) WALL
3866 | FISHER RD | 43228-1016 | Not Required by DOW | 50199 | WATTS | 919QT | RP | 0.750 | 61977 | SOUTH WALL BEHIND ACCESS PANEL TO THE LEFT OF ELECTRIC PANEL
3866 | FISHER RD | 43228-1016 | Active | OK-1083 | AMES | 500-GV | RPDA | 8.000 | 3607582 | SOUTH WALL E RISER ROOM
3866 | FISHER RD | 43228-1016 | Active | 0I-0944 | WATTS | 957 | RP | 3.000 | 3607581 | SOUTH WALL W WATER METER ROOM AT WATER METER
3866 | FISHER RD | 43228-1016 | Active | 55779 | WATTS | 919AQT | RP | 0.750 | 3607580 | SOUTHWALL RISER ROOM
4040 | FISHER RD | 43228-1020 | Due Install |  |  |  | RP | 1.500 | 3422198
4076 | FISHER RD | 43228-1020 | Due Install |  |  |  | RP |  | 3422200 | AT WATER METER IN CLOSET BY HWT
4100 | FISHER RD | 43228-1039 | Due Install |  |  |  | RP | 1.000 | 3422202 | MTR IN FRONT OFFICE SE CORNER
4125 | FISHER RD | 43228- | Not Required by DOW | 158447 | WATTS | 009M2QT | RP | 1.000 | 62965 | 4125 FISHER, IN PLG CHASE NEXT TO JANITOR CLOSET W WING BLDG
4125 | FISHER RD | 43228- | Active | 10823 | WATTS | 909M1QT | RP | 1.500 | 62966 | IN PIPE CHASE BY MOP SINK - 4125 FISHER
4162 | FISHER RD | 43228-1024 | Due Install |  |  |  | RP | 1.000 | 3422204 | MTR IN FORD BOX OFF WESTWARD AVE
4444 | FISHER RD | 43228-9480 | Not Required by DOW | W197843 | WILKINS | 975XLBMS | RP | 2.000 | 64019 | CAR WASH MECH ROOM
4444 | FISHER RD | 43228-9480 | Active | 1373510804 | AMES | 3000SS | DCDA | 6.000 | 64017 | METER PIT OFF OF FISHER ROAD
4444 | FISHER RD | 43228-9480 | Not Required by DOW | 94768 | WATTS | 919AQT | RP | 0.750 | 3652751 | BAY WASH BUILDING BY HEATER
4444 | FISHER RD | 43228-9480 | Not Required by DOW | W210382 | WILKINS | 975 | RP | 1.500 | 64021 | MECH ROOM NORTH SIDE BUILDING
4444 | FISHER RD | 43228-9480 | Active | 61995 | WATTS | 007M1QT | DC | 0.750 | 64018 | PIT OFF OF FISHER ROAD
4444 | FISHER RD | 43228-9480 | Active | W197850 | WILKINS | 975 | RP | 2.000 | 64020 | MECH ROM NORTH SIDE BUILDING
4499 | FISHER RD | 43228-9509 | Active | 191048 | WATTS | 909 | RP | 4.000 | 64183 | MECHANICAL ROOM
4499 | FISHER RD | 43228-9509 | Not Required by DOW | 340295 | WATTS | 909M1QT | RP | 2.000 | 64186 | MECHANICAL ROOM
4499 | FISHER RD | 43228-9509 | Not Required by DOW | 424972 | WATTS | 909M1QT | RP | 2.000 | 64188 | SOUTH MECH ROOM
4499 | FISHER RD | 43228-9509 | Not Required by DOW | 425528 | WATTS | 909M1QT | RP | 1.500 | 87233 | west wall. South mechanical room
4499 | FISHER RD | 43228-9509 | Not Required by DOW | 425591 | WATTS | 909PCM1QT | RP | 2.000 | 87234 | East wall. South mechanical room
4499 | FISHER RD | 43228-9509 | Not Required by DOW | 22393 | WATTS | 919AQT | RP | 0.750 | 97324 | MECHANICAL ROOM
4499 | FISHER RD | 43228-9509 | Not Required by DOW | 24611 | WATTS | 919QT | RP | 2.000 | 3611333 | SOUTH MECH ROOM
4499 | FISHER RD | 43228-9509 | Due Install |  |  |  | DCDA |  | 3638964 | SOUTH MECH ROOM
4499 | FISHER RD | 43228-9509 | Active | 191043 | WATTS | 909 | RP | 4.000 | 64182 | MECHANICAL ROOM
4540 | FISHER RD | 43228-9480 | Active | 103621 | AMES | 3000SS | DCDA | 6.000 | 64312 | PIT SW CORNER OF LOT IN GRASS
4540 | FISHER RD | 43228-9480 | Active | 43866 | WATTS | 007MI | DC | 0.750 | 64313 | PIT
4540 | FISHER RD | 43228-9480 | Active | 94412 | WATTS | 009M2QT | RP | 1.000 | 64314 | MECH ROOM 1in MTR IN PIT WITH FIRE
4560 | FISHER RD | 43228 | Active | 51174 | WATTS | 919AQT | RP | 0.750 | 3607553 | MECHANICAL ROOM BY WATER METER
4599 | FISHER RD | 43228-8921 | Active | 9456 | WILKINS | 975 | RP | 4.000 | 64438 | METER PIT BUILDING (EAST DEVICE)
4599 | FISHER RD | 43228-8921 | Active | 9451 | WILKINS | 975 | RP | 4.000 | 64437 | METER PIT BUILDING (WEST DEVICE)
4599 | FISHER RD | 43228-8921 | Active | 401586 | WATTS | 909 | RP | 10.000 | 64435 | METER PIT BUILDING
4599 | FISHER RD | 43228-8921 | Due Install | [5 empty] | 3641119
4600 | FISHER RD | 43228-9480 | Active | 42261 | WATTS | 007M1 | DC | 0.750 | 64454 | SW MECH/RISER ROOM OUTSIDE DOOR
4600 | FISHER RD | 43228-9480 | Active | 3784448 | WILKINS | 975XL2 | RP | 0.750 | 64453 | SW MECH/RISER ROOM AT WATER METER OUTSIDE DOOR
4600 | FISHER RD | 43228-9480 | Active | 100304 | AMES | 3000SS | DCDA | 6.000 | 64452 | SW MECH/RISER ROOM OUTSIDE DOOR
4700 | FISHER RD | 43228-9752 | Due Install |  |  |  | DCDA |  | 3636543
4700 | FISHER RD | 43228-9752 | Not Required by DOW | 43810 | WATTS | 919QT | RP | 1.000 | 3615199 | BOILER ROOM
4700 | FISHER RD | 43228-9752 | LPS - Active | [5 empty] | 3636544 | FIRE BOOSTER PUMP
4700 | FISHER RD | 43228-9752 | Active | 53935 | WATTS | 009M1QT | RP | 2.000 | 64833 | NEXT TO METER IN BLDG OUT FRONT
4700 | FISHER RD | 43228-9752 | Not Required by DOW | 02809 | WATTS | 919QT | RP | 0.50 | 100505 | MECHANIC ROOM
5115 | FISHER RD | 43228-9146 | Active | 1709480812 | AMES | 2000SS | DC | 8.000 | 66068 | METER PIT
5115 | FISHER RD | 43228-9146 | Active | 588705 | WATTS | 909QT | RP | 0.750 | 66071 | SOUTH WALL OF BATTERY
5115 | FISHER RD | 43228-9146 | Active | 16425 | WATTS | LF909M1 | RP | 8.000 | 66072 | BIOLER ROOM NORTH WAY - Bottom Main 8 RPZ
5115 | FISHER RD | 43228-9146 | Active | 16405 | WATTS | LF909M1 | RP | 8.000 | 66073 | BOILER ROOM NORTH WALL CENTER OF 3
5115 | FISHER RD | 43228-9146 | Active | 396127 | WATTS | 909HWM1QT | RP | 2.000 | 89529 | BOILER ROOM - NORTH WALL DOMESTIC BYPASS
5115 | FISHER RD | 43228-9146 | Active | 007545 | WATTS | 909M1QT | RP | 2.000 | 89530 | AMMONIA ROOM SE CORNER
5115 | FISHER RD | 43228-9146 | Active | 031866 | WATTS | LF909M1QT | RP | 2.000 | 89531 | AMMONIA ROOM SE CORNER
5115 | FISHER RD | 43228-9146 | Active | 029780 | WATTS | 909QT | RP | 2.000 | 90796 | 1ST FLOOR CEILING EAST OF T FILLER
5115 | FISHER RD | 43228-9146 | Active | 190905 | WATTS | 909 | RP | 4.000 | 89532 | BOILER ROOM South OF CONTROL ROOM - Top 4" RPZ In Front of Control Window
5115 | FISHER RD | 43228-9146 | Active | 366337 | WATTS | 909M1QT | RP | 2.000 | 66065 | 1ST FLOOR CEILING WEST OF T FILLER
5115 | FISHER RD | 43228-9146 | Active | 354790 | WATTS | 909M1QT | RP | 2.000 | 66064 | NEW STEAM OVER AREA
5115 | FISHER RD | 43228-9146 | Active | 591064 | WATTS | 909HWQT | RP | 0.750 | 89537 | CENTRAL MIXING BY STEAM HEAT EXCHANGER
5115 | FISHER RD | 43228-9146 | Active | 17574 | WATTS | LF909 | RP | 6.000 | 66059 | BOILER ROOM - NORTH WALL - Top Device
5115 | FISHER RD | 43228-9146 | Due Install |  |  |  | RP | 8.000 | 3651289
5115 | FISHER RD | 43228-9146 | Due Install |  |  |  | RPDA | 10.000 | 3651288
5115 | FISHER RD | 43228-9146 | Active | 259356 | WATTS | 909M1QT | RP | 6.000 | 3628192 | FMC#1 South Side 2nd Floor
5115 | FISHER RD | 43228-9146 | Active | 244752 | WATTS | 909 | RP | 6.000 | 66057 | PROCESS WATER ROOM 2ND FLOOR
5115 | FISHER RD | 43228-9146 | Active | 244008 | WATTS | 909 | RP | 6.000 | 66056 | KC 63 WEST MEZZ. SOUTH END
5115 | FISHER RD | 43228-9146 | Active | 109548 | WATTS | 909QT | RP | 0.750 | 66053 | FIRE STORAGE TANK PUMP ROOM
5115 | FISHER RD | 43228-9146 | Active | 225643 | WATTS | 909 | RP | 4.000 | 3610029 | BOILER ROOM S OF CONTROL ROOM - Bottom 4" RPZ In Front of Control Window
5132 | FISHER RD | 43228-9752 | Active | 4391878 | WILKINS | 975XL2 | RP | 1.500 | 3624428 | SW MECH/ELECTRC/HWT ROOM AT WATER METER
5176 | FISHER RD | 43228-9752 | Due Install |  |  |  | DCDA | 8.000 | 3651283 | WAREHOUSE WEST WALL
5176 | FISHER RD | 43228-9752 | Due Install |  |  |  | RP | 1.000 | 3422207 | WAREHOUSE WEST WALL
5180 | FISHER RD | 43228- | Active | HC58652 | WILKINS | 950 | DC | 0.750 | 3422208 | WAREHOUSE SOUTHWEST CORNER
5180 | FISHER RD | 43228- | Active | AKB5269 | WILKINS | 375XL | RP | 1.500 | 3653111 | CLOSET IN WOMENS ROOM
5180 | FISHER RD | 43228- | Active | 2708F | WILKINS | 350ASTDA | DC | 8.000 | 3651284 | WAREHOUSE SOUTHWEST CORNER
5200 | FISHER RD | 43228-9139 | Active | 82098 | WATTS | 919QT | RP | 0.750 | 3422209 | AT WATER METER IN BATHROOM
5303 | FISHER RD | 43228-9511 | Active | 84304 | WATTS | 919QT | RP | 0.750 | 3622783 | HOT BOX BY PARKING LOT
5303 | FISHER RD | 43228-9511 | Active | QJ-0881 | AMES | 5000CIV | RPDA | 10.000 | 3622782 | HOT BOX BY PARKING LOT
5303 | FISHER RD | 43228-9511 | Active | 042230 | WATTS | 009M2QT | RP | 1.500 | 3622781 | Hot Box off Parking Lot
5303 | FISHER RD | 43228-9511 | Not Required by DOW | N-1108100848 | FEBCO | 876 | DCDA | 8.000 | 101316 | PUMP ROOM (ELECTRIC FRONT)
5303 | FISHER RD | 43228-9511 | Active |  |  |  | LST |  | 3654669
5303 | FISHER RD | 43228-9511 | Not Required by DOW | H018019 | FEBCO | 805YB | DC | 0.750 | 101314 | PUMP HOUSE (ELECTRIC FRONT)
5309 | FISHER RD | 43228-9511 | Due Install |  |  |  | DCDA | 8.000 | 3422210 | PIT AT ENTRANCE WAY
5309 | FISHER RD | 43228-9511 | Due Install |  |  |  | RP | 2.000 | 3646264 | MTR IS BY RISERS ON N WALL
5353 | FISHER RD | 43228-9511 | Due Install |  |  |  | RP | 2.000 | 3636788 | MTR ON N WALL IN RUNNERS WAREHOUSE
5353 | FISHER RD | 43228-9511 | Due Install |  |  |  | DCDA | 8.000 | 3636789
5400 | FISHER RD | 43228-9771 | Active | 54236 | WATTS | 009M2PCQT | RP | 0.750 | 66795 | DOCK OFFICE - BASEMENT JANITOR CLOSET
5400 | FISHER RD | 43228-9771 | Active | 337855 | WATTS | 909HWM1QT | RP | 1.500 | 66794 | 5390 FISHER RD, IN CEILING FUEL LANES
5400 | FISHER RD | 43228-9771 | Active | 122974 | WATTS | 909 | RP | 3.000 | 66793 | 5390 FISHER RD, MAINT BLDG PARTS DEPT SOUTH WALL
5400 | FISHER RD | 43228-9771 | Active | 109025 | WATTS | 909HWM1QT | RP | 2.000 | 66792 | OFFICE BLDG BASEMENT NW CORNER
5400 | FISHER RD | 43228-9771 | Active | 002636 | WATTS | 909 | RP | 2.500 | 66791 | DOCK OFFICE - BASEMENT MECHANICAL ROOM
5400 | FISHER RD | 43228-9771 | Due Install |  |  |  | RP | 8.000 | 3633375
5400 | FISHER RD | 43228-9771 | Active | 4320961 | WILKINS | 975XL2 | RP | 2.000 | 66796 | CEILING AT WEST SIDE @ 5390 RISER
5430 | FISHER RD | 43228 | Not Required by DOW | 24003 | WATTS | LF919AQT | RP | 2.000 | 3603709 | BOX OFFICE BUILDING 1083
5430 | FISHER RD | 43228 | Not Required by DOW | 50251 | WATTS | 919QT | RP | 0.750 | 104062 | 1261 GABRIELLE ELAINE DR, IN LOBBY
5430 | FISHER RD | 43228 | Active | 20622 | WATTS | 007M2QT | DC | 0.750 | 104061 | 1261 GABRIELLE ELAINE DR, 1ST GARAGE - RIGHT OF ENTRANCE
5430 | FISHER RD | 43228 | Active | JL-1225 | WATTS | 957 | RP | 4.000 | 104059 | 1261 GARBRIELLE ELAINE DR, 1ST GARAGE - RIGHT OF ENTRANCE
5430 | FISHER RD | 43228 | Active | 1154700013 | WATTS | 774DCDA | DCDA | 8.000 | 104060 | 1261 GABRIELLE ELAINE DR, 1ST GARAGE - RIGHT OF ENTRANCE
5433 | FISHER RD | 43228-9512 | Active | A08805 | WATTS | 007QT | DC | 2.000 | 87520 | EAST UTILITY ROOM
5460 | FISHER RD | 43228 | LPS - Active | 171028 | Cla-Val | 171028 | LST |  | 3641153 | IN RISER ROOM TO RIGHT OF MAIN ENTRANCE
5460 | FISHER RD | 43228 | Active | TH-2258 | WATTS | 957 | RP | 4.000 | 3638951 | IN HOT BOX AT STREET (NE FISHER/HILLIARD ROME) N OF METER HOT BOX
5460 | FISHER RD | 43228 | Active | SK-1753 | WATTS | 957 | RPDA | 6.000 | 3638952 | IN HOT BOX AT STREET (NE FISHER & HILLRD ROME)
5460 | FISHER RD | 43228 | Active | 77748 | WATTS | LF919QT | RP | 0.750 | 3638953 | IN HOT BOX SOUTHWEST CORNER OF PROPERTY
5460 | FISHER RD | 43228 | Not Required by DOW | 068916 | WATTS | LF009M2QT | RP | 1.500 | 3641149 | MECH ROOM OFF SALES ROOM WEST SIDE OF BUILDING
5460 | FISHER RD | 43228 | Not Required by DOW | 071060 | WATTS | LF009M2QT | RP | 1.500 | 3641148 | POOL MECH ROOM
5501 | FISHER RD | 43228-8938 | Not Required by DOW | 088689 | WATTS | 009M2QT | RP | 2.00 | 101153 | CAR WASH MECHANIC ROOM
5501 | FISHER RD | 43228-8938 | Active | 348443 | WATTS | 009QT | RP | 2.000 | 67112 | MECHANICAL ROOM IN CENTER OF BUILDING AT WATER METER
3854 | FISHER RD REAR | 43228-1016 | Active | 48338 | WATTS | 007m1 | DC | 0.750 | 61960 | BACK BLDG NW OF WAREHOUSE
3854 | FISHER RD REAR | 43228-1016 | Active | 111085 | AMES | 3000SS | DCDA | 6.000 | 61958 | BACK BLDG NW OF WAREHOUSE
3854 | FISHER RD REAR | 43228-1016 | Active | 1149844 | WILKINS | 975XL | RP | 1.500 | 61959 | BACK BLDG NW IN WAREHOUSE AT WATER METER NEW ADDITION
3651 | FISHER RD UNIT A | 43228-1011 | Not Required by DOW | [5 empty] | 3624948
3651 | FISHER RD UNIT A | 43228-1011 | Active | 21356 | WATTS | LF919QT | RP | 1.500 | 3624569 | BOILER ROOM AT METER
3840 | FISHER RD UNIT A | 43228-1016 | Not Required by DOW |  |  |  | RP | 1.500 | 3422191
4140 | FISHER RD UNIT A | 43228-1058 | Active | 4792987 | WILKINS | 975XL2 | RP | 1.000 | 3633182 | SOUTH END OF BLDG BY OFFICES UTILITY CLOSET
4599 | FISHER RD UNIT A | 43228-8921 | Not Required by DOW | 259873 | WILKINS | 975 | RP | 2.000 | 64432 | CORE 11 BATTERY STATION
4599 | FISHER RD UNIT A | 43228-8921 | Not Required by DOW | 202229 | WILKINS | 975 | RP | 0.750 | 64431 | CORE 18 BATTERY STATION--(SIZE 1/2)
4599 | FISHER RD UNIT A | 43228-8921 | Not Required by DOW | 131523 | WATTS | 009QT | RP | 1.000 | 64430 | METER PIT BUILDING
4599 | FISHER RD UNIT A | 43228-8921 | Not Required by DOW | 4771538 | WILKINS | 975XL2 | RP | 2.000 | 3641039 | NORTH SIDE OF BUILDING BETWEEN DOCK DOORS 214/213
4599 | FISHER RD UNIT A | 43228-8921 | LPS - Active | [5 empty] | 3639615 | FIRE PUMP ON COMBINATION LINE
4599 | FISHER RD UNIT A | 43228-8921 | Not Required by DOW | 9457 | WILKINS | 975 | RP | 4.000 | 64439 | TOTAL ENERGY PLANT
4599 | FISHER RD UNIT A | 43228-8921 | Active | 401589 | WATTS | 909 | RP | 10.000 | 64436 | PUMP HOUSE #1
4599 | FISHER RD UNIT A | 43228-8921 | Not Required by DOW | 281387 | WATTS | 909M1QT | RP | 2.000 | 64434 | TOTAL ENERGY PLANT--FOR SAND FILTER DUEL
4599 | FISHER RD UNIT A | 43228-8921 | Not Required by DOW | 267705 | WILKINS | 975 | RP | 0.750 | 64433 | 2ND FL N WALL BATTERY CHANGE STATION--SIZE 1/2
1325 | FISHER RUN CT | 43235-6700 | Active | CB215377 | WILKINS | 720A | PVB | 1.000 | 3598706 | LEFT SIDE OF HOUSE
1375 | FISHER RUN CT | 43235-6700 | Active | T074580 | WILKINS | 720A | PVB | 0.750 | 91049 | LEFT FRONT
1386 | FISHER RUN CT | 43235- | Active | 4239247 | WILKINS | 975XL | RP | 0.750 | 54860 | W END OF COURT -IN BUSHES -IFO 1385
3615 | FISHINGER BL | 43026-7559 | Active | 989791 | WILKINS | 975XL2 | RP | 1.000 | 61285 | AT METER INSIDE OF SHOE STORE
3545 | FISHINGER BLVD | 43026-9550 | Active | 266821 | WILKINS | 975 | RP | 1.500 | 61030 | NE CORNER OF BASEMENT MECHANICAL ROOM BY METER
3550 | FISHINGER BLVD | 43026-9549 | Due Install |  |  |  | DCDA |  | 3633265
3550 | FISHINGER BLVD | 43026-9549 | Not Required by DOW | 386492 | WATTS | 909QT | RP | 0.750 | 61048 | Mechanical / Boiler / Sprinkler Rm - Rear by Receiving
3550 | FISHINGER BLVD | 43026-9549 | Not Required by DOW | 393589 | WATTS | 909QT | RP | 0.750 | 61049 | Mechanical / Boiler / Sprinkler Rm - Rear by Receiving
3550 | FISHINGER BLVD | 43026-9549 | Active | 279735 | WATTS | 909M1QT | RP | 2.000 | 95496 | Mechanical / Boiler / Sprinkler Rm - Rear by Receiving
3555 | FISHINGER BLVD | 43026-9550 | Due Install |  |  |  | RP | 2.000 | 3639671 | FIRE STATION # 30 ROOM OFF KITCHEN
3560 | FISHINGER BLVD | 43026-7503 | Not Required by DOW | 06538 | WATTS | 919 | RP | 0.500 | 3610167 | DENTAL WATER, IN MECH RM NEXT TO W.H.
3560 | FISHINGER BLVD | 43026-7503 | Active | 306478 | WATTS | 009M2QT | RP | 2.000 | 61069 | IN WATER HEATER ROOM W/WATER METER
3570 | FISHINGER BLVD | 43026-7503 | Active | 91765 | WATTS | 007M2QT | DC | 0.750 | 61120 | 3718 FISHINGER RD PETVALU MENS ROOM ABOVE CEILING
3570 | FISHINGER BLVD | 43026-7503 | Active | 63503 | WATTS | 919QT | RP | 0.750 | 3619859 | 3718 FISHINGER RD PETVALU FISH TANKS, UTILITY ROOM IN BACK
3570 | FISHINGER BLVD | 43026-7503 | Active | 173644 | WATTS | 009QT | RP | 0.750 | 61116 | 3762 ASIAN EXPRESS BACK CORNER AT SUB METER BY HWT
3570 | FISHINGER BLVD | 43026-7503 | Active | 22956 | WATTS | 919 | RP | 1.500 | 3632521 | 3706 Fishinger Blvd Above Mop Sink CHAMPIONS IN CHRIST CHURCH
3570 | FISHINGER BLVD | 43026-7503 | Due Install |  |  |  | RP | 8.000 | 3636381
3570 | FISHINGER BLVD | 43026-7503 | Active | 129285 | WATTS | 009M2QT | RP | 2.000 | 61117 | 3622 FISHINGER RD, BACK ROOM BEFORE SUB METER
3570 | FISHINGER BLVD | 43026-7503 | Active | 129886 | WATTS | 009M2 | RP | 2.000 | 3635991 | 3708 FISHINGER BLVD GET AIR HILLIARD
3572 | FISHINGER BLVD | 43026- | Active | 4468338 | WILKINS | 975XL2 | RP | 1.000 | 3626215 | CLOSET/ WATER HEATER IN 3570 FISHINGER ADDR 3570-OUT FRONT BLDG
3576 | FISHINGER BLVD | 43026-7503 | Active | 731649 | WILKINS | 975XL | RP | 1.500 | 61142 | IN JANITORS CLOSET AT WATER METER BY RESTROOMS
3578 | FISHINGER BLVD | 43026-7503 | Active | 571428 | WILKINS | 975 | RP | 2.000 | 61147 | MECH ROOM
3600 | FISHINGER BLVD | 43026-9203 | Active | 175682 | WILKINS | 950 | DC | 1.500 | 61231 | NW CORNER CLOSET ABOVE METER ON LIMITED FIRE
3600 | FISHINGER BLVD | 43026-9203 | Due Install |  |  |  | RP |  | 3631392 | NW CLOSET AT WATER METER
3610 | FISHINGER BLVD | 43026-9203 | LPS - Active | 621023 | Thrush | C-300 | LPC |  | 3636690 | DOM BOOSTER PUMP 50' DOWNSTREAM OF METER
3610 | FISHINGER BLVD | 43026-9203 | Not Required by DOW | 35064 | WATTS | 009M2QT | RP | 0.750 | 61270 | IN MECHANICAL ROOM IN CEILING
3610 | FISHINGER BLVD | 43026-9203 | Not Required by DOW | 192080 | WILKINS | 950XL | DC | 2.000 | 61268 | MECHANICAL ROOM
3610 | FISHINGER BLVD | 43026-9203 | Active | 03249 | WATTS | 009 | RP | 3.000 | 61269 | IN MECH ROOM AT WATER METER
3611 | FISHINGER BLVD | 43026-7559 | Active | 431103 | WILKINS | 975 | RP | 1.000 | 61275 | CAR WASH MECH ROOM ST# 9356
3611 | FISHINGER BLVD | 43026-7559 | Active | W069431 | WILKINS | 975XL | RP | 1.500 | 61276 | REAR OF MECH BY CAR WASH ST# 9356
3625 | FISHINGER BLVD | 43026-7559 | Active | 280834 | WILKINS | 975 | RP | 2.000 | 61312 | N MECHANICAL ROOM AT WATER METER
3625 | FISHINGER BLVD | 43026-7559 | Not Required by DOW | CB517617 | WILKINS | 720A | PVB | 1.000 | 61314 | RIGHT REAR OF BUILDING
3642 | FISHINGER BLVD | 43026-9271 | Active | 50926 | WATTS | 919QT | RP | 1.000 | 3422211 | IN ROOM WITH WATER MAIN
3646 | FISHINGER BLVD | 43026-9271 | Active | 4956210 | WILKINS | 975 | RP | 1.500 | 3422212 | STORAGE ROOM SE CORNER BY METER POPEYES CHICKEN
3667 | FISHINGER BLVD | 43026- | Active | 68009 | WATTS | 009M1QT | RP | 1.500 | 61432 | 3667 IS BACK METER/RISER ROOM AT WATER MTR -OUTSIDE DR
3667 | FISHINGER BLVD | 43026- | Due Install |  |  |  | DCDA | 8.000 | 3629349 | IN 3667 BACK MTR/RISER ROOM -OUTSIDE DR
3670 | FISHINGER BLVD | 43026-9271 | Active | 13304 | WATTS | 919QT | RP | 1.500 | 90664 | -MID N WALL BY SINK AT WATER MTR CHIPOTLE
3693 | FISHINGER BLVD | 43026-9552 | Active | 4661717 | WILKINS | 975XL2 | RP | 1.500 | 61482 | SW OFFICE AT WATER METER
3703 | FISHINGER BLVD | 43026-7501 | Active | T205087 | WILKINS | 720A | PVB | 0.750 | 100493 | R/O BUILDING
3703 | FISHINGER BLVD | 43026-7501 | Active | 273339 | WATTS | 009 | RP | 1.000 | 61537 | BACK ROOM SOUTH
3707 | FISHINGER BLVD | 43026-7501 | Active | 29492 | WATTS | 009M3 | RP | 0.750 | 61541 | AT WATER METER
3711 | FISHINGER BLVD | 43026-7501 | Active | 207853 | WATTS | LF009M2QT | RP | 1.000 | 3648760 | IN HOT BOX SE OF PROPERTY AT WATER METER
3721 | FISHINGER BLVD | 43026-7501 | Active | A01482 | WATTS | 009M2-FP | RP | 1.500 | 61585 | AT WATER METER --DRY STORAGE ROOM
3770 | FISHINGER BLVD | 43026-8549 | Active | A15921 | WATTS | 009M2PCQT | RP | 1.000 | 90469 | WATER METER
3880 | FISHINGER BLVD | 43026-9551 | Active | 59140 | WATTS | 919QT | RP | 1.000 | 3622729 | MECHANICAL ROOM
3880 | FISHINGER BLVD | 43026-9551 | Active | 60728 | WATTS | 919QT | RP | 0.750 | 3622728 | WATER HEATER ROOM / ABOVE CEILING
3880 | FISHINGER BLVD | 43026-9551 | Active | 77114 | AMES | 2000B | DC | 0.750 | 3622735 | METER ROOM
3880 | FISHINGER BLVD | 43026-9551 | Active | 1898600816 | AMES | 3000SS | DCDA | 4.000 | 3622736 | METER ROOM
3880 | FISHINGER BLVD | 43026-9551 | Active | 29902 | WATTS | 919QT | RP | 2.000 | 3622667 | MECHANICAL ROOM
1130 | FISHINGER RD | 43221-2371 | Active | 4422599 | WILKINS | 975XL | RP | 0.750 | 3422218
1130 | FISHINGER RD | 43221-2371 | Due Install |  |  |  | RP | 0.750 | 3641405
1231 | FISHINGER RD | 43221-2303 | Active | 59162 | WATTS | 919QT | RP | 0.750 | 3611695 | IN BASEMENT ABOVE METER
1340 | FISHINGER RD | 43221-2306 | Active | 173273 | WATTS | 009QT | RP | 2.000 | 54746 | MECHANICAL ROOM
1560 | FISHINGER RD | 43221-2108 | Active | 4974383 | WILKINS | 975XL2 | RP | 1.000 | 3422252 | METER UNDER STARIS. BACK DOOR, DOWN STARIS, THROUGH SMALL ELECTRICAL DR
1570 | FISHINGER RD | 43221 | Active | 237012 | WATTS | LF009M2QT | RP | 1.000 | 3651039 | IN HOT BOX S OF SE CORNER 1560 BLDG FOR BACK BLDG
1580 | FISHINGER RD | 43221-2107 | Not Required by DOW | A15334 | WATTS | 009M3QT | RP | 0.750 | 90865 | 2ND FLOOR NW OFFICE ABOVE WATER HEATER
1580 | FISHINGER RD | 43221-2107 | Active | 4973014 | WILKINS | 975 | RP | 0.750 | 3632948 | UNDER STEPS N WALL CENTER
1580 | FISHINGER RD | 43221-2107 | Not Required by DOW | 494836 | WILKINS | 975XL | RP | 0.750 | 55461 | NE BASEMENT CORNER WITH AIR COMPRESSOR, BLDG 1580
1580 | FISHINGER RD | 43221-2107 | Not Required by DOW | 314094 | WATTS | 909QT | RP | 0.750 | 55460 | IN MOP ROOM AT SE SIDE OF BLDG
1600 | FISHINGER RD | 43221-2114 | Not Required by DOW | 86873 | WATTS | 009M2QT | RP | 1.000 | 3579580 | 1600 BUILDING, IN ELECTRICAL ROOM
1600 | FISHINGER RD | 43221-2114 | Active | 246075 | WATTS | LF009M2QT | RP | 1.000 | 3626577 | IN HOT BOX AT WATER METER SW OF 1600 BLDG
1610 | FISHINGER RD | 43221-2104 | Active | 411308 | WATTS | 909QT | RP | 0.750 | 55605 | MECHANICAL ROOM ABOVE THE HOT WATER HEATER
1615 | FISHINGER RD | 43221-2103 | Active | CG688 | APOLLO/CONBRACO | 40205A2 | RP | 1.000 | 55612 | MECH/FURN ROOM AT WATER METER ON DOM LINE
1615 | FISHINGER RD | 43221-2103 | Active | 21329 | WATTS | LF719QT | DC | 1.000 | 3638251 | MID W MECH/FURN ROOM ON FIRE LINE AT WATER METER
1670 | FISHINGER RD | 43221-1420 | Due Install |  |  |  | RP | 1.000 | 3646181
1670 | FISHINGER RD | 43221-1420 | Active | 41318 | AMES | 2000B | DC | 1.000 | 3422259 | In utility room of basement. Device is for sprinkler system n elevator shaft.
2136 | FISHINGER RD | 43221- | Active | 56376 | WATTS | 919QT | RP | 1.000 | 3635090 | UNDER SINK IN KITCHEN PRESCHOOL
2136 | FISHINGER RD | 43221- | Not Required by DOW | G086402 | WILKINS | 720A | PVB | 0.750 | 97040 | 2140 FISHINGER, FRONT CENTER OF BLDG
2346 | FISHINGER RD | 43221-1251 | Active | 606945 | RAINBIRD | 100 | PVB | 1.000 | 58035 | RIGHT OF GAS METER
2381 | FISHINGER RD | 43221-1250 | Active | H123656 | FEBCO | 765 | PVB | 1.000 | 90294 | LEFT SIDE OF HOUSE
2716 | FISHINGER RD | 43221-1127 | Active | CB729876 | WILKINS | 720A | PVB | 1.000 | 59078 | REAR OF HSE WEST SIDE MIDDLE SITS HIGH
3535 | FISHINGER RD | 43026-7504 | Due Install |  |  |  | RP | 2.000 | 3638316 | WATER METER ROOM
3535 | FISHINGER RD | 43026-7504 | Active | 13185 | WATTS | 009QT | RP | 2.000 | 60970 | WATER METER ROOM
7104 | FITZGERALD RD | 43017-1080 | Active | T252073 | Wilkins | 720A | PVB | 1.000 | 3422434 | Left side of the house
2300 | FITZROY S PL | 43224- | Due Install |  |  |  | RP | 3.000 | 3422445
7223 | FITZWILLIAM DR | 43017-2407 | Active | 877688 | WILKINS | 720A | PVB | 1.000 | 71652 | REAR OF HOUSE
6817 | FLAG CENTER DR | 43229- | Active | 32629 | WATTS | 919AQT | RP | 0.750 | 102687 | IN 6833 DAYCARE -E BATHROOM UNDER SINK
6817 | FLAG CENTER DR | 43229- | Due Install |  |  |  | RP |  | 3633210
6817 | FLAG CENTER DR | 43229- | Active | 23032 | WATTS | 919AQT | RP | 0.750 | 70752 | IN 6833 DAYCARE -STORAGE THRU TODDLER ROOM AT PRIVATE SUB MTR
5074 | FLAGSTAFF CT | 43026-9196 | Active | CAA49038 | WILKINS | 720A | PVB | 0.750 | 95723 | LEFT SIDE
1672 | FLAT ROCK CT | 43235-2002 | Active | A134025 | WILKINS | 720A | PVB | 0.750 | 94170 | WESTSIDE OF HOME OUTSIDE
5742 | FLATIRON RD | 43081 | Active | T385443 | WILKINS | 720A | PVB | 0.750 | 3649224 | RIGHT SIDE OF HOUSE
6879 | FLATLANDS RD | 43081 | Active | T385655 | WILKINS | 720A | PVB | 0.750 | 3649214 | LEFT SIDE OF HOUSE
5582 | FLINT CREEK AV | 43026- | Active | FC-0090 | WATTS | 909 | RP | 6.000 | 87947 | SMALLER WHITE METER HSE (15' SE OF LARGER BLDG) N OF DUMPSTRS/COMPACTOR
5582 | FLINT CREEK AV | 43026- | Not Required by DOW | A150989 | WILKINS | 720A | PVB | 0.750 | 93193 | RIGHT SIDE OF BUILDING
5980 | FLORA VILLA DR | 43085-3353 | Active | 4003495 | WILKINS | 975 | RP | 0.750 | 3422666 | S/W CORNER
3699 | FLORIAN DR | 43219-3003 | Active | BK8131 | FEBCO | 745 | PVB | 0.750 | 61486 | LEFT SIDE OF HOUSE
2500 | FLORIBUNDA DR | 43209-3114 | Active | 33302 | FEBCO | 765 | PVB | 1.000 | 90296 | FRONT OF HOUSE
2618 | FLORIBUNDA DR | 43209-3118 | Active | 63840 | WATTS | 919QT | RP | 0.750 | 3422809 | BASEMENT BY FURNACE
2748 | FLORIBUNDA DR | 43209-3120 | Active | T131830 | WILKINS | 720A | PVB | 0.750 | 103126 | FRONT OF HOUSE
707 | FLOWERING CHERRY CT | 43004-7153 | Active | A151001 | WILKINS | 720A | PVB | 0.750 | 87571 | LEFT SIDE OF HOUSE
7086 | FODOR RD | 43054-8330 | Active | T084780 | WILKINS | 720A | PVB | 0.750 | 101902 | RIGHT SIDE OF HOUSE
7087 | FODOR RD | 43054-9469 | Active | 665715 | FEBCO | 765 | PVB | 0.750 | 71394 | RT SIDE
7135 | FODOR RD | 43054-9469 | Active | T374881 | WILKINS | 720A | PVB | 1.000 | 71478 | LEFT FRONT
7142 | FODOR RD | 43054-9467 | Active | 151919 | WILKINS | 420 | PVB | 1.000 | 71493 | RIGHT OF FRONT DOOR
7143 | FODOR RD | 43054-9469 | Active | T304237 | WILKINS | 720A | PVB | 0.750 | 71495 | LT SIDE
7150 | FODOR RD | 43054-9467 | Active | A072863 | WILKINS | 720A | PVB | 0.750 | 71507 | LEFT HAND SIDE OF HOUSE
7155 | FODOR RD | 43054-9470 | Active | T023630 | WILKINS | 720A | PVB | 0.750 | 71511 | NEXT TO GARAGE DOOR
7176 | FODOR RD | 43054-9468 | Active | H072151 | FEBCO | 765 | PVB | 0.750 | 71546 | RIGHT FRONT
7187 | FODOR RD | 43054-9470 | Active | 954407 | WILKINS | 720A | PVB | 0.750 | 71564 | L/SIDE OF HSE
7188 | FODOR RD | 43054-9468 | Active | T272826 | WILKINS | 720A | PVB | 0.750 | 71567 | LEFT CENTER
7200 | FODOR RD | 43054-9468 | Active | A006720 | WILKINS | 720 | PVB | 0.750 | 95344 | RIGHT FRONT
7203 | FODOR RD | 43054-8407 | Active | 542768 | WILKINS | 720A | PVB | 0.750 | 91821 | BACK OF HOUSE
7272 | FODOR RD | 43054- | Active | 12529 | WATTS | 919QT | RP | 1.500 | 99151 | 5185 SULGRAVE MAINTENANCE SHOP
7272 | FODOR RD | 43054- | Active | AG7272A | XX | XX | AG | 0.000 | 102082 | 5203 SULGRAVE MAINTENANCE SHOP
7272 | FODOR RD | 43054- | Due Install |  |  |  | RP | 6.000 | 3638384
7380 | FODOR RD | 43054- | Active | 61324 | WATTS | 008PCQT | PVB | 0.500 | 99079 | PRODUCE @ SINK - 5161 HAMPSTEAD VILLAGE WAY
7380 | FODOR RD | 43054- | Active | 27910 | WATTS | 008PCQT | PVB | 0.500 | 101962 | MEN'S ROOM FRONT - 5161 HAMPSTEAD VILLAGE WAY
7380 | FODOR RD | 43054- | Active | 02231 | WATTS | 008PCQT | PVB | 0.500 | 101963 | WOMEN'S RESTROOM FRONT - 5161 HAMPSTEAD VILLAGE WAY
7380 | FODOR RD | 43054- | Due Install |  |  |  | RP | 3.000 | 3652340
7380 | FODOR RD | 43054- | Active | 55305 | AMES | 2000BM3 | DC | 0.750 | 3638382 | Receiving Area of Krogers - 5161 Hampstead way
7380 | FODOR RD | 43054- | Active | 2000962 | AMES | 2000SS | DC | 4.000 | 71874 | METER ROOM NORTH - 5179 HAMPSTEAD VILLAGE
7380 | FODOR RD | 43054- | Active | TA-2027 | AMES | COLT 300 | DCDA | 6.000 | 3652310 | IN RECEIVING AREA IN KROGER BY SPRINKLER RISER
7380 | FODOR RD | 43054- | Active | 324270 | WATTS | 909M1QT | RP | 2.000 | 71875 | NW COURNER OF BUILDING - 5143 HAMPSTEAD VILLAGE
7380 | FODOR RD | 43054- | Active | 9911151355 | FEBCO | 870 | DC | 6.000 | 71878 | MECHANICAL ROOM - 5143 HAMPSTEAD VILLAGE
7380 | FODOR RD | 43054- | Active | 338332 | WATTS | 909M1QT | RP | 2.000 | 71877 | N METER ROOM-REAR OF BUILDING - 5179 HAMPSTEAD VILLAGE
7380 | FODOR RD | 43054- | Active | 334054 | WATTS | 009PCQT | RP | 2.000 | 71876 | SW CORNER OF BUILDING - 5161 HAMPSTEAD VILLAGE WAY
7400 | FODOR RD | 43054-8607 | Not Required by DOW | 9598 | FEBCO | 765 | PVB | 1.000 | 71913 | OUTSIDE - WEST SIDE (SERIAL # EG9598)
7400 | FODOR RD | 43054-8607 | Active | 455763 | WILKINS | 975XL | RP | 1.500 | 71912 | BY WATER METER NORTH CORNER OF BUILDING
1100 | FOLKESTONE RD | 43220-3709 | Not Required by DOW |  |  |  | RP |  | 3422958
1101 | FOLKESTONE RD | 43220-3707 | Not Required by DOW | [5 empty] | 3422959
2764 | FOLKSTONE RD | 43220-4219 | Active | 500455 | WILKINS | 720A | PVB | 0.750 | 90297 | RIGHT SIDE
4015 | FONDORF DR | 43228-1025 | Due Install |  |  |  | RP | 0.750 | 3422978 | IN WATER/FURANCE ROOM
4015 | FONDORF DR | 43228-1025 | Due Install |  |  |  | DCDA | 8.000 | 3651270 | RIGHT OF FRONT DOOR
4040 | FONDORF DR | 43228-1026 | Not Required by DOW | 062992 | WATTS | LF909QT | RP | 1.000 | 3650163 | BOILER EAST WALL
4040 | FONDORF DR | 43228-1026 | Active | 4912971 | WILKINS | 975XL2 | RP | 1.500 | 3651294
4040 | FONDORF DR | 43228-1026 | Active | 1011680721 | AMES | 3000SS | DCDA | 6.000 | 3651301 | WAREHOUSE WEST WALL
4040 | FONDORF DR | 43228-1026 | Active | 31476 | WATTS | 007M1-QT | DC | 0.750 | 3651302 | WAREHOUSE WEST WALL
4040 | FONDORF DR | 43228-1026 | Active | 30322C | WILKINS | 375AST | RP | 3.000 | 3422979 | WAREHOUSE WEST WALL
4051 | FONDORF DR | 43228-1025 | Due Install |  |  |  | RP | 8.000 | 3638542 | MTR IN PIT COMBO MTR..*SD*
4051 | FONDORF DR | 43228-1025 | Active | 447577 | WATTS | 909M1QT | RP | 1.500 | 62771 | N.W. CORNER OF BLDG
1843 | FONTENAY CT | 43235-7317 | Active | 90871 | WATTS | 800QT | PVB | 0.750 | 90298 | LEFT SIDE
2060 | FONTENAY PL | 43220-6256 | Active | A133496 | WILKINS | 720A | PVB | 0.750 | 89463 | RIGHT SIDE
2065 | FONTENAY PL | 43220-6300 | Active | F005838 | WILKINS | 720A | PVB | 0.750 | 97519 | FRONT OF HOUSE
2072 | FONTENAY PL | 43220-6256 | Active | H517455 | FEBCO | 765 | PVB | 0.750 | 96106 | LEFT SIDE OF HOUSE
2073 | FONTENAY PL | 43220-6300 | Active | A133536 | WILKINS | 720A | PVB | 0.750 | 89464 | RIGHT SIDE
2082 | FONTENAY PL | 43220 | Active | H429789 | FEBCO | 765 | PVB | 0.750 | 91116 | REAR OF HOUSE
2083 | FONTENAY PL | 43220-6300 | Active | H461652 | FEBCO | 765 | PVB | 0.750 | 93359 | LEFT FRONT OF HOUSE
2092 | FONTENAY PL | 43220-6256 | Active | F021208 | WILKINS | 720A | PVB | 0.750 | 97985 | RIGHT SIDE OF HOUSE
2093 | FONTENAY PL | 43220-6300 | Active | CB547295 | WILKINS | 720A | PVB | 0.750 | 92614 | RIGHT SIDE OF HOUSE
2102 | FONTENAY PL | 43220 | Active | H743240 | FEBCO | 765 | PVB | 0.750 | 3602706 | RIGHT SIDE OF HOUSE
2103 | FONTENAY PL | 43220 | Active | H628805 | FEBCO | 765 | PVB | 0.750 | 101146 | RIGHT SIDE OF HOUSE
5031 | FOREST DR | 43054-7088 | Active | 112572 | WATTS | 009QT | RP | 1.500 | 65774 | MECH ROOM AT WATER METER
5040 | FOREST DR | 43054 | LPS - Active | [5 empty] | 3639200 | FIRE BOOSTER PUMP
5040 | FOREST DR | 43054 | Active | 60655 | AMES | 2000B | DC | 0.750 | 99841
5040 | FOREST DR | 43054 | Active | 1692520609 | AMES | 3000SS | DCDA | 8.000 | 100042 | MECHANIC ROOM
5040 | FOREST DR | 43054 | Not Required by DOW | 626724 | WATTS | 909HWQT | RP | 1.000 | 100044 | MECHANIC ROOM
5040 | FOREST DR | 43054 | Active | 190029 | WATTS | 909 | RP | 3.000 | 100045 | MECHANIC ROOM
5040 | FOREST DR | 43054 | LPS - Active |  |  |  | LPC |  | 3639199 | DOMESTIC BOOSTER PUMP
5051 | FOREST DR | 43054-8181 | Active | A04903 | WATTS | 009 | RP | 1.500 | 92495 | SOUTH CENTER MECHANICAL ROOM
5071 | FOREST DR | 43054-8181 | Active | 113579 | WATTS | 009M2QT | RP | 1.500 | 65913 | MECHANICAL ROOM AT WATER METER
5095 | FOREST DR | 43054 | Not Required by DOW | 42405 | WATTS | LF719QT | DC | 0.750 | 3636211 | KITCHEN
5095 | FOREST DR | 43054 | Active | SC1183 | AMES | COLT 300 | DCDA | 6.000 | 3636275 | EAST SIDE MECH RM
5095 | FOREST DR | 43054 | Active | 51184 | AMES | 2000B | DC | 0.750 | 3636276 | EAST SIDE MECH RM
5095 | FOREST DR | 43054 | Not Required by DOW | 16B029 | BEECO | FRP | RP | 1.000 | 3636210
5095 | FOREST DR | 43054 | Active | R18H009 | BEECO | RP | RP | 3.000 | 3635679
5101 | FOREST DR | 43054-8215 | Active | 108235 | WATTS | 009QT | RP | 1.500 | 66030 | MECH ROOM AT WATER METER
5121 | FOREST DR | 43054-7085 | Active | 115734 | WATTS | 009M1PCQT | RP | 1.500 | 66085 | MECH ROOM AT WATER METER
5121 | FOREST DR | 43054-7085 | Not Required by DOW | H009209 | FEBCO | 765 | PVB | 1.500 | 66084 | FRONT RIGHT CORNER
5161 | FOREST DR | 43054 | Not Required by DOW | BQ74329 | WILKINS | 375XL | RP | 1.000 | 3616762 | MECH RM BY ELEVATOR
5161 | FOREST DR | 43054 | Active | 4205495 | WILKINS | 975XL | RP | 1.500 | 3618140 | WATER ROOM WEST OF ELEVATOR
5161 | FOREST DR | 43054 | Active | 18856 | AMES | 3000 | DCDA | 4.000 | 3636020 | ON FIRE LINE
5161 | FOREST DR | 43054 | Active | 75738 | AMES | 2000B | DC | 0.750 | 3636021 | ON FIRE LINE
5211 | FOREST DR | 43054 | Active | 23899 | AMES | 2000BM3 | DC | 0.750 | 103990 | NE MECHANICAL ROOM0
5211 | FOREST DR | 43054 | Active | 16012 | WATTS | 919QT | RP | 1.500 | 104044 | SPRINKLER ROOM
5211 | FOREST DR | 43054 | Active | 194773 | WATTS | 909 | RP | 3.000 | 103987 | NE MECHANICAL ROOM AT METER
5211 | FOREST DR | 43054 | Active | 194285 | WATTS | 909 | RP | 3.000 | 103988 | NE MECHANICAL ROOM AT METER
5211 | FOREST DR | 43054 | Active | LI-0608 | AMES | COLT 300GV | DCDA | 8.000 | 103989 | NE MECHANICAL ROOM
5216 | FOREST DR | 43054 | Not Required by DOW | 4247903 | WILKINS | 975XL | RP | 1.000 | 3625094 | INSIDE PLUMBING ROOM
5216 | FOREST DR | 43054 | Active | 11644 | WATTS | 774 | DC | 6.000 | 3624326 | IN METER PIT
5216 | FOREST DR | 43054 | Active | 26656 | WATTS | 007M1QT | DC | 0.750 | 3624327 | IN METER PIT
5216 | FOREST DR | 43054 | Active | 042355 | WATTS | 009M2QT | RP | 1.500 | 3624325 | ABOVE GROUND IN HOT BOX
5216 | FOREST DR | 43054 | Not Required by DOW | 78478 | AMES | 2000B | DC | 0.750 | 3635514 | INSIDE PLUMBING ROOM
5216 | FOREST DR | 43054 | Not Required by DOW | 191999 | AMES | 3000SS | DCDA | 4.000 | 3635513 | INSIDE PLUMBING ROOM
5220 | FOREST DR | 43054 | Not Required by DOW | 4059826 | WILKINS | 975 | RP | 1.500 | 3616953 | S MECHANICAL RM
5220 | FOREST DR | 43054 | Active | 32862 | WILKINS | 375A | RP | 3.000 | 3616952 | MECHANICAL ROOM
5220 | FOREST DR | 43054 | Active | X32861 | WILKINS | 375A | RP | 3.000 | 3616951 | S HALLWAY WATER RM
5220 | FOREST DR | 43054 | Not Required by DOW | 4111116 | WILKINS | 975XL | RP | 1.500 | 3616950 | POOL MECHANICAL ROOM
5220 | FOREST DR | 43054 | Active | 1854400115 | AMES | 3000SS | DCDA | 8.000 | 3616931 | S HALLWAY WATER RM
5220 | FOREST DR | 43054 | Active | 73668 | AMES | 2000B | DC | 0.750 | 3616954 | S HALLWAY WATER RM
5220 | FOREST DR | 43054 | LPS - Active |  |  |  | LST | 1.500 | 3636742 | S MECHANICAL RM
5382 | FOREST GLEN DR | 43123-9241 | Active | F005847 | WILKINS | 720A | PVB | 0.750 | 97739 | R.H. side
5557 | FOREST GLEN DR | 43123-9258 | Active | H008978 | FEBCO | 765 | PVB | 0.750 | 67296 | SOUTH SIDE OF HOUSE
5560 | FOREST GLEN DR | 43123-9407 | Active | F022319 | WILKINS | 720A | PVB | 0.750 | 98644 | RIGHT SIDE OF HOUSE
5701 | FOREST GROVE AVE | 43081-7842 | Active | 2223897 | WILKINS | 420 | PVB | 1.000 | 67664 | RIGHT OF FRONT DOOR
5578 | FOREST HILLS BLVD | 43231-2917 | Active | 4508583 | WILKINS | 975XL | RP | 0.750 | 67326 | 5550 ARTURO COURT, BASEMENT NW CORNER IN CLOSET
5665 | FOREST HILLS BLVD | 43231-2970 | Active | V19894 | WILKINS | 350 | DC | 4.000 | 96979 | 5665 FOREST HILLS BLVD, NORTHWEST MECH ROOM
5665 | FOREST HILLS BLVD | 43231-2970 | Active | W047104 | WILKINS | 975XLBMS | RP | 1.000 | 67728 | 5665 FOREST HILLS BLVD, SPRINKLER ROOM
5665 | FOREST HILLS BLVD | 43231-2970 | Active | 3018737 | WILKINS | 950XLD | DC | 0.750 | 96980 | 5665 FOREST HILLS BLVD, NORTHWEST MECH ROOM
5707 | FOREST HILLS BLVD | 43231-2990 | Active | 324031 | WATTS | 009QT | RP | 0.500 | 67680 | KITCHEN/ BAR AREA
5707 | FOREST HILLS BLVD | 43231-2990 | Active | 21893C | WILKINS | 375AST | RP | 3.000 | 3635739 | NE STORAGE ROOM AT METER SETTING
5707 | FOREST HILLS BLVD | 43231-2990 | Active | 16591 | WILKINS | 350 | DCDA | 6.000 | 3640867
5707 | FOREST HILLS BLVD | 43231-2990 | Active | HC31366 | WILKINS | 350 | DC | 0.750 | 3640868
5795 | FOREST HILLS BLVD | 43231- | Active | 3FN1777 | AMES | 3000SS | DCDA | 6.000 | 67969 | METER PIT
5795 | FOREST HILLS BLVD | 43231- | Active | UE-0086 | WATTS | 957 | RP | 3.000 | 3635345 | IN HOT BOX AT PIT
5795 | FOREST HILLS BLVD | 43231- | Active | 37064 | WATTS | 007QT | DC | 0.750 | 67971 | METER PIT
5865 | FOREST HILLS BLVD | 43231-2948 | Active | 4552224 | WILKINS | 975XL2 | RP | 0.750 | 3423420 | BASEMENT
5547 | FOREST KNOLL CT | 43017-8246 | Active | T471088 | WILKINS | 720A | PVB | 1.000 | 67207 | RIGHT SIDE
5581 | FOREST KNOLL CT | 43017-8246 | Active | 209207 | WILKINS | 720A | PVB | 0.750 | 67329 | EAST SIDE OF HOUSE
5591 | FOREST KNOLL CT | 43017-8246 | Active | 673063 | WILKINS | 720A | PVB | 0.750 | 91158 | REAR
5591 | FOREST KNOLL CT | 43017-8246 | Active | 779733 | WILKINS | 720A | PVB | 0.750 | 90303 | FRONT
7589 | FOREST KNOLL DR | 43017-8272 | Active | 290365 | WATTS | 800M4QT | PVB | 0.750 | 72281 | LEFT FRONT
7599 | FOREST KNOLL DR | 43017-8272 | Active | H516815 | FEBCO | 765 | PVB | 0.750 | 95971 | RIGHT REAR OF HOUSE
7621 | FOREST KNOLL DR | 43017-8249 | Active | CB179854 | WILKINS | 720A | PVB | 1.000 | 72354 | RIGHT SIDE OF HOUSE
7635 | FOREST KNOLL DR | 43017 | Active | CAA76456 | WILKINS | 720A | PVB | 1.000 | 72380 | LEFT FRONT
7649 | FOREST KNOLL DR | 43017-8249 | Active | H560453 | FEBCO | 765 | PVB | 0.750 | 97563 | right side of house
7663 | FOREST KNOLL DR | 43017-8249 | Active | F031607 | WILKINS | 720A | PVB | 0.750 | 72449 | NORTH SIDE OFF HOUSE
7675 | FOREST KNOLL DR | 43017-8249 | Active | 036176 | WATTS | 800M4QT | PVB | 1.000 | 72479 | LEFT SIDE OF HOUSE
7686 | FOREST KNOLL DR | 43017-8248 | Active | 4987 | APOLLO/CONBRACO | 4050402 | PVB | 0.750 | 72510 | SOUTH WEST SIDE OF HOUSE
7691 | FOREST KNOLL DR | 43017-8249 | Active | 279683 | WILKINS | 720A | PVB | 0.750 | 72527 | LEFT SIDE OF HOUSE
7703 | FOREST KNOLL DR | 43017-8271 | Active | F059232 | WILKINS | 720A | PVB | 1.000 | 72582 | LT SIDE
7121 | FOREST RUN CT | 43017-1015 | Active | 375462 | WILKINS | 720A | PVB | 0.750 | 71462 | SOUTHEAST CORNER OF OUTSIDE OF HOUSE
7144 | FOREST RUN CT | 43017-1015 | Active | 11441 | WATTS | 800M4QT | PVB | 0.750 | 90304 | LEFT SIDE
5151 | FOREST RUN DR | 43017-1013 | Active | T059901 | WILKINS | 720 | PVB | 0.750 | 3423459 | RIGHT SIDE
5162 | FOREST RUN DR | 43017-1011 | Active | 34590 | WILKINS | 720A | PVB | 0.750 | 66214 | NW CORNER OF HOUSE
5168 | FOREST RUN DR | 43017-1011 | Active | H671431 | FEBCO | 765 | PVB | 0.750 | 90305 | LEFT SIDE
5169 | FOREST RUN DR | 43017-1013 | Active | ED2344 | FEBCO | 765 | PVB | 1.000 | 90306 | LEFT SIDE OF HOUSE
5174 | FOREST RUN DR | 43017-1011 | Active | 32135 | WATTS | 800QT | PVB | 0.750 | 66236 | S.E. CORNER OF BUILDING
5175 | FOREST RUN DR | 43017-1013 | Active | G046642 | WILKINS | 720A | PVB | 0.750 | 89178 | LEFT SIDE
5181 | FOREST RUN DR | 43017-1013 | Active | GO45467 | WILKINS | 720A | PVB | 0.750 | 87742 | BACK OF HOUSE
5186 | FOREST RUN DR | 43017-1011 | Active | G208461 | WILKINS | 720A | PVB | 0.750 | 95058 | FRONT OF HOUSE
5192 | FOREST RUN DR | 43017-1011 | Active | G24243 | WILKINS | 720A | PVB | 0.750 | 66281 | FRONT - RIGHT OF FRONT DOOR
5198 | FOREST RUN DR | 43017-1011 | Active | H088372 | FEBCO | 765 | PVB | 0.750 | 66294 | RIGHT FRONT
5204 | FOREST RUN DR | 43017-1009 | Active | 311060 | WILKINS | 720A | PVB | 0.750 | 103136 | LEFT FRONT
5205 | FOREST RUN DR | 43017-1013 | Active | 117442 | WILKINS | 420 | PVB | 1.000 | 66402 | FRONT LEFT OF FRONT DOOR
5211 | FOREST RUN DR | 43017-1013 | Active | 056193 | WATTS | 800M4QT | PVB | 0.750 | 66421 | EAST SIDE OF HOUSE
5216 | FOREST RUN DR | 43017-1009 | Active | T361578 | WILKINS | 720A | PVB | 0.750 | 98545 | LEFT FRONT
5217 | FOREST RUN DR | 43017-1013 | Active | F022346 | WILKINS | 720A | PVB | 0.750 | 87414 | RIGHT FRONT
5222 | FOREST RUN DR | 43017-1009 | Active | T205070 | WILKINS | 720A | PVB | 0.750 | 3423467 | RIGHT SIDE OF HOUSE
5223 | FOREST RUN DR | 43017-1013 | Active | A150976 | WILKINS | 720A | PVB | 0.750 | 87339 | RIGHT HAND SIDE
5228 | FOREST RUN DR | 43017-1009 | Active | A151038 | WILKINS | 720A | PVB | 0.750 | 87338 | FRONT OF HOUSE
5234 | FOREST RUN DR | 43017-1009 | Active | EAA0524 | WILKINS | 720 | PVB | 0.750 | 3423468 | RIGHT SIDE OF HOUSE
5235 | FOREST RUN DR | 43017-1013 | Active | A151094 | WILKINS | 720A | PVB | 0.750 | 87593 | LEFT FRONT
5246 | FOREST RUN DR | 43017-1009 | Active | 426979 | WILKINS | 720A | PVB | 0.750 | 66482 | RIGHT SIDE OF HOUSE
5252 | FOREST RUN DR | 43017-1009 | Active | G212883 | WILKINS | 720A | PVB | 0.750 | 95360 | LEFT SIDE OF HOUSE
5270 | FOREST RUN DR | 43017-1010 | Active | T396529 | WILKINS | 720A | PVB | 1.000 | 66533 | RIGHT HAND SIDE
5276 | FOREST RUN DR | 43017-1010 | Active | G251954 | WILKINS | 720A | PVB | 0.750 | 99092 | RIGHT FRONT
5282 | FOREST RUN DR | 43017-1010 | Active | T278467 | WILKINS | 720A | PVB | 1.000 | 3423472 | LEFT SIDE OF FRONT DOOR
5294 | FOREST RUN DR | 43017-1010 | Active | ED2412 | FEBCO | 765 | PVB | 1.000 | 90307 | RIGHT CENTER
362 | FOREST ST | 43206-2222 | Active | 2871721 | WILKINS | 975XLBMS | RP | 1.500 | 96261 | WEST UNIT BASEMENT MECH ROOM
752 | FOREST ST | 43206- | Active | 4710162 | WILKINS | 975XL2 | RP | 0.750 | 3423195 | 1ST FL BATHROOM CLOSET AT WATER METER
1644 | FOREST ST | 43206-1824 | Active | 345442 | WATTS | 800CMQT | PVB | 0.750 | 101416 | RIGHT SIDE
5049 | FOREST TR | 43230-4217 | Active | 3933391 | WILKINS | 975XL | RP | 0.750 | 3423248 | FRONT RIGHT BY GAS BY DECK ACCESS OFF PLYMOUTROCK CT
5850 | FORESTVIEW DR | 43213-2112 | Active | 408575 | RAINBIRD | 100 | RP | 0.750 | 90308 | BASEMENT
5955 | FORESTVIEW DR | 43213-2114 | Active | T038484 | WILKINS | 720A | PVB | 0.750 | 100853 | REAR OF HOUSE
6011 | FORESTVIEW DR | 43213-2114 | Active | 34138 | WATTS | 009QT | RP | 1.000 | 68701 | IN BASEMENT
1961 | FORESTWIND DR | 43123-4730 | Active | EAA0704 | WILKINS | 720 | PVB | 0.750 | 3423510 | LEFT SIDE OF HOUSE
1968 | FORESTWIND DR | 43123-4730 | Active | [5 empty] | 3423511
6480 | FORFAR LN | 43017-8790 | Active | 287725 | WATTS | 800CMQT | PVB | 0.750 | 70020 | LEFT SIDE OF HOUSE
6494 | FORFAR LN | 43017-8790 | Active | H087017 | FEBCO | 765 | PVB | 1.000 | 70037 | LEFT FRONT CORNER OF HOUSE
100 | FORNOFF RD | 43207-2416 | Active | UH-1880 | WATTS | 757 | DCDA | 4.000 | 3624675 | south west corner prep room
100 | FORNOFF RD | 43207-2416 | Active | 224896 | WATTS | 007M3 | DC | 0.750 | 3649555 | south west corner prep room
100 | FORNOFF RD | 43207-2416 | Active | ACA8620 | WILKINS | 975XL2 | RP | 1.500 | 53523 | JANITOR SINK ROOM
273 | FORNOFF RD UNIT A | 43207- | Active | 37552 | WATTS | 919QT | RP | 2.000 | 58227 | 2320 S 7TH STREET - ROOM WITH WATER METER N/W CORNER
1286 | FORSYTHE AVE | 43201 | Active | TH-0286 | AMES | COLT 400 | RP | 3.000 | 3648233 | HOTBOX IN NORTHWEST CORNER
1313 | FORSYTHE AVE | 43201-3234 | Active | G204731 | WILKINS | 720A | PVB | 0.750 | 3423583 | LEFT SIDE OF HOUSE
1330 | FORSYTHE AVE | 43201-3235 | Active | 185381 | WILKINS | 720A | PVB | 0.750 | 88625 | RIGHT SIDE OF HOUSE
1361 | FORSYTHE AVE | 43201-2712 | Active | 243471 | WATTS | 800M4QT | PVB | 0.750 | 54809 | RIGHT SIDE OF HOUSE
5345 | FORT WARD DR | 43054-7114 | Active | 190524 | WILKINS | 720A | PVB | 0.750 | 104006 | LEFT SIDE OF HOUSE
5350 | FORT WARD DR | 43054-7117 | Active | T520613 | WILKINS | 720A | PVB | 1.000 | 96499 | SW CORNER
5355 | FORT WARD DR | 43054-7114 | Active | G104438 | WILKINS | 720A | PVB | 1.000 | 3599712 | LEFT SIDE OF THE HOUSE
5360 | FORT WARD DR | 43054 | Active | T205062 | WILKINS | 720A | PVB | 0.750 | 3602915 | FRONT LEFT CORNER
5365 | FORT WARD DR | 43054-7114 | Active | H966991 | FEBCO | 765 | PVB | 0.750 | 92397 | LEFT FRONT
5370 | FORT WARD DR | 43054 | Active | T178617 | WILKINS | 720A | PVB | 0.750 | 3603125 | RIGHT SIDE
5375 | FORT WARD DR | 43054-7114 | Active | A133485 | WILKINS | 720A | PVB | 0.750 | 91024 | RIGHT SIDE
5385 | FORT WARD DR | 43054-7114 | Active | G104722 | WILKINS | 720A | PVB | 1.000 | 95871 | RIGHT FRONT
1068 | FOUNTAIN LN | 43213 | Due Install |  |  |  | RP | 0.750 | 3603382
1073 | FOUNTAIN LN | 43213-3203 | Due Install |  |  |  | RP |  | 3423676
4449 | FOUNTAIN SQUARE DR | 43224- | Active | 352690 | WILKINS | 975XLBMS | RP | 1.000 | 89564 | 2045 MORSE, BLDG I 2 BASEMENT BOILER RM ABOVE WATER HEATER
4449 | FOUNTAIN SQUARE DR | 43224- | Active | 1620402 | WILKINS | 975 | RP | 1.000 | 56664 | 2045 MORSE RD -E SIDE OF BLDG D. outside on wall.
4449 | FOUNTAIN SQUARE DR | 43224- | Active | 207025 | WATTS | 909 CW | RP | 1.000 | 89566 | 2045 MORSE, BLDG F 1ST FL AIR HANDLER/BOILER RM ABOVE AIR COMPRESSOR
4449 | FOUNTAIN SQUARE DR | 43224- | LPS - Active | [5 empty] | 3649414 | 2045 MORSE RD, BLDG I BASEMENT FIRE PUMP ROOM
4449 | FOUNTAIN SQUARE DR | 43224- | Due Install |  |  |  | RP | 8.000 | 3586426
4449 | FOUNTAIN SQUARE DR | 43224- | Active | 3KL1487 | AMES | 3000SS | DCDA | 6.000 | 89692 | 2045 MORSE RD, BLDG I BASEMENT FIRE PUMP RM
4449 | FOUNTAIN SQUARE DR | 43224- | Active | A04055 | WATTS | 007M3QT | DC | 0.750 | 89691 | 2045 MORSE RD, BLDG I BASEMENT FIRE PUMP RM
4449 | FOUNTAIN SQUARE DR | 43224- | Active | 606000 | WATTS | 909 QT | RP | 0.750 | 89690 | 2045 MORSE RD, MAINT RM BLDG E 2ND FL IN JANITOR CLOSET
4449 | FOUNTAIN SQUARE DR | 43224- | Active | W111327 | WILKINS | 975XLBMS | RP | 1.500 | 89568 | 2045 MORSE RD, S SIDE OF BLDG A IN HOT BOX OUTSIDE UNDER STAINLESS BOX
4449 | FOUNTAIN SQUARE DR | 43224- | Active | 114763 | WATTS | 009M2QT | RP | 1.000 | 89567 | 2045 MORSE, BLDG F 1ST FL AIR HANDLER/PUMP RM ALONG E WALL NEXT TO BOILER
1261 | FOUNTAINE DR | 43221-1519 | Active | H158884 | FEBCO | 765 | PVB | 1.000 | 54476 | RIGHT SIDE OF HOUSE
1275 | FOUNTAINE DR | 43221-1519 | Active | 79083 | WATTS | 800QT | PVB | 1.000 | 90310 | LEFT SIDE
1289 | FOUNTAINE DR | 43221-1519 | Active | 04889 | WATTS | 800QT | PVB | 0.750 | 90311 | RIGHT SIDE
1301 | FOUNTAINE DR | 43221-1521 | Active | H023246 | FEBCO | 765 | PVB | 0.750 | 100822 | FRONT OF HOUSE RIGHT OF FRONT DOOR
1315 | FOUNTAINE DR | 43221-1521 | Active | HE75339 | FEBCO | 765 | PVB | 1.000 | 90312 | FRONT OF HOUSE
1335 | FOUNTAINE DR | 43221-1521 | Active | T304623 | WILKINS | 720A | PVB | 1.000 | 3423697 | FRONT OF HOUSE
1349 | FOUNTAINE DR | 43221-1521 | Active | 22337 | WATTS | 800M2QT | PVB | 1.000 | 54760 | FRONT OF HOUSE TO THE RIGHT OF FRONT DOOR BEHIND BUSHES
1373 | FOUNTAINE DR | 43221-1521 | Active | 371670 | WILKINS | 720A | PVB | 1.000 | 54834 | N SIDE OF BUILDING
1385 | FOUNTAINE DR | 43221-1521 | Active | CR1385 | RAINBIRD | 100 | PVB | 1.000 | 92077 | FRONT OF HOUSE--SER. # UNREADABLE
1401 | FOUNTAINE DR | 43221-1523 | Active | HE78389 | FEBCO | 765 | PVB | 1.000 | 87264 | WEST SIDE OF HOUSE NEXT TO AC AT PATIO TWO GATES ON NORTH SIDE TO ENTER
1425 | FOUNTAINE DR | 43221-1523 | Active | T189440 | WILKINS | 720A | PVB | 1.000 | 103307 | LEFT SIDE OF THE HOUSE (EAST)
1437 | FOUNTAINE DR | 43221-1523 | Active | 563402 | WATTS | 800QT | PVB | 0.750 | 55025 | FRONT OF HOUSE
3000 | FOX CHAPLE DR | 43232-5455 | Active | 14290 | AMES | 2000B | DC | 1.000 | 59766 | FRONT CLOSET
5461 | FOX HILL RD | 43026-7761 | Active | 835388 | WILKINS | 720A | PVB | 0.750 | 66951 | FRT RT CORNER
5469 | FOX HILL RD | 43026-7761 | Active | 792692 | WILKINS | 720A | PVB | 0.750 | 90314 | LEFT SIDE OF HOUSE
5476 | FOX HILL RD | 43026-7760 | Active | G214805 | WILKINS | 720A | PVB | 0.750 | 95268 | LEFT FRONT CORNER
5489 | FOX HILL RD | 43026-7761 | Active | 792730 | WILKINS | 720A | PVB | 0.750 | 66992 | FRONT RIGHT CORNER OF HOUSE
5503 | FOX HILL RD | 43026-7761 | Active | T415552 | WILKINS | 720A | PVB | 0.750 | 67120 | LEFT SIDE OF HOME
23 | FOX LN | 43085-3545 | Active | T304840 | WILKINS | 720A | PVB | 0.750 | 57883 | SOUTH SIDE OF HOUSE
25 | FOX LN | 43085-3545 | Active | 444368 | WILKINS | 720A | PVB | 0.750 | 93221 | BACK OF HOUSE BY AC
540 | FOX LN | 43085-3501 | Active | F022372 | WILKINS | 720A | PVB | 0.750 | 97288 | LEFT OF FRONT DOOR S# HARD TO READ VERIFIED F022372
575 | FOX LN | 43085-3545 | Active | T034548 | WILKINS | 720A | PVB | 0.750 | 99971 | BY FRONT DOOR
6990 | FOXGLOVE DR | 43054 | Active | T384540 | WILKINS | 725 | PVB | 0.750 | 3646998 | RIGHT SIDE OF HOUSE
7000 | FOXGLOVE DR | 43054 | Active | T417668 | WILKINS | 720 | PVB | 0.750 | 3652632 | RIGHT SIDE OF HOUSE
6122 | FOXMEADOW DR | 43081-7161 | Active | T239543 | WILKINS | 720A | PVB | 0.750 | 3599734 | LEFT SIDE OF THE HOUSE
5672 | FRALEY CT | 43235-7540 | Active | G251746 | WILKINS | 720A | PVB | 0.750 | 99105 | RIGHT SIDE OF HOUSE
4976 | FRANCISCO GLEN DR | 43220 | Active | T279104 | WILKINS | 720A | PVB | 0.750 | 3624528 | Right Side of House
4979 | FRANCISCO GLEN DR | 43220-2786 | Active | 635100 | WATTS | 800M4QT | PVB | 1.000 | 91481 | LEFT SIDE OF HOUSE
4980 | FRANCISCO GLEN DR | 43220 | Active | T181202 | Wilkins | 720A | PVB | 0.750 | 3611261 | Right side of the house
4983 | FRANCISCO GLEN DR | 43220 | Active | 780826 | WATTS | 800M4FR | PVB | 1.000 | 102735 | LEFT SIDE OF HOUSE
4984 | FRANCISCO GLEN DR | 43220 | Active | 798212 | WATTS | 800M4QT | PVB | 1.000 | 102155 | LEFT SIDE OF HOUSE
4987 | FRANCISCO GLEN DR | 43220 | Active | T146413 | WILKINS | 720A | PVB | 0.750 | 3603301 | RIGHT SIDE OF HOUSE
4991 | FRANCISCO GLEN DR | 43220-2786 | Active | G215108 | WILKINS | 720A | PVB | 0.750 | 96018 | RIGHT SIDE OF HOUSE
1145 | FRANCISCO RD | 43220 | Active | 4856577 | WILKINS | 975 | RP | 0.750 | 3648401
1515 | FRANCISCO RD | 43220-2672 | Active | AC9896 | FEBCO | 765 | PVB | 0.750 | 90315 | LEFT SIDE OF HOUSE
1621 | FRANCISCO RD | 43220-2536 | Active | 3201264 | WILKINS | 975XLBMS | RP | 2.000 | 98727
1621 | FRANCISCO RD | 43220-2536 | Active | 72351 | AMES | 2000BM3 | DC | 0.750 | 3654578 | PIT
1621 | FRANCISCO RD | 43220-2536 | Active | XB-1597 | AMES | COLT 300GV | DCDA | 6.000 | 3638383 | PIT
400 | FRANK RD | 43207-2423 | Active | 9308201230 | FEBCO | 880 | RP | 3.000 | 62525 | MECHANICAL RM, SOUTH END OF BLDG, TRUCK MAINTENANCE BLDG
400 | FRANK RD | 43207-2423 | Active | BA1540 | FEBCO | 825Y | RP | 1.250 | 62533 | PRE CAST MECHANICAL ROOM BY WATER HEATER
400 | FRANK RD | 43207-2423 | Active | AM9752 | FEBCO | 825Y | RP | 0.750 | 62532 | MECH ROOM WASH GARAGE BY BOILER
400 | FRANK RD | 43207-2423 | Active | AM8616 | FEBCO | 825YA | RP | 2.000 | 62530 | OFFICE BY DOOR 600 N HAMILTON RD
400 | FRANK RD | 43207-2423 | Active | AM7855 | FEBCO | 825Y | RP | 1.000 | 3616578 | BOILER ROOM SOUTH WALL
400 | FRANK RD | 43207-2423 | Active | 260586 | WATTS | 909HWM1QT | RP | 2.000 | 62524 | MIXING BUILDING/MIXING ROOM
400 | FRANK RD | 43207-2423 | Active | 034982 | WILKINS | 975 | RP | 1.000 | 62520 | EVANS BUILDING BATHROOM
400 | FRANK RD | 43207-2423 | Active | 1073980 | WILKINS | 975XLBMS | RP | 2.000 | 62521 | MAINT. SHOP BUILDING IN BOX IN ELECT. ROOM
400 | FRANK RD | 43207-2423 | Active | AM8591 | FEBCO | 825Y | RP | 2.000 | 62529 | SHOWER ROOM WALL BASEMENT OFFICE BUILDING, NORTH WALL
400 | FRANK RD | 43207-2423 | Active | BA1589 | FEBCO | 825Y | RP | 1.250 | 62522 | WASH GARAGE CHEMICAL FEED ROOM
400 | FRANK RD | 43207-2423 | Active | AM9682 | FEBCO | 825YA | RP | 0.750 | 62527 | MECHANICAL ROOM OF MIXING BUILDING
400 | FRANK RD | 43207-2423 | Active | N0906161003 | FEBCO | 880V | RP | 3.000 | 62526 | WASH FARAGE BY EAST DOOR
400 | FRANK RD | 43207-2423 | Active | RH1018 | WATTS | 957 | RP | 4.000 | 62523 | PUMP HOUSE
711 | FRANK RD | 43223-3852 | Active | 01484 | AMES | 4000BM2 | RP | 1.000 | 3424263 | HOT BOX OFF NORTH SIDE
711 | FRANK RD | 43223-3852 | Not Required by DOW | 025509 | WATTS | LF007M1QT | DC | 1.000 | 3621345
777 | FRANK RD | 43223 | Active | 56531 | WATTS | 919AQT | RP | 1.000 | 3617014 | IN HOTBOX WEST OF ENTRANCE
808 | FRANK RD | 43223-3896 | Active | 3489520 | WILKINS | 975XL | RP | 0.750 | 73281 | NEXT TO METER N.W. CORNER OF GARAGE
856 | FRANK RD | 43223 | Not Required by DOW | 3940137 | WILKINS | 975XL | RP | 1.000 | 3629661 | IN WATER METER ROOM
856 | FRANK RD | 43223 | Active | 31342 | WATTS | 919 | RP | 2.000 | 3626766
865 | FRANK RD | 43223 | Active | 241977 | WATTS | 009M2 | RP | 1.000 | 3651273 | SILVER HOT BOX 30' S OF FRANK RD
900 | FRANK RD | 43223-3857 | Active | 74918 | WATTS | 009QT | RP | 0.750 | 74462 | AT METER PIT ABOVE GROUND
900 | FRANK RD | 43223-3857 | Due Install |  |  |  | RP | 0.750 | 3638077 | AT METER PIT ABOVE GROUND FORD BOX
933 | FRANK RD | 43223-3856 | Not Required by DOW | 260582 | WILKINS | 975XL | RP | 0.750 | 74678 | TRUCK WASH BAY
933 | FRANK RD | 43223-3856 | Active | 2278037 | WILKINS | 975XL | RP | 1.000 | 74677 | HOT BOX FRONT CENTER OF BUILDING
977 | FRANK RD | 43223-3856 | Not Required by DOW | 076169 | WATTS | LF009M2QT | RP | 1.500 | 3646477 | Device is in mechanical room
977 | FRANK RD | 43223-3856 | Active | 187206 | WATTS | LF009M2QT | RP | 1.000 | 3646593 | HOT BOX AT WATER METER IN FRONT OF BLDG - NORTH
1009 | FRANK RD | 43223-3858 | Active | 1001563 | WILKINS | 975XL | RP | 2.000 | 53603 | IN HOT BOX SW CORNER ON PROPERTY
1075 | FRANK RD | 43223-3817 | Active | 178857 | AMES | 3000SS | DCDA | 3.000 | 102220 | BACK OF STORE
1075 | FRANK RD | 43223-3817 | Active | 3635126 | WILKINS | 975XL | RP | 1.000 | 102211 | MECHANIC ROOM
1075 | FRANK RD | 43223-3817 | Active | 69223 | AMES | 2000B | DC | 0.750 | 102221 | REAR OF STORE
1367 | FRANK RD | 43223-3729 | Active | 108281 | WATTS | 009QT | RP | 0.750 | 54817 | WATER METER ROOM
1371 | FRANK RD | 43223-3700 | Active | 38136 | WATTS | 919ZQT | RP | 0.750 | 92499 | HOT BOX FRONT OF PARKING LOT
1392 | FRANK RD | 43223- | Active | A16318 | WATTS | 009M3QT | RP | 0.750 | 90706 | JANITOR CLOSET OFF MAIN SHOWROOM
1430 | FRANK RD | 43223-3730 | Active | 93220A | APOLLO | RPLF4A | RP | 1.250 | 55005 | MECH. RM JUST ABOVE THE MAIN WTR MTR
1430 | FRANK RD | 43223-3730 | Active | 148913 | WATTS | 009QT | RP | 0.750 | 55003 | MECH. RM JUST TO THE LEFT OF WTR MTR
1430 | FRANK RD | 43223-3730 | Active | 28509 | WATTS | 009QT | RP | 1.500 | 55004 | MECH. RM JUST TO THE LEFT OF THE WTR MTR
1525 | FRANK RD | 43223-3737 | Due Install |  |  |  | RP | 1.500 | 3424285 | AT WATER MTR IN OFFICE
1595 | FRANK RD | 43223-3737 | Not Required by DOW | 327533 | WATTS | 909M1 | RP | 2.000 | 3646017 | 1603 FRANK RD, MOBILE UNITS FOR JOBS
1595 | FRANK RD | 43223-3737 | Active | UC-0867 | WATTS | 957 | RP | 8.000 | 3633049 | HOT BOX
1595 | FRANK RD | 43223-3737 | Not Required by DOW | 202044 | WATTS | 009M2QT | RP | 2.000 | 3620079 | 1603 FRANK RD, MOBILE UNITS FOR JOBS
1595 | FRANK RD | 43223-3737 | Not Required by DOW | W143579 | WILKINS | 975XL | RP | 2.000 | 3615127 | 1603 FRANK RD, HYDRANT HOOK UPS MOBILE UNITS
1595 | FRANK RD | 43223-3737 | Not Required by DOW | A13767 | WATTS | 009M2QT | RP | 2.000 | 3615126 | 1603 FRANK RD, HYDRANT HOOK UPS MOBILE UNITS
1595 | FRANK RD | 43223-3737 | Not Required by DOW | 3605660 | WILKINS | 950XL | DC | 2.000 | 3615016 | 1603 FRANK RD, MOBILE UNITS FOR JOBS
1595 | FRANK RD | 43223-3737 | Not Required by DOW | 3605659 | WILKINS | 950XL | DC | 2.000 | 3615015 | 1603 FRANK RD, MOBILE UNITS FOR JOBS
1595 | FRANK RD | 43223-3737 | Not Required by DOW | 1781 | WILKINS | 975 | RP | 1.000 | 55495 | MECH ROOM S ADDITIONS
1595 | FRANK RD | 43223-3737 | Not Required by DOW | 253071 | WILKINS | 975 | RP | 1.000 | 55496 | FURNACE ROOM
1595 | FRANK RD | 43223-3737 | Not Required by DOW | 64411 | WATTS | 009QT | RP | 2.000 | 55497 | FURNACE ROOM
1595 | FRANK RD | 43223-3737 | Not Required by DOW | 64425 | WATTS | 009QT | RP | 2.000 | 55498 | FURNACE ROOM
1595 | FRANK RD | 43223-3737 | Not Required by DOW | 64564 | WATTS | 009QT | RP | 2.000 | 55500 | FURNACE ROOM
1595 | FRANK RD | 43223-3737 | Not Required by DOW | 64561 | WATTS | 009QT | RP | 2.000 | 55499 | FURNACE ROOM
1709 | FRANK RD | 43223-3726 | Not Required by DOW | 027539 | WATTS | 007MQ | DC | 2.000 | 3630243 | IN CEILING
1709 | FRANK RD | 43223-3726 | Not Required by DOW | 1105648 | WILKINS | 950 | DC | 2.000 | 104170 | BOILER ROOM
1709 | FRANK RD | 43223-3726 | Not Required by DOW | 291820 | WATTS | LF909 | RP | 2.000 | 3651338 | BOILER
1709 | FRANK RD | 43223-3726 | Not Required by DOW | 064331 | WATTS | LF909 | RP | 0.750 | 3651339 | WASH STATION
1709 | FRANK RD | 43223-3726 | Active | VD-0737 | AMES | COLT | DCDA | 10.000 | 3652949
1709 | FRANK RD | 43223-3726 | Active | 65018 | AMES | 2000BM3 | DC | 0.750 | 3652950
1709 | FRANK RD | 43223-3726 | Not Required by DOW | 00449 | WATTS | 009QT | RP | 0.750 | 55912 | INSIDE PLANT BY MECH ROOM
1709 | FRANK RD | 43223-3726 | Not Required by DOW | 40105A2 | CONBRACO | 40-105-02 | DC | 1.000 | 55914 | BOILER ROOM
1709 | FRANK RD | 43223-3726 | Not Required by DOW | A00441 | WATTS | 009M2QT | RP | 1.000 | 55915 | BOILER ROOM
1709 | FRANK RD | 43223-3726 | Active | 220223 | WATTS | 909 | RP | 4.000 | 100872 | MECHANICAL ROOM
1709 | FRANK RD | 43223-3726 | Active | 411180 | WILKINS | 975XL | RP | 2.000 | 55916 | BOILER ROOM
1709 | FRANK RD | 43223-3726 | Not Required by DOW | 08470 | WATTS | 719AQT | DC | 2.000 | 100860 | OUTSIDE BOILER ROOM ABOVE GARAGE DOOR
1709 | FRANK RD | 43223-3726 | Active | 224922 | WATTS | 909 | RP | 4.000 | 100861 | UPPER BF DEVICE IN BOILER ROOM
1919 | FRANK RD | 43223-3731 | Not Required by DOW | 4766812 | WILKINS | 975XL2 | RP | 1.25 | 56628 | ABOVE BOILER IN CEILING
1919 | FRANK RD | 43223-3731 | Active | 216763 | WATTS | LF009M2QT | RP | 2.000 | 3640773 | MTR IN UTILITY ROOM
2035 | FRANK RD | 43223-3741 | Active | W074818 | WILKINS | 975XL | RP | 1.000 | 57079 | SW CORNER OF FRANK ROAD AND BIG RUN BLUFF TRAILER PK
2090 | FRANK RD | 43223-3735 | Active | SI-0134 | WATTS | 957 | RP | 4.000 | 3636313 | BROWN HOTBOX SOUTHEAST CORNER OF LOT. MTR IN PIT
2090 | FRANK RD | 43223-3735 | Not Required by DOW | 252541 | WATTS | LF009M3QT | RP | 0.750 | 3646395 | HUMIDIFIER, MECH ROOM 2ND FLOOR
2090 | FRANK RD | 43223-3735 | Not Required by DOW | 215865 | WATTS | LF009QT | RP | 0.500 | 3646394 | GLYCOL SYSTEM, MECH ROOM 2ND FLOOR
2090 | FRANK RD | 43223-3735 | Active | SH-3148 | WATTS | 957 | RP | 4.000 | 3640775 | BROWN HOTBOX SOUTHWEST CORNER OF LOT
2090 | FRANK RD | 43223-3735 | Not Required by DOW | 048500 | WATTS | LF909QT | RP | 0.750 | 3646393 | GLYCOL SYSTEM, MECH ROOM 2ND FLOOR
2090 | FRANK RD | 43223-3735 | Active | SL-1585 | watts | 957 | RPDA | 8.000 | 3640776
2090 | FRANK RD | 43223-3735 | Not Required by DOW | 048841 | WATTS | LF909QT | RP | 1.000 | 3646392 | BOILER SYSTEM, MECH ROOM 2ND FLOOR
2090 | FRANK RD | 43223-3735 | Not Required by DOW | 048858 | WATTS | LF909QT | RP | 1.000 | 3646391 | CHILLED WATER SYSTEM, CHILLER ROOM - 1ST FLOOR
2090 | FRANK RD | 43223-3735 | Not Required by DOW | 009694 | WATTS | LF909 | RP | 3.000 | 3646390 | PROCESSED WATER SYSTEM, CHILLER ROOM - 1ST FLOOR
2090 | FRANK RD | 43223-3735 | Not Required by DOW | 020719 | WATTS | LF909M1QT | RP | 2.000 | 3646389 | CONDENSER WATER SYSTEM, CHILLER ROOM - 1ST FLOOR
2090 | FRANK RD | 43223-3735 | Active | 77185 | WATTS | 919 | RP | 0.750 | 3640777
100 | FRANKFORT SQ | 43206-1058 | Active | 17384 | WATTS | 909 | RP | 4.000 | 71570 | 100 FRANKFORT SQ, MECH ROOM #134 SEC B
100 | FRANKFORT SQ | 43206-1058 | Active | 744006 | WILKINS | 720A | PVB | 1.500 | 71571 | 100 FRANKFORT SQ, IN SOUTH CT YARD
100 | FRANKFORT SQ | 43206-1058 | Active | 1018420802 | AMES | 5000 | RPDA | 6.000 | 71569 | 100 FRANKFORT SQ, IN MAIN PUMP ROOM
100 | FRANKFORT SQ | 43206-1058 | Active | W055920 | WILKINS | 975XLBMS | RP | 0.750 | 71572 | TRASH ROOM 2ND FLOOR A-5
100 | FRANKFORT SQ | 43206-1058 | Active | 04387 | AMES | 4000B | RP | 0.750 | 71568 | 100 W FRANKFORT ST, MAIN PUMP ROOM
100 | FRANKFORT SQ | 43206-1058 | LPS - Active |  |  |  | LST |  | 3653374 | 100 FRANKFORT SQ, IN MAIN PUMP ROOM
100 | FRANKFORT SQ | 43206-1058 | Active | W055923 | WILKINS | 975XLBMS | RP | 0.750 | 71573 | TRASH ROOM 2ND FLOOR A-1
100 | FRANKFORT SQ | 43206-1058 | Active | W055925 | WILKINS | 975XLBMS | RP | 0.750 | 71575 | TRASH ROOM 2ND FLOOR B-1
100 | FRANKFORT SQ | 43206-1058 | Active | W055924 | WILKINS | 975XL | RP | 0.750 | 71574 | TRASH ROOM 2ND FLOOR B-3
189 | FRANKLIN AVE | 43085-3186 | Active | T436116 | WILKINS | 720A | PVB | 1.000 | 56521 | RIGHT FRONT
233 | FRANKLIN AVE | 43085-3128 | Active | T154999 | WILKINS | 720 | PVB | 1.000 | 57981 | RIGHT CENTER
549 | FRANKLIN AVE | 43215-4715 | Active | 143663 | AMES | 2000SS | DC | 3.000 | 66993 | BASEMENT BOILER RM
549 | FRANKLIN AVE | 43215-4715 | Active | 403293 | WATTS | 909M1QT | RP | 1.500 | 66994 | BASEMENT AT WATER METER
1296 | FRANKLIN AVE | 43205 | Active | 59154 | AMES | 2000BM3 | DC | 0.750 | 3643501 | FIRE METER INSIDE
1296 | FRANKLIN AVE | 43205 | Active | TK-1046 | AMES | COLT-400 | RP | 3.000 | 3643499 | INSIDE AT WATER METER
1296 | FRANKLIN AVE | 43205 | Active | TK-0163 | AMES | COLT-300GV | DCDA | 6.000 | 3643500 | FIRE METER INSIDE
1415 | FRANKLIN AVE | 43205-2003 | Active | 95630 | WATTS | 919QT | RP | 0.750 | 54954 | BASEMENT - BOILER- MECHANICAL ROOM
2130 | FRANKLIN RD | 43209-2724 | Active | 338022 | WILKINS | 975 | RP | 2.000 | 57393 | MECHANICAL ROOM
2130 | FRANKLIN RD | 43209-2724 | Active | 108868 | AMES | 3000SS | DCDA | 6.000 | 57392 | FIRE PIT AT SOUTH GATE ENTRANCE
2130 | FRANKLIN RD | 43209-2724 | Active | 46600 | WATTS | 007M1QT | DC | 0.750 | 57394 | FIRE PIT AT SOUTH GATE ENTRANCE
1880 | FRANKLIN S PK | 43205- | Not Required by DOW | 21415 | WATTS | 919AQT | RP | 0.750 | 97470 | pavillion in cabinet space
1880 | FRANKLIN S PK | 43205- | Not Required by DOW | 74464 | AMES | 2000B | DC | 0.750 | 3616712 | IN THE BARN IN BASEMENT MECHANICAL ROOM
1880 | FRANKLIN S PK | 43205- | Not Required by DOW | 193050 | WATTS | 909 | RP | 3.000 | 100028 | BOILER RM, GREENHOUSE, SE SIDE OF PARK, FRANKLIN PK CONSERV
1880 | FRANKLIN S PK | 43205- | Active | 1290040315 | AMES | 4000RP | RP | 10.000 | 3611475 | AT EXISTING PIT, HOT BOX FRANKLIN PARK CONSERV
1880 | FRANKLIN S PK | 43205- | Not Required by DOW | 49359 | WATTS | 919AQT | RP | 0.750 | 3611292 | IN BASEMENT/CARE TAKER HOUSE
1880 | FRANKLIN S PK | 43205- | Not Required by DOW | ACM0020 | WILKINS | 975XL2 | RP | 2.000 | 3611289 | GRAND MALL WAY AREA
1880 | FRANKLIN S PK | 43205- | Not Required by DOW | ACJ7231 | WILKINS | 975XL2 | RP | 2.000 | 3611291 | JAPAN AREA
1880 | FRANKLIN S PK | 43205- | Not Required by DOW | 22708 | WATTS | 919ZQT | RP | 0.750 | 97471 | SUMMER KITCHEN IN CABINET SPACE
1880 | FRANKLIN S PK | 43205- | Not Required by DOW | ACI0815 | WILKINS | 975XL2 | RP | 2.000 | 3611290 | SOUTH DOCK
1880 | FRANKLIN S PK | 43205- | Not Required by DOW | WH-4050 | WATTS | 957 | RP | 3.000 | 56483 | STORAGE AREA--MULTI PURPOSE BLDG
1880 | FRANKLIN S PK | 43205- | Not Required by DOW | 221481 | WATTS | LF009M2QT | RP | 1.000 | 56482 | SOUTH MECHANICAL ROOM--1777 E BROAD ST
1880 | FRANKLIN S PK | 43205- | Not Required by DOW | 4885492 | WILKINS | 975 | RP | 2.000 | 56484 | NORTH MECHANICAL ROOM--1777 E BROAD ST
1880 | FRANKLIN S PK | 43205- | Not Required by DOW | 4307800 | WILKINS | 975 | RP | 2.000 | 56478 | SOUTH EQUIPMENT ROOM MECHANICAL--1777 E BROAD ST
1880 | FRANKLIN S PK | 43205- | Not Required by DOW | BF1880 | WATTS | LF009M2QT | RP | 1.000 | 56477 | NORTH MECHANICAL ROOM -- 1777 E BROAD ST
1880 | FRANKLIN S PK | 43205- | LPS - Active | [5 empty] | 3650454
1880 | FRANKLIN S PK | 43205- | Not Required by DOW | 186203-0015 | AMES | 3000SS | DCDA | 3.000 | 3622954 | IN THE BARN MECHANICAL ROOM IN THE BASEMENT
1880 | FRANKLIN S PK | 43205- | Not Required by DOW | 199372 | WATTS | 909QT | RP | 0.750 | 56485 | BOILER ROOM
1880 | FRANKLIN S PK | 43205- | Not Required by DOW | 4349518 | WILKINS | 950XLT | DC | 2.000 | 3646912 | CHILDRENS GARDEN MECHANICAL CLOSET
1880 | FRANKLIN S PK | 43205- | Not Required by DOW | 299918 | WATTS | 909M1QT | RP | 1.500 | 56486 | STORAGE/ELECTRIC ROOM--DON'S YOUTH CENTER FOR DOMESTIC SERVICE
1880 | FRANKLIN S PK | 43205- | Not Required by DOW | 4417643 | WILKINS | 975XL | RP | 2.000 | 3646910 | CHILDRENS GARDEN MECHANICAL CLOSET
1880 | FRANKLIN S PK | 43205- | Not Required by DOW | 4287187 | WILKINS | 975 | RP | 1.500 | 3646911 | CHILDRENS GARDEN MECHANICAL CLOSET
1880 | FRANKLIN S PK | 43205- | Not Required by DOW | 33752 | WATTS | 009QT | RP | 0.750 | 56488 | NORTH BOILER ROOM ABOVE EXPANSION TANKS--1777 E BROAD ST
1880 | FRANKLIN S PK | 43205- | Not Required by DOW | 5694 | WATTS | 009QT | RP | 2.000 | 56489 | SOUTH BOILER ROOM REAR OF BOILER--1777 E BROAD ST
1880 | FRANKLIN S PK | 43205- | Not Required by DOW | 6784 | WATTS | 009QT | RP | 2.000 | 56490 | SOUTH BOILER ROOM AT REAR OF BOILER--1777 E BROAD ST
1880 | FRANKLIN S PK | 43205- | Not Required by DOW | 06602 | AMES | 4000B | RP | 1.500 | 3616713 | IN THE BARN IN BASEMENT MECHANICAL ROOM
1880 | FRANKLIN S PK | 43205- | Not Required by DOW | 3143299 | WILKINS | 975A | RP | 1.500 | 98843 | CAMPUS IRRIGATION IN HOT BOX
140 | FRANKLIN ST | 43017-1107 | Active | G246778 | WILKINS | 720A | PVB | 0.750 | 98791 | RIGHT SIDE OF HOUSE
172 | FRANKLIN ST | 43017-1107 | Active | ABAA2255 | WILKINS | 975XL2 | RP | 0.750 | 55944 | IN BASEMENT AT WATER METER
280 | FRANKLIN ST | 43017-1108 | Active | 1298148 | WILKINS | 975 | RP | 0.750 | 59304 | AT WATER METER
4071 | FRANKLIN ST | 43123-3006 | Active | 229485 | WATTS | 909HWM1QT | RP | 1.500 | 62822 | NEXT TO WATER METER CENTER OF BLDG, EAST WALL
5260 | FRANKLIN ST | 43026 | LPS - Active |  |  |  | LST |  | 3648477 | FIRE PUMP
5260 | FRANKLIN ST | 43026 | Active | RC-2017 | AMES | COLT 500-GV | RPDA | 6.000 | 3624470 | METER/MECH/RISER RM WEST SIDE OF CLUB HSE/RENTAL OFFICE
5260 | FRANKLIN ST | 43026 | Active | 68604 | WATTS | 919QT | RP | 0.750 | 3624471 | METER/RISER FOOM WEST SIDE OF CLUB HSE
5260 | FRANKLIN ST | 43026 | LPS - Active |  |  |  | LPC |  | 3648476 | DOMESTIC PUMP
5260 | FRANKLIN ST | 43026 | Not Required by DOW | T303333 | WILKINS | 720A | PVB | 1.000 | 3633927 | WEST WALL OF CLUB HSE BY METER/MECH ROOM
5260 | FRANKLIN ST | 43026 | Active | RE-0794 | AMES | COLT 400 | RP | 4.000 | 3624472 | METER/MECH ROOM WEST SIDE OF CLUB HSE AT WATER METER
5260 | FRANKLIN ST | 43026 | Not Required by DOW | 22625 | WATTS | 919QT | RP | 1.500 | 3629613 | AT SWIMMING POOL
5263 | FRANKLIN ST | 43026 | LPS - Active |  |  |  | LPC |  | 3648474 | DOM PUMP IN METER/RISER ROOM
5263 | FRANKLIN ST | 43026 | Not Required by DOW | T308600 | WILKINS | 720A | PVB | 1.000 | 3633863 | NE AT OUTSIDE OF METER/RISER ROOM
5263 | FRANKLIN ST | 43026 | Active | RE-1036 | AMES | COLT 400 | RP | 4.000 | 3624469 | NE METER/MECH/RISER ROOM AT WATER METER W SIDE APTS
5263 | FRANKLIN ST | 43026 | Active | 69167 | WATTS | 919QT | RP | 0.750 | 3624468 | NE METER/MECH/RISER ROOM
5263 | FRANKLIN ST | 43026 | LPS - Active |  |  |  | LST |  | 3648475 | FIRE PUMP IN METER/RISER ROOM
5263 | FRANKLIN ST | 43026 | Active | RE-0593 | AMES | COLT 500-GV | RPDA | 8.000 | 3624467 | METER/MECH/RISER ROOM NE DOOR OF W SIDE APTS
5286 | FRANKLIN ST | 43026-3402 | Active | 82094 | WATTS | LF919QT | RP | 0.750 | 3424854 | IN UNIT D IN BOX AT WATER METER
5307 | FRANKLIN ST | 43026-1409 | Not Required by DOW | [5 empty] | 3424860
5316 | FRANKLIN ST | 43026-1410 | Active | 78162 | WATTS | LF919QT | RP | 0.750 | 3424861 | SW BATHROOM AT WATER METER
5396 | FRANKLIN ST | 43026-1463 | Not Required by DOW |  |  |  | RP |  | 3424871 | AT MTR
5460 | FRANKLIN ST | 43026-1070 | Active | 14877 | WATTS | LF909M1QT | RP | 1.500 | 3424875 | IN CLOSET OFFICE S OF FRONT DOOR AT WATER METER
5350 | FRANTZ RD | 43016-4259 | Active | W242365 | WILKINS | 975XLBMS | RP | 2.000 | 88895 | IN RISER ROOM WEST SIDE OF BUILDING
5350 | FRANTZ RD | 43016-4259 | Active | 66017 | WATTS | 007QT | DC | 0.750 | 87949 | METER PIT SOUTH SIDE OF MAIN DRIVE WEST OF BLDG.
5350 | FRANTZ RD | 43016-4259 | Active | 2280394 | WILKINS | 975XLBMS | RP | 1.500 | 88898 | IN RISER ROOM WEST SIDE OF BUILDING
5350 | FRANTZ RD | 43016-4259 | Active | 1454980805 | AMES | 3000SS | DCDA | 6.000 | 88896 | METER PIT SOUTH OF DRIVE WEST OF BLDG.
5400 | FRANTZ RD | 43016-4144 | Active | W059757 | WILKINS | 975XL | RP | 1.500 | 66800 | FRONT WALL IN CHASE - LEFT OF FRONT ENTRANCE
5400 | FRANTZ RD | 43016-4144 | Active | 1211120802 | AMES | 3000SS | DCDA | 6.000 | 66797 | IN PIT
5400 | FRANTZ RD | 43016-4144 | Active | W051350 | WILKINS | 975XL | RP | 2.000 | 66798 | FRONT WALL IN CHASE - LEFT OF FRONT DOOR
5400 | FRANTZ RD | 43016-4144 | Active | 51914 | WATTS | 007M1QT | DC | 0.750 | 66799 | IN PIT
5450 | FRANTZ RD | 43016-4134 | Active | HC29359 | WILKINS | 950XLD | DC | 0.750 | 66930 | IN METER PIT ON FRANTZ ROAD
5450 | FRANTZ RD | 43016-4134 | Active | B31932 | WILKINS | 975 | RP | 3.000 | 66931 | JANITORS CLOSET
5450 | FRANTZ RD | 43016-4134 | Active | 2118F | WILKINS | 350ASTDAR | DCDA | 6.000 | 66932 | IN METER PIT ON FISHER ROAD
5500 | FRANTZ RD | 43017-3544 | Active | AB2957 | FEBCO | 765 | PVB | 2.000 | 67097 | NE SIDE OF BUILDING
5500 | FRANTZ RD | 43017-3544 | Due Install |  |  |  | RP |  | 3632789 | INSIDE AT WATER METER
5500 | FRANTZ RD | 43017-3544 | Active | A248136 | WILKINS | 375 | RP | 0.750 | 67096 | BOILER ROOM UP HIGH
5501 | FRANTZ RD | 43017-7596 | Not Required by DOW | 031617 | WATTS | 909 | RP | 0.750 | 67115 | 4900 TUTTLE CROSSING BLVD, A-H #1 MECH RM **POSS REMOVED AT RENOVATI0N**
5501 | FRANTZ RD | 43017-7596 | Not Required by DOW | 453714 | WATTS | 909QT | RP | 0.750 | 67116 | 4900 TUTTLE CROSSING BLVD, 1ST FLOOR MECH RM
5501 | FRANTZ RD | 43017-7596 | Active | 127991 | WATTS | LF009M2QT | RP | 2.000 | 3636922 | 4900 TUTTLE CROSS - 1ST FL MECH/RISER ROOM AT WATER METER
5501 | FRANTZ RD | 43017-7596 | Active | 5746D | WILKINS | 375ASTDA | RPDA | 6.000 | 3636923 | 1ST FLOOR MECH ROOM
5501 | FRANTZ RD | 43017-7596 | Active | 4887191 | WILKINS | 975XL2 | RP | 0.750 | 3648635 | MECH ROOM
5501 | FRANTZ RD | 43017-7596 | Not Required by DOW | [5 empty] | 3648709 | WELL IRRIG - FROM POND
5555 | FRANTZ RD | 43017-1880 | Active | 36530 | WATTS | LF919QT | RP | 2.000 | 67257 | NW CORNER N OF DOCK
5626 | FRANTZ RD | 43017-1559 | Active | 621065 | WATTS | 909QT | RP | 1.000 | 96640 | MECH ROOM IN MENS RESTRM AT MTR
5626 | FRANTZ RD | 43017-1559 | Active | 448058 | WATTS | 909M1QT | RP | 2.000 | 96638 | MECH ROOM IN MENS RESTRM AT MTR
5700 | FRANTZ RD | 43016-4138 | Active | 62001 | WATTS | 919QT | RP | 0.750 | 3615018 | IN 5784 BACK ABOVE WASHR & DRYER BY HWT FOR PEDI CHAIRS
5700 | FRANTZ RD | 43016-4138 | Due Install |  |  |  | RP | 6.000 | 3632526 | 6" COMBINATION METER IN PIT IN PARKING LOT
5700 | FRANTZ RD | 43016-4138 | Active | 58907 | WATTS | 919QT | RP | 0.750 | 3615017 | IN 5784 BACK ABOVE WASHR & DRYER BY HWT FOR PEDI CHAIR
5700 | FRANTZ RD | 43016-4138 | Active | 133364 | AMES | 2000SS | DC | 4.000 | 67644 | IN OUTSIDE MECH ROOM
5700 | FRANTZ RD | 43016-4138 | Active | 130719 | WILKINS | 975XL | RP | 1.500 | 67643 | OUTSIDE MECH ROOM
5720 | FRANTZ RD | 43016-4138 | Active | C80834013 | WILKINS | 720A | PVB | 0.750 | 3424878 | RIGHT FRONT BEHIND BUSH 3870 OAKBRIDGE LN
5720 | FRANTZ RD | 43016-4138 | Active | T209695 | WILKINS | 720A | PVB | 0.750 | 3609504 | LEFT CENTER UNIT 5814 ELMBRIDGE LN
5720 | FRANTZ RD | 43016-4138 | Active | T191479 | WILKINS | 720A | PVB | 0.750 | 3609503 | RIGHT SIDE OF BLDG, RIGHT REAR UNIT 5720 PARK BRIDGE LN
5777 | FRANTZ RD | 43017-1886 | Active | 257563 | WATTS | 009M3QT | RP | 0.750 | 93940 | In janitor closet across from SEM Lab
5777 | FRANTZ RD | 43017-1886 | Due Install |  |  |  | RP | 3.000 | 3635124
5777 | FRANTZ RD | 43017-1886 | Active | L69220 | WILKINS | 375 | RP | 3.000 | 67932 | BASEMENT BOILER ROOM
5777 | FRANTZ RD | 43017-1886 | Due Install |  |  |  | RPDA | 8.000 | 3635122 | ON FIRE LINE
5805 | FRANTZ RD | 43016 | Active | 071735 | WATTS | LF909QT | RP | 0.750 | 3654028 | MECH ROOM WEST SIDE OF BLDG
5839 | FRANTZ RD | 43016 | Active | 346474 | WATTS | 009M2QT | RP | 2.000 | 3626548 | AT WATER MTR - NW METER/MECH RM OUSIDE DR
5839 | FRANTZ RD | 43016 | Active | 1072721217 | AMES | 5000 | RPDA | 4.000 | 3626569 | NW METER/MECH RM OUSIDE DR
5839 | FRANTZ RD | 43016 | Active | 14334 | AMES | 4000B | RP | 0.750 | 3626570 | NW METER/MECH RM OUSIDE DR
5859 | Frantz rd | 43016 | Active | 23846C | WILKINS | 375AST | RP | 3.000 | 3629947 | MECHANICAL ROOM
5859 | Frantz rd | 43016 | Active | 101873C122 | AMES | 3000SS | DCDA | 6.000 | 3653083 | MIDDLE EAST DOOR TOWARDS FRANTZ ROAD
5859 | Frantz rd | 43016 | Active | AKC1350 | WILKINS | 375XL | RP | 2.000 | 3629946 | MECHANICAL ROOM
5859 | Frantz rd | 43016 | Active | 32044 | WATTS | 007M1PCQT | DC | 0.750 | 3653084 | MIDDLE EAST DOOR TOWARDS FRANTZ ROAD
5885 | FRANTZ RD | 43016 | Not Required by DOW | 332735 | WATTS | LF009M3QT | RP | 0.750 | 3651998 | NW CORNER AT WATER METER STARBUCKS YARD HYDRANT AT DUMPSTER
5885 | FRANTZ RD | 43016 | Active | AKA8748 | WILKINS | 375 | RP | 1.500 | 3651997 | NW CORNER AT WATER METER STARBUCKS
5913 | FRANTZ RD | 43016- | Active | Z5913 | WATTS | 007QT | DC | 2.000 | 96075 | PIT BEHIND KARRIC PLACE SIGN @ 3970 BREISFORD
5913 | FRANTZ RD | 43016- | Due Install |  |  |  | RP | 8.000 | 3638425 | IN HOT BOX AT PIT AT SE PROP BEHIND WOODEN KARRIC APTS SIGN UNDER TREE
6025 | FRANTZ RD | 43017-1302 | Due Install |  |  |  | RP | 6.000 | 3639695 | IN HOT BOX AT PIT S SIDE OF ENTRANCE
6025 | FRANTZ RD | 43017-1302 | Active | 559937 | WILKINS | 975XL | RP | 2.000 | 88954 | NE CORNER OF 6025 BLDG
6275 | FRANTZ RD | 43017-1304 | Active | 383606 | WATTS | LF009M3QT | RP | 0.750 | 69539 | NW MECH/FURN ROOM AT WTR METER BEHIND DOOR, ABOVE METER/ABOVE DOOR
6300 | FRANTZ RD | 43017-1307 | Active | 268463 | WATTS | 909HWQT | RP | 0.750 | 69597 | SW BOILER ROOM IN CEILING ALONG N WALL 8' HIGH
6340 | FRANTZ RD | 43017-1307 | Due Install |  |  |  | RP | 1.000 | 3424882 | MIDDLE MECH ROOM AT WATER METER
6360 | FRANTZ RD | 43017-1307 | Active | 67322 | WATTS | 009QT | RP | 1.500 | 69781 | SE MECH AREA AT/ABOVE WATER METER
6364 | FRANTZ RD | 43017-1307 | Not Required by DOW | 565308 | APOLLO/CONBRACO | PVB4A | PVB | 1.000 | 3613494 | LEFT OF THE FLAG POLES
6364 | FRANTZ RD | 43017-1307 | LPS - Active |  |  |  | LPC |  | 3632597 | PUMP ON FIRE LINE
6364 | FRANTZ RD | 43017-1307 | Active | 21420 | WATTS | 007M1QT | DC | 0.750 | 3613484 | MID S RISER/MECH RM
6364 | FRANTZ RD | 43017-1307 | Active | 1819951013 | AMES | 3000SS | DCDA | 6.000 | 3613483 | MID S RISER/MECH RM
6364 | FRANTZ RD | 43017-1307 | Active | 2393 | WILKINS | 375AST | RP | 3.000 | 3609877 | MID S RISER/MECH RM AT WATER METER
6500 | FRANTZ RD | 43017-1309 | Active | A083522 | WILKINS | 720A | PVB | 0.750 | 91815 | E OF BANK REAR OF BANK
6500 | FRANTZ RD | 43017-1309 | Active | 77389 | WATTS | 919QT | RP | 1.000 | 3652149 | BASEMENT MECHANICAL ROOM MTR IN FORDBOX BY FENCE
6520 | FRANTZ RD | 43017- | Active | 16083 | WATTS | 919QT | RP | 1.000 | 70216 | NW IN GARAGE BAY AT WATER METER
6600 | FRANTZ RD | 43017- | Not Required by DOW | 270250 | WATTS | 909HWM1QT | RP | 1.500 | 70326 | 6565 (KILGOUR BLDG) CHILLER ROOM PENTHOUSE
6600 | FRANTZ RD | 43017- | Not Required by DOW | 270310 | WATTS | 909HWM1QT | RP | 1.500 | 70327 | 6565 (KILGOUR BLDG) PENTHOUSE IN CHILLER ROOM
6600 | FRANTZ RD | 43017- | Not Required by DOW | 288902 | WATTS | 909HWM1QT | RP | 0.750 | 70328 | 6565 (KILGOUR BLDG) MECHANICAL ROOM #171 (NEW POWER HOUSE)
6600 | FRANTZ RD | 43017- | Not Required by DOW | 295633 | WATTS | 909M1QT | RP | 1.500 | 70329 | 15' OFF OF FLOOR (PENTHOUSE) BY GARAGE DOOR
6600 | FRANTZ RD | 43017- | Not Required by DOW | 392172 | WATTS | 909PCHWQT | RP | 0.750 | 70330 | 6565 (KILGOUR) 2ND FL COMPUTR RM UNDER FL 8FT INSIDE RM BY MAIN DOOR
6600 | FRANTZ RD | 43017- | Not Required by DOW | 394957 | WATTS | 909QT | RP | 0.750 | 70331 | 6565 (KILGOUR) 3RD FL COMPUTR RM UNDER FL 6FT FROM MAIN DOOR
6600 | FRANTZ RD | 43017- | Not Required by DOW | 17063 | WATTS | 919AQT | RP | 1.500 | 70322 | 6600 (SMITH BLDG) BOILER RM - MAKE UP WATER TO BOILER
6600 | FRANTZ RD | 43017- | Not Required by DOW | 403928 | WATTS | 909QT | RP | 0.750 | 70333 | 6600 (SMITH BLDG) ROOM SOUTH FAN ROOM 1ST FLOOR
6600 | FRANTZ RD | 43017- | Active | 144618 | WATTS | 909 | RP | 3.000 | 70321 | 6565 (KILGOUR BLDG) MECH/RISER ROOM AT WATER METER 9' HIGH
6600 | FRANTZ RD | 43017- | Active | 144203 | WATTS | 909 | RP | 3.000 | 70320 | 6565 (KILGOUR BLDG) MECH/RISER ROOM AT WATER METER DUAL SET 9' HIGH
6600 | FRANTZ RD | 43017- | Not Required by DOW | 403939 | WATTS | 909QT | RP | 0.750 | 70334 | 6600 (SMITH BLDG) OCLC MECHANICAL ROOM # 129
6600 | FRANTZ RD | 43017- | Not Required by DOW | 616979 | WATTS | 909QT | RP | 0.750 | 70336 | 6600 (SIMTH BLDG) 2ND FL SOUTH FAN RM FOR UNIT H-4
6600 | FRANTZ RD | 43017- | Active | 605759 | WATTS | 909PCHWQT | RP | 0.750 | 90443 | 6565 (KILGOUR BLDG) MECH/RISER ROOM AT WATER METER -FIRE LINE SIDE CAR
6600 | FRANTZ RD | 43017- | Active | 06646 | WATTS | 909 | RPDA | 8.000 | 70338 | 6565 (KILGOUR BLDG) MECH/RISER ROOM AT WATER METER -FOR FIRE
6600 | FRANTZ RD | 43017- | Active | 263839 | WATTS | 909 | RP | 6.000 | 70325 | 6600 (SMITH BLDG) BASEMENT AT WATER ENTRANCE
6600 | FRANTZ RD | 43017- | Not Required by DOW | 403942 | WATTS | 909QT | RP | 0.750 | 3607919 | 6600 (SMITH BLDG) 2ND FL S FAN RM FOR UNIT H-3
6725 | FRANTZ RD | 43017- | Due Install |  |  |  | RP | 6.000 | 3646289 | 6565 (KILGOUR BLDG) MECH/RISER ROOM AT WATER METER -FIRE LINE
6725 | FRANTZ RD | 43017- | LPS - Active |  |  |  | LPC |  | 3646290 | 6565 (KILGOUR BLDG) BOOSTER PUMP - DOMESTIC
6725 | FRANTZ RD | 43017- | LPS - Active |  |  |  | LST |  | 3646291 | 6565 (KILGOUR BLDG) BOOSTER PUMP - FIRE LINE
6725 | FRANTZ RD | 43017- | Not Required by DOW | 74780 | WATTS | 919 | RP | 0.750 | 3635787 | 6565 (KILGOUR BLDG) PENTHOUSE
6725 | FRANTZ RD | 43017- | Not Required by DOW | 74597 | WATTS | 919 | RP | 0.750 | 3424883 | 6565 (KILGOUR BLDG) PENTHOUSE
434 | FREBIS AVE | 43206-3634 | Active | 86052 | WATTS | 009QTm2 | RP | 1.500 | 63725 | MECH ROOM
600 | FREBIS AVE | 43206-3747 | Not Required by DOW | [5 empty] | 3648993
612 | FREBIS AVE | 43206- | Active | H744616 | FEBCO | 765 | PVB | 0.750 | 102831 | FRONT SIDE OF BUILDING OUTSIDE
779 | FREBIS AVE | 43206- | Active | TB0685 | AMES | COLT300GV | DCDA | 8.000 | 3633192 | IN YELLOW BLOCK BUILDING BY FDC
779 | FREBIS AVE | 43206- | Active | 55419 | AMES | 200BM3 | DC | 0.750 | 3641220 | IN YELLOW BLOCK BUILDING BY FDC
779 | FREBIS AVE | 43206- | Active | 1392380 | WILKINS | 975XL2 | RP | 2.000 | 72807 | IN RED BRICK BLDG AT STREET AT WATER MTR -ADDR ON WAREHSE 785
800 | FREBIS AVE | 43206-3710 | Active | 4598310 | WILKINS | 975XL2 | RP | 0.750 | 3636933 | AT WATER METER HOLD
951 | FREBIS AVE | 43206-3755 | Active | 4777161 | WILKINS | 975XL | RP | 0.750 | 3425148 | AT WTR MTR
959 | FREBIS AVE | 43206-3755 | Not Required by DOW | [5 empty] | 3425149
1355 | FREBIS AVE | 43206-3735 | Not Required by DOW | 08200 | WATTS | 009M3QT | RP | 0.750 | 3644557 | UNDER BAPTISM TUB
1355 | FREBIS AVE | 43206-3735 | Active | 174875 | WATTS | LF009M2QT | RP | 1.000 | 3425176 | IN BASEMENT AT METER - 1365 FREBIS AVE
1501 | FREBIS AVE | 43206- | Active | 18467 | Watts | LF919QT | RP | 1.500 | 3650740 | UTILITY CLOSET BY MTR
1541 | FREBIS AVE | 43206-3722 | Active | 266729 | WILKINS | 975 | RP | 0.750 | 55339 | AT WATER METER BESIDE HOT WATER TANK UNDER SINK --STORE #611
1543 | FREBIS AVE | 43206-3722 | Active | 3637448 | WILKINS | 975XL | RP | 0.750 | 55344 | USE 6/3/15 CAG. AT WATER METER IN BATHROOM
1643 | FREBIS AVE | 43206- | Active | 33592 | WATTS | 919AQT | RP | 1.000 | 55691 | Annex Mechanical Room - Frebis Bus Comp.
1643 | FREBIS AVE | 43206- | Active | 1083105 | WILKINS | 975XL | RP | 0.750 | 3628036 | REMAnnex Mechanical Room - Bus Wash Room
1780 | FREBIS AVE | 43206- | Active | W149895 | WILKINS | 975 | RP | 1.500 | 56130 | IN 1760 FREBIS ON SOUTH WEST WALL IN BASEMENT
1798 | FREBIS AVE | 43206-3729 | Due Install |  |  |  | DCDA | 6.000 | 3638994 | WEST SIDE BY DOOR 8
1798 | FREBIS AVE | 43206-3729 | Due Install |  |  |  | RP | 1.000 | 3425227 | WEST SIDE BY ELECTRIC PANELS THRU OFFICE
1799 | FREBIS AVE | 43206-3728 | Active | 3018 | WATTS | 009M1PCQT | RP | 1.500 | 89128 | ABOVE OVERHEAD DOOR BY RAMP Frebis Bus
1799 | FREBIS AVE | 43206-3728 | Due Install |  |  |  | RP | 1.500 | 3628038
1799 | FREBIS AVE | 43206-3728 | Due Install |  |  |  | DCDA | 6.000 | 3628039 | ABOVE OVERHEAD DOOR BY RAMP Frebis Bus
1875 | FREBIS AVE | 43206-3728 | Active | 3868548 | WILKINS | 975XL2 | RP | 2.000 | 3425229 | EAST WALL OF PARTS ROOM
1875 | FREBIS AVE | 43206-3728 | Due Install |  |  |  | DCDA | 6.000 | 3650449 | MTR PIT
1945 | FREBIS AVE | 43206-3756 | Active | 167893 | WILKINS | 975 | RP | 1.500 | 56714 | E SIDE OB BLDG BY S OVERHEAD DOOR @ 1719 ALUM CREEK DR
1945 | FREBIS AVE | 43206-3756 | Not Required by DOW | 23225 | WATTS | 919AQT | RP | 1.500 | 56715 | SE CORNER STORAGE CLOSET
1575 | FREBIS LN | 43206-3319 | Due Install |  |  |  | DCDA | 8.000 | 3635962 | MID S RISER ROOM BTWN TRUCK DOCKS
1575 | FREBIS LN | 43206-3319 | Due Install |  |  |  | RP | 1.000 | 3425230 | MID S RISER ROOM BTWN TRUCK DOCKS AT WATER METER
1585 | FREBIS LN | 43206-3319 | Active | 14755 | WATTS | 009QT | RP | 2.000 | 55470 | NW CORNER - CANOPY RAMP
1585 | FREBIS LN | 43206-3319 | Due Install |  |  |  | RP | 0.750 | 3629491
1585 | FREBIS LN | 43206-3319 | Due Install |  |  |  | DCDA | 6.000 | 3628222
1585 | FREBIS LN | 43206-3319 | Active | 32343 | WATTS | 009QT | RP | 1.500 | 55471 | SW CORNER/CANOPY RAMP
1586 | FREBIS LN | 43206-3320 | Due Install |  |  |  | RP | 1.000 | 3425231 | WEST SIDE BY DOOR 11
1586 | FREBIS LN | 43206-3320 | Due Install |  |  |  | DCDA | 6.000 | 3650319 | WEST SIDE BY DOOR 11
2295 | FRED HAISE RD BLDG 532 | 43217 | Active | 3CK0199 | AMES | 3000SS | DCDA | 6.000 | 103749 | 2295 JOHNS CIRCLE DR, NORTH END ELECTRIC ROOM
2295 | FRED HAISE RD BLDG 532 | 43217 | Active | 71415 | WATTS | 009M1QT | RP | 2.000 | 103748 | 2295 JOHNS CIRCLE DR, NORTH END ELECTRICAL ROOM
2295 | FRED HAISE RD BLDG 532 | 43217 | Active | 35929 | WATTS | 007M2QT | DC | 0.750 | 103750 | 2295 JOHNS CIRCLE DR, NORTH END ELECTRICAL ROOM
2879 | FREEDOM TR | 43068-3924 | Active | 167 | FEBCO | 765 | PVB | 0.750 | 59481 | LEFT SIDE OF HOUSE
4949 | FREEWAY E DR | 43229-5401 | Active | 99291 | WATTS | 909QT | RP | 1.000 | 65478 | WAREHOUSE WASH AREA
4949 | FREEWAY E DR | 43229-5401 | Active | 42497 | WATTS | 009QT | RP | 0.750 | 65477 | WEST END OF BLDG IN TRUCK WASH BAY
4949 | FREEWAY E DR | 43229-5401 | Active | 142658 | WATTS | 909 | RP | 3.000 | 65475 | FRONT - SE CORNER AT METER
4949 | FREEWAY E DR | 43229-5401 | Due Install |  |  |  |  | 6.000 | 3648332
4949 | FREEWAY E DR | 43229-5401 | Active | 262705 | WATTS | 909HWM1QT | RP | 1.500 | 96996 | OUTSIDE
5049 | FREEWAY E DR | 43229- | Active | 4969638 | WILKINS | 975XL2 | RP | 1.500 | 3425305 | METER CLOSET IN CUBICAL AREA
5055 | FREEWAY E DR | 43229- | Active | 4969636 | WILKINS | 975XL2 | RP | 1.500 | 3425306 | IN WALL IN WOMENS RESTROOM.
5055 | FREEWAY E DR UNIT A | 43229- | LPS - Active | [5 empty] | 3636308
5055 | FREEWAY E DR UNIT A | 43229- | Active | 86532 | AMES | 2000B | DC | 0.750 | 3653319 | PUMP ROOM
5055 | FREEWAY E DR UNIT A | 43229- | Active | 1026020522 | AMES | 3000SS | DCDA | 8.000 | 3605696 | PUMP ROOM
970 | FREEWAY N DR | 43229- | Active | L77847 | WILKINS | 375 | RP | 3.000 | 102629 | IN SIDE OF METER BLDG IN FRONT OF MAIN BLDG
1000 | FREEWAY N DR | 43229-5428 | Due Install |  |  |  | RP |  | 3425307
976 | FREIDA CT | 43119-8657 | Active | 190560 | WILKINS | 720 | PVB | 0.750 | 3425319 | LEFT SIDE OF HOUSE
1000 | FREIDA CT | 43119-8657 | Active | 014706 | FEBCO | 765 | PVB | 0.750 | 53552 | WEST SIDE OF HOUSE
1260 | FRIAR LN | 43221-1526 | Active | AE3079 | FEBCO | 765 | PVB | 1.000 | 54467 | UNDER WINDOW BY FRONT DOOR
1276 | FRIAR LN | 43221-1526 | Active | HB56275 | FEBCO | 765 | PVB | 1.000 | 88519 | Front of house left of porch
1348 | FRIAR LN | 43221-1528 | Active | 27058 | WATTS | 800QT | PVB | 1.000 | 90320 | REAR OF HOUSE
1375 | FRIAR LN | 43221-1527 | Active | HE75402 | FEBCO | 765 | PVB | 1.000 | 3425504 | BACK OF HOUSE
1432 | FRIAR LN | 43221-1530 | Active | T439700 | WILKINS | 720A | PVB | 0.750 | 90321 | SW CORNER OF HOUSE
4693 | FRIENDSHIP DR | 43230-4313 | Not Required by DOW | [5 empty] | 3590951
4011 | FRONT ST | 43123-2506 | Active | 366827 | WATTS | LF009M2QT | RP |  | 3425627 | AT METER IN BSMNT
258 | FRONTENAC PL | 43085-3817 | Active | T391157 | WILKINS | 720 | PVB | 0.750 | 3425726 | FRONT OF HOUSE -LEFT OF PORCH
3600 | FRYER PARK DR | 43123- | Active | A020160 | FEBCO | 805 | DC | 0.750 | 61232 | FIRE PROTECTION ROOM
3600 | FRYER PARK DR | 43123- | Active | F0204181420 | FEBCO | 876 | DCDA | 6.000 | 61233 | FIRE PROTECTION ROOM
3600 | FRYER PARK DR | 43123- | Active | L79319 | WILKINS | 375 | RP | 3.000 | 61234 | WATER METER ROOM
3600 | FRYER PARK DR | 43123- | Active | L79318 | WILKINS | 375 | RP | 3.000 | 61235 | WATER METER ROOM
3600 | FRYER PARK DR | 43123- | Not Required by DOW | 378638 | WATTS | 909M1QT | RP | 2.000 | 96657 | N MECH RM OFF LOBBY RESTROOM OSU OFFICE - 3580 DISCOVERY DR
2380 | FUJI DR | 43229-2832 | Active | W604151 | WATTS | 009QT | RP | 1.000 | 92494 | STORAGE ROOM IN NE CORNER OF BUILDING
2439 | FUJI DR | 43229-2847 | Active | V24373 | WILKINS | 350 | DCDA | 4.000 | 98045 | EQUIPMENT ROOM
2439 | FUJI DR | 43229-2847 | Active | 3201605 | WILKINS | 950XL | DC | 0.750 | 98048
2439 | FUJI DR | 43229-2847 | Active | 4943138 | WILKINS | 975 XL2 | RP | 1.500 | 3635533 | AT WATER METER
7645 | FULMAR DR | 43017-9506 | Active | H066444 | FEBCO | 765 | PVB | 0.750 | 72403 | FRONT OF HOUSE LEFT OF FRONT DOOR
7646 | FULMAR DR | 43017-8241 | Active | 212235 | WILKINS | 720A | PVB | 1.000 | 72404 | LEFT HAND SIDE
7653 | FULMAR DR | 43017-9506 | Active | G046646 | WILKINS | 720A | PVB | 0.750 | 90949 | LEFT SIDE
7661 | FULMAR DR | 43017-9506 | Active | T084096 | WILKINS | 720A | PVB | 0.750 | 101535 | LEFT FRONT
7662 | FULMAR DR | 43017-8241 | Active | H009971 | FEBCO | 765 | PVB | 0.750 | 72447 | LEFT SIDE OF HOUSE
7670 | FULMAR DR | 43017-8241 | Active | 817153 | WILKINS | 720A | PVB | 0.750 | 72465 | USE 6/3/15 CAG. RIGHT SIDE
7678 | FULMAR DR | 43017-8241 | Active | CB113944 | WILKINS | 720A | PVB | 0.750 | 3611567 | LEFT CENTER BY A/C
7685 | FULMAR DR | 43017-9506 | Active | H055786 | FEBCO | 765 | PVB | 0.750 | 72509 | LEFT FRONT
7686 | FULMAR DR | 43017-8241 | Active | T331000 | WILKINS | 720A | PVB | 0.750 | 99880 | BACK RIGHT BY S DECK
7694 | FULMAR DR | 43017-8241 | Active | 70228 | FEBCO | 765 | PVB | 0.750 | 72536 | RIGHT SIDE OF HOUSE
7701 | FULMAR DR | 43017-9506 | Active | 225220 | WATTS | 800M2QT | PVB | 1.000 | 72577 | RIGHT FRONT
7702 | FULMAR DR | 43017-8241 | Active | CH0368 | FEBCO | 765 | PVB | 0.750 | 72580 | LEFT SIDE
7709 | FULMAR DR | 43017-9506 | Active | 306907 | FEBCO | 800 | PVB | 0.750 | 72598 | LEFT SIDE OF HOUSE
7717 | FULMAR DR | 43017-8231 | Active | CB086650 | WILKINS | 420 | PVB | 1.000 | 72615 | RIGHT SIDE
7724 | FULMAR DR | 43017-8230 | Active | T373830 | WILKINS | 720A | PVB | 0.750 | 3584150 | RIGHT FRONT
7725 | FULMAR DR | 43017-8231 | Active | cb555877 | WILKINS | 720A | PVB | 0.750 | 72636 | LT SIDE
7732 | FULMAR DR | 43017-8230 | Active | 903162 | WILKINS | 720A | PVB | 0.750 | 90331 | RIGHT FRONT
7733 | FULMAR DR | 43017-8231 | Active | T271187 | WILKINS | 720A | PVB | 0.750 | 72657 | RIGHT SIDE OF HOUSE
7740 | FULMAR DR | 43017-8230 | Active | H262033 | FEBCO | 765 | PVB | 1.000 | 72674 | EAST SIDE LEFT REAR
7749 | FULMAR DR | 43017-8231 | Active | H003656 | FEBCO | 765 | PVB | 0.750 | 72690 | RIGHT SIDE OF HOUSE
7756 | FULMAR DR | 43017-8230 | Active | G208533 | WILKINS | 720A | PVB | 0.750 | 92395 | RIGHT SIDE
7764 | FULMAR DR | 43017-8230 | Active | H205801 | FEBCO | 765 | PVB | 0.750 | 87315 | LEFT SIDE SOUTH EAST CORNER
5814 | GAELIC CT | 43016-2237 | Active | T212402 | WILKINS | 720A | PVB | 0.750 | 3611317 | LEFT FRONT SIDE
4424 | GAFFNEY CT | 43228-9184 | Active | H070121 | FEBCO | 765 | PVB | 0.750 | 63980 | LT SIDE
8844 | GAILES CT | 43017-9408 | Active | 190693 | WILKINS | 720A | PVB | 0.750 | 74354 | FRONT LEFT
8627 | GAIRLOCH CT | 43017-9754 | Active | 56559 | FEBCO | 765 | PVB | 1.000 | 74126 | RIGHT SIDE OF HOUSE NEAR FRONT
8644 | GAIRLOCH CT | 43017-9754 | Active | H115746 | FEBCO | 765 | PVB | 0.750 | 74143 | FRONT OF HOUSE RIGHT FRONT DOOR
1951 | GALAXIE ST | 43207-1721 | Active | WA-0011 | WATTS | 757 | DCDA | 8.000 | 3652001 | E END OF WAREHOUSE
1951 | GALAXIE ST | 43207-1721 | Active | 229951 | WATTS | 007M3QT | DC | 0.750 | 3652000 | E END OF WAREHOUSE
1951 | GALAXIE ST | 43207-1721 | Active | 2536041 | WILKINS | 975XLBMS | RP | 1.500 | 56732 | E END OF WAREHOUSE
1975 | GALAXIE ST | 43207-1721 | Active | AB03093 | WILKINS | 975XLZ | RP | 0.750 | 3426073
1975 | GALAXIE ST | 43207-1721 | Active | VK-0383 | WATTS | 757 | DCDA | 6.000 | 3650997
1975 | GALAXIE ST | 43207-1721 | Active | 227754 | WATTS | 007M3 | DC | 0.750 | 3651874
8411 | GALDINO DR | 43054 | Active | G246874 | WILKINS | 720A | PVB | 0.750 | 99033 | LEFT SIDE
8422 | GALDINO DR | 43054 | Active | G242197 | WILKINS | 720A | PVB | 0.750 | 98537 | LEFT SIDE
8432 | GALDINO DR | 43054-7149 | Active | G169748 | WILKINS | 720A | PVB | 0.750 | 95369 | RIGHT SIDE OF HOUSE
8442 | GALDINO DR | 43054-7149 | Active | CB027111 | WILKINS | 720A | PVB | 0.750 | 103056 | FRONT
122 | GALLOWAY RD | 43119-8043 | Due Install |  |  |  | DCDA | 6.000 | 3649274
122 | GALLOWAY RD | 43119-8043 | LPS - Active | [5 empty] | 3649276 | ROOF PENTHOUSE 1
122 | GALLOWAY RD | 43119-8043 | Active | 206483 | WATTS | 909 | RP | 4.000 | 54329 | BOILER ROOM
122 | GALLOWAY RD | 43119-8043 | Active | 5301313 | FEBCO | 870 | DC | 6.000 | 54331 | MECH ROOM NORTH SIDE
122 | GALLOWAY RD | 43119-8043 | Active | ABJ6619 | WILKINS | 975XL2 | RP | 1.000 | 54330 | MECHANICAL ROOM CEILING
146 | GALLOWAY RD | 43119 | Active | 3895561 | WILKINS | 975 | RP | 2.000 | 3611403 | BOILER ROOM REC CENTRE
146 | GALLOWAY RD | 43119 | Active | 457120 | WATTS | 909QT | RP | 1.000 | 66950 | BOILER ROOM IN REC CENTER
146 | GALLOWAY RD | 43119 | Active | 218170 | WATTS | LF009M3QT | RP | 0.750 | 3632832 | PENTHOUSE #1
146 | GALLOWAY RD | 43119 | Active | 408789 | WILKINS | 720A | PVB | 2.00 | 3632833 | FOOTBALL CONCESSION STAND
146 | GALLOWAY RD | 43119 | Active | 196274 | WATTS | LF009M3QT | RP | 0.750 | 3641218 | PENT HOUSE 2
146 | GALLOWAY RD | 43119 | Active | 260241 | WATTS | LF009M2QT | RP | 1.000 | 3653573 | NEW REC CENTER/RISER ROOM
775 | GALLOWAY RD | 43119-8551 | Active | 2516056 | WILKINS | 975XLBMS | RP | 1.500 | 94429 | IN MECH ROOM
775 | GALLOWAY RD | 43119-8551 | Active | 0608090 | FEBCO | 876V | DCDA | 6.000 | 94428 | IN HOT BOX @ ENTRANCE
775 | GALLOWAY RD | 43119-8551 | Active | 01965 | AMES | LF2000BM3 | DC | 0.750 | 94426 | IN HOT BOX @ ENTRANCE
936 | GALLOWAY RD | 43119- | Active | 1289666 | WILKINS | 975 | RP | 1.500 | 74693 | METER ROOM #938
1503 | GALLOWAY RD UNIT M | 43119 | Active | 032852 | WATTS | 009M2 | RP | 1.500 | 3633291 | HOT BOX
135 | GALLOWAY RIDGE DR | 43119-8573 | Active | 875039 | WILKINS | 720A | PVB | 0.750 | 54763 | LEFT SIDE OF HSE
4801 | GALWAY DR | 43017 | Active | CAA31013 | WILKINS | 720A | PVB | 0.750 | 3426243 | Front
4804 | GALWAY DR | 43017 | Active | CB324157 | WILKINS | 720 | PVB | 0.750 | 3426244 | RIGHT FRONT
4820 | GALWAY DR | 43017-8507 | Active | 185482 | WILKINS | 720A | PVB | 0.750 | 88300 | Front of house
4833 | GALWAY DR | 43017-8509 | Active | T056642 | WILKINS | 720A | PVB | 1.000 | 90356 | RIGHT SIDE REAR OF HOUSE BY ELECTRIC METER
4848 | GALWAY DR | 43017-8507 | Active | T180135 | WILKINS | 720A | PVB | 1.000 | 65218 | RT SIDE
4849 | GALWAY DR | 43017-8509 | Active | T077010 | WILKINS | 720A | PVB | 0.750 | 95293 | RIGHT SIDE REAR
4864 | GALWAY DR | 43017-8507 | Active | CAA46505 | WILKINS | 720A | PVB | 0.750 | 90357 | LEFT SIDE
4876 | GALWAY DR | 43017-8507 | Active | T415561 | WILKINS | 720A | PVB | 0.750 | 65298 | RIGHT FRONT
4889 | GALWAY DR | 43017-8509 | Active | 2862076 | WILKINS | 975XLBMS | RP | 0.750 | 65349 | REAR OF HOUSE LEFT SIDE
4901 | GALWAY DR | 43017-9796 | Active | 554643 | WATTS | 800M4QT | PVB | 1.000 | 65386 | 10 FEET RIGHT OF FRONT DOOR
4904 | GALWAY DR | 43017-8410 | Active | T022028 | WILKINS | 720A | PVB | 1.000 | 65389 | FRONT OF HOUSE
4913 | GALWAY DR | 43017-9796 | Active | CB655317 | WILKINS | 720A | PVB | 0.750 | 3426249 | RIGHT SIDE
4932 | GALWAY DR | 43017-8410 | Active | DE5223 | FEBCO | 765 | PVB | 0.750 | 65450 | FRONT LEFT OF FRONT DOOR
4967 | GALWAY DR | 43017-8465 | Active | G214870 | WILKINS | 720A | PVB | 0.750 | 96036 | FRONT OF HOUSE
4988 | GALWAY DR | 43017-8441 | Active | 5724 | FEBCO | 765 | PVB | 1.000 | 65544 | LEFT SIDE OF HOUSE
5016 | GALWAY DR | 43017-8464 | Active | 79766 | WATTS | 800QT | PVB | 0.750 | 65729 | SOUTH SIDE OF HOUSE
5031 | GALWAY DR | 43017-8465 | Active | H689255 | FEBCO | 765 | PVB | 0.750 | 101196 | RIGHT SIDE OF HOUSE
5044 | GALWAY DR | 43017-8464 | Active | H070067 | FEBCO | 765 | PVB | 0.750 | 65804 | LEFT SIDE
5060 | GALWAY DR | 43017-8464 | Active | 20990 | WATTS | 800QT | PVB | 0.750 | 65891 | RIGHT SIDE OF HOUSE
5072 | GALWAY DR | 43017-8464 | Active | BA5734 | FEBCO | 765 | PVB | 1.000 | 100155 | BACK OF HOUSE
4146 | ganton pkwy |  | Active | 86239 | APOLLO | RPLF4A | RP | 4.000 | 3653481
4146 | ganton pkwy |  | Active | 70723B | APOLLO | CVALF4A | RP | 0.500 | 3653483 | HOTBOXES LEFT OF ENTRANCE OFF GANTON PKWY
4146 | ganton pkwy |  | Active | 85877 | APOLLO | RPDA2LF | RPDA | 12.000 | 3653482
4146 | ganton pkwy |  | Active | 86393 | APOLLO | RPLF4A | RP | 4.000 | 3653480
1861 | GANTZ RD | 43123 | Active | 70972 | AMES | 2000B | DC | 0.750 | 3607951 | METER PIT FRANK/GANTZ
1861 | GANTZ RD | 43123 | Active | 1815270813 | AMES | 3000SS | DCDA | 8.000 | 3607950 | METER PIT FRANK/GANTZ
1861 | GANTZ RD | 43123 | Active | A278571 | WILKINS | 375XL | RP | 1.000 | 3607952 | MECHANICAL ROOM NEAR DOMESTIC BACKFLOW
1861 | GANTZ RD | 43123 | Active | 28933 | WILKINS | 375XL | RP | 3.000 | 3606119 | MECH RM N END OF BLDG
2539 | GANTZ RD | 43123 | Active | 251509 | WATTS | 009MS | RP | 0.750 | 3640714 | AT METER IN HOTBOX
2539 | GANTZ RD | 43123 | Active | TB-0973 | WATTS |  | DCDA | 8.000 | 3640877 | AT METER IN HOTBOX
2539 | GANTZ RD | 43123 | Active | 55188 | AMES | 2000BM3 | DC | 0.750 | 3640878 | 2 HOTBOXES ON RIGHT SIDE OF ENTRANCE
2677 | GANTZ RD | 43123- | Active | WI-1647 | AMES | 400 | RP | 6.000 | 3580283 | METER IS IN PIT
2777 | GANTZ RD | 43123-1279 | Active | Y13122 | WILKINS | 375ADA | RPDA | 6.000 | 3646400 | HOTBOX at parking entrance
2777 | GANTZ RD | 43123-1279 | Active | 4482150 | WILKINS | 975XLD | RP | 0.750 | 3646401 | HOTBOX NEAR at parking entrance
2777 | GANTZ RD | 43123-1279 | Active | W115800 | WILKINS | 975 | RP | 1.000 | 59272 | MECH ROOM GYM AREA
3240 | GANTZ RD | 43123- | Due Install |  |  |  | RP | 3.000 | 3624682
3240 | GANTZ RD | 43123- | Active | T417984 | Wilkins | 720 | PVB | 0.750 | 3650720 | BACK RIGHT OF OFFICE 3125 FARMBROOK DR
3240 | GANTZ RD | 43123- | Active | 1864600015 | AMES | 3000SS | DCDA | 6.000 | 60262 | PIT IN FRONT OF 3125 FARMBROOK, PIT JUST OFF GANTZ ROAD
3240 | GANTZ RD | 43123- | Active | 23851 | WATTS | 007QT | DC | 0.750 | 60263 | PIT IN FRONT OF 3125 FARMBROOK DR, PIT JUST OFF GANTZ ROAD
3240 | GANTZ RD | 43123- | Active | 7014 | AMES | 2000SS | DC | 1.000 | 60264 | MECH ROOM LIMITED FIRE SYS - 3125 FARMBROOK DR
3495 | GANTZ RD | 43123-4847 | [6 empty] | 3636932 | NEXT TO WATER METER EAST SIDE OF BLDG--BULK # 12 WAREHOUSE
3495 | GANTZ RD | 43123-4847 | Active | 2FN0462 | AMES | 2000SE | DC | 8.000 | 60846 | EAST END OF BUILDING IN FIRE PUMP ROOM
3495 | GANTZ RD | 43123-4847 | Not Required by DOW | 326624 | WATTS | 909M1QT | RP | 1.500 | 60848 | PUMP ROOM E END OF BLDG
3495 | GANTZ RD | 43123-4847 | Active | 585849 | WILKINS | 975 | RP | 1.500 | 60849 | NEXT TO WATER METER EAST SIDE OF BLDG--BULK # 12 WAREHOUSE
3555 | GANTZ RD | 43123 | Not Required by DOW | B165063 | WILKINS | 375XL | RP | 2.000 | 3638572
3555 | GANTZ RD | 43123 | Active | 078606 | WATTS | LF009M2QT | RP | 2.000 | 3626578 | WATER RISER ROOM/PUMP ROOM EAST SIDE OF BUILDING
3555 | GANTZ RD | 43123 | Active | 71272 | WATTS | 919QT | RP | 0.750 | 3626698 | FIRE PUMP ROOM
3555 | GANTZ RD | 43123 | Active | RJ-0519 | AMES | COLT 500-GV | RPDA | 8.000 | 3626699 | FIRE PUMP ROOM
3560 | GANTZ RD | 43123-1887 | Not Required by DOW | 409981 | WATTS | 909QT | RP | 1.000 | 61085 | COLUMN F-13
3560 | GANTZ RD | 43123-1887 | Not Required by DOW | 419583 | WATTS | 909M1QT | RP | 2.000 | 61086 | FRONT MEZZ RIGHT OF BOILER
3560 | GANTZ RD | 43123-1887 | Active | 44511 | AMES | 2000SS | DC | 0.750 | 61087 | PIT
3560 | GANTZ RD | 43123-1887 | Not Required by DOW | 493195 | WATTS | 909QT | RP | 0.750 | 61088 | B - 12
3560 | GANTZ RD | 43123-1887 | Not Required by DOW | 497300 | WATTS | 909QT | RP | 0.750 | 61089 | SE CORNER
3560 | GANTZ RD | 43123-1887 | Not Required by DOW | 253155 | WATTS | LF009M3QT | RP | 0.750 | 3641223 | B103J JANITORS CLOSET IN QA AREA
3560 | GANTZ RD | 43123-1887 | Not Required by DOW | 4783154 | WILKINS | 975XL2 | RP | 0.750 | 3641224 | B126 HEMOLYSIS WASH STATION
3560 | GANTZ RD | 43123-1887 | Not Required by DOW | 356902 | WATTS | 909M1QT | RP | 2.000 | 61083 | BY TOWER PUMPS
3560 | GANTZ RD | 43123-1887 | Not Required by DOW | 4783157 | WILKINS | 975XL2 | RP | 0.750 | 3641225 | B121 PRODUCTION AREA (HA)
3560 | GANTZ RD | 43123-1887 | Not Required by DOW | 326662 | WATTS | 909CW | RP | 0.750 | 61081 | COLUMN E-10
3560 | GANTZ RD | 43123-1887 | Not Required by DOW | 326033 | WATTS | 909CWQT | RP | 0.750 | 61080 | COLUMN LINE D-13
3560 | GANTZ RD | 43123-1887 | Active | 130707 | WILKINS | 375 | RP | 6.000 | 88563 | @ WATER SERV NORTH SIDE OF BLDG
3560 | GANTZ RD | 43123-1887 | Not Required by DOW | 622459 | WATTS | 909QT | RP | 0.750 | 95622 | HIP CAN WASH
3560 | GANTZ RD | 43123-1887 | Not Required by DOW | 630188 | WATTS | 909QT | RP | 1.000 | 96658 | WET COLLECTOR #15
3560 | GANTZ RD | 43123-1887 | Not Required by DOW | 599814 | WATTS | 909QT | RP | 0.750 | 88562 | WET COLLECTOR #017
3560 | GANTZ RD | 43123-1887 | Not Required by DOW | 304219 | WATTS | 909M1QT | RP | 2.000 | 61079 | COLUMN E-20
3560 | GANTZ RD | 43123-1887 | Not Required by DOW | 624609 | WATTS | 909HWQT | RP | 0.750 | 97531 | 19 wtr collector main hall
3560 | GANTZ RD | 43123-1887 | Not Required by DOW | 587453 | WATTS | 909QT | RP | 0.750 | 88561 | WET COLLECTOR 018
3560 | GANTZ RD | 43123-1887 | Not Required by DOW | 421595 | WATTS | 909M1QT | RP | 2.000 | 88560 | VACUME FURNACE @ 400 TON PRESS
3560 | GANTZ RD | 43123-1887 | Not Required by DOW | 269147 | WATTS | 009M2PCQT | RP | 2.000 | 97532 | rear of jet wash
3560 | GANTZ RD | 43123-1887 | Not Required by DOW | 576509 | WATTS | 909QT | RP | 0.750 | 61078 | MIDDLE MEZZ C-10
3560 | GANTZ RD | 43123-1887 | Not Required by DOW | 630433 | WATTS | 909QT | RP | 0.750 | 97567 | wet collector # 20
3560 | GANTZ RD | 43123-1887 | Not Required by DOW | 243332 | WATTS | 009QT | RP | 0.750 | 61077 | COLUMN E-9
3560 | GANTZ RD | 43123-1887 | Not Required by DOW | 353257 | WATTS | 909M1QT | RP | 2.000 | 61102 | BY TOWER PUMPS****DUPLICATE #-PREFIX WITH "Z"******
3560 | GANTZ RD | 43123-1887 | Not Required by DOW | 438325 | WATTS | 909M1QT | RP | 2.000 | 61101 | CASTING HOUSE
3560 | GANTZ RD | 43123-1887 | Not Required by DOW | W218491 | WILKINS | 975XLBMS | RP | 0.750 | 61100 | EAST END OF FREEZER ROOM
3560 | GANTZ RD | 43123-1887 | Not Required by DOW | W218441 | WILKINS | 975XLBMS | RP | 0.750 | 61099 | WEST END OF SHOP
3560 | GANTZ RD | 43123-1887 | Not Required by DOW | 643333 | WATTS | 909QT | RP | 0.750 | 101591 | WET COLLECTOR 12
3560 | GANTZ RD | 43123-1887 | Not Required by DOW | 583506 | WILKINS | 975 | RP | 0.750 | 61096 | E-10 COLUMN
3560 | GANTZ RD | 43123-1887 | Not Required by DOW | 016243 | WATTS | LF909QT | RP | 0.750 | 3609789 | NEW WAREHOUSE BY WET COLLECTOR 21
3560 | GANTZ RD | 43123-1887 | Not Required by DOW | 581582 | WATTS | 909QT | RP | 0.750 | 61095 | COLLECTOR #14
3560 | GANTZ RD | 43123-1887 | Not Required by DOW | 573533 | WATTS | 909QT | RP | 0.750 | 61094 | WET COL 016
3560 | GANTZ RD | 43123-1887 | Not Required by DOW | 537217 | WATTS | 909QT | RP | 0.750 | 61092 | 300 MM? CELL AREA
3560 | GANTZ RD | 43123-1887 | Not Required by DOW | 513929 | WATTS | 909QT | RP | 0.750 | 61091 | E-10 WET COLLECTOR #10
3560 | GANTZ RD | 43123-1887 | Not Required by DOW | 636895 | WATTS | 909 | RP | 1.000 | 3609790 | BY COLUMN E-11 BEHIND MACHINE
3560 | GANTZ RD | 43123-1887 | Not Required by DOW | 072993 | WILKINS | 975RP | RP | 0.750 | 61070 | COLUMN A-9 QUENCH TANK UNITED MILL
3560 | GANTZ RD | 43123-1887 | Not Required by DOW | 509646 | WATTS | 909QT | RP | 0.750 | 61090 | WET COLLECTOR 13
3560 | GANTZ RD | 43123-1887 | Not Required by DOW | 21965 | WATTS | 007QT | DC | 0.500 | 61076 | BY TOWER PUMPS
3560 | GANTZ RD | 43123-1887 | Not Required by DOW | 170911 | WATTS | 909 | RP | 3.000 | 61075 | RO ROOM
3560 | GANTZ RD | 43123-1887 | Active | 1436080605 | AMES | 3000SS | DCDA | 8.000 | 61074 | UNDERGROUND PIT
3560 | GANTZ RD | 43123-1887 | Not Required by DOW | 094674 | WILKINS | 975 RP | RP | 0.750 | 61071 | BOILER WATER SUPPLY MEZZ
3560 | GANTZ RD | 43123-1887 | Not Required by DOW | 13570 | WATTS | 709 | DC | 3.000 | 61073 | BY TOWER PUMPS
3560 | GANTZ RD | 43123-1887 | Not Required by DOW | 118377 | WATTS | 909 | RP | 2.500 | 61072 | NEXT TO TOWER PUMPS
3560 | GANTZ RD | 43123-1887 | Not Required by DOW | 425519 | WATTS | 909M1QT | RP | 1.500 | 88565 | CEILING ABOVE WATER JET ROOM
3560 | GANTZ RD | 43123-1887 | Not Required by DOW | 409184 | WATTS | 909QT | RP | 1.000 | 61084 | COLUMN E-14
3560 | GANTZ RD | 43123-1887 | Not Required by DOW | 436749 | WATTS | 909M1QT | RP | 2.000 | 92014 | IN CEILING ABOVE HOT PRESS ROOM
3735 | GANTZ RD | 43123-4849 | Active | 67469 | AMES | 2000BM3 | DC | 0.750 | 3654556
3735 | GANTZ RD | 43123-4849 | Active | WL-2111 | AMES | 3000DCDA | DCDA | 6.000 | 3632765
3735 | GANTZ RD | 43123-4849 | Active | 4915015 | WILKINS | 975XL2 | RP | 2.000 | 3632764 | NE Wall In Suite (Rear)
3735 | GANTZ RD | 43123-4849 | Not Required by DOW | 4012491 | WILKINS | 975 | RP | 2.000 | 61617 | NE Wall In Suite (Rear)
3769 | GANTZ RD | 43123 | Active | 4247904 | WILKINS | 975XL | RP | 1.000 | 3625046 | AT ROUNDABOUT IN HOT BOX
3783 | GANTZ RD | 43123-1894 | Not Required by DOW | 022512 | WATTS | 800M4QT | PVB | 2.000 | 97272 | NORTH END OF BLDG
3783 | GANTZ RD | 43123-1894 | Active | TE0756 | AMES | 300GV | DCDA | 4.000 | 3632717 | NORTHWEST CORNER IN SHOP
3783 | GANTZ RD | 43123-1894 | Active | 56556 | AMES | 2000B | DC | 0.750 | 3639248 | NORTHWEST CORNER IN SHOP - FIRE SIDE CAR
3783 | GANTZ RD | 43123-1894 | Active | 207949 | WATTS | 909M1QT | RP | 2.00 | 61773 | WAREHOUSE AT WATER METER
3900 | GANTZ RD | 43123-4834 | Active | VE-0302 | AMES | COLT 400 | RP | 4.000 | 3652912 | HOT BOX
3900 | GANTZ RD | 43123-4834 | Active | WD-1355 | WATTS | 957 | RP | 10.000 | 62110 | PUMP ROOM - MAIN BUILDING, FIRE SPRINKLER
3900 | GANTZ RD | 43123-4834 | LPS - Active | [5 empty] | 3638058 | PUMP ROOM - MAIN BUILDING
3900 | GANTZ RD | 43123-4834 | Active | 94547 | WATTS | LF919QT | RP | 0.750 | 62111 | PUMP ROOM - MAIN BUILDING
3901 | GANTZ RD | 43123-4914 | Not Required by DOW | 16760 | WATTS | 919AQT | RP | 1.500 | 62156 | WEST SIDE OF BLDG OUTSIDE
3901 | GANTZ RD | 43123-4914 | Not Required by DOW | 16463 | WATTS | 919AQT | RP | 1.500 | 62155 | EAST SIDE PF BUILDING OUTSIDE, BEHIND PANEL IN CLOSET
3901 | GANTZ RD | 43123-4914 | Active | 79306 | WATTS | 009M1PCQT | RP | 2.000 | 62154 | WEST END AFETER WATER METER
3940 | GANTZ RD | 43123-4845 | Active | 528878 | WILKINS | 975 | RP | 2.000 | 62577 | WEST WALL OF WAREHOUSE AT METER IN 3940 GANTZ RD
3940 | GANTZ RD | 43123-4845 | Active | 3HM1679 | AMES | 3000SS | DCDA | 8.000 | 62281 | FIRE PUMP ROOM
3940 | GANTZ RD | 43123-4845 | Not Required by DOW | 345032 | WILKINS | 720A | PVB | 1.500 | 62280 | WEST WALL OUTSIDE OF BUILDING
3940 | GANTZ RD | 43123-4845 | Active | 0002584 | AMES | 2000SS | DC | 0.750 | 62278 | WEST END OF BLDG AT FIRE SYS.
4000 | GANTZ RD | 43123-4844 | Not Required by DOW | 347357 | WILKINS | 720A | PVB | 1.500 | 62279 | WEST END OF SOUTH BUILDING 4000 GANTZ
4000 | GANTZ RD | 43123-4844 | Active | 528948 | WILKINS | 975 | RP | 2.000 | 62282 | WEST WALL AT METER MIDDLE OF BLDG
4001 | GANTZ RD | 43123-4833 | Not Required by DOW | 16548 | WATTS | 919AQT | RP | 1.500 | 62654 | WEST END OF BLDG
4001 | GANTZ RD | 43123-4833 | Active | 204353 | WILKINS | 975 | RP | 2.000 | 62653 | CENTER OF WEST WALL BY WATER METER
4001 | GANTZ RD | 43123-4833 | LPS - Active | [5 empty] | 3636390 | FIRE PUMP
4001 | GANTZ RD | 43123-4833 | Active | 2GM1085 | AMES | 2000SS | DC | 8.000 | 62655 | FIRE PUMP ROOM
4001 | GANTZ RD | 43123-4833 | Not Required by DOW | 15784 | WATTS | 919AQT | RP | 1.500 | 3609436 | WEST END OF BLDG
4041 | GANTZ RD | 43123-4830 | Active | 232333 | WATTS | 007M3 | DC | 0.750 | 3654098 | W WALL STOCKROOM
4041 | GANTZ RD | 43123-4830 | Active | ABS1476 | WILKINS | 925XLZ | RP | 1.000 | 3426329 | W WALL STOCKROOM
4041 | GANTZ RD | 43123-4830 | Active | WJ-1163 | WATTS | 757 | DCDA | 6.000 | 3652346 | W WALL STOCKROOM
4050 | GANTZ RD | 43123-4816 | Active | 109282 | WATTS | 009M2QT | RP | 1.500 | 62766 | MECH ROOM
4050 | GANTZ RD | 43123-4816 | Not Required by DOW | 31475 | WATTS | 919AQT | RP | 1.000 | 100614 | IN MECHANICAL ROOM ABOVE WATER METER
4074 | GANTZ RD | 43123-4816 | Active | 260651 | WATTS | 909M1QT | RP | 1.500 | 62824 | REAR MECHANICAL ROOM
4074 | GANTZ RD | 43123-4816 | Not Required by DOW | 366168 | WATTS | 909QT | RP | 0.750 | 62825 | FRONT MECHANICAL ROOM
4079 | GANTZ RD | 43123-4912 | Active | B055870 | WILKINS | 375 | RP | 1.500 | 62835 | MECH ROOM
4079 | GANTZ RD | 43123-4912 | Not Required by DOW | B055868 | WILKINS | 375 XL RP | RP | 1.500 | 62834 | MECH ROOM
4084 | GANTZ RD | 43123-4816 | Active | 09814 | WATTS | 919QT | RP | 1.500 | 95415 | MECH ROOM AT WATER METER - 4090 GANTZ RD, closet near south entrance
4200 | GANTZ RD | 43123 | Not Required by DOW | T000715 | WILKINS | 720 | PVB | 1.500 | 3632735 | BACK OF BUILDING OUTSIDE BY RISER ROOM.
4200 | GANTZ RD | 43123 | Active | 179776 | AMES | 2000B | DC | 6.000 | 3632734 | SPRINKLER RISER ROOM
4200 | GANTZ RD | 43123 | Active | 67728 | CONBRACO |  | RP | 3.000 | 3632736 | SPRINKLER RISER ROOM
4200 | GANTZ RD | 43123 | Not Required by DOW | 914011 | CONBRACO |  | RP | 1.000 | 3632737 | BY POOL EQUIPMENT IN POOL ROOM
4203 | GANTZ RD | 43123-2993 | Active | 121766 | WATTS | 009M2QT | RP | 1.500 | 88233 | MECH RM
4203 | GANTZ RD | 43123-2993 | Active | 560251 | WATTS | 800M4QT | PVB | 1.000 | 87955 | SOUTH SIDE OF BLDG
4207 | GANTZ RD | 43123 | Not Required by DOW | 025931 | WATTS | LF800MR | PVB | 0.750 | 3638690 | REAR OF BUILDING
4207 | GANTZ RD | 43123 | Active | 4702719 | WILKINS | 975 | RP | 1.500 | 3638389 | IN HOTBOX
4225 | GANTZ RD | 43123- | Due Install |  |  |  | RP | 6.000 | 3426330
3801 | GANTZ RD UNIT C | 43123-4915 | Active | 144739 | WATTS | 009M2PCQT | RP | 1.500 | 61819 | WEST END
3801 | GANTZ RD UNIT C | 43123-4915 | Active | 16678 | WATTS | 919AQT | RP | 1.500 | 61820 | NW CORNER OF BLDG ALONG OUTSIDE WALL, INSIDE BY WATER METER
3801 | GANTZ RD UNIT C | 43123-4915 | Active | 20441 | WATTS | 009M2PCQT | RP | 1.500 | 3609435 | WEST END
3801 | GANTZ RD UNIT C | 43123-4915 | Active | 16568 | WATTS | 919AQT | RP | 1.500 | 61821 | EAST WALL OUTSIDE, EAST IN CLOSET OFF BREAK ROOM
5187 | GARAND DR | 43081-4455 | Active | T300038 | WILKINS | 720A | PVB | 0.750 | 90358 | OUTSIDE
5238 | GARAND DR | 43081-4456 | Active | H438909 | FEBCO | 765 | PVB | 0.750 | 66473 | LEFT FRONT
511 | GARDEN DR | 43085-3820 | Active | H083823 | FEBCO | 765 | PVB | 1.000 | 66047 | LEFT HAND SIDE
2328 | GARDENDALE DR | 43219-2002 | Active | 297037 | WATTS | 800M4QT | PVB | 0.750 | 90360 | RIGHT OF FRONT DOOR
1806 | GARDENSTONE DR | 43235-5902 | Active | 3168 | FEBCO | 765 | PVB | 0.750 | 56254 | LEFT CENTER OF HOUSE
1592 | GARLING AVE | 43223-2542 | Active | 4552259 | WILKINS | 975XL | RP | 1.000 | 3636403 | mtr in basement
2360 | GARNET PL | 43232-3905 | Due Install |  |  |  | RP | 1.500 | 3652009 | IN BOILER ROOM AT METER
4391 | GARY WAY | 43026-7017 | Active | G223202 | WILKINS | 720A | PVB | 0.750 | 95494 | LEFT SIDE
4400 | GARY WAY | 43026-7016 | Active | T082678 | WILKINS | 720A | PVB | 0.750 | 101602 | RIGHT SIDE OF HOUSE
4423 | GARY WAY | 43026-7016 | Active | CB333221 | WILKINS | 720A | PVB | 0.750 | 3588906 | FRONT OF HOUSE
4445 | GARY WAY | 43026-7016 | Active | 468985 | WATTS | 800M4FR | PVB | 0.750 | 64026 | FRONT LEFT OF FRONT DOOR
4486 | GARY WAY | 43026-7073 | Active | CB620415 | WILKINS | 720A | PVB | 0.750 | 3589333 | RIGHT FRONT
4487 | GARY WAY | 43026-7073 | Active | 251177 | WILKINS | 420 | PVB | 1.000 | 64155 | LEFT SIDE OF HOUSE
4498 | GARY WAY | 43026-7073 | Active | CB325673 | WILKINS | 720A | PVB | 0.750 | 3589334 | LEFT SIDE OF THE HOUSE
5311 | GATEHOUSE DR | 43213-4520 | Due Install | [5 empty] | 3638264 | PIT NEXT TO LIGHT POLE
5311 | GATEHOUSE DR | 43213-4520 | Active | 4131831 | WILKINS | 975XL | RP | 1.500 | 3612975 | POOL PUMP HOUSE
697 | GATEHOUSE LN | 43235-1780 | Active | 50405 | APOLLO/CONBRACO | PVB4A | PVB | 1.000 | 71047 | FRONT OF HOUSE
730 | GATEHOUSE LN | 43235-1732 | Active | F022283 | WILKINS | 720A | PVB | 0.750 | 71761 | LEFT SIDE OF HOUSE
810 | GATEHOUSE LN | 43235-1734 | Active | 133299 | WATTS | 009QT | RP | 0.750 | 73303 | BY WATER METER FRONT OF HOME
830 | GATEHOUSE LN | 43235-1734 | Active | T567312 | WILKINS | 720A | PVB | 1.000 | 92990 | FRONT LEFT OF FRONT DOOR
864 | GATEHOUSE LN | 43235-1734 | Active | 297561 | WILKINS | 420 | PVB | 0.750 | 74139 | FRONT OF HOUSE LEFT OF ENTRY - OUTSIDE
880 | GATEHOUSE LN | 43235-1734 | Active | CAB79205 | WILKINS | 720A | PVB | 0.750 | 74305 | FRONT LEFT OF FRONT
895 | GATEHOUSE LN | 43235-1733 | Active | 117525 | FEBCO | 765 | PVB | 1.000 | 90365 | FRONT LEFT OF DOOR
903 | GATEHOUSE LN | 43235-1733 | Active | A259315 | FEBCO | 825YA | RP | 0.750 | 74501 | IN BASEMENT AT WATER METER
7494 | GATESTONE LN | 43235-1736 | Active | G215892 | WILKINS | 720A | PVB | 0.750 | 97038 | LEFT SIDE
3870 | GATEWAY BLVD | 43228- | Not Required by DOW | 41190 | WATTS | 009QT | RP | 1.500 | 61986 | MECHANICAL ROOM NE CORNER
3870 | GATEWAY BLVD | 43228- | Active | VG-1912 | AMES | 400 | RP | 3.000 | 3650946 | HOTBOX SOUTH WEST CORNER
3870 | GATEWAY BLVD | 43228- | Active | VG-2596 | AMES | 500-GV | RPDA | 4.000 | 3650947 | HOTBOX SOUTH WEST CORNER
3870 | GATEWAY BLVD | 43228- | Active | 2105N | WATTS | 919 | RP | 0.750 | 3650948 | HOTBOX SOUTH WEST CORNER
3880 | GATEWAY BLVD | 43228-9747 | Active | VG1258 | AMES | COLT 200 | RP | 4.000 | 3652971 | HOTBOX WEST
3885 | GATEWAY BLVD | 43228-9747 | Active | 97327 | WATTS | 919QT | RP | 0.750 | 3652047 | HYDRAULIC PUMPS
3885 | GATEWAY BLVD | 43228-9747 | Active | 55419 | AMES | 2000B | DC | 0.750 | 92790 | AT WATER METER
3885 | GATEWAY BLVD | 43228-9747 | Active | 157167 | AMES | 3000SS | DCDA | 8.000 | 92791 | at water meter
3885 | GATEWAY BLVD | 43228-9747 | Active | 182803 | WATTS | 909QTFDA | RP | 3.000 | 93159 | MECH ROOM
3885 | GATEWAY BLVD | 43228-9747 | Active | 38615 | Watts | 919 QT | RP | 1.000 | 3609728 | Engineering Lab
3885 | GATEWAY BLVD | 43228-9747 | Active | 448050 | WATTS | 909M1QT | RP | 2.000 | 96016 | IN WATER ROOM
1606 | GATEWAY CIR | 43123- | Active | 202611 | WATTS | 009M2QT | RP | 1.000 | 55595 | MECH ROOM BY MOP SINK
1606 | GATEWAY CIR | 43123- | Not Required by DOW | T223334 | WILKINS | 720 | PVB | 0.750 | 88113 | left of 1604 front of bldg
1645 | GATEWAY CIR | 43123-9309 | Active | 24131 | WATTS | 009QT | RP | 0.750 | 55694 | WATER METER
1660 | GATEWAY CIR | 43123-8650 | Active | 236534 | WATTS | 009QT | RP | 1.000 | 55753 | MECHANICAL ROOM
1667 | GATEWAY CIR | 43123-9309 | Active | 68753 | WATTS | 009QT | RP | 1.000 | 55794 | UNDER STAIRWAY LANDING - 1671 GATEWAY
1729 | GATEWAY CIR | 43123-9292 | Active | W113959 | WILKINS | 975XLBMS | RP | 1.000 | 55949 | MECHANICAL ROOM
1761 | GATEWAY CIR | 43123-9292 | Active | W342359 | WILKINS | 975XLBMS | RP | 1.000 | 96259 | MECH ROOM
1850 | GATEWAY CIR | 43123 | Active | 30457 | WATTS | 919QT | RP | 2.000 | 3623081 | MECH RM IN BACK OF BLDG NEXT TO ELECTRICAL PANELS, E WALL
1850 | GATEWAY CIR | 43123 | Not Required by DOW | 21545 | WATTS | LF919QT | RP | 1.500 | 3629405 | UTILITY ROOM ABOVE DOOR
1929 | GATEWAY CIR | 43123-9587 | Active | N0702021225 | FEBCO | 876V | DCDA | 6.000 | 92556 | Mechanical Room - by West Entrance (Rm33)
1929 | GATEWAY CIR | 43123-9587 | Active | 2744264 | WILKINS | 975XL | RP | 1.000 | 92523 | Mechanical Room - by West Entrance (Rm33)
1929 | GATEWAY CIR | 43123-9587 | Active | H012546 | FEBCO | 805YB | DC | 0.750 | 92559 | Mechanical Room - by West Entrance (Rm33)
1929 | GATEWAY CIR | 43123-9587 | Not Required by DOW | 630568 | WATTS | 800M4QT | PVB | 1.000 | 93204 | Mechanical Room - by West Entrance (Rm33)
1801 | GATEWAY CIR BLDG GARAGE | 43123 | Active | 59967 | WATTS | LF919QT | RP | 0.750 | 3613139 | GARAGE - RESTROOM
1801 | GATEWAY CIR BLDG MAIN | 43123 | Active | 12389 | WATTS | 919QT | RP | 1.500 | 98936 | EQUIPMENT ROOM AT METER
1801 | GATEWAY CIR BLDG MAIN | 43123 | Not Required by DOW | 11992 | WATTS | 919QT | RP | 1.500 | 98937 | LAUNDRY ROOM
1801 | GATEWAY CIR BLDG MAIN | 43123 | Active | 01284 | AMES | LF200B | DC | 0.750 | 98935 | HOT BOX @ FRONT OF PROPERTY
1801 | GATEWAY CIR BLDG MAIN | 43123 | Active | 1711860110 | AMES | 3000SS | DCDA | 4.000 | 98934 | HOT BOX IN FRONT OF BUILDING
3903 | GATEWAY LAKES DR | 43123- | Active | 991126132 | FEBCO | 860 | RP | 6.000 | 62164 | Meter House South of Apts West Side of Jackpot Rd
3903 | GATEWAY LAKES DR | 43123- | Not Required by DOW | A276417 | WILKINS | 350 | DC | 1.500 | 62165 | LOCATED IN 3741 A
3903 | GATEWAY LAKES DR | 43123- | Not Required by DOW | 63731 | WATTS | 007M2QT | DC | 1.500 | 62163 | OUTSIDE CLOSET AT 3596
3903 | GATEWAY LAKES DR | 43123- | Not Required by DOW | 050491 | WATTS | 007M2QT | DC | 1.500 | 62161 | FIRE SPRINKLER MECH MECH RM - BLDG 1426
3903 | GATEWAY LAKES DR | 43123- | Not Required by DOW | 004540 | WATTS | LF007M2QT | DC | 1.500 | 62160 | bldg 3466 SPRINKLER CLOSET SW CORNER OF BLDG AT BASE OF STAIRS
3903 | GATEWAY LAKES DR | 43123- | Not Required by DOW | 55164 | WATTS | 007M2QT | DC | 1.500 | 62162 | 3374 OUTSIDE CLOSET
1623 | GATEWAY S CIR | 43123-9309 | Active | 200479 | AMES | 3000SS | DCDA | 4.000 | 55648 | MECHANICAL ROOM SPRINKLER RISER
1623 | GATEWAY S CIR | 43123-9309 | Active | 67510 | WATTS | 009M2QT | RP | 1.500 | 55650 | SOUTH CENTRAL UTILITY ROOM
1623 | GATEWAY S CIR | 43123-9309 | Active | 21895 | AMES | 2000B | DC | 0.750 | 55649 | MECH ROOM SPRINKLER RISER
8531 | GATTO LN | 43016 | Active | CB332949 | WILKINS | 720A | PVB | 0.750 | 3623012 | RIGHT FRONT
8543 | GATTO LN | 43016 | Active | CB325215 | WILKINS | 720A | PVB | 0.750 | 3624316 | LEFT SIDE OF HOUSE
8555 | GATTO LN | 43016 | Active | CB332993 | WILKINS | 720A | PVB | 0.750 | 3623199 | LEFT SIDE OF HOUSE
8567 | GATTO LN | 43016 | Active | CB332909 | WILKINS | 720A | PVB | 0.750 | 3623157 | LEFT SIDE OF HOUSE
8570 | GATTO LN | 43016 | Active | CB332857 | WILKINS | 720A | PVB | 0.750 | 3625034 | RIGHT FRONT
1338 | GAULT ST | 43205-2861 | Not Required by DOW |  |  |  | RP |  | 3427459
1414 | GAULT ST | 43205-2933 | Active | 17030 | WATTS | 919QT | RP | 1.500 | 103976 | MECHANICAL ROOM AT METER
1414 | GAULT ST | 43205-2933 | Not Required by DOW | EQ634 | CONBRACO | 40204A2S | RP | 0.750 | 54949 | BOILER ROOM - KENT ELEMENTARY SCHOOL
1810 | GAULT ST UNIT A-H | 43205-3067 | Due Install |  |  |  | RP | 1.000 | 3427479
1814 | GAULT ST UNIT A-H | 43205-3068 | Due Install |  |  |  | RP | 1.000 | 3427480
4151 | GAVIN LN | 43220-4425 | Active | T197620 | WILKINS | 720A | PVB | 0.750 | 3613121 | LEFT OF FRONT DOOR
8621 | GAVINTON CT | 43017-9615 | Active | H322960 | FEBCO | 765 | PVB | 0.750 | 88721 | RT SIDE OF HOUSE
8627 | GAVINTON CT | 43017-9615 | Active | 46546 | FEBCO | 765 | PVB | 1.000 | 74127 | FRONT OF HOUSE
8633 | GAVINTON CT | 43017-9615 | Active | FAD8743 | WILKINS | 720A | PVB | 1.000 | 74132 | FRONT OF HOUSE
8643 | GAVINTON CT | 43017-9615 | Active | T382135 | WILKINS | 720A | PVB | 0.750 | 3427517 | FRONT LEFT
1650 | GEMINI PKWY | 43240 | Active | 3920969 | WILKINS | 975XL | RP | 1.500 | 3608264 | HOT BOX SW CORNER OF LOT
1650 | GEMINI PKWY | 43240 | Active | N1304150757 | FEBCO | 876V | DCDA | 8.000 | 3608263 | HOT BOX SW CORNER OF LOT
1650 | GEMINI PKWY | 43240 | Active | H-019144 | FEBCO | 805YB | DC | 0.750 | 3608262 | HOT BOX SW CORNER OF LOT
1650 | GEMINI PKWY | 43240 | Not Required by DOW | J020896 | FEBCO | 825Y | RP | 1.500 | 3608259 | Fire sprinkler riser room
1650 | GEMINI PKWY | 43240 | Not Required by DOW | 37657 | WATTS | 919QT | RP | 1.000 | 3608260 | BACK ROOM WATER ROOM
1650 | GEMINI PKWY | 43240 | Not Required by DOW | 38430 | WATTS | 919AQT | RP | 1.000 | 3602507 | DISHWASHER, ABOVE CEILING LOWER DEVICE
1650 | GEMINI PKWY | 43240 | Not Required by DOW | 38443 | WATTS | 919AQT | RP | 1.000 | 3607351 | ABOVE CEILING IN DELI (UPPER DEVICE)
9009 | GEMINI PKWY | 43240-2010 | Active | 25914 | WATTS | 919QT | RP | 1.500 | 90366 | NORTHWALL NEXT TO METER
8999 | GEMINI PKWY UNIT A | 43240-2010 | Not Required by DOW | W001634 | WILKINS | 975 | RP | 1.000 | 74442 | MECH ROOM
8999 | GEMINI PKWY UNIT A | 43240-2010 | Not Required by DOW | 35341 | WATTS | 009QT | RP | 1.500 | 74443 | ABOVE WATER (INSIDE)
8999 | GEMINI PKWY UNIT A | 43240-2010 | Active | 1255787 | WILKINS | 975 | RP | 2.000 | 74441 | MECH ROOM
1021 | GEMINI PL | 43240-6092 | Active | 43647 | AMES | 2000B | DC | 0.750 | 88090 | MECH RM
1021 | GEMINI PL | 43240-6092 | Active | 141942 | AMES | 3000SS | DCDA | 3.000 | 87953 | MECH RM
1021 | GEMINI PL | 43240-6092 | Not Required by DOW | W186733 | WILKINS | 975XLBMS | RP | 1.000 | 88093 | MECH RM
1021 | GEMINI PL | 43240-6092 | Active | W175215 | WILKINS | 975XLBMS | RP | 1.500 | 88091 | MECH RM
1031 | GEMINI PL | 43240-6092 | Active | W342361 | WILKINS | 975XL | RP | 1.000 | 94427 | SW MTR/MECH ROOM AT WATER MTR -OUTSIDE DR
1031 | GEMINI PL | 43240-6092 | Not Required by DOW | 3873586 | WILKINS | 975 | RP | 1.000 | 94839 | MECH ROOM SW CORNER OF BLDG
1041 | GEMINI PL | 43240 | Active | N1311110133 | FEBCO | 876 | DCDA | 4.000 | 3604437 | WATER METER SE CORNER
1041 | GEMINI PL | 43240 | Active | 22883 | WATTS | 919QT | RP | 2.000 | 3604478 | SE CORNER OF BUILDING - METER ROOM
1041 | GEMINI PL | 43240 | Active | 33445 | WATTS | 719QT | DC | 0.750 | 3604479 | WATER METER SE CORNER
1041 | GEMINI PL | 43240 | Not Required by DOW | 3900865 | WILKINS | 975 | RP | 1.000 | 3604480 | MECHANICAL ROOM IN REAR
1050 | GEMINI PL | 43240-6091 | Active | 279985 | WATTS | 009M2PCQT | RP | 1.000 | 89202 | AT METER
1050 | GEMINI PL | 43240-6091 | Active | HI72671 | FEBCO | 765 | PVB | 1.000 | 89201 | RIGHT SIDE OF BUILDING
1071 | GEMINI PL | 43240-6092 | Active | L23137 | WILKINS | 375 | RP | 3.000 | 53778 | ON BUILDING (MAIN SERVICE)
1071 | GEMINI PL | 43240-6092 | Active | W177884 | WILKINS | 975XLBMS | RP | 2.000 | 54136 | NEAR REAR DOOR BED BATH AND BEYOND
1071 | GEMINI PL | 43240-6092 | Active | 1780145 | WILKINS | 975XLBMS | RP | 2.000 | 54131 | ABOVE CEILING UPSTAIRS OFFICE
1071 | GEMINI PL | 43240-6092 | Active | W197823 | WILKINS | 975XLBMS | RP | 2.000 | 53781 | IN MECHANICAL ROOM AT 1051 GEMINI S.W.CORNER
1071 | GEMINI PL | 43240-6092 | Not Required by DOW | W218566 | WILKINS | 975XLBMS | RP | 0.750 | 53776 | 8 FEET ABOVE FLOOR- NEXT TO SODA MACHINE
1071 | GEMINI PL | 43240-6092 | Active | W218511 | WILKINS | 975 | RP | 0.750 | 91987 | ON WALL RM 115 SNACK BAR
1071 | GEMINI PL | 43240-6092 | Active | W01178 | WATTS | 919QT | RP | 1.500 | 53779 | METER ROOM-BEHIND THEATER EAST SIDE 1051-1081 FASHION MALL PKWY
1071 | GEMINI PL | 43240-6092 | Active | W197825 | WILKINS | 975XLBMS | RP | 2.000 | 88480 | MECH ROOM OF 1081 N.W.CORNER
1071 | GEMINI PL | 43240-6092 | Active | W218513 | WILKINS | 975 | RP | 0.750 | 75045 | EAST WALL OF ROOM #1030
1071 | GEMINI PL | 43240-6092 | Active | W218437 | WILKINS | 975 | RP | 0.750 | 91988 | RM 1030 SNACK BAR
1071 | GEMINI PL | 43240-6092 | Active | 63138 | WATTS | 007QT | DC | 0.750 | 53777 | METER PIT OFF OF FASHION PARKWAY
1071 | GEMINI PL | 43240-6092 | Active | 139026110 | AMES | 3000SS | DCDA | 6.000 | 53775 | MTR PIT OFF FASHION MALL PARKWAY
1071 | GEMINI PL | 43240-6092 | Due Install |  |  |  | RP | 4.000 | 3639311
1071 | GEMINI PL | 43240-6092 | Active | 300401 | WATTS | 009QT | RP | 0.500 | 95495 | BEHIND ICE MAKER in unit 1051
1071 | GEMINI PL | 43240-6092 | Active | W218473 | WILKINS | 975XLBMS | RP | 0.750 | 53782 | LOWER BACKFLOW NW SIDE OF ROOM #123
1071 | GEMINI PL | 43240-6092 | Active | W218474 | WILKINS | 975XLBMS | RP | 0.750 | 53783 | UPPER BACKFLOW NW SIDE OF ROOM #123
1071 | GEMINI PL | 43240-6092 | Active | W218482 | WILKINS | 975XLBMS | RP | 0.750 | 53784 | 8 FEET ABOVE FLOOR NEXT TO SODA MACHINE
1074 | GEMINI PL | 43240-6091 | Active | 014626 | FEBCO | 805YB | DC | 0.750 | 97112 | REAR MECH ROOM
1074 | GEMINI PL | 43240-6091 | Not Required by DOW | 674875 | WATTS | 800M4QT | PVB | 1.000 | 97113 | BACK WALL OF STORE
1074 | GEMINI PL | 43240-6091 | Active | A28914 | WATTS | 009M2PCQT | RP | 1.500 | 97110 | BACK WALL OG BLDG
1074 | GEMINI PL | 43240-6091 | Active | N08120808741 | FEBCO | 876V | DCDA | 3.000 | 97111 | REAR MECH ROOM
1091 | GEMINI PL | 43240 | Active | 188221 | AMES | 3000SS | DCDA | 6.000 | 3618649 | NE CORNER OF BLDG
1091 | GEMINI PL | 43240 | Active | 25165 | AMES | 2000B | DC | 0.750 | 3618650 | NE CORNER OF BLDG
1091 | GEMINI PL | 43240 | Active | 065607 | WATTS | LF009M2QT | RP | 2.000 | 3618644 | NE CORNER OF BLDG DELIVERY DROP OFF
1122 | GEMINI PL | 43240 | Not Required by DOW | 20480 | WATTS | LF007M3QT | DC | 0.750 | 3653841 | MECH ROOM IN REAR
1122 | GEMINI PL | 43240 | Not Required by DOW | 34188 | WATTS | 919QT | RP | 0.750 | 100200 | MECH ROOM IN REAR
1122 | GEMINI PL | 43240 | Active | 3290299 | WILKINS | 975XL | RP | 1.500 | 100289 | MECH ROOM IN REAR
1122 | GEMINI PL | 43240 | Active | 174075 | AMES | 3000SS | DCDA | 4.000 | 100290 | WEST SIDE OF BUILDING OUTSIDE DOOR
1122 | GEMINI PL | 43240 | Active | 48889 | AMES | 2000BM3 | DC | 0.750 | 100291 | WEST SIDE OF BUILDING - OUTSIDE DOOR
1146 | GEMINI PL | 43240 | Active | 089463 | WATTS | LF009M2QT | RP | 1.500 | 3649508 | SW PROPERTY IN HOT BOX AT WATER METER
1146 | GEMINI PL | 43240 | Not Required by DOW | 4661001 | WILKINS | 950XLT2 | DC | 0.750 | 3650583 | BACK CENTER MECH ROOM W/HWT
1160 | GEMINI PL | 43240 | Active | 4399967 | WILKINS | 975XL2 | RP | 2.000 | 3624601 | NW CORNER OF BLDG, FIRE RISER ROOM AT METER
1160 | GEMINI PL | 43240 | Not Required by DOW | 22123 | WATTS | 919LF | RP | 1.500 | 3624602 | FIRE RISER ROOM AT IRRIGATION DEDUCT METER
1160 | GEMINI PL | 43240 | Active | 1914990517 | AMES | 3000SS | DCDA | 8.000 | 3624618 | NW CORNER OF BLDG
1160 | GEMINI PL | 43240 | Active | 78576 | AMES | 2000B | DC | 0.750 | 3624620 | NW CORNER OF BLDG
1160 | GEMINI PL | 43240 | Not Required by DOW | 184746 | WATTS | LF009M2QT | RP | 1.000 | 3647040 | Hot Box
1170 | GEMINI PL | 43240 | Active | 82714 | WATTS | 919-QT | RP | 0.750 | 3641125 | HOT BOX BY GEMINI PL S/E CORNER OF PROPERTY
1170 | GEMINI PL | 43240 | Active | TJ-0084 | AMES | COLT 500-GV | RP | 4.000 | 3641124 | HOT BOX BY GEMINI PL S/E CORNER OF PROPERTY
1170 | GEMINI PL | 43240 | Not Required by DOW | 131297 | WATTS | LF009QT | RP | 0.500 | 3647017 | above prep sink device for ro system for combi oven
1170 | GEMINI PL | 43240 | Active | 075196 | WATTS | LF009M2QT | RP | 1.500 | 3641122 | HOT BOX BY GEMINI PL S/E CORNER OF PROPERTY
1170 | GEMINI PL | 43240 | Not Required by DOW | 25893 | WATTS | SS009M3QT | RP | 0.500 | 3646847 | KITCHEN AT SODA/BEVERAGE CONNECTION
1210 | GEMINI PL | 43240 | Not Required by DOW | 14384 | WATTS | 919QT | RP | 1.500 | 101651 | BUILDING EQUIPMENT RM 143 N CORNER FOR RM 145
1210 | GEMINI PL | 43240 | Not Required by DOW | 36748 | WATTS | 919QT | RP | 0.750 | 102030 | BUILDING EQUIPMENT RM 143 N CORRIDOR FOR ROOM #145
1210 | GEMINI PL | 43240 | Not Required by DOW | 36749 | WATTS | 919ZQT | RP | 0.750 | 102031 | BLDG EQUP ROOM 143 N CORRIDOR FOR RM 145
1210 | GEMINI PL | 43240 | Active | 175381 | AMES | 3000SS | DCDA | 6.000 | 102123 | WEST SIDE MECHANICAL ROOM
1210 | GEMINI PL | 43240 | Not Required by DOW | 4572640 | WILKINS | 975XL | RP | 1.250 | 3642507 | STERILIZER SYSTEM IN JANITOR'S CLOSET
1210 | GEMINI PL | 43240 | Active | 18092 | WATTS | 007M1QT | DC | 0.750 | 102124 | WEST SIDE MECHANICAL ROOM
1210 | GEMINI PL | 43240 | Active | 34506 | WATTS | 009 | RP | 3.000 | 102292 | MECHANICAL ROOM
1210 | GEMINI PL | 43240 | Not Required by DOW | 14295 | WATTS | 919AQT | RP | 1.500 | 102293 | MECHANICAL ROOM
1238 | GEMINI PL | 43240 | Active | NB0078 | WATTS | 957 | RP | 3.000 | 3602920 | 8842 EVENING STAR RD, MECHANICAL ROOM AT ENTRANCE
1238 | GEMINI PL | 43240 | Active | 115263 | WATTS | 774DCDA | DCDA | 6.000 | 3605648 | 8842 EVENING STAR RD, MECH RM BLDG AT ENTRANCE
1238 | GEMINI PL | 43240 | Active | 20711 | WATTS | 007M1 DCDA | DC | 0.750 | 3605649 | 8842 EVENING STAR RD, MECH RM BLDG AT ENTRANCE
1320 | GEMINI PL | 43240 | Not Required by DOW | 61576 | WATTS | 919QT | RP | 1.000 | 3624876 | WATER RM E END OF BLDG 1ST FL MIDDLE
1320 | GEMINI PL | 43240 | Active | RC-0794 | WATTS | 957 | RP | 3.000 | 3624611 | EAST SIDE OF BUILDING METER ROOM
1320 | GEMINI PL | 43240 | Active | 1920970717 | AMES | 3000SS | DCDA | 6.000 | 3624612 | EAST SIDE OF BUILDING METER ROOM
1320 | GEMINI PL | 43240 | Active | 26840 | WATTS | 007M1PCQT | DC | 0.750 | 3624613 | EAST SIDE OF BUILDING METER ROOM
1360 | GEMINI PL | 43240 | Not Required by DOW | 4423892 | WILKINS | 975XL | RP | 1.000 | 3632674 | NEXT TO WATER METER
1360 | GEMINI PL | 43240 | Active | 23020 | WATTS | 919AQT | RP | 1.500 | 3629652 | EAST SIDE BY WATER METER
1388 | GEMINI PL | 43240 | Active | 4647803 | WILKINS | 975XL2 | RP | 1.500 | 3635767 | AFTER DOMESTIC WATER METER
1388 | GEMINI PL | 43240 | Not Required by DOW | 4568149 | WILKINS | 975XL2 | RP | 1.000 | 3636012
1400 | GEMINI PL | 43240-7001 | Not Required by DOW | 54523 | WATTS | 008PCQT | PVB | 0.375 | 103288 | 1440 GEMINI PL - EARTH FARE, DEGREASER - PRODUCE PREP
1400 | GEMINI PL | 43240-7001 | Not Required by DOW | 55816 | WATTS | 008PCQT | PVB | 0.375 | 103287 | 1440 GEMINI PL - EARTH FARE, DEGREASER, DELI
1400 | GEMINI PL | 43240-7001 | Not Required by DOW | A145685 | WILKINS | 375 | RP | 2.500 | 103289 | 1440 GEMINI PL - EARTH FARE
1400 | GEMINI PL | 43240-7001 | Not Required by DOW | 54526 | WATTS | 008PCQT | PVB | 0.375 | 103290 | 1440 GEMINI PL - EARTH FARE, DEGREASER - BAKERY, JANITOR'S CLOSET
1400 | GEMINI PL | 43240-7001 | Not Required by DOW | 55823 | WATTS | 008PCQT | PVB | 0.375 | 103291 | 1440 GEMINI PL - EARTH FARE, DEGREASER - MEAT DEPT
1400 | GEMINI PL | 43240-7001 | Not Required by DOW | 54524 | WATTS | 008PCQT | SVB | 0.375 | 3618657 | 1440 GEMINI PL - EARTH FARE
1400 | GEMINI PL | 43240-7001 | Active | 17655 | WATTS | 007M2QT | DC | 0.750 | 95942 | ROADWAY FRONT ENTRANCE
1400 | GEMINI PL | 43240-7001 | Not Required by DOW | 2821842 | WILKINS | 975XL | RP | 1.500 | 97650 | ROADWAY FRONT ENTRANCE - HOT BOX
1400 | GEMINI PL | 43240-7001 | Active | 119070108 | WATTS | 774X | DCDA | 8.000 | 95950 | ROADWAY FRONT ENTRANCE
1400 | GEMINI PL | 43240-7001 | Active | 1A2038 | WATTS | 957RPDA-GV | RP | 4.000 | 95951 | ROADWAY FRONT ENTRANCE
1432 | GEMINI PL | 43240 | Active | NH-9087 | AMES | COLT 300GV | DCDA | 6.000 | 3603778 | Meter Pit - NW Corner by Road
1432 | GEMINI PL | 43240 | Active | 17102 | WATTS | 919QT | RP | 1.500 | 3609863 | AT WATER METER
1432 | GEMINI PL | 43240 | Active | 31216 | AMES | 2000BM3 | DC | 0.750 | 3603860 | Meter Pit - NW Corner by Road
1432 | GEMINI PL | 43240 | Active | 22852 | WATTS | 919QT | RP | 2.000 | 3609862 | AT WATER METER
1478 | GEMINI PL | 43240 | Not Required by DOW | CB325653 | WILKINS | 720A | PVB | 0.750 | 3634980 | OUTSIDE OF BACKDOOR
1478 | GEMINI PL | 43240 | Active | 21190 | WATTS | LF919QT | RP | 1.500 | 3624560 | BACK AREA AFTER WATER METER SETTING
1499 | GEMINI PL | 43240 | Active | 130020 | WATTS | LF009M2QT | RP | 2.000 | 3639372 | IN HOT BOX AT PIT NW PARKING LOT CITY BBQ W OF ART VAN
1499 | GEMINI PL | 43240 | Active | 196023 | AMES | 3000SS | DCDA | 4.000 | 3639485 | IN METER PIT
1499 | GEMINI PL | 43240 | Active | 81786 | AMES | 2000B | DC | 0.750 | 3639486 | IN METER PIT
1499 | GEMINI PL | 43240 | Not Required by DOW | 4706915 | WILKINS | 975 | RP | 2.000 | 3650831
1500 | GEMINI PL | 43240-7002 | Active | 2423745 | WILKINS | 975XLBMS | RP | 1.500 | 97114 | OUTSIDE METER PIT EAST OF PROPERTY
1500 | GEMINI PL | 43240-7002 | Active | L30378 | WILKINS | 375 | RP | 3.000 | 90554 | JANITORS CLOSET SW CORNER OF BUILDING
1500 | GEMINI PL | 43240-7002 | Active | N279506 | WILKINS | 975XLBMS | RP | 0.750 | 96478 | FOOD COURT KITCHEN--SODA MACHINE
1500 | GEMINI PL | 43240-7002 | Active | 50538 | AMES | 2000B | DC | 0.750 | 90557 | METER PIT EAST SIDE
1500 | GEMINI PL | 43240-7002 | Active | 1508330606 | AMES | 3000SS | DCDA | 8.000 | 90555 | METER PIT
1516 | GEMINI PL | 43240-7002 | Active | 2423734 | WILKINS | 975XL | RP | 1.500 | 92594 | MECH ROOM of 1502 H
1516 | GEMINI PL | 43240-7002 | Active | 2435298 | WILKINS | 975XL | RP | 2.000 | 92525 | MECH ROOM 1502 H
1540 | GEMINI PL | 43240 | Active | 54999 | WATTS | 919QT | RP | 1.000 | 3616702 | BASEMENT AT METER
2885 | GENDER RD | 43068-3967 | Active | ACF8641 | WILKINS | 975XL2 | RP | 2.000 | 59509 | IN MECHANICAL ROOM NW CORNER
2885 | GENDER RD | 43068-3967 | Active | 01-0619 | Watts | 757 | DCDA | 6.000 | 3611526 | EAST SIDE OF BLDG IN PIT
2885 | GENDER RD | 43068-3967 | Active | 210201 | WATTS | 007M3 | DC | 0.750 | 3611527 | EAST SIDE OF BLDG IN PIT
2995 | GENDER RD | 43068-3968 | Due Install |  |  |  | RP |  | 3427835
2995 | GENDER RD | 43068-3968 | Due Install |  |  |  | DCDA |  | 3650161
3011 | GENDER RD | 43068-3969 | Active | W342374 | WILKINS | 975XL | RP | 0.750 | 59797 | BATHROOM NW CORNER ABOVE METER
3043 | GENDER RD | 43068-3969 | Active | 60819 | WATTS | 007M2QT | DC | 0.750 | 59868 | STOCK ROOM NEXT TO DOCK
3043 | GENDER RD | 43068-3969 | Active | 3LK0481 | AMES | 3000 | DCDA | 4.000 | 59866 | STOCK ROOM NEXT TO DOCK
3043 | GENDER RD | 43068-3969 | Active | 316775 | WILKINS | 975 | RP | 1.000 | 59867 | STOCK ROOM NEXT TO DOCK--AT WATER METER
3450 | GENDER RD | 43110-8474 | Active | 119293 | WATTS | 009QT | RP | 1.500 | 87957 | REAR BY WATER METER
3450 | GENDER RD | 43110-8474 | Not Required by DOW | 289792 | WATTS | 009M2PCQT | RP | 1.000 | 90380 | REAR BY WATER METER
3480 | GENDER RD | 43110-8474 | Not Required by DOW | 460697 | WATTS | 909QT | RP | 1.000 | 60824 | AT THE WATER METER AT THE REAR OF THE STORE
3480 | GENDER RD | 43110-8474 | Not Required by DOW | 449247 | WATTS | 909QT | RP | 0.750 | 60823 | AT THE WATER METER AT THE REAR OF THE STORE
3480 | GENDER RD | 43110-8474 | Active | 460708 | WATTS | 909QT | RP | 1.000 | 60825 | AT THE WATER METER AT THE REAR OF THE STORE
3506 | GENDER RD | 43068- | Due Install |  |  |  | RP |  | 3636935
3515 | GENDER RD | 43110 | Active | 4810610 | WILKINS | 975XL2 | RP | 2.000 | 3646345 | AT METER
3520 | GENDER RD | 43110-8007 | Active | 3914281 | WILKINS | 975XL2 | RP | 1.000 | 3604505 | NE MENS ROOM AT WATER METER
3588 | GENDER RD | 43110-8007 | Not Required by DOW | 42093 | WATTS | 008PCQT | PVB | 0.500 | 97850 | KROGER, DELI DEPARTMENT
3588 | GENDER RD | 43110-8007 | Not Required by DOW | 18956 | WATTS | 008PCQT | SVB | 0.500 | 97849 | KROGER, PRODUCE DEPARTMENT
3588 | GENDER RD | 43110-8007 | Not Required by DOW | W187172 | WILKINS | 975XL | RP | 1.000 | 61167 | NE CORNER ABOVE WATER HEATER-DONATOS / 3680 GENDER RD
3588 | GENDER RD | 43110-8007 | Not Required by DOW | 14247 | WATTS | 919QT | RP | 2.000 | 61166 | MECH ROOM @ REAR OF 3612
3588 | GENDER RD | 43110-8007 | Not Required by DOW | 14280 | WATTS | 919QT | RP | 2.000 | 61165 | MECH ROOM @ REAR OF 3568
3588 | GENDER RD | 43110-8007 | Not Required by DOW | 396683 | WATTS | 909M1QT | RP | 2.000 | 61163 | KROGER, BACK OF STORE BY DOOR NEXT TO THE MEZZ
3588 | GENDER RD | 43110-8007 | Active | 24610 | AMES | 2000B | DC | 0.750 | 61162 | METER PIT AT REFUGEE RD ENTRANCE (NORTH)
3588 | GENDER RD | 43110-8007 | Not Required by DOW | 41858 | WATTS | 008PCQT | PVB | 0.500 | 97852 | KROGER, BAKERY DEPARTMENT
3588 | GENDER RD | 43110-8007 | Active | UC-2214 | WATTS | 957 | RP | 4.000 | 3635411 | AT PIT
3588 | GENDER RD | 43110-8007 | Not Required by DOW | 01145 | WATTS | LF909M1QT | RP | 1.500 | 104069 | BACK MECHANICAL ROOM
3588 | GENDER RD | 43110-8007 | Not Required by DOW | 22703 | WATTS | LF919QT | RP | 2.000 | 104067 | COMPLETE SPACE, WATER ROOM NE BACK CORNER
3588 | GENDER RD | 43110-8007 | Not Required by DOW | 61016 | WATTS | 008PCQT | PVB | 0.500 | 100453 | KROGER, WOMEN'S RESTROOM, FRONT
3588 | GENDER RD | 43110-8007 | Active | 1181260302 | AMES | 3000SS | DCDA | 8.000 | 3613754 | METER PIT
3588 | GENDER RD | 43110-8007 | Not Required by DOW | 65668 | WATTS | 008PCQT | PVB | 0.500 | 100452 | KROGER, MEN'S RESTROOM, FRONT
3601 | GENDER RD | 43110-9739 | Active | 2278071 | WILKINS | 975XLBMS | RP | 1.000 | 88695 | MECH RM
3601 | GENDER RD | 43110-9739 | Active | 2278067 | WILKINS | 975XL | RP | 1.000 | 88694 | MECH RM
3660 | GENDER RD | 43110-8679 | Active | 89621 | WATTS | 009M2 | RP | 1.500 | 61395 | By Water Heater
3660 | GENDER RD | 43110-8679 | Not Required by DOW | HF83095 | FEBCO | 765 | PVB | 1.000 | 61394 | Outside back of building
3675 | GENDER RD | 43110-9739 | Not Required by DOW | 69595 | WATTS | 800QT | PVB | 1.500 | 61445 | SOUTH BAY BY LAUNDRY SINK
3675 | GENDER RD | 43110-9739 | Active | WE-1124 | WATTS | 957 | RP | 3.000 | 3624624 | FIRE STATION # 32
3675 | GENDER RD | 43110-9739 | Not Required by DOW | 70654 | WATTS | 800QT | PVB | 1.50 | 61446 | NORTH BAY BY LAUNDRY SINK
3722 | GENDER RD | 43110- | Active | 1217350802 | AMES | 3000SS | DCDA | 6.000 | 61588 | CLUBHOUSE SE CORNER
3722 | GENDER RD | 43110- | Active | 041345 | WATTS | LF007M3QT | DC | 0.750 | 61589 | CLUBHOUSE SOUTHEAST CORNER
3722 | GENDER RD | 43110- | Active | H273383 | FEBCO | 765 | PVB | 1.000 | 61590 | REAR OF CLUBHOUSE OUTSIDE WATER CLOSET - 3698 DOROTHY'S POND LN
4014 | GENDER RD | 43110 | Active | VI-0623 | AMES | COLT 300GV | DC | 8.000 | 3652724 | Hot Water Room-Main Sprinkler
4014 | GENDER RD | 43110 | Active | 68151 | AMES | 2000BM3 | DC | 0.750 | 3652725 | Hot Water Room-Sprinkler Bypass
4014 | GENDER RD | 43110 | Active | ABW8780 | WILKINS | 975 | RP | 0.750 | 3652723 | FURNACE/HOT WATER ROOM-DOMESTIC
4501 | GENDER RD | 43110- | Active | 3868971 | WILKINS | 975XL2 | RP | 0.750 | 3427836 | MAIN OFFICE MECHANICAL ROOM
4501 | GENDER RD | 43110- | Due Install |  |  |  | RP | 8.000 | 3651599
4595 | GENDER RD | 43110-9149 | Due Install |  |  |  | RP | 3.000 | 3649698 | AT MTR PIT
4595 | GENDER RD | 43110-9149 | Due Install |  |  |  | DCDA | 6.000 | 3639566 | AT MTR PIT
4595 | GENDER RD | 43110-9149 | Active | 156291 | WATTS | 009 | RP | 3.000 | 64423 | MECH ROOM OFF KITCHEN
4798 | GENDER RD | 43110 | Active | UI-0123 | AMES | COLT 300 | DCDA | 6.000 | 3648631 | SOUTHEAST CORNER OF PROPERTY IN PIT
4798 | GENDER RD | 43110 | Active | UG-3228 | AMES | COLT 400 | RP | 4.000 | 3648630 | SOUTHEAST SECTION OF PROPERTY IN HOT BOX
4798 | GENDER RD | 43110 | Active | 62265 | AMES | 2000B | DC | 0.750 | 3648632 | SOUTHEAST CORNER OF PROPERTY IN PIT
4810 | GENDER RD | 43110- | Active | L32973 | WILKINS | 375 | RP | 3.000 | 90833 | METER HSE AT WHITE OAK CONDO ENTRANCE (NOTTINHILL TRAIL) 4812 GENDER
4810 | GENDER RD | 43110- | Active | 1263480403 | AMES | 3000SS | DCDA | 8.000 | 65126 | WHITE OAK CONDO ENTRANCE MTR HOUSE NOTTINGHILL TRAIL ALSO 4812
4810 | GENDER RD | 43110- | Active | 30819 | AMES | 2000SS | DC | 0.750 | 65127 | METER HSE AT WHITE OAK CONDO ENTRANCE (NOTTINGHILL TRAIL)
4812 | GENDER RD | 43110- | Not required by DOW | 31577 | AMES | 2000B | DC | 2.000 | 3609407 | RISER ROOM BUILDING #16
4812 | GENDER RD | 43110- | Not required by DOW | 30291 | AMES | 2000B | DC | 2.000 | 3609408 | RISER ROOM BUILDING #14
4812 | GENDER RD | 43110- | Not required by DOW | 3602792 | WILKINS | 950XL | DC | 2.000 | 3609409 | RISER ROOM BUILDING #15
4812 | GENDER RD | 43110- | Not required by DOW | 3680584 | WILKINS | 975XL2 | RP | 2.000 | 102390 | POOL PUMP HOUSE
4812 | GENDER RD | 43110- | Active | 30800 | AMES | 2000B | DC | 0.750 | 92300 | METER HSE AT WHITE OAK CONDO ENTRANCE
4812 | GENDER RD | 43110- | Not required by DOW | 3680584XLTCU | WILKINS | 975XL | RP | 2.000 | 3646448 | POOL ROOM
4812 | GENDER RD | 43110- | Active | 1263410403 | AMES | 3000SS | DCDA | 8.000 | 92298 | METER HSE AT WHITE OAK CONDO ENTRANCE (NOTTINGHILL TRAIL)
4812 | GENDER RD | 43110- | Active | L32964 | WILKINS | 375 | RP | 3.000 | 90432 | METER HSE AT WHITE OAK CONDO ENTRANCE (NOTTINGHILL TRAIL RD) ALSO 4810
4828 | GENDER RD | 43110 | Active | WH-1737 | AMES | COLT 400 | RP | 8.000 | 3652179
4958 | GENDER RD | 43110 | Active | 197206 | WATTS | LF007M3QT | DC | 0.750 | 3652617
4958 | GENDER RD | 43110 | Active | WC-1718 | AMES | COLT- 400 | RP | 4.000 | 3652615
4958 | GENDER RD | 43110 | Active | WB-1255 | AMES | COLT-300GV | DCDA | 8.000 | 3652616
4986 | GENDER RD | 43110 | Active | 4974437 | Wilkins | 975XL2 | RP | 1.500 | 3654270 | BY SOUTH EAST DOOR
5016 | GENDER RD | 43110-9796 | Active | 4504251 | WILKINS | 975XL2 | RP | 1.500 | 3629388 | MID S MECH RM AT WATER MTR - OUTSIDE DR
5160 | GENDER RD | 43110- | Not Required by DOW | 216651 | WILKINS | 720A | PVB | 2.000 | 66203 | WEST SIDE OF BUILDING--OUTSIDE - 5152 AQUILA DR
5160 | GENDER RD | 43110- | Active | WI -1637 | AMES | COLT-400 | RP | 6.000 | 3651598 | HOT BOX
5160 | GENDER RD | 43110- | Not Required by DOW | 563385 | WILKINS | 975XL | RP | 1.500 | 66204 | MECHANICAL ROOM WEST SIDE - 5152 AQUILA DR
5255 | GENDER RD | 43110 | Active | 54502 | AMES | 2000BM3 | DC | 0.750 | 3636044 | METER PIT FIRE SIDE CAR
5255 | GENDER RD | 43110 | Active | SK-1743 | AMES | COLT 300GV | DCDA | 6.000 | 3636043 | METER PIT
5261 | GENDER RD | 43110-9805 | Active | 681396 | WILKINS | 975XLBMS | RP | 0.750 | 94820 | IN RESTROOM IN FRONT
5269 | GENDER RD | 43110-9714 | Active | 757067 | WILKINS | 975XLBMS | RP | 1.000 | 66531 | STORE ROOM CENTER UNIT
5275 | GENDER RD | 43110-9714 | Due Install | [5 empty] | 3427838
5295 | GENDER RD | 43110- | Active | 49585 | WATTS | 007QT | DC | 0.750 | 66565 | METER PIT NEXT TO ROAD - 5303 AMALFI
5295 | GENDER RD | 43110- | Active | 112965 | AMES | 3000SS | DCDA | 6.000 | 66564 | METER PIT NEXT TO ROAD - 5303 AMALFI
5295 | GENDER RD | 43110- | Due Install |  |  |  | RP |  | 3629392 | METER PIT NEXT TO ROAD - 5303 AMALFI
5336 | GENDER RD | 43110-9796 | Active | 586044 | WILKINS | 975 | RP | 1.500 | 66678 | IN CRY ROOM #6
5336 | GENDER RD | 43110-9796 | Active | 127570 | WATTS | 007QT | DC | 0.750 | 66676 | IN PIT IN FRONT OF CHURCH AT ROAD
5336 | GENDER RD | 43110-9796 | Active | 32353 | AMES | 3000SS | DCDA | 6.000 | 66677 | IN PIT IN FRONT OF CHURCH AT ROAD
5616 | GENDER RD | 43110-8451 | Active | A00214 | WATTS | 919QT | RP | 1.500 | 103261 | IN WATER METER ROOM - 5612 GENDER RD
5640 | GENDER RD | 43110-8451 | Not Required by DOW | W149680 | WILKINS | 975A | RP | 1.000 | 75037 | BY RESTROOMS
5640 | GENDER RD | 43110-8451 | Active | 248249 | WATTS | 009QT | RP | 1.000 | 67472 | WAREHOUSE / NEXT TO RESTROOMS
5656 | GENDER RD | 43110-8451 | Active | 74011 | WATTS | 009QT | RP | 1.000 | 67521 | NW CORNER OF BASEMENT BY METER
5680 | GENDER RD | 43110 | Not Required by DOW | 4175197 | WILKINS | 975XL2 | RP | 1.000 | 3622663 | East wall in break room
5680 | GENDER RD | 43110 | Active | 4346709 | WILKINS | 975XL2 | RP | 1.000 | 3622662 | East wall in break room at meter
5755 | GENDER RD | 43110-7752 | Active | A13940 | WATTS | 009M2 | RP | 1.500 | 92629 | 5753 GENDER RD
5261 | GENDER RD UNIT B | 43110-9805 | Active | W067883 | WILKINS | 975XLBMS | RP | 0.750 | 66520 | RESTROOM
558 | GENERATIONS PASS | 43215 | LPS - Active |  |  |  | LPC |  | 3646687 | DOM BOOSTR PUMP IN BLDGS MECH ROOM
558 | GENERATIONS PASS | 43215 | Active | TD-1135 | WATTS | 957 | RP | 3.000 | 3646473 | MECH/RISER BLDG SE OF PARKING GAR BEHIND DUMPSTERS AT WATER MTR
558 | GENERATIONS PASS | 43215 | Not Required by DOW | 11979 | WATTS | LF919AQT | RP | 0.750 | 3650894 | JANITOR CLOSET ROOM 203
558 | GENERATIONS PASS | 43215 | Active | 117051 | WATTS | 774DCDA | DCDA | 8.000 | 3646474 | MECH/RISER BLDG SE OF WC BLDG & PARKING GAR BY DUMPSTERS BY FREEWAY
558 | GENERATIONS PASS | 43215 | Active | 22376 | WATTS | 007M2QT | DC | 0.750 | 3646475 | WATER ROOM IN DUMPSTER AREA OF PARKING LOT - FIRE BYPASS
558 | GENERATIONS PASS | 43215 | Not Required by DOW | T003803 | WILKINS | 720A | PVB | 1.500 | 3650359 | 1ST FLOOR OF PARKING GARAGE AUTOMATIC SPRINKLER CONTROL ROOM
558 | GENERATIONS PASS | 43215 | Not Required by DOW | 139697 | WATTS | LF009M2QT | RP | 2.00 | 3646476 | WATER ROOM BEHIND TRASH BINS AT REAR OF BUILDING
1889 | GENESSEE AVE UNIT A | 43211-1825 | Due Install |  |  |  | RP |  | 3428033
3112 | GENEVIEVE DR | 43219-3087 | Active | 438876 | WILKINS | 720A | PVB | 0.750 | 59996 | OUTSIDE EAST WALL
3117 | GENEVIEVE DR | 43219-3088 | Active | H037978 | FEBCO | 765 | PVB | 0.750 | 60002 | LEFT SIDE OF HOUSE
3124 | GENEVIEVE DR | 43219-3087 | Active | H115921 | FEBCO | 765 | PVB | 0.750 | 92824 | REAR OF HOUSE
3125 | GENEVIEVE DR | 43219-3088 | Active | 107033 | WILKINS | 420 | PVB | 1.000 | 60018 | LEFT CENTER
3149 | GENEVIEVE DR | 43219-3088 | Active | CB079429 | WILKINS | 720A | PVB | 0.750 | 3428152 | LEFT SIDE OF THE HOUSE
3195 | GENEVIEVE DR | 43219-3088 | Active | F082519 | WILKINS | 720A | PVB | 0.750 | 97477 | left side of house
3207 | GENEVIEVE DR | 43219-3088 | Active | G251906 | WILKINS | 720A | PVB | 0.750 | 99660 | LEFT SIDE OF HOUSE (SOUTH)
3219 | GENEVIEVE DR | 43219-3088 | Active | T138206 | FEBCO | 765 | PVB | 0.750 | 91756
3227 | GENEVIEVE DR | 43219-3088 | Active | A107285 | WILKINS | 720A | PVB | 0.750 | 87105 | southside of house
2865 | GEORGE PAGE JR DR | 43217 | Active | 62208 | WATTS | 919QT | RP | 1.000 | 101342 | AT MTR N SIDE OF WAREHOUSE
2865 | GEORGE PAGE JR DR | 43217 | Active | 54209 | AMES | 2000BM3 | DC | 0.750 | 3635733 | NW WALL FIRE SIDE CAR
2865 | GEORGE PAGE JR DR | 43217 | Active | SJ-2413 | AMES | COLT300GV | DCDA | 6.000 | 3633366 | NW WALL
2961 | GEORGE PAGE JR DR | 43217 | Active |  |  |  | LST | 8.000 | 3654535 | ACT 4
2961 | GEORGE PAGE JR DR | 43217 | Active | 1629120208 | AMES | 3000SS | DCDA | 8.000 | 101468 | ACT 4
2961 | GEORGE PAGE JR DR | 43217 | Active | 57298 | AMES | 2000SS | DC | 0.750 | 101469 | ACT 4
2961 | GEORGE PAGE JR DR | 43217 | Active | 2437204 | WILKINS | 975XL | RP | 2.000 | 101470 | ACT 4, PUMP ROOM
3041 | GEORGE PAGE JR DR | 43217 | Active | UD-0475 | AMES | COLT500GV | RPDA | 8.000 | 3646698 | 1001 BUILDING - FOAM ROOM
3041 | GEORGE PAGE JR DR | 43217 | Active | 10076 | WILKINS | 375A | RP | 4.000 | 101549 | MECHANICAL ROOM - WOMEN'S RR
3041 | GEORGE PAGE JR DR | 43217 | Active | 85778 | WATTS | LF919QT | RP | 0.750 | 3646699 | 1001 BUILDING - FOAM ROOM - FIRE BYPASS
2893 | GEORGE PAGE JR RD | 43217 | Active | PI-3194 | WATTS | 957 | RP | 4.000 | 3618187 | HOT BOX
2893 | GEORGE PAGE JR RD | 43217 | Active | 115910615 | WATTS | 774 | DCDA | 8.000 | 3616806 | METER PIT RIGHT OF DRIVE
2893 | GEORGE PAGE JR RD | 43217 | Active | 21363 | WATTS | 007M1PCQT | DC | 0.750 | 3618186 | METER PIT RIGHT OF DRIVE
1100 | GEORGESVILLE GREEN DR | 43228- | Active | 4366456 | WILKINS | 975 | RP | 1.000 | 53867 | 25' EAST OF METER
144 | GEORGESVILLE RD | 43228 | Active | L11106 | WATTS | 957 | RP | 8.000 | 102647 | IN METER BUILDING
144 | GEORGESVILLE RD | 43228 | Active | 37991 | WATTS | 919ZQT | RP | 0.750 | 102644 | IN METER HOUSE BEHIND CARWASH
144 | GEORGESVILLE RD | 43228 | LPS - Due Install | [5 empty] | 3628204
144 | GEORGESVILLE RD | 43228 | Active | LL-O650 | WATTS | 957 | RPDA | 10.000 | 102646 | METER HOUSE
200 | GEORGESVILLE RD | 43228 | Active | 37757 | WATTS | 919QT | RP | 0.750 | 102046 | IN HOTBOX NEAR NORTH FENCE
200 | GEORGESVILLE RD | 43228 | Active | LL0050 | WATTS | 957 | RP | 8.000 | 102048 | IN HOT BOX
200 | GEORGESVILLE RD | 43228 | Active | LL0648 | WATTS | 957 | RPDA | 10.000 | 102049 | IN HOTBOX NEAR NORTH FENCE
200 | GEORGESVILLE RD | 43228 | Not required by DOW | 47787 | WATTS | 009M2PCQT | RP | 1.250 | 102822 | HOOD CLEANER, KITCHEN
200 | GEORGESVILLE RD | 43228 | Not required by DOW | 360299 | WATTS | 009M2PCQT | RP | 1.000 | 102823 | HOOD CLEANER, KITCHEN
200 | GEORGESVILLE RD | 43228 | Not required by DOW | 48120 | WATTS | 009M2QT | RP | 1.250 | 102920 | HOOD CLEANER, KITCHEN
200 | GEORGESVILLE RD | 43228 | Not required by DOW | A058630 | WILKINS | 375A | RP | 2.500 | 101371 | CENTRAL PLANT
200 | GEORGESVILLE RD | 43228 | Not required by DOW | A117627 | WILKINS | 375A | RP | 2.500 | 101370 | CENTRAL PLANT WEST WALL
200 | GEORGESVILLE RD | 43228 | Not required by DOW | 20400 | WILKINS | 375A | RP | 4.000 | 101369 | CENTRAL PLANT WEST WALL
200 | GEORGESVILLE RD | 43228 | Not required by DOW | A150948 | WILKINS | 375A | RP | 2.500 | 101372 | REFER RACK, ROOM S-270
200 | GEORGESVILLE RD | 43228 | Not required by DOW | 21735 | WILKINS | 375ADA | RPDA | 8.000 | 101367 | CENTRAL PLANT SOUTH WALL
200 | GEORGESVILLE RD | 43228 | Not required by DOW | A145687 | WILKINS | 375A | RP | 2.500 | 101380 | REFER RACK, S-270
200 | GEORGESVILLE RD | 43228 | Not Required by DOW | 42397 | WILKINS | 375 | RP | 8.000 | 3632983 | SOUTH CORNER OF BOILER ROOM
200 | GEORGESVILLE RD | 43228 | Not required by DOW | 53115 | WATTS | LF009M3QT | RP | 0.750 | 3610229 | KITCHEN HOOD, 24A ZIEIN NOODLE
200 | GEORGESVILLE RD | 43228 | Not required by DOW | 360330 | WATTS | 009M2QT | RP | 1.000 | 3610228 | TAK 2 GRILL KITCHEN HOOD CLEANER UNIT T2 #27
200 | GEORGESVILLE RD | 43228 | Not required by DOW | 48354 | WATTS | 009M2QT | RP | 1.250 | 102923 | HOOD CLEANER, KITCHEN
200 | GEORGESVILLE RD | 43228 | Not required by DOW | 48283 | WATTS | 009M2QT | RP | 1.250 | 102922 | HOOD CLEANER, KITCHEN
200 | GEORGESVILLE RD | 43228 | Not required by DOW | 48296 | WATTS | 009M2QT | RP | 1.250 | 102921 | HOOD CLEANER, KITCHEN
200 | GEORGESVILLE RD | 43228 | Not required by DOW | A145328 | WILKINS | 375XL | RP | 1.500 | 101381 | REFER RACK, ROOM S-270, NORTH WALL
200 | GEORGESVILLE RD | 43228 | Not required by DOW | A145350 | WILKINS | 375XL | RP | 1.500 | 101382 | REFER RACK, NORTH WALL
200 | GEORGESVILLE RD | 43228 | Not required by DOW | A145334 | WILKINS | 375XL | RP | 1.500 | 101383 | REFER RACK, ROOM S-308, NORTH WALL
420 | GEORGESVILLE RD | 43228-2421 | Due Install |  |  |  | DCDA | 4.000 | 3652431
420 | GEORGESVILLE RD | 43228-2421 | Active | 98471 | WATTS | 1014 | RP | 0.750 | 3428199 | MECHANICAL CLOSET
436 | GEORGESVILLE RD | 43228 | Active | 273599 | WATTS | 009M3-FP | RP | 0.750 | 100714 | OFFICE TRAILER BEHIND DOOR
550 | GEORGESVILLE RD | 43228-2402 | Active | 66997 | WATTS | 919QT | RP | 0.750 | 67036 | NE CORNER OF BLDG, IN MECH. RM IN BLDG ADDRESS 570
620 | GEORGESVILLE RD | 43228-2404 | Active | 049537 | WATTS | LF009M2QT | RP | 1.500 | 3624705 | SW AT WATER METER -TACO BELL
650 | GEORGESVILLE RD | 43228-2404 | Due Install |  |  |  | RP | 0.750 | 3629677 | AT METER AT MOP SINK
700 | GEORGESVILLE RD | 43228-2841 | Due Install |  |  |  | RP | 1.000 | 3635772 | MTR ALONG CENTER OF SOUTH WALL RALLYS DRIVE THRU
700 | GEORGESVILLE RD | 43228-2841 | Active | 08363 | WATTS | LF919QT | RP | 0.500 | 71195 | AT ICE MACHINE
701 | GEORGESVILLE RD | 43228-2403 | Active | 272454 | WATTS | 909M1QT | RP | 2.000 | 71270 | NORTH WALL OF BLDG NEXT TO WATER FEED
701 | GEORGESVILLE RD | 43228-2403 | Active | 272453 | WATTS | 909M1QT | RP | 2.000 | 71269 | NORTH WALL OF BUILDING NEXT TO WATER FEED
701 | GEORGESVILLE RD | 43228-2403 | Active | A260392 | WILKINS | 375 | RP | 1.000 | 71268 | 2ND FLOOR MECHANICAL RM ON SMALL BOILER
701 | GEORGESVILLE RD | 43228-2403 | Due Install |  |  |  | RP | 10.000 | 3635652 | MTR PIT IN FRONT BY N GATE ENTRANCE. FMCT
701 | GEORGESVILLE RD | 43228-2403 | Active | 626186 | WATTS | 909QT | RP | 0.750 | 71273 | 2ND FLOOR BOILER ROOM ABOVE BOILER
701 | GEORGESVILLE RD | 43228-2403 | Active | 360978 | WATTS | 909QT | RP | 0.750 | 71272 | 2ND FLOOR BOILER ROOM BY CHILLER
701 | GEORGESVILLE RD | 43228-2403 | Active | 273095 | WATTS | 909M1QT | RP | 2.000 | 71271 | NORTHSIDE OF WAREHOUSE
721 | GEORGESVILLE RD | 43228-2826 | Active | W177924 | WILKINS | 975XL | RP | 1.500 | 71630 | BY BACK DOOR in unit 727
745 | GEORGESVILLE RD | 43228-2826 | Active | 272010 | WATTS | 009M3QT | RP | 0.750 | 93073 | IN BATHROOM CLOSET BY METER DOLLAR GENERAL UNIT ON N END
750 | GEORGESVILLE RD | 43228-2802 | Active | H153555 | FEBCO | 765 | PVB | 0.750 | 72117 | REAR OF BUILDING
751 | GEORGESVILLE RD | 43228-2826 | Active | 13413 | WATTS | 909QT | RP | 0.750 | 93069 | IN BACK IN CABINET HAIR SALON MIDDLE UNIT HAIR SALON
755 | GEORGESVILLE RD | 43228-2826 | Active | 13764 | WATTS | 919QT | RP | 0.750 | 93070 | IN BACK BY MOP SINK UNIT ON S END BOOST MOBILE
770 | GEORGESVILLE RD | 43228-4068 | Due Install |  |  |  | DCDA | 8.000 | 3651054 | S/W CORNER
770 | GEORGESVILLE RD | 43228-4068 | Active | 439019 | WILKINS | 975XL | RP | 2.000 | 3428208 | CLOSET MENS LOCKER ROOM
775 | GEORGESVILLE RD | 43228-2826 | Active | 1968711119 | AMES | 3000SS | DCDA | 8.000 | 3636575 | RISER ROOM N SIDE OF BUILDING
775 | GEORGESVILLE RD | 43228-2826 | Active | TK-1738 | AMES | 400GV | RP | 4.000 | 3636574 | RISER ROOM N SIDE OF BUILDING
775 | GEORGESVILLE RD | 43228-2826 | Active | 83066 | AMES | 2000B | DC | 0.750 | 3653242 | RISER ROOM N SIDE OF BUILDING
790 | GEORGESVILLE RD | 43228-2802 | Not Required by DOW | 106105 | FEBCO | 825Y | RP | 1.000 | 72960 | REAR OF BUILDING IN MECHANICAL ROOM
790 | GEORGESVILLE RD | 43228-2802 | Active | 45725 | WATTS | 009QT | RP | 1.000 | 72961 | REAR OF BUILDING IN MECHANICAL ROOM
800 | GEORGESVILLE RD | 43228-2802 | Active | 214381 | WATTS | 009M3QT | RP | 0.750 | 88073 | HYDRANT IN TRASH CORRAL
800 | GEORGESVILLE RD | 43228-2802 | Active | W210394 | WILKINS | 975XL | RP | 1.500 | 88072 | @ METER
800 | GEORGESVILLE RD | 43228-2802 | Active | W210388 | WILKINS | 975XL | RP | 1.500 | 87960 | @ METER
950 | GEORGESVILLE RD | 43228 | Active | 16243 | WATTS | 919QT | RP | 1.500 | 103983 | MECHANICAL ROOM OF CAR WASH
950 | GEORGESVILLE RD | 43228 | Not Required by DOW | 10120 | WATTS | 919AQT | RP | 1.000 | 3606217 | CAR WASH MECHANICAL ROOM
950 | GEORGESVILLE RD | 43228 | Active | 22363 | WATTS | 919QT | RP | 2.000 | 103978 | MECHANICAL ROOM OF CAR WASH
1060 | GEORGESVILLE RD | 43228-3304 | Active | 42821 | WATTS | 009M3QT | RP | 0.750 | 53744 | IN MECHANICAL ROOM ON WEST SIDE BY ENTRANCE
1151 | GEORGESVILLE RD | 43228-3325 | Active | 736563 | WILKINS | 975 | RP | 0.750 | 54081 | IN BASEMENT NORTH WEST SIDE BY METER
1221 | GEORGESVILLE RD | 43228-3327 | Not Required by DOW | 1735226 | WILKINS | 975 | RP | 2.000 | 54351 | SPRINKLER ROOM AT GARDEN CENTER
1221 | GEORGESVILLE RD | 43228-3327 | Not Required by DOW | 378974 | WILKINS | 420 | PVB | 0.750 | 54353 | GARDEN CENTER
1221 | GEORGESVILLE RD | 43228-3327 | Not Required by DOW | H929397 | FEBCO | 765 | PVB | 0.750 | 54354 | GARDEN CENTER
1221 | GEORGESVILLE RD | 43228-3327 | Active | NCK55 | APOLLO/CONBRACO | 4020002 | RP | 3.000 | 54356 | SPRINKLER ROOM IN BACK OF STORE
1221 | GEORGESVILLE RD | 43228-3327 | Active | 1262430403 | AMES | 3000SS | DCDA | 8.000 | 54350 | PIT MAIN ENTRANCE
1221 | GEORGESVILLE RD | 43228-3327 | Active | 30755 | AMES | 2000SS | DC | 0.750 | 54352 | IN METER PIT - ON RIGHT SIDE ENTRANCE DRIVE
1221 | GEORGESVILLE RD | 43228-3327 | Not Required by DOW | 60424 | WATTS | 775QT | DC | 0.500 | 90996 | PRETZEL SHOP
1221 | GEORGESVILLE RD | 43228-3327 | Not Required by DOW | 11344 | WATTS | 008PCQT | SVB | 0.750 | 54355 | GARDEN CENTER
1330 | GEORGESVILLE RD | 43228-3612 | Active | 94183 | WATTS | LF919QT | RP | 0.750 | 54700 | UTILITY ROOM CENTER OF BLDG in tenant space
1341 | GEORGESVILLE RD | 43228-3611 | Active | 113922 | WATTS | 009M1PCQT | RP | 1.500 | 88155 | MECH RM @ WATER MTR
1341 | GEORGESVILLE RD | 43228-3611 | Active | 064789 | WATTS | 009M2QT | RP | 1.500 | 88011 | MECH.RM.AT WATER METER
1341 | GEORGESVILLE RD | 43228-3611 | Not Required by DOW | T300359 | WILKINS | 720a | PVB | 1.000 | 88157 | MAIN BLDG
1359 | GEORGESVILLE RD | 43228-3611 | Active | 2280797 | WILKINS | 975XL | RP | 1.500 | 92852 | MECH ROOM AT WATER METER
1359 | GEORGESVILLE RD | 43228-3611 | Active | 145145 | AMES | 3000SS | DCDA | 6.000 | 92849 | IN HOT BOX
1359 | GEORGESVILLE RD | 43228-3611 | Active | 28992 | WATTS | 007M1QT | DC | 0.750 | 90564 | HOT BOX
1359 | GEORGESVILLE RD | 43228-3611 | Not Required by DOW | J009589 | FEBCO | 825YA | RP | 1.000 | 92850 | MECH ROOM AT WATER METER
1385 | GEORGESVILLE RD | 43228-3611 | Active | 1847221014 | AMES | 3000SS | DCDA | 6.000 | 3609777 | HOT BOX
1385 | GEORGESVILLE RD | 43228-3611 | Active | 23397 | WATTS | 007M!QT | DC | 0.750 | 3609776 | IN HOT BOX
1385 | GEORGESVILLE RD | 43228-3611 | Active | 2280796 | WILKINS | 975XL | RP | 1.500 | 100499 | 1395 GEORGESVILLE RD, SPRINKLER ROOM
1385 | GEORGESVILLE RD | 43228-3611 | Not Required by DOW | J008807 | FEBCO | 825Y | RP | 1.000 | 90563 | 1395 GEORGESVILLE RD, MECHANICAL ROOM AT WATER METER
1391 | GEORGESVILLE RD | 43228-3611 | Not Required by DOW | 31376 | WATTS | 919QT | RP | 2.000 | 93068 | 1395 GEORGESVILLE RD, IN MECH ROOM
1391 | GEORGESVILLE RD | 43228-3611 | Not Required by DOW | A06008 | WATTS | 009M2QT | RP | 1.500 | 93160 | 1395 GEORGESVILLE RD, IN MECH ROOM
1391 | GEORGESVILLE RD | 43228-3611 | Active | 08911 | WATTS | 919AQT | RP | 2.000 | 97971 | IN HOT BOX
1516 | GEORGESVILLE RD | 43228-3775 | Active | 650052 | WATTS | 800M4QT | PVB | 1.000 | 55284 | MECH ROOM
1516 | GEORGESVILLE RD | 43228-3775 | Active | 188105 | WATTS | 007QT | DC | 1.000 | 55282 | EASTSIDE OF BLDG MECHANICAL ROOM
1516 | GEORGESVILLE RD | 43228-3775 | Active | 54558 | WATTS | 009M2QT | RP | 1.500 | 55283 | MECHANICAL ROOM
1520 | GEORGESVILLE RD | 43228-7700 | Active | 77159 | WATTS | 009QT | RP | 1.500 | 55296 | IN MECH ROOM SE SIDE OF BUILDING
1520 | GEORGESVILLE RD | 43228-7700 | Not Required by DOW | T003614 | WILKINS | 720A | PVB | 1.500 | 55293 | SW SIDE OF BUILDING
1520 | GEORGESVILLE RD | 43228-7700 | Active | F0207191105 | FEBCO | 876 | DCDA | 6.000 | 55294 | SW CORNER MECH ROOM
1520 | GEORGESVILLE RD | 43228-7700 | Active | A02425 | FEBCO | 850 | DC | 0.750 | 55295 | SW CORNER OF BUILDING ATTACHED TO FEBCO MODEL 876
1524 | GEORGESVILLE RD | 43228-7700 | Not Required by DOW | 06219 | WATTS | 719AQT | DC | 1.250 | 55305 | SW CORNER FO MECH ROOM AT REAR OF STORE
1524 | GEORGESVILLE RD | 43228-7700 | Not Required by DOW | 109646 | WATTS | 009QT | RP | 0.750 | 55302 | SW CORNER OF MECH ROOM AT REAR OF BUILDING
1524 | GEORGESVILLE RD | 43228-7700 | Not Required by DOW | F087590 | WILKINS | 720A | PVB | 1.000 | 55303 | ON BACK WALL BUILDING OUTSIDE
1524 | GEORGESVILLE RD | 43228-7700 | Active | W069400 | WILKINS | 975 | RP | 1.500 | 55304 | SW CORNER OF MECH ROOM AT REAR OF STORE
1525 | GEORGESVILLE RD | 43228-3615 | Active | ACF1660 | Wilkins | 975XL2 | RP | 1.500 | 3428215 | S/E WALL
1525 | GEORGESVILLE RD | 43228-3615 | Active | 1009130621 | Ames | 3000SS | DCDA | 8.000 | 3646036 | SOUTH WALL @ FIRE PROTECTION RISER
1525 | GEORGESVILLE RD | 43228-3615 | Active | 85115 | Ames | 2000B | DC | 0.750 | 3651065 | SOUTH WALL @ FIRE PROTECTION RISER
1528 | GEORGESVILLE RD | 43228-7700 | Active | 789670 | WILKINS | 975XLBMS | RP | 1.500 | 55312 | STORE ROOM END OF BUILDING
1532 | GEORGESVILLE RD | 43228-7700 | Active | W143175 | WILKINS | 975 | RP | 1.000 | 55324 | SE CORNER
1532 | GEORGESVILLE RD | 43228-7700 | Active | W177843 | WILKINS | 975XL | RP | 1.500 | 55325 | SE CORNER
1536 | GEORGESVILLE RD | 43228 | Active | 14225 | WATTS | 919QT | RP | 2.000 | 100716 | MECHANICAL ROOM BY METER SET
1536 | GEORGESVILLE RD | 43228 | Not Required by DOW | 32768 | WATTS | 919AQT | RP | 1.000 | 100715 | MECHANICAL ROOM BY METER SET
1540 | GEORGESVILLE RD | 43228-3638 | Active | 2278102 | WILKINS | 975XL | RP | 1.000 | 88593 | SOUTH WALL @ METER
1540 | GEORGESVILLE RD | 43228-3638 | Not Required by DOW | W285330 | WILKINS | 975XL | RP | 1.000 | 88594 | SOUTH WALL @ METER
1544 | GEORGESVILLE RD | 43228-7701 | Active | W276714 | WILKINS | 975XL | RP | 1.000 | 90544 | NEXT TO WATER METER
1550 | GEORGESVILLE RD | 43228-3616 | Active | 192640 | WATTS | 909 | RP | 3.000 | 55356 | MAINTENANCE GARAGE NW CORNER OF SHOP AREA
1550 | GEORGESVILLE RD | 43228-3616 | Due Install |  |  |  | RP | 4.000 | 3654069 | GEORGESVILL REFUSE STATION
1550 | GEORGESVILLE RD | 43228-3616 | Due Install |  |  |  | DCDA | 8.000 | 3641427 | GEORGESVILL REFUSE STATION
1550 | GEORGESVILLE RD | 43228-3616 | Active | 54728 | WATTS | 919QT | RP | 0.750 | 55358 | UTILITY ROOM OF TRUCK WASH
1568 | GEORGESVILLE RD | 43228 | Active | A304655 | WILKINS | 350 | DC | 0.750 | 3603623 | HOT BOX RIGHT OF DRIVE
1568 | GEORGESVILLE RD | 43228 | Not Required by DOW | 49714 | WATTS | LF919QT | RP | 0.750 | 3624604
1568 | GEORGESVILLE RD | 43228 | LPS - Active | [5 empty] | 3635711
1568 | GEORGESVILLE RD | 43228 | Active | 38013 | APOLLO/CONBRACO | RP40 | RP | 3.000 | 3603624 | N WALL OF WEST WAREHOUSE
1568 | GEORGESVILLE RD | 43228 | Not Required by DOW | 516244 | APOLLO/CONBRACO | RPLF4A | RP | 2.000 | 3603625 | AT WATER METER SETTING W SIDE WAREHOUSE AREA
1568 | GEORGESVILLE RD | 43228 | Active | N41326 | WILKINS | 350DA | DCDA | 12.000 | 3603222 | HOT BOX RIGHT OF DRIVE
1600 | GEORGESVILLE RD | 43228-3616 | Not Required by DOW | 60096 | WATTS | LF009QT | RP | 0.500 | 98964 | BOILER ROOM
1600 | GEORGESVILLE RD | 43228-3616 | Active | 24952B | WILKINS | 350 | DC | 8.000 | 3652799 | WEST WALL OF PRODUCTION AREA
1600 | GEORGESVILLE RD | 43228-3616 | Active | HC53117 | WILKINS | 950XLD | DC | 0.750 | 3652798 | WEST WALL OF PRODUCTION AREA
1600 | GEORGESVILLE RD | 43228-3616 | Active | ABK9457 | WILKINS | 975XL2 | RP | 0.750 | 3635861 | METER IN FURNACE ROOM. IN FRONT HALLWAY
1616 | GEORGESVILLE RD | 43228-3618 | Active | 4653514 | WILKINS | 975XL | RP | 1.500 | 3428217 | UNDER STEPS S/E
1616 | GEORGESVILLE RD | 43228-3618 | Active | HC48976 | WILKINS | 950XLD | DC | 0.750 | 3652802 | NORTH WALL OF STORAGE AREA
1616 | GEORGESVILLE RD | 43228-3618 | Active | 26139B | WILKINS | 350ADA | DCDA | 8.000 | 3652801 | N WALL WAREHOUSE
1619 | GEORGESVILLE RD | 43228- | Due Install |  |  |  | DCDA | 8.000 | 3652434
1619 | GEORGESVILLE RD | 43228- | Due Install |  |  |  | RP | 1.000 | 3428218
1700 | GEORGESVILLE RD | 43228-3620 | Active | 1986880320 | AMES | 3000SS | DCDA | 6.000 | 3626856 | PIT ON LONE EAGLE S/1801 LONE EAGLE
1700 | GEORGESVILLE RD | 43228-3620 | Active | 273084 | WATTS | 909M1QT | RP | 2.000 | 55897 | GROUND FLOOR MECHANICAL ROOM, EAST WALL
1700 | GEORGESVILLE RD | 43228-3620 | Active | 30198 | WATTS | 007M1QT | DC | 0.750 | 3653799 | PIT ON LONE EAGLE S/1801 LONE EAGLE
1715 | GEORGESVILLE RD | 43228-3619 | Due Install |  |  |  | DCDA | 6.000 | 3650752
1715 | GEORGESVILLE RD | 43228-3619 | Active | 180261 | WATTS | LF009M2QT | RP | 2.000 | 3428221 | WAREHOUSE AT FIRE RISER
1727 | GEORGESVILLE RD | 43228-3619 | Due Install |  |  |  | DCDA | 6.000 | 3636599
1727 | GEORGESVILLE RD | 43228-3619 | Active | 318572 | WATTS | 909M1QT | RP | 2.000 | 55979 | AFTER METER SOUTHEAST
1770 | GEORGESVILLE RD | 43228-3620 | Not Required by DOW | 37519 | WATTS | 009QT | RP | 0.750 | 56075 | BASEMENT- MECHANICAL ROOM
1770 | GEORGESVILLE RD | 43228-3620 | Not Required by DOW | 08412 | WATTS | 009M3 | RP | 0.750 | 56076 | BASEMENT - MECHANICAL ROOM
1770 | GEORGESVILLE RD | 43228-3620 | Active | 64420 | WATTS | 009QT | RP | 2.000 | 56077 | BASEMENT - MECHANICAL ROOM
1919 | GEORGESVILLE RD | 43119-8452 | Active | 4542671 | WILKINS | 975XL2 | RP | 1.500 | 56629 | SOUTHSIDE OF DRIVE AT METER PIT
2020 | GEORGESVILLE RD | 43228- | Active | 527209 | WILKINS | 975XL | RP | 1.000 | 57048 | IN MECHANICAL ROOM ON EAST WALL
1560 | GEORGESVILLE SQ | 43228-3694 | Active | 2281022 | WILKINS | 975XL | RP | 1.500 | 90976 | BOILER ROOM
1585 | GEORGESVILLE SQ | 43228-3777 | Not Required by DOW | 50491 | WATTS | 800MQT | PVB | 0.500 | 55472 | BAKERY DEPT BY SINK
1585 | GEORGESVILLE SQ | 43228-3777 | Not Required by DOW | 61151 | WATTS | 008PCQT | SVB | 0.500 | 100987 | MEAT PREP
1585 | GEORGESVILLE SQ | 43228-3777 | Not Required by DOW | 56218 | WATTS | 800CMQT | SVB | 0.500 | 55473 | INSIDE PRODUCE DEPT BY SINK
1585 | GEORGESVILLE SQ | 43228-3777 | Active | IC0071 | AMES | 4000SS | RP | 4.000 | 55474 | BACK ROOM @ RECEIVING
1585 | GEORGESVILLE SQ | 43228-3777 | Not Required by DOW | 50547 | WATTS | 008PCQT | SVB | 0.500 | 87307 | AT SINK IN DELI
1585 | GEORGESVILLE SQ | 43228-3777 | Not Required by DOW | 45695 | WATTS | 008PCQT | SVB | 0.500 | 99523 | WOMEN'S RESTROOM @ PHARMACY
1585 | GEORGESVILLE SQ | 43228-3777 | Not Required by DOW | 54400 | WATTS | 008PCQT | SVB | 0.500 | 99524 | MEN'S RESTROOM BY PHARMACY
1585 | GEORGESVILLE SQ | 43228-3777 | Not Required by DOW | 29002 | WATTS | 008PCQT | SVB | 0.500 | 87308 | SINK IN MEAT DEPARTMENT
1585 | GEORGESVILLE SQ | 43228-3777 | Not Required by DOW | 41479 | WATTS | 008PCQT | SVB | 0.500 | 100985 | WOMENS RESTROOM BACK STOCK AREA
1585 | GEORGESVILLE SQ | 43228-3777 | Not Required by DOW | 48774 | WATTS | 008PCQT | SVB | 0.500 | 100986 | MENS RESTROOM BACK STOCK AREA
1585 | GEORGESVILLE SQ | 43228-3777 | Active | 438996 | WILKINS | 975 | RP | 2.000 | 3619891 | IN REAR OF BLDG SE CORNER OF LOADING DOCK
1600 | GEORGESVILLE SQ | 43228-3691 | Active | 252497 | WATTS | 009M3QT | RP | 0.750 | 55541 | UNDER WATER HEATER
1600 | GEORGESVILLE SQ | 43228-3691 | Due Install |  |  |  | RP | 1.500 | 3636681
1620 | GEORGESVILLE SQ | 43228-3691 | Not Required by DOW | 023624 | WATTS | 800M4QT | PVB | 1.000 | 91521 | WEST SIDE OF BLDG
1620 | GEORGESVILLE SQ | 43228-3691 | Not Required by DOW | 431207 | WILKINS | 950 | DC | 2.000 | 55625 | MECHANICAL ROOM
1620 | GEORGESVILLE SQ | 43228-3691 | Active | 23603 | WATTS | 919QT | RP | 2.000 | 3621182 | MTR IN SEPERATE OUTSIDE ROOM *SD*
1663 | GEORGESVILLE SQ | 43228-3689 | Active | 95538 | WATTS | 009M2QT | RP | 2.000 | 55792 | IN WTR MTR RM ON S SIDE OF COMPLEX
1675 | GEORGESVILLE SQ | 43228-3689 | Active | 21L1387 | AMES | 2000SS | DC | 6.000 | 55807 | FIRE SPRINKLER RISER ROOM
1675 | GEORGESVILLE SQ | 43228-3689 | Active | 399708 | WILKINS | 975 | RP | 2.000 | 55808 | REAR OF BLDG IN MECH ROOM BY WATER METER
1675 | GEORGESVILLE SQ | 43228-3689 | Not Required by DOW | 400974 | WILKINS | 975XL | RP | 1.500 | 55809 | MECHANICAL ROOM SE BY WATER METER
1700 | GEORGESVILLE SQ | 43228-3690 | Active | 13611 | WATTS | 919AQT | RP | 1.500 | 55900 | IN METER SOFTNER ROOM
1700 | GEORGESVILLE SQ | 43228-3690 | Active | 71272 | WATTS | 009M2PCQT | RP | 1.000 | 55901 | IN METER SOFTNER ROOM
1700 | GEORGESVILLE SQ | 43228-3690 | Active | 000936 | AMES | 2000B | DC | 1.000 | 55902 | IN METER SOFTNER ROOM
1710 | GEORGESVILLE SQ | 43228-3690 | Not Required by DOW | DB971 | APOLLO/CONBRACO | 40204A2 | RP | 0.750 | 55920 | IN MECHANICAL ROOM @ DAIRY QUEEN
1710 | GEORGESVILLE SQ | 43228-3690 | Active | 385850 | WILKINS | 975XL | RP | 1.500 | 55919 | IN MECHANICAL ROOM
1800 | GEORGESVILLE SQ | 43228-3695 | Active | 9709091251 | FEBCO | 880 | RP | 3.000 | 56185 | IN THE FIRE PROT. RM, AT THE FRONT OF THE BLDG
1800 | GEORGESVILLE SQ | 43228-3695 | Due Install |  |  |  | DCDA | 8.000 | 3635891
1800 | GEORGESVILLE SQ | 43228-3695 | Active | 21M1130 | AMES | 2000SS | DC | 4.000 | 56184 | IN THE FIRE PROT. ROOM, AT THE FRONT OF THE BLDG (SERIAL #31M1130)
1585 | GEORGESVILLE SQ UNIT A | 43228-3777 | Due Install |  |  |  | DCDA | 8.000 | 55475
1585 | GEORGESVILLE SQ UNIT A | 43228-3777 | Active | 2CM0669 | AMES | 2000SS | DC | 4.000 | 55791 | IN MECH RM OF RETAIL CTR IN REAR ENTRANCE DOOR NEXT LOWES
1580 | GEORGESVILLE SQUARE DR | 43228-3694 | Not Required by DOW | ABC7209 | WILKINS | 975XL2 | RP | 0.750 | 3648754 | SPRINKLER SYSTEM IN SEPERATE HOTBOX AT REAR OF BLDG
1580 | GEORGESVILLE SQUARE DR | 43228-3694 | Active | ABC7395 | WILKINS | 975XL2 | RP | 0.750 | 3579889
1590 | GEORGESVILLE SQUARE DR | 43228-3694 | Active | 54556 | WATTS | 009M2QT | RP | 1.500 | 55488 | WEST WALL MECHANICAL ROOM
1590 | GEORGESVILLE SQUARE DR | 43228-3694 | Not Required by DOW | 3832276 | WILKINS | 975XL2 | RP | 1.000 | 3611965 | W WALL MECH RM, MECH RM OUSIDE
1650 | GEORGESVILLE SQUARE DR | 43228-3691 | Active | 54560 | WATTS | 009M2QT | RP | 1.500 | 55723 | WEST WALL MECHANICAL ROOM
1650 | GEORGESVILLE SQUARE DR | 43228-3691 | Not Required by DOW | 3879825 | WILKINS | 975XL | RP | 1.000 | 3607376 | WESTWALL OF MECHANICAL ROOM
1660 | GEORGESVILLE SQUARE DR | 43228-3691 | Active | 58029 | WATTS | 009M2QT | RP | 1.500 | 55757 | MECHANICAL ROOM REAR OF BUILDING
1660 | GEORGESVILLE SQUARE DR | 43228-3691 | Not Required by DOW | 82703 | WATTS | 009M2QT | RP | 1.000 | 55756 | MECHANICAL ROOM NEAR WATER METER
1660 | GEORGESVILLE SQUARE DR | 43228-3691 | Active | 52113 | WATTS | 007M2QT | DC | 1.500 | 55755 | MECHANICAL ROOM BESIDE WATER METER IN BACK OF KITCHEN BY WATER HEATER
1690 | GEORGESVILLE SQUARE RD | 43228-3691 | Active | 375798 | WATTS | 909M1QT | RP | 2.000 | 55841 | METER ROOM
1690 | GEORGESVILLE SQUARE RD | 43228-3691 | Not Required by DOW | CHE1681 | WILKINS | 950XLT2 | DC | 1.000 | 55840 | BEHIND BUILDING IN METER BUILDING - WITH WATER METER
1690 | GEORGESVILLE SQUARE RD | 43228-3691 | Not Required by DOW | W398636 | WILKINS | 975XL2 | RP | 0.500 | 99635 | BEHIND ICE MACHINE NEXT TO OFFICE
1690 | GEORGESVILLE SQUARE RD | 43228-3691 | Not Required by DOW | 07644 | WATTS | LF919QT | RP | 0.500 | 55839 | BY WATER HEATER
1690 | GEORGESVILLE SQUARE RD | 43228-3691 | Not Required by DOW | CB215351 | WILKINS | 720A | PVB | 1.000 | 93434 | IN ROOM BEHIND BLDG AT WATER METER
784 | GEORGIAN DR | 43228-2995 | Active | L58643 | WILKINS | 375 | RP | 3.000 | 3604483 | Boiler Room - Georgian Hgts. E. S.
784 | GEORGIAN DR | 43228-2995 | Active | 10031 | WATTS | 919QT | RP | 1.250 | 101328 | Boiler Room - Georgian Hgts. E. S.
784 | GEORGIAN DR | 43228-2995 | Active | 1140450211 | WATTS | 774 | DC | 6.000 | 102635 | IN PIT IN FRONT OF BUILDING - Georgian Hgts. E. S.
784 | GEORGIAN DR | 43228-2995 | Active | 17451 | WATTS | 007M1PCQT | DC | 0.750 | 102636 | IN PIT IN FRONT OF BUILDING - Georgian Hgts. E. S.
1520 | GERRARD AVE | 43212- | Active | ACA1463 | WILKINS | 975XL2 | RP | 1.500 | 3428503 | MECH ROOM
2329 | GERSHWIN AVE | 43123-3657 | Active | G212928 | WILKINS | 720A | PVB | 0.750 | 95380 | RIGHT SIDE OF HOUSE
2355 | GERSHWIN AVE | 43123-3657 | Active | H070307 | FEBCO | 765 | PVB | 1.000 | 58051 | REAR OF HSE
2475 | GERSHWIN AVE | 43123-3660 | Active | t417882 | WILKINS | 720A | PVB | 0.750 | 3616580 | LEFT SIDE FRONT
4596 | GERSHWIN CT | 43123-3653 | Active | G251869 | WILKINS | 720A | PVB | 0.750 | 98955 | FRONT LEFT OF HOME OUTSIDE
4601 | GERSHWIN CT | 43123-3653 | Active | A072752 | WILKINS | 720A | PVB | 0.750 | 64532 | LEFT HAND SIDE
1080 | GIBBARD AVE | 43201-3054 | LPS - Active |  |  |  | LPC |  | 3630009 | MID E UTLTY RM BY METER
1080 | GIBBARD AVE | 43201-3054 | Due Install |  |  |  | RP |  | 3428685 | MID E UTLTY RM AT METER
1133 | GIBBARD AVE | 43219-2436 | Active | 22380 | AMES | 2000B | DC | 0.750 | 103950 | E WAREHOUSE IN NW ROOM AT FIRE METER
1133 | GIBBARD AVE | 43219-2436 | Active | 3355672 | WILKINS | 975XL | RP | 1.500 | 101652 | OUTSIDE MECHANICAL ROOM E SIDE OF MAIN OFFICE
1133 | GIBBARD AVE | 43219-2436 | Active | 1721240610 | AMES | 3000SS | DCDA | 8.000 | 103949 | E WAREHOUSE IN NW ROOM AT FIRE METER
1241 | GIBBARD AVE | 43219-2438 | Not Required by DOW | 08777 | WATTS | 919AQT | RP | 1.000 | 100679 | WATER TREATMENT ROOM
1241 | GIBBARD AVE | 43219-2438 | Not Required by DOW | 76196 | WATTS | 919QT | RP | 0.750 | 54394 | OLD BOILER ROOM
1241 | GIBBARD AVE | 43219-2438 | Active | N3679 | CONBRACO | 4020C02 | RP | 6.000 | 54392 | NORTHWEST CORNER OF BUILDING
1241 | GIBBARD AVE | 43219-2438 | Not Required by DOW | B095334 | WILKINS | 375XL | RP | 1.500 | 54393 | CEILING BY BOILER, BY TANKS
1241 | GIBBARD AVE | 43219-2438 | Not Required by DOW | 88686 | WATTS | 909M1QT | RP | 2.000 | 96664 | CHEMICAL STORAGE ROOM
1241 | GIBBARD AVE | 43219-2438 | Not Required by DOW | 057414 | WATTS | LF007M1QT | DC | 0.750 | 54396 | CHEMICAL ROOM
1241 | GIBBARD AVE | 43219-2438 | Not Required by DOW | A19788 | WATTS | 009QT | RP | 2.000 | 54395 | NORTH SIDE OF BUILDING BOILER ROOM
1250 | GIBBARD AVE | 43219-2462 | Active | W434606 | WILKINS | 975XL2 | RP | 0.500 | 3428687
380 | GILBERT ST | 43205-2307 | Due Install |  |  |  | RP |  | 3428779
994 | GILBERT ST | 43206-1570 | Not Required by DOW |  |  |  | RP |  | 3428912
8890 | GILG ST | 43054-7066 | Active | G081007 | WILKINS | 720A | PVB | 0.750 | 92809 | REAR OF HOUSE
8900 | GILG ST | 43054-9089 | Active | CB083090 | WILKINS | 720A | PVB | 0.750 | 3594543 | RIGHT SIDE
8910 | GILG ST | 43054-9089 | Active | G242191 | WILKINS | 720A | PVB | 0.750 | 98552 | LEFT SIDE
8920 | GILG ST | 43054-9089 | Active | 301634 | WATTS | 800QT | PVB | 0.750 | 91267 | RIGHT FRONT
8930 | GILG ST | 43054-9089 | Active | T178846 | WILKINS | 720A | PVB | 0.750 | 3594544 | LEFT SIDE
8950 | GILG ST | 43054-9089 | Active | CB655545 | WILKINS | 720A | PVB | 0.750 | 3592178 | RIGHT SIDE
8960 | GILG ST | 43054-9089 | Active | T315351 | WILKINS | 720A | PVB | 0.750 | 88773 | LEFT SIDE OF HOUSE
4886 | GILLINGHAM WAY | 43017-8643 | Active | AA5311 | FEBCO | 765 | PVB | 1.000 | 65342 | LEFT SIDE
4887 | GILLINGHAM WAY | 43017-8644 | Active | CB582993 | WILKINS | 720A | PVB | 0.750 | 65346 | LEFT FRONT
4895 | GILLINGHAM WAY | 43017-8644 | Active | F17735 | FEBCO | 765 | PVB | 1.000 | 65368 | LEFTSIDE
4902 | GILLINGHAM WAY | 43017-8643 | Active | CB072693 | WILKINS | 720A | PVB | 0.750 | 3607357 | RIGHT FRONT
4903 | GILLINGHAM WAY | 43017-8644 | Active | T273058 | WILKINS | 720A | PVB | 0.750 | 88623 | RIGHT SIDE OF HOUSE
4910 | GILLINGHAM WAY | 43017-8654 | Active | T047848 | WILKINS | 720A | PVB | 0.750 | 65404 | LEFT FRONT
4911 | GILLINGHAM WAY | 43017-8644 | Active | 113560 | FEBCO | 765 | PVB | 1.000 | 65406 | LEFTSIDE
4918 | GILLINGHAM WAY | 43017-8654 | Active | A135573 | WILKINS | 720A | PVB | 0.750 | 65420 | LEFT SIDE OF HOME
4919 | GILLINGHAM WAY | 43017-8644 | Active | H142750 | FEBCO | 765 | PVB | 1.000 | 98455 | RIGHT SIDE OF HOUSE
4926 | GILLINGHAM WAY | 43017-8654 | Active | H238088 | FEBCO | 765 | PVB | 0.750 | 65437 | LEFT SIDE OF HOUSE
4927 | GILLINGHAM WAY | 43017-8644 | Active | 468123 | APOLLO/CONBRACO | 4050402 | PVB | 0.750 | 102868 | RIGHT SIDE OF HOUSE
4934 | GILLINGHAM WAY | 43017-8654 | Active | A008716 | WILKINS | 720A | PVB | 0.750 | 65452 | LEFT OF FRONT DOOR
4935 | GILLINGHAM WAY | 43017-8644 | Active | ABA5448 | WILKINS | 975XL2 | RP | 0.750 | 65455 | RIGHT FRONT
4943 | GILLINGHAM WAY | 43017-8644 | Active | H495926 | FEBCO | 765 | PVB | 0.750 | 95581 | RIGHT SIDE
4951 | GILLINGHAM WAY | 43017-8644 | Active | H142512 | FEBCO | 765 | PVB | 1.000 | 65497 | RIGHT SIDE OF HOUSE
8366 | GILMERTON CT | 43017-9505 | Active | 56368 | FEBCO | 765 | PVB | 1.000 | 73763 | FRONT OF HOUSE
8369 | GILMERTON CT | 43017-9505 | Active | 15306 | FEBCO | 765 | PVB | 1.000 | 73764 | FRONT RIGHT OF FRONT DOOR
3066 | GILRIDGE DR | 43026-6921 | Active | T462633 | WILKINS | 720A | PVB | 0.750 | 103599
3074 | GILRIDGE DR | 43026-6921 | Active | CB026878 | WILKINS | 720 | PVB | 0.750 | 3597998 | LEFT HAND SIDE OF HOUSE
2046 | GINGERWOOD CT | 43123-3690 | Active | DK5501 | FEBCO | 765 | PVB | 0.750 | 57104 | LEFT CENTER
2047 | GINGERWOOD CT | 43123-3687 | Active | 19929 | FEBCO | 765 | PVB | 0.750 | 57105 | NW FIRE OF HOUSE
2087 | GINGERWOOD CT | 43123-3687 | Active | CB082974 | WILKINS | 720A | PVB | 0.750 | 3585892 | RIGHT SIDE
2112 | GINGERWOOD CT | 43123-3671 | Active | G242323 | WILKINS | 720A | PVB | 0.750 | 99834 | LEFT SIDE
2131 | GINGERWOOD CT | 43123-3687 | Active | 813680 | WILKINS | 720A | PVB | 0.750 | 57405 | SIDE OF HSE
2164 | GINGERWOOD CT | 43123-3671 | Active | G217754 | WILKINS | 720A | PVB | 0.750 | 96132 | Left Side
2176 | GINGERWOOD CT | 43123-3671 | Active | 301040 | WILKINS | 420 | PVB | 1.000 | 57521 | EAST SIDE
4998 | GIOVANNI CT | 43123 | Active | T339442 | WILKINS | 720A | PVB | 0.750 | 3632884 | RIGHT SIDE
5003 | GIOVANNI CT | 43123 | Active | CB655554 | WILKINS | 720A | PVB | 0.750 | 3614918 | LEFT FRONT
5033 | GIOVANNI CT | 43123 | Active | CB325637 | WILKINS | 720A | PVB | 0.750 | 3616856 | LEFT SIDE
5053 | GIOVANNI CT | 43123 | Active | CB325685 | WILKINS | 720A | PVB | 0.750 | 3616934 | RIGHT SIDE
5063 | GIOVANNI CT | 43123 | Active | T414655 | WILKINS | 720 | PVB | 0.750 | 3614919
3615 | GLACIAL LN | 43123 | Active | 104872 | WATTS | 007QT | DC | 0.500 | 3649985
3615 | GLACIAL LN | 43123 | Active | 144569 | WATTS |  | DCDA | 8.000 | 3649984
3615 | GLACIAL LN | 43123 | Active | 11559 | WATTS | LF009 | RP | 3.000 | 3649983
3655 | GLACIAL LN | 43123 | Active | CB615942 | WILKINS | 720A | PVB | 0.750 | 3648432 | LEFT CENTER
7115 | GLACIER RIDGE BL | 43017 | Active | T081685 | WILKINS | 720A | PVB | 0.750 | 101551 | RIGHT SIDE
7120 | GLACIER RIDGE BL | 43017 | Active | CB030174 | WILKINS | 720A | PVB | 0.750 | 103454 | LEFT FRONT
7128 | GLACIER RIDGE BL | 43017 | Active | T096981 | WILKINS | 720A | PVB | 0.750 | 102167 | LEFT SIDE
7144 | GLACIER RIDGE BL | 43017 | Active | T096882 | WILKINS | 720A | PVB | 0.750 | 102870 | LEFT SIDE
7104 | GLACIER RIDGE BLVD | 43017-7035 | Active | T188448 | WILKINS | 720A | PVB | 0.750 | 3608147 | RIGHT SIDE OF HOUSE
7107 | GLACIER RIDGE BLVD | 43017 | Active | 027020 | WATTS | 800M4QT | PVB | 1.000 | 3601534
7112 | GLACIER RIDGE BLVD | 43017-7035 | Active | G215741 | WILKINS | 720A | PVB | 0.750 | 97402 | LEFT FRONT
7136 | GLACIER RIDGE BLVD | 43017 | Active | T066553 | WILKINS | 720A | PVB | 0.750 | 101456 | RIGHT SIDE
4068 | GLADMAN AVE | 43123- | Active | B05056 | WATTS | 009M2PCQT | RP | 0.750 | 98740 | IN RESTROOM IN NEW BUILDING AT 4068 GLADMAN AVE.
1965 | GLADSTONE AVE | 43211-2549 | Active | 4791747 | WILKINS | 975XL2 | RP | 0.750 | 56785 | BOILER ROOM, Gladstone E.S.
1965 | GLADSTONE AVE | 43211-2549 | Due Install |  |  |  | RP |  | 3638036 | BOILER ROOM, Gladstone E.S.
7676 | GLANMORE CT | 43017-2647 | Active | 898078 | FEBCO | 765 | PVB | 0.750 | 90373 | RIGHT FRONT
7694 | GLANMORE CT | 43017-2647 | Active | CB629136 | WILKINS | 720A | PVB | 0.750 | 90374 | FRONT RIGHT OF DOOR
7706 | GLANMORE CT | 43017-2647 | Active | F082553 | WILKINS | 720A | PVB | 0.750 | 92216 | RIGHT FRONT
7721 | GLANMORE CT | 43017-2647 | Active | 902982 | WILKINS | 720A | PVB | 0.750 | 90375 | RIGHT SIDE OF HOUSE
7727 | GLANMORE CT | 43017-2647 | Active | 32637 | WATTS | 800M4QT | PVB | 1.000 | 72639 | RIGHT SIDE OF HOUSE
4789 | GLANSTONBURY CT | 43026-8655 | Active | T415319 | WILKINS | 720A | PVB | 0.750 | 65047 | RIGHT FRONT
4799 | GLANSTONBURY CT | 43026-8655 | Active | G186052 | WILKINS | 720A | PVB | 0.750 | 92259 | LEFT SIDE
4801 | GLANSTONBURY CT | 43026-8655 | Active | H092517 | FEBCO | 765 | PVB | 1.000 | 65109 | OUTSIDE
4680 | GLANSTONBURY DR | 43026-8651 | Active | CB073801 | WILKINS | 720A | PVB | 0.750 | 64783 | LEFT SIDE
4723 | GLANSTONBURY DR | 43026-8654 | Active | W034646 | WILKINS | 720A | PVB | 0.750 | 64879 | RIGHT SIDE OF HOUSE
4733 | GLANSTONBURY DR | 43026-8654 | Active | CAB79247 | WILKINS | 720A | PVB | 0.750 | 64906 | LEFT FRONT
4745 | GLANSTONBURY DR | 43026-8654 | Active | 279588 | WILKINS | 720A | PVB | 0.750 | 64935 | OUTSIDE
4753 | GLANSTONBURY DR | 43026-8654 | Active | 279696 | WILKINS | 720A | PVB | 0.750 | 64959 | LEFT SIDE OF HOUSE
4781 | GLANSTONBURY DR | 43026-8654 | Active | 32996 | WATTS | 800M4QT | PVB | 0.750 | 65041 | WEST SIDE OF HOUSE
6707 | GLASIN CT | 43016 | Active | 411662 | WILKINS | 420 | PVB | 0.750 | 103069 | LEFT SIDE
6708 | GLASIN CT | 43016 | Active | CB011495 | WILKINS | 720A | PVB | 0.750 | 103538 | RIGHT SIDE
6715 | GLASIN CT | 43016 | Active | T074586 | WILKINS | 720A | PVB | 0.750 | 102624 | RIGHT SIDE
6716 | GLASIN CT | 43016-6150 | Active | H652364 | FEBCO | 765 | PVB | 0.750 | 93396 | RIGHT SIDE OF HOUSE EAST
6724 | GLASIN CT | 43016-6150 | Active | G213899 | WILKINS | 720A | PVB | 0.750 | 96163 | RIGHT SIDE NORTH
8837 | GLASSFORD N CT | 43017-8337 | Active | H088451 | FEBCO | 765 | PVB | 0.750 | 74347 | LEFT SIDE OF HOUSE REAR
8848 | GLASSFORD N CT | 43017-8338 | Active | T209649 | WILKINS | 720A | PVB | 1.000 | 3610086 | LEFT FRONT
8861 | GLASSFORD N CT | 43017-8337 | Active | 501672 | WILKINS | 720A | PVB | 0.750 | 74366 | LEFT HAND SIDE
8873 | GLASSFORD N CT | 43017-8337 | Active | H495012 | FEBCO | 765 | PVB | 0.750 | 97464 | LEFT SIDE OF HOUSE
8894 | GLASSFORD N CT | 43017 | Active | F084736 | WILKINS | 720A | PVB | 0.750 | 74388 | RIGHT FRONT
8757 | GLASSFORD S CT | 43017-8336 | Active | A107207 | WATTS | 720A | PVB | 0.750 | 74254 | LEFT FRONT
8764 | GLASSFORD S CT | 43017-8795 | Active | AE0759 | FEBCO | 765 | PVB | 0.750 | 74261 | RIGHT SIDE OF HOUSE
8786 | GLASSFORD S CT | 43017-8795 | Active | 153541 | WATTS | 800QT | PVB | 0.750 | 74280 | LEFT SIDE OF HOUSE
8809 | GLASSFORD S CT | 43017-8336 | Active | G262867 | WILKINS | 720A | PVB | 1.000 | 90377 | RIGHT SIDE OF THE HOUSE
894 | GLEN ROCK DR | 43081-5578 | Active | CB333305 | WILKINS | 720A | PVB | 0.750 | 3429513 | left side of house
8391 | GLEN TANAR CT | 43017-9557 | Active | T591758 | WILKINS | 720A | PVB | 1.000 | 73778 | FRONT LEFT OF DOOR BY GARAGE
5049 | GLENAIRE DR | 43017-9479 | Active | 38862 | WATTS |  | PVB | 1.000 | 3429532 | OUTSIDE
5097 | GLENAIRE DR | 43017-9479 | Active | F031619 | WILKINS | 720A | PVB | 0.750 | 98395 | FRONT OF HOUSE
5100 | GLENAIRE DR | 43017-9478 | Active | A168603 | WILKINS | 720A | PVB | 0.750 | 3429535 | LEFT SIDE
5145 | GLENAIRE DR | 43017-9479 | Active | T154925 | WILKINS | 720A | PVB | 1.000 | 66120 | RIGHT SIDE OF HOUSE
5148 | GLENAIRE DR | 43017- | Active | 06967 | WATTS | 919AQT | RP | 1.000 | 66127 | AT ENTRANCE BY N WALL AT METER BOX
5152 | GLENAIRE DR | 43017-9478 | Active | G152421 | WILKINS | 720A | PVB | 0.750 | 92206 | LEFT REAR
5646 | GLENBERVIE CT | 43017-9774 | Active | AC3423 | FEBCO | 825Y | RP | 1.000 | 67484 | MECHANICAL RM, BASEMENT (SERIAL # AC3423)
5678 | GLENBERVIE CT | 43017-9774 | Active | A082383 | WILKINS | 720A | PVB | 0.750 | 67583 | LEFT SIDE OF FRONT DOOR
5415 | GLENCHESTER DR | 43119- | Active | 49713 | WATTS | 007QT | DC | 0.750 | 66869 | METER PIT NORTH END OF COMPLEX BUILDING #11
5415 | GLENCHESTER DR | 43119- | Active | 1136230501 | AMES | 3000SS | DCDA | 6.000 | 66868 | METER PIT NORTH END OF COMPLEX BUILDING #11
5487 | GLENCHESTER DR | 43119- | Due Install |  |  |  | RP | 3.000 | 3429749
5487 | GLENCHESTER DR | 43119- | Due Install |  |  |  | DCDA | 6.000 | 3650240
80 | GLENCOE RD | 43214-3710 | Active | AD9426 | FEBCO | 765 | PVB | 0.750 | 90378 | RIGHT SIDE OF DOOR
2282 | GLENCROFT DR | 43026-7140 | Active | CB263445 | WILKINS | 720A | PVB | 0.750 | 90379 | FRONT RIGHT
4744 | GLENCROSS CT | 43123-8711 | Active | CB026916 | WILKINS | 720A | PVB | 0.750 | 103325 | FRONT LEFT SIDE
8202 | GLENCULLEN CT | 43017-8637 | Active | BB3119 | FEBCO | 765 | PVB | 0.750 | 73508 | RIGHTSIDE
8209 | GLENCULLEN CT | 43017-8637 | Active | T251988 | WILKINS | 720A | PVB | 1.000 | 73517 | LEFT SIDE OF HOUSE
8217 | GLENCULLEN CT | 43017-8637 | Active | 7550 | FEBCO | 765 | PVB | 1.000 | 73540 | NORTH SIDE OF HOUSE
8218 | GLENCULLEN CT | 43017-8637 | Active | H580701 | FEBCO | 765 | PVB | 0.750 | 103713 | RIGHT SIDE
8226 | GLENCULLEN CT | 43017-8637 | Active | 181234 | WILKINS | 420 | PVB | 1.000 | 73560 | left side of house
8233 | GLENCULLEN CT | 43017-8637 | Active | G080919 | WILKINS | 720A | PVB | 0.750 | 90991 | RIGHT SIDE OF HOUSE
8234 | GLENCULLEN CT | 43017-8637 | Active | 115752 | WATTS | 800M4QT | PVB | 0.750 | 73575 | LEFT SIDE
1034 | GLENDALE AVE | 43212-3429 | Not Required by DOW | [5 empty] | 3429864
1050 | GLENDALE AVE | 43212-3429 | Active | CB027171 | WILKINS | 720A | PVB | 0.750 | 3429867 | RIGHT SIDE OF HOUSE
5826 | GLENDAVON CT | 43016 | Active | T205237 | WILKINS | 720A | PVB | 0.750 | 3611272 | Right Side
5834 | GLENDAVON CT | 43016 | Active | CB489330 | WILKINS | 720 | PVB | 0.750 | 3615077 | LEFT SIDE OF HOUSE
5845 | GLENDAVON CT | 43016 | Active | CB544520 | WILKINS | 720 | PVB | 0.750 | 3615225 | LEFT SIDE OF HOUSE
5741 | GLENDAVON LOOP | 43016- | Active | T034165 | WILKINS | 720A | PVB | 0.750 | 99952 | 10 RIGHT OF FRONT DOOR
5746 | GLENDAVON LOOP | 43016 | Active | 362501 | WATTS | 800M4FR | PVB | 0.750 | 101454 | RIGHT SIDE OF HOME
5749 | GLENDAVON LOOP | 43016- | Active | G1215749 | WILKINS | 720A | PVB | 0.750 | 97450 | FRONT RIGHT OF FRONT DOOR
5757 | GLENDAVON LOOP | 43016 | Active | T034278 | WILKINS | 720A | PVB | 0.750 | 99951 | 6 FEET RIGHT OF FRONT DOOR
5765 | GLENDAVON LOOP | 43016-6156 | Active | G500446 | WILKINS | 720A | PVB | 1.000 | 95731 | RIGHT REAR BY A/C IN BUSHES
5768 | GLENDAVON LOOP | 43016 | Active | CB323893 | WILKINS | 720A | PVB | 0.750 | 3602347 | RIGHT SIDE OF THE HOUSE
5773 | GLENDAVON LOOP | 43016 | Active | CB602895 | WILKINS | 720A | PVB | 0.750 | 3602688 | LEFT SIDE
5784 | GLENDAVON LOOP | 43016-6155 | Active | H577513 | FEBCO | 765 | PVB | 1.000 | 95428 | RIGHT SIDE
5792 | GLENDAVON LOOP | 43016-6155 | Active | G044138 | WILKINS | 720A | PVB | 0.750 | 91868 | LEFT SIDE
5797 | GLENDAVON LOOP | 43016 | Active | T083953 | WILKINS | 720A | PVB | 0.750 | 101997 | FRONT LEFT
5800 | GLENDAVON LOOP | 43016-6155 | Active | T034219 | WILKINS | 720A | PVB | 0.750 | 100003 | RIGHT SIDE
5808 | GLENDAVON LOOP | 43016- | Active | H68772 | FEBCO | 765 | PVB | 1.000 | 101133 | RIGHT HAND SIDE OF HOUSE
5821 | GLENDAVON LOOP | 43016-6156 | Active | H527356 | FEBCO | 765 | PVB | 0.750 | 96071 | LEFT SIDE REAR BY AC
5731 | GLENDAVON PL | 43016 | Active | T147026 | WILKINS | 720A | PVB | 0.750 | 3603429 | LEFT FRONT
5738 | GLENDAVON PL | 43016-6158 | Active | G214867 | WILKINS | 720A | PVB | 0.750 | 95345 | RIGHT SIDE MIDDLE
5747 | GLENDAVON PL | 43016-6159 | Active | G124393 | WILKINS | 720A | PVB | 0.750 | 95307 | RIGHT FRONT
5754 | GLENDAVON PL | 43016-6158 | Active | H514888 | FEBCO | 765 | PVB | 0.750 | 96414 | RIGHT SIDE OF HOUSE
5762 | GLENDAVON PL | 43016 | Active | T362149 | WILKINS | 720A | PVB | 0.750 | 3613886
5769 | GLENDAVON PL | 43016 | Active | CB325677 | WILKINS | 720A | PVB | 0.750 | 3616860 | LEFT SIDE OF THE HOUSE
5770 | GLENDAVON PL | 43016 | Active | CB325170 | WILKINS | 720A | PVB | 0.750 | 3616859 | RIGHT SIDE OF HOUSE
5778 | GLENDAVON PL | 43016 | Active | T230498 | WILKINS | 720A | PVB | 0.750 | 3615223 | RIGHT SIDE
5785 | GLENDAVON PL | 43016 | Active | CB424403 | WILKINS | 720 | PVB | 0.750 | 3616777 | LEFT SIDE OF HOUSE
5786 | GLENDAVON PL | 43016 | Active | CB092825 | WILKINS | 720A | PVB | 0.750 | 3618102 | RIGHT SIDE OF HOUSE
5793 | GLENDAVON PL | 43016 | Active | CB289653 | WILKINS | 720A | PVB | 0.750 | 3619816 | LEFT SIDE OF THE HOUSE
5794 | GLENDAVON PL | 43016 | Active | T223485 | WILKINS | 720A | PVB | 0.750 | 3613824
5801 | GLENDAVON PL | 43016 | Active | CB489400 | WILKINS | 720A | PVB | 1.000 | 3613826 | RGHT FRONT
5555 | GLENDON CT | 43016-3304 | Active | 3FK0798 | AMES | 3000SS | DCDA | 6.000 | 67260 | NORTH MECH/RISER ROOM
5555 | GLENDON CT | 43016-3304 | Not Required by DOW | 283024 | WATTS | 909HWM1QT | RP | 2.000 | 67258 | PENTHOUSE MECH ROOM IN CEILING
5555 | GLENDON CT | 43016-3304 | LPS - Active |  |  |  | LPC |  | 3632830 | NORTH MECH/RISER RM ON FIRE
5555 | GLENDON CT | 43016-3304 | Active | 0382 | WILKINS | 375ASTR | RP | 2.50 | 101085 | NORTH MECH/RISER RM AT WATER METER TOP DEVICE
5555 | GLENDON CT | 43016-3304 | Not Required by DOW | 08773 | WATTS | 919QT | RP | 1.500 | 95123 | SPRINKLER VALVE ROOM
5555 | GLENDON CT | 43016-3304 | Active | B05184 | WILKINS | 975 | RP | 2.500 | 67262 | NORTH MECH/RISER RM AT WATER METER BOTTOM DEVICE
5555 | GLENDON CT | 43016-3304 | Active | 43798 | WATTS | 007QT | DC | 0.750 | 67261 | NORTH MECH/RISER ROOM
8394 | GLENEAGLES CT | 43017-9728 | Active | HD0517 | FEBCO | 765 | PVB | 1.000 | 90382 | FRONT ALONG GARAGE WALL
8419 | GLENEAGLES CT | 43017-9728 | Active | BB4654 | FEBCO | 765 | PVB | 0.750 | 90383 | LEFT FRONT
5952 | GLENFINNAN CT | 43017-9760 | Active | 179027 | WATTS | 009QT | RP | 0.750 | 68395 | BASEMENT AT WATER METER
5988 | GLENFINNAN CT | 43017-9760 | Active | 28903 | FEBCO | 765 | PVB | 1.000 | 68477 | RIGHT SIDE OF HOUSE
5999 | GLENFINNAN CT | 43017-9760 | Active | 209125 | WILKINS | 720A | PVB | 0.750 | 68499 | LT HSE
6007 | GLENFINNAN CT | 43017-9760 | Active | 371696 | WILKINS | 720A | PVB | 1.000 | 68685 | RIGHT SIDE OF HOUSE-****DUPLICATE-PREFIXED W/ "Z"******
6012 | GLENFINNAN CT | 43017-9760 | Active | 25003 | RAINBIRD | 100 | PVB | 1.000 | 68704 | AT METER IN BASEMENT
6024 | GLENFINNAN CT | 43017-9760 | Active | 10853 | FEBCO | 765 | PVB | 1.000 | 68727 | FRONT OF HOUSE LEFT OF FRONT DOOR
6031 | GLENFINNAN CT | 43017-9760 | Active | G223449 | WILKINS | 720A | PVB | 0.750 | 96152 | LEFT FRONT
6036 | GLENFINNAN CT | 43017-9760 | Active | B065918 | WATTS | 800M4QT | PVB | 1.000 | 68762 | RIGHTSIDE OF HOUSE
6829 | GLENGARRY CT | 43235-2183 | Active | AK0755 | FEBCO | 765 | PVB | 0.750 | 90384 | RIGHT SIDE
8680 | GLENLIVEN CT | 43017-9476 | Active | AH0016 | FEBCO | 765 | PVB | 1.000 | 74178 | RIGHT SIDE REAR
8740 | GLENLIVEN CT | 43017-9476 | Active | T404616 | WILKINS | 720A | PVB | 0.750 | 3430109
40 | GLENMONT AVE | 43214-3204 | Active | H245095 | FEBCO | 765 | PVB | 0.750 | 95102 | REAR OF HOME
459 | GLENMONT AVE | 43214-3209 | Active | 419744 | WATTS | 009QT | RP | 0.500 | 3430439
470 | GLENMONT AVE | 43214-3210 | Active | 278571 | WATTS | LF009M2QT | RP | 1.000 | 64826 | BOILER ROOM, Glenmont E.S.
667 | GLENMONT AVE | 43214-3211 | Active | G217316 | WILKINS | 720A | PVB | 0.750 | 97447 | RIGHT SIDE
673 | GLENMONT AVE | 43214-3211 | Active | 672293 | Wilkins | 720A | PVB | 0.750 | 3430477
1200 | GLENN AVE | 43212-3279 | Active | G213422 | WILKINS | 720A | PVB | 0.750 | 97131 | RIGHT SIDE OF HOUSE
1352 | GLENN AVE | 43212-3281 | Active | T345443 | WILKINS | 720A | PVB | 0.750 | 3430580 | RIGHT FRONT
1356 | GLENN AVE | 43212-3281 | Active | T231434 | WILKINS | 720A | PVB | 0.750 | 3430581 | LEFT FRONT
1443 | GLENN AVE | 43212-6701 | Active | T417720 | WILKINS | 720A | PVB | 0.750 | 88738 | LEFT SIDE OF HOUSE
1617 | GLENN AVE | 43212-2342 | Active | T239972 | WILKINS | 720A | PVB | 0.750 | 3430641 | FRONT OF 1619
1639 | GLENN AVE | 43212-2342 | Active | 302220 | WATTS | 800QT | PVB | 0.750 | 96950 | front middle of bldg
1826 | GLENN AVE | 43212-1114 | Active | H500855 | FEBCO | 765 | PVB | 0.750 | 97063 | LEFT SIDE OF HOUSE
1835 | GLENN AVE | 43212-1115 | Active | T378020 | WILKINS | 720A | PVB | 0.750 | 3430671 | RIGHT SIDE OF THE HOUSE
1866 | GLENN AVE | 43212-1114 | Active | 37162 | WATTS | 800M2QT | PVB | 1.000 | 90386 | RIGHT SIDE OF HOUSE
1869 | GLENN AVE | 43212-1115 | Not Required by DOW | 393187 | APOLLO/CONBRACO | PVB | PVB | 0.750 | 102491 | FRONT OF HOUSE
1869 | GLENN AVE | 43212-1115 | Not Required by DOW | H25160 | FEBCO | 825Y | RP | 0.750 | 3629848 | IN BASEMENT AT WATER POWERED SUMP PUMP
1869 | GLENN AVE | 43212-1115 | Active | 4527498 | WILKINS | 975XL | RP | 0.750 | 3630122 | In basement st the water meter
1874 | GLENN AVE | 43212-1114 | Active | CB607434 | WILKINS | 720A | PVB | 0.750 | 3430678 | RIGHT SIDE OF THE HOUSE
3030 | GLENRICH PKWY | 43221-2523 | Active | T424709 | WILKINS | 720A | PVB | 0.750 | 3650621 | BACK SIDE
3131 | GLENRICH PKWY | 43221-2638 | Active | T240219 | WILKINS | 720A | PVB | 0.750 | 90388 | BACK OF HOUSE
3144 | GLENRICH PKWY | 43221-2639 | Active | 336833 | WATTS | 800M4FR | PVB | 0.750 | 90389 | LEFT SIDE
3147 | GLENRICH PKWY | 43221-2638 | Active | CB583014 | WILKINS | 720A | PVB | 0.750 | 94655 | LEFT SIDE
3170 | GLENRICH PKWY | 43221-2668 | Active | 772543 | WATTS | 800M4FR | PVB | 1.000 | 92930 | NEAR FRONT DOOR
3096 | GLENRICH PKWY UNIT Y | 43221-2523 | Active | CB085980 | FEBCO | 765 | PVB | 1.000 | 59952 | OUTSIDE SOUTH SIDE OF RESIDENCE (RIGHT)
6100 | GLENWORTH CT | 43119-8559 | Active | T417994 | WILKINS | 720A | PVB | 0.750 | 69000 | RIGHT SIDE
6112 | GLENWORTH CT | 43119-8559 | Active | G046621 | WILKINS | 720A | PVB | 0.750 | 90902 | LEFT SIDE
6161 | GLENWORTH CT | 43119-8559 | Active | G215234 | WILKINS | 720A | PVB | 0.750 | 96903 | RIGHT SIDE
6166 | GLENWORTH CT | 43119-8559 | Active | CB205786 | WILKINS | 720A | PVB | 0.750 | 69207 | FRONT OF HOUSE
6174 | GLENWORTH CT | 43119-8559 | Active | T188144 | WILKINS | 720A | PVB | 0.750 | 3609723 | RIGHT SIDE OF HOUSE
5300 | GLICK RD | 43017-9401 | Due Install |  |  |  | DCDA | 6.000 | 3651724 | IN PIT W OF GLICK RD ENTRANCE
5300 | GLICK RD | 43017-9401 | Active | ABN9142 | WILKINS | 975XL | RP | 1.000 | 3651723 | S SW BASMNT OF OLD HSE PART AT WATER METER
5300 | GLICK RD | 43017-9401 | Not Required by DOW | HG32679 | FEBCO | 765 | PVB | 1.000 | 66617 | LEFT FRONT -S SW OF OLDER HSE BY GAS MTR WEST SIDE OF BUILDING
6716 | GLICK RD | 43017- | Active | 018229 | WATTS | LF909M1QT | RP | 2.000 | 3635426 | BSMNT AT WATER METER
6716 | GLICK RD | 43017- | Not Required by DOW | 4685114 | WILKINS | 975XL2 | RP | 2.000 | 88754 | IN BASEMENT OF MECH ROOM AT POOL FOR POOL FILL
2653 | GLOBAL CT | 43125 | Active | VF-0205 | AMES | 500GV | RPDA | 8.000 | 3651702 | HOT BOX OFF ALUM CREEK
2653 | GLOBAL CT | 43125 | Active | 182550 | WATTS | LF919QT | RP | 2.000 | 3651701 | HEATED ENCLOSURE OFF ALUM CREEK
2653 | GLOBAL CT | 43125 | Active | 91094 | WATTS | LF919QT | RP | 0.750 | 3651729 | HOT BOX OFF ALUM CREEK
4174 | GLYNWATER LN | 43026-6220 | Active | H493376 | FEBCO | 765 | PVB | 0.750 | 92526 | LEFT SIDE OF HOUSE
4175 | GLYNWATER LN | 43026 | Active | CB653415 | WILKINS | 720A | PVB | 0.750 | 3621163 | RIGHT SIDE OF HOUSE
4188 | GLYNWATER LN | 43026 | Active | CB653220 | WILKINS | 720A | PVB | 0.750 | 3621444 | RIGHT SIDE OF HOUSE
4189 | GLYNWATER LN | 43026 | Active | CB655377 | WILKINS | 720A | PVB | 0.750 | 3619821 | RIGHT SIDE OF HOUSE
4195 | GLYNWATER LN | 43026 | Active | T361572 | WILKINS | 720A | PVB | 0.750 | 3618435 | LEFT SIDE
4211 | GLYNWATER LN | 43026 | Active | T386405 | Wilkins | 720A | PVB | 0.750 | 3622772 | Right Side of House
4311 | GLYNWATER LN | 43026-6220 | Active | H687495 | FEBCO | 765 | PVB | 0.750 | 102451 | RIGHT SIDE
4325 | GLYNWATER LN | 43026 | Active | H833157 | FEBCO | 765 | PVB | 0.750 | 3601072 | LEFT SIDE OF HOUSE
5120 | GODOWN RD | 43220-7202 | Active | 22646 | WATTS | LF919QT | RP | 1.500 | 3431035 | METER ROOM
5141 | GODOWN RD | 43220- | Active | 749004 | WATTS | 800M4FR | PVB | 1.000 | 66115 | UNDER WEST END OF STADIUM - Centennial H. S.
5141 | GODOWN RD | 43220- | Active | 3415409 | WILKINS | 975XLTCU | RP | 0.750 | 66114 | BOILER ROOM - Centennial H. S.
5227 | GODOWN RD | 43235-4023 | Active | 4680492 | WILKINS | 975XL | RP | 0.750 | 66458 | IN MECHANICAL ROOM
5240 | GODOWN RD | 43235-4024 | Due Install |  |  |  | RP | 1.500 | 3431036 | AT WATER METER IN 5250 IN WOOD CABINET IN OFFICE
5261 | GODOWN RD | 43235 | Active | 1161730216 | WATTS | 774 | DC | 6.000 | 3619738 | PIT AT GODOWN NE CORNER
5261 | GODOWN RD | 43235 | Active | PH2712 | WATTS | 957 | RP | 3.000 | 3619737 | HOT BOX AT PIT N OF GARAGES ON GODOWN
5261 | GODOWN RD | 43235 | Not Required by DOW | 65837 | WATTS | 919QT | RP | 0.750 | 3618526 | POOL EOMT RM IN CLUB HOUSE @ 1500 BRAETON PKWY
5261 | GODOWN RD | 43235 | Active | 24736 | WATTS | 007M1PCQT | DC | 0.750 | 3619739 | PIT AT GODOWN NE CORNER (JUST S OF CAR REPAIR)
5640 | GODOWN RD | 43235-7546 | Active | 3918884 | WILKINS | 975 | RP | 0.750 | 92098 | RIGHT SIDE OF HOUSE
5683 | GODOWN RD | 43235-7547 | Active | 103984 | WATTS | LF009M2QT | RP | 1.500 | 3653528 | 30FT W/W GODOWN RD IN HOT BOX THIS ADDRESS
5769 | GODOWN RD | 43235- | Active | 255421 | WILKINS | 975 | RP | 1.250 | 67891 | MECH RM-MAKEUP FOR HEAT SYSTEM & TEMPER WATER FOR STEAM BLOWDOWN
5769 | GODOWN RD | 43235- | Active | 14137 | WATTS | 909M1QT | RP | 1.50 | 67892 | MECHANICAL ROOM--NON-POTABLE COLD WATER
5769 | GODOWN RD | 43235- | Active | 02575 | WATTS | 909M1QT | RP | 2.000 | 67893 | MECHANICAL ROOM -- COLD WATER MAKE UP FOR DOMESTIC HOT WTR
5769 | GODOWN RD | 43235- | Active | 287002 | WILKINS | 950 | DC | 2.000 | 67894 | BOILER ROOM--FIRE PROTECTION LIMITED AREA
5769 | GODOWN RD | 43235- | Active | 316810 | WILKINS | 975 | RP | 1.000 | 67895 | MECHANICAL ROOM--SOUTH WALL
5769 | GODOWN RD | 43235- | Active | 316853 | WILKINS | 975 | RP | 1.000 | 67896 | MECHANICAL ROOM -- ANIMAL WATER SYSTEM
5769 | GODOWN RD | 43235- | Active | 039999 | WATTS | 800M4QT | PVB | 0.500 | 67899 | NECROPSY ROOM #115A on south wall
5769 | GODOWN RD | 43235- | Active | 039965 | WATTS | 800M4QT | PVB | 0.50 | 67900 | NECROPSY ROOM #115A on South Wall
5769 | GODOWN RD | 43235- | Active | 006000 | WILKINS | 975 | RP | 1.250 | 100677 | ROOM 0120M
5769 | GODOWN RD | 43235- | Due Install |  |  |  | RP | 8.000 | 3653525
5769 | GODOWN RD | 43235- | Active | B10485 | WILKINS | 975 | RP | 3.000 | 67888 | MECHANICAL ROOM--SOUTH WALL
5769 | GODOWN RD | 43235- | Active | 255315 | WILKINS | 975 | RP | 1.250 | 67889 | SE MECHANICAL ROOM
5950 | GODOWN RD | 43235-7550 | Active | 349357 | WILKINS | 975XL | RP | 1.500 | 68386 | SE MECH/UTLTY AREA AT WATER MTR
6099 | GODOWN RD | 43235- | Active | 3607326 | WILKINS | 975XLBMS | RP | 0.750 | 102724 | Godown Dog Park - WEST SIDE OF PARK
28 | GOLD MEADOW DR | 43035-7238 | Active | F023752 | WILKINS | 720A | PVB | 0.750 | 98170 | LEFT SIDE
40 | GOLD MEADOW DR | 43035-7238 | Active | A083623 | WILKINS | 720A | PVB | 0.750 | 62498 | SIDE OF HOUSE
75 | GOLD MEADOW DR | 43035-7181 | Active | G050973 | WILKINS | 720A | PVB | 0.750 | 91115 | LEFT SIDE OF HOUSE
5458 | GOLDEN CASCADE DR | 43016 | Not Required by DOW | 27290 | AMES | 2000B | DC | 2.000 | 99533 | MECHANIC ROOM - BUILDING 1 - 5400-5432 CROSS RIVER FALL
5458 | GOLDEN CASCADE DR | 43016 | Not Required by DOW | 28045 | AMES | 2000B | DC | 2.000 | 99534 | MECHANIC ROOM - BUILDING 3 - 5575-5611 HAYDEN RUN BLVD
5458 | GOLDEN CASCADE DR | 43016 | Not Required by DOW | 28018 | AMES | 2000B | DC | 2.000 | 99535 | MECHANIC ROOM - BUILDING 5 - 5537-5569 HAYDEN RUN BLVD
5458 | GOLDEN CASCADE DR | 43016 | Not Required by DOW | 31576 | AMES | 2000B-FP | DC | 2.000 | 3612989 | 5727A-5721F SILVER FALLS - RISER ROOM
5458 | GOLDEN CASCADE DR | 43016 | Not Required by DOW | 28118 | AMES | 2000B | DC | 2.000 | 99536 | MECHANIC ROOM - BUILDING 7 - 5413-5445 GOLDEN CASCADE DR
5458 | GOLDEN CASCADE DR | 43016 | Not Required by DOW | 31580 | AMES | 2000B-FP | DC | 2.000 | 3612988 | 5362A-5382F CROSS RIVER FALLS - RISER ROOM
5458 | GOLDEN CASCADE DR | 43016 | Not Required by DOW | 28518 | AMES | 2000B | DC | 2.000 | 102029 | SPRINKLER ROOM, BUILDING 10, 5422-5450 GOLDEN CASCADE DR
5458 | GOLDEN CASCADE DR | 43016 | Active | N1006180830 | FEBCO | 860 | RP | 8.000 | 3610088 | LARGER WHITE METER BLDG NE OF 5440 GOLDEN CASCADE AT WATER METER
5458 | GOLDEN CASCADE DR | 43016 | Not Required by DOW | 15987 | WATTS | 919QT | RP | 2.000 | 99694 | 5730 SILVER FALLS ST, FURNACE RM FRONT NE OF BLDG IN CLUB HOUSE
5458 | GOLDEN CASCADE DR | 43016 | Not Required by DOW | 3467979 | WILKINS | 950XL | DC | 2.000 | 102028 | SPRINKLER ROOM, BUILDING 20, 5340-5372 PADDOCK FALLS DR
5458 | GOLDEN CASCADE DR | 43016 | Not Required by DOW | 167874 | AMES | 2000SS | DC | 4.000 | 99792 | 5730 SILVER FALLS ST, SPRINKLER RISER ROOM
5458 | GOLDEN CASCADE DR | 43016 | Not Required by DOW | 2280328 | WILKINS | 975XL | RP | 2.000 | 3621380 | 5590 MESA FALLS ST, MECH SHED BY POOL
5458 | GOLDEN CASCADE DR | 43016 | Not Required by DOW | 1252102 | WILKINS | 720A | PVB | 0.750 | 3621338 | 5730 SILVER FALLS, E WALL OF BLDG MECH RM BY A/C UNITS
5458 | GOLDEN CASCADE DR | 43016 | Not Required by DOW | 3656286 | WILKINS | 950XL | DC | 2.000 | 3612991 | 5348-5388 RUSTIC FALLS - RISER ROOM
5458 | GOLDEN CASCADE DR | 43016 | Not Required by DOW | 31572 | AMES | 2000B | DC | 2.000 | 3612990 | 5351-5391 CROSS RIVER FALLS - RISER ROOM
4270 | GOLDEN GATE W SQ | 43224-1695 | Due Install |  |  |  | RP |  | 3431121
4883 | GOLDEN GROVE CT | 43125-9386 | Active | CB072557 | WILKINS | 720A | PVB | 0.750 | 65327 | FRONT
4887 | GOLDEN GROVE CT | 43125-9386 | Active | AD4980 | FEBCO | 765 | PVB | 0.750 | 65347 | LEFT SIDE OF HOUSE
4787 | GOLDEN GROVE DR | 43125-9388 | Active | CB865297 | WILKINS | 720 | PVB | 1.000 | 3593774
4241 | GOLDEN MEADOWS CT | 43123-9426 | Active | 877730 | WILKINS | 720A | PVB | 1.000 | 95224 | LEFT SIDE OF HOUSE
4249 | GOLDEN MEADOWS CT | 43123-9426 | Active | HB66991 | FEBCO | 765 | PVB | 0.750 | 95228 | RIGHT SIDE OF HOUSE
2220 | GOLDEN MEADOWS ST | 43123-8499 | Active | CB241667 | WILKINS | 720A | PVB | 0.750 | 3431168 | LEFT SIDE OF HOUSE
2284 | GOLDEN MEADOWS ST | 43123-8499 | Active | 636331 | FEBCO | 765 | PVB | 0.750 | 3609709 | LEFT SIDE OF HOUSE
2300 | GOLDEN MEADOWS ST | 43123-9443 | Active | CB113640 | WILKINS | 720A | PVB | 0.750 | 3584401 | LEFT SIDE OF HOUSE
7257 | GOLDEN PL | 43017-2463 | Active | H331407 | FEBCO | 765 | PVB | 1.000 | 87027 | RIGHT SIDE
9216 | GOLDEN ROSE WAY | 43017 | Active | CB092809 | WILKINS | 720A | PVB | 0.750 | 3601909 | RIGHT FRONT
9230 | GOLDEN ROSE WAY | 43017 | Active | CB857671 | WILKINS | 720A | PVB | 0.750 | 3601599 | RIGHT FRONT
9238 | GOLDEN ROSE WAY | 43017 | Active | CB55598 | WILKINS | 720A | PVB | 0.750 | 100406 | RIGHT FRONT
9243 | GOLDEN ROSE WAY | 43017 | Active | T144732 | WILKINS | 720 | PVB | 0.750 | 3601735 | LEFT SIDE OF HOUSE
9251 | GOLDEN ROSE WAY | 43017 | Active | CB325635 | WILKINS | 720A | PVB | 0.750 | 3602603 | RIGHT FRONT
9254 | GOLDEN ROSE WAY | 43017 | Active | T132436 | WILKINS | 720A | PVB | 0.750 | 103418 | RIGHT SIDE OF HOUSE BY GAS METER
9259 | GOLDEN ROSE WAY | 43017 | Active | CB03016 | WILKINS | 720A | PVB | 0.750 | 103812 | RIGHT FRONT
3523 | GOLDENROD ST | 43026 | Active | CB323905 | WILKINS | 720A | PVB | 0.750 | 3611452 | FRONT OF HOUSE
3543 | GOLDENROD ST | 43026 | Active | T231501 | WILKINS | 720A | PVB | 0.750 | 3607519 | LEFT SIDE OF HOUSE
3546 | GOLDENROD ST | 43026 | Active | T239677 | WILKINS | 720A | PVB | 0.750 | 3609392 | LEFT SIDE OF HOUSE
3586 | GOLDENROD ST | 43026 | Active | T315428 | WILKINS | 720A | PVB | 0.750 | 3609482 | RIGHT SIDE OF HOUSE
3596 | GOLDENROD ST | 43026 | Active | CB601569 | WILKINS | 720A | PVB | 0.750 | 3621280 | RIGHT SIDE
3606 | GOLDENROD ST | 43026 | Active | T315439 | WILKINS | 720A | PVB | 0.750 | 3613688 | LEFT SIDE OF HOUSE
3633 | GOLDENROD ST | 43026 | Active | CB316479 | WILKINS | 720A | PVB | 0.750 | 3621319 | LEFT SIDE OF HOUSE
3643 | GOLDENROD ST | 43026 | Active | T253696 | WILKINS | 720A | PVB | 0.750 | 3616902 | RIGHT SIDE
3646 | GOLDENROD ST | 43026 | Active | CB597831 | WILKINS | 720A | PVB | 0.750 | 3635933 | LEFT SIDE OF HOUSE
3656 | GOLDENROD ST | 43026 | Active | T308556 | WILKINS | 720A | PVB | 0.750 | 3616505 | RIGHT SIDE
3663 | GOLDENROD ST | 43026 | Active | T392665 | WILKINS | 720 | PVB | 0.750 | 3624722 | RIGHT FRONT OF HOUSE
3666 | GOLDENROD ST | 43026 | Active | T294387 | WILKINS | 720A | PVB | 0.750 | 3623287 | LEFT SIDE OF HOUSE
3673 | GOLDENROD ST | 43026 | Active | CB588296 | WILKINS | 720A | PVB | 0.750 | 3635261 | LEFT SIDE OF HOUSE
3676 | GOLDENROD ST | 43026 | Active | CB602550 | WILKINS | 720A | PVB | 0.750 | 3636069 | LEFT SIDE OF HOUSE
3696 | GOLDENROD ST | 43026 | Active | 440600 | Wilkins | 420XL | PVB | 0.750 | 3649477 | RIGHT SIDE OF HOUSE
3706 | GOLDENROD ST | 43026 | Active | T315310 | WILKINS | 720A | PVB | 0.750 | 3645967 | RIGHT SIDE
3716 | GOLDENROD ST | 43026 | Active | T409603 | WILKINS | 720A | PVB | 0.750 | 3621368 | RIGHT SIDE
4160 | GOLDENSEAL WAY | 43026-3009 | Active | F022277 | WILKINS | 720A | PVB | 0.750 | 63118 | SW CORNER OF HOUSE BY BUSHES
4171 | GOLDENSEAL WAY | 43026-3007 | Active | 158002 | WATTS | 800M4FR | PVB | 0.750 | 63145 | NORTH SIDE OF HOUSE
4174 | GOLDENSEAL WAY | 43026-3009 | Active | G204721 | WILKINS | 720A | PVB | 1.000 | 63151 | LEFT SIDE REAR
4181 | GOLDENSEAL WAY | 43026-3007 | Active | 658269 | RAINBIRD | PVB100R | PVB | 1.000 | 63176 | LEFT HAND SIDE
4184 | GOLDENSEAL WAY | 43026-3009 | Active | H010850 | FEBCO | 765 | PVB | 1.000 | 63186 | NORTH SIDE OF HOUSE NEXT TO GAS METER
4194 | GOLDENSEAL WAY | 43026-3009 | Active | 369631 | WATTS | 800QT | PVB | 1.000 | 63204 | LEFT SIDE
4205 | GOLDENSEAL WAY | 43026-3007 | Active | H083663 | FEBCO | 765 | PVB | 1.000 | 63288 | LEFT HAND SIDE
4206 | GOLDENSEAL WAY | 43026-3009 | Active | 477327 | WATTS | 800QT | PVB | 1.000 | 63290 | LEFT SIDE OF HOUSE
4224 | GOLDENSEAL WAY | 43026-3009 | Active | cb513860 | WILKINS | 720A | PVB | 1.000 | 63339 | FRONT OF HOUSE RIGHT OF FRONT DOOR
4226 | GOLDENSEAL WAY | 43026-3009 | Active | F10085 | FEBCO | 765 | PVB | 1.000 | 90390 | FRONT -RIGHT OF DOOR
4230 | GOLDENSEAL WAY | 43026-3009 | Active | T252117 | WILKINS | 720A | PVB | 1.000 | 3610089 | LEFTSIDE BY AC UNIT
4231 | GOLDENSEAL WAY | 43026-3007 | Active | CB551615 | WILKINS | 720A | PVB | 1.000 | 63356 | LEFT SIDE REAR
4234 | GOLDENSEAL WAY | 43026-3009 | Active | he75388 | FEBCO | 765 | PVB | 1.000 | 63364 | FRONT OF HOUSE
4239 | GOLDENSEAL WAY | 43026-3008 | Active | CB179860 | WILKINS | 720A | PVB | 1.000 | 63376 | RIGHT SIDE OF HOUSE
4242 | GOLDENSEAL WAY | 43026-3009 | Active | AJ0871 | FEBCO | 765 | PVB | 0.750 | 63395 | LEFT HAND SIDE
5940 | GOLDSTONE DR | 43123-8238 | Active | 479024 | WATTS | 800M4QT | PVB | 0.750 | 97379 | RIGHT FRONT
6009 | GOLDSTONE DR | 43123-8236 | Active | T386179 | Wilkins | 720A | PVB | 0.750 | 3594647 | LEFT SIDE OF HOUSE
6019 | GOLDSTONE DR | 43123-8236 | Active | G125072 | WILKINS | 720A | PVB | 0.750 | 97474 | Front left
4154 | GOLDTHREAD CT | 43026-3016 | Active | T520359 | WILKINS | 720A | PVB | 1.000 | 63102 | RIGHT FRONT
4158 | GOLDTHREAD CT | 43026-3016 | Active | HA02826 | FEBCO | 765 | PVB | 1.000 | 63114 | NE COR
4166 | GOLDTHREAD CT | 43026-3016 | Active | CE3927 | FEBCO | 765 | PVB | 0.750 | 63128 | LEFT HAND SIDE
4167 | GOLDTHREAD CT | 43026-3016 | Active | A18064 | FEBCO | 765 | PVB | 0.750 | 63132 | NORTH SIDE OF HOUSE - OUTSIDE
4177 | GOLDTHREAD CT | 43026-3016 | Active | AK2580 | FEBCO | 765 | PVB | 0.750 | 63164 | LEFT SIDE OF HOUSE
4203 | GOLDTHREAD CT | 43026-3016 | Active | H491812 | FEBCO | 765 | PVB | 0.750 | 95220 | RIGHT OF GARAGE BY METER REMOTE
1279 | GOLFVIEW LN | 43123 | Active | CB601440 | WILKINS | 720 | PVB | 0.750 | 3646577 | RIGHT CENTER
1286 | GOLFVIEW LN | 43123 | Active | EAF4967 | WILKINS | 720 | PVB | 0.750 | 3639510 | RIGHT FRONT
1289 | GOLFVIEW LN | 43123 | Active | T300100 | WILKINS | 720A | PVB | 0.750 | 3626819 | LEFT SIDE OF THE HOUSE
1300 | GOLFVIEW LN | 43123 | Active | CB489340 | WILKINS | 720A | PVB | 0.750 | 3630167 | right side of house
800 | GOODALE BL | 43212 | Active | 1810530813 | AMES | 3000SS | DCDA | 6.000 | 3607415 | FIRST FLOOR MECHANICAL ROOM
800 | GOODALE BL | 43212 | Not Required by DOW | 02766 | WATTS | LF909M1QT | RP | 1.500 | 3607962 | S WALL ABOVE MAIN BACKFLOW DEVICE IN WATER RISER RM/MECHANICAL RM
800 | GOODALE BL | 43212 | Active | 21216 | WATTS | 007M1QT | DC | 0.750 | 3607960 | FIRST FLOOR MECHANICAL ROOM
800 | GOODALE BL | 43212 | Active | X25660 | WILKINS | 375A | RP | 3.000 | 3607961 | WATER RISER ROOM/MECHANICAL ROOM
1661 | GOODALE BL | 43212 | Active | A398024 | WILKINS | 375 | RP | 1.000 | 3608233 | HOT BOX WEST OF PARKING LOT
777 | GOODALE BLVD | 43212-3859 | Active | 259283 | WATTS | 009M2QT | RP | 2.000 | 88158 | MECH RM AFTER MTR
777 | GOODALE BLVD | 43212-3859 | Active | 44433 | AMES | 2000B | DC | 0.750 | 72749 | RISER ROOM, NORTH WALL
777 | GOODALE BLVD | 43212-3859 | Not Required by DOW | 446798 | wilkins | 420 | PVB | 1.000 | 99430 | OUTSIDE WALL OF RISERS
777 | GOODALE BLVD | 43212-3859 | Active | 1429510605 | AMES | 3000SS | DCDA | 8.000 | 72748 | RISER ROOM, NORTH WALL
820 | GOODALE BLVD | 43212 | Active | 1895290816 | AMES | 3000 | DCDA | 4.000 | 3618120 | METER ROOM
820 | GOODALE BLVD | 43212 | Active | 4019774 | WILKINS | 975 | RP | 2.000 | 3618100 | METER ROOM
820 | GOODALE BLVD | 43212 | Active | 4238888 | WILKINS | 975 | RP | 1.500 | 3618119 | METER ROOM
820 | GOODALE BLVD | 43212 | Active | 76412 | AMES | 2000B | DC | 0.750 | 3618121 | METER ROOM
835 | GOODALE BLVD | 43212-3824 | Not Required by DOW | 5379 | WATTS | 009M2PCQT | RP | 1.000 | 73729 | BOILER ROOM NORTH WALL
835 | GOODALE BLVD | 43212-3824 | Not Required by DOW | 71746 | WATTS | 009PCQT | RP | 2.000 | 73728 | WAREHOUSE NORTH WALL
835 | GOODALE BLVD | 43212-3824 | Not Required by DOW | 63839 | WATTS | 919QT | RP | 0.750 | 73730 | SPRINKLER RISER ROOM
835 | GOODALE BLVD | 43212-3824 | Not Required by DOW | 46662 | WATTS | 009M2QT | RP | 0.750 | 73731 | GARAGE AREA BEHIND STEAMER
835 | GOODALE BLVD | 43212-3824 | Not Required by DOW | 63566 | WATTS | 009M2PCQT | RP | 1.000 | 73734 | BOILER ROOM BUILDING 869 WEST
850 | GOODALE BLVD | 43212 | Active | KB1261 | AMES | COLT 300ABF | DCDA | 4.000 | 99558 | SOUTHWEST MECHANIC ROOM
850 | GOODALE BLVD | 43212 | Active | L58171 | WILKINS | 375 | RP | 3.000 | 99254 | 1ST FLOOR WESTSIDE MECHANICAL ROOM NORTH WALL
850 | GOODALE BLVD | 43212 | Not Required by DOW | 3283370 | WILKINS | 975XLBMS | RP | 2.000 | 99290 | POOL EQUIPMENT ROOM
850 | GOODALE BLVD | 43212 | Not Required by DOW | 3119289 | WILKINS | 975XLBMS | RP | 1.250 | 99291 | CEILING OF MECHANICAL ROOM WEST SIDE 1ST FLOOR
850 | GOODALE BLVD | 43212 | Active | 17539 | AMES | 2000B | DC | 0.750 | 99559 | SOUTHWEST MECHANIC ROOM
939 | GOODALE BLVD | 43212- | Active | 177896 | AMES | 3000SS | DCDA | 6.000 | 3626396 | Double Door Closet Front of Bldg
939 | GOODALE BLVD | 43212- | Active | 42830 | WATTS | 009QT | RP | 1.000 | 74690 | IN FRONT OF BUILDING AFTER METER
939 | GOODALE BLVD | 43212- | Active | 25517 | AMES | 2000B | DC | 0.750 | 3626397 | Double Door Closet Front of Bldg
947 | GOODALE BLVD | 43212-3824 | Active | 51485 | WATTS | 009QT | RP | 1.500 | 74744 | IN ROOM #140 BY METER
950 | GOODALE BLVD | 43212 | Active | 144558 | WATTS | 009 | RP | 2.000 | 3644827 | MECH ROOM AT METER
950 | GOODALE BLVD | 43212 | Active | 1971850719 | AMES | 3000SS | DCDA | 4.000 | 3641035 | MECH ROOM AT METER
950 | GOODALE BLVD | 43212 | Active | 80356 | AMES | 2000B | DC | 0.750 | 3641033 | MECH ROOM
950 | GOODALE BLVD | 43212 | Not Required by DOW | 078400 | WATTS | 009M2QT | RP | 1.500 | 3650127 | MECH ROOM
967 | GOODALE BLVD | 43212 | Active | 23822B | Wilkins | 350AST | DCDA | 6.000 | 3650714 | NORTH WALL
967 | GOODALE BLVD | 43212 | Active | HC44388 | Wilkins | 350 | DC | 0.750 | 3650715 | NORTH WALL
967 | GOODALE BLVD | 43212 | Active | 4852353 | Wilkins | 975 | RP | 1.500 | 3431296 | NORTH WALL
985 | GOODALE BLVD | 43212- | Active | 20695 | WATTS | 007M1QT | DC | 0.750 | 102970 | NE Corner - Fire Riser Sprinkler Room
985 | GOODALE BLVD | 43212- | Active | 179932 | AMES | 3000SS | DCDA | 6.000 | 102969 | NE Corner - Fire Riser Sprinkler Room
985 | GOODALE BLVD | 43212- | Active | 391362 | WATTS | LF009M3QT | RP | 0.750 | 3431297 | IN MEN ROOM PANEL BLDG 999
996 | GOODALE BLVD | 43212-3827 | Due Install |  |  |  | RP |  | 3431298
999 | GOODALE BLVD | 43212-3826 | Active | 391353 | WATTS | LF009M3QT | RP | 0.750 | 3652381 | IN MEN ROOM PANEL BLDG 999
1004 | GOODALE BLVD | 43212- | Due Install |  |  |  | RP |  | 3431299 | AT METER
1019 | GOODALE BLVD | 43212-3826 | Due Install |  |  |  | DCDA | 8.000 | 3646013
1019 | GOODALE BLVD | 43212-3826 | Active | 187370 | WATTS | LF009M2QT | RP | 1.000 | 3431300 | AT METER
1026 | GOODALE BLVD | 43212-3828 | Active | ABAA2364 | WILKINS | 975XL2 | RP | 0.750 | 3431302 | MECHANICAL ROOM BY WATER METER
1051 | GOODALE BLVD | 43212-3829 | Active | RK2250 | WATTS | 957 | RP | 3.000 | 3431305
1060 | GOODALE BLVD | 43212-3831 | Due Install |  |  |  | RP |  | 3431307 | CENTER MIDDLE REAR
1061 | GOODALE BLVD | 43212-3830 | Active | 78228 | WATTS | LF919QT | RP | 0.750 | 3431308 | N WALL OF BASEMENT AT DOMESTIC WATER METER
1064 | GOODALE BLVD | 43212-3831 | Due Install |  |  |  | RP |  | 3431309 | AT THE METER
1071 | GOODALE BLVD | 43212-3830 | Active | 4295110 | WILKINS | 975XL2 | RP | 1.500 | 53786 | NE SHOP/BAY AT WATER MTR
1074 | GOODALE BLVD | 43212-3831 | Due Install |  |  |  | RP |  | 3431310 | CLOSET IN 1070
1090 | GOODALE BLVD | 43212-3726 | Active | B314743 | WILKINS | 375 | RP | 0.750 | 3431311 | UTILITY CLOSET NEXT TO WATER METER
1123 | GOODALE BLVD | 43212-3727 | Not Required by DOW | CB325671 | WILKINS | 720A | PVB | 0.750 | 3638737 | FRONT OF BUILDING BEHIND ELECRIC BOX OUTSIDE
1123 | GOODALE BLVD | 43212-3727 | Active | 31005 | WATTS | 919QT | RP | 2.000 | 3624704 | MECHANICAL ROOM
1123 | GOODALE BLVD | 43212-3727 | Active | RH-0414 | AMES | COLT 300-GX | DCDA | 4.000 | 3626202 | MECHANICAL ROOM
1123 | GOODALE BLVD | 43212-3727 | Active | 48341 | AMES | 2000BM3 | DC | 0.750 | 3626203 | MECHANICAL ROOM
1124 | GOODALE BLVD | 43212-3726 | Active | 113919 | WATTS | 009 | RP | 1.500 | 3431314 | MECH ROOM
1133 | GOODALE BLVD | 43212-3727 | Active | 4599227 | WILKINS | 975XL2 | RP | 1.000 | 3431315 | AT WATER METER
1145 | GOODALE BLVD | 43212-3729 | Active | AJAR1305 | WILKINS | 375XL | RP | 0.750 | 3431316
1160 | GOODALE BLVD | 43212-3728 | Active | T223712 | Wilkins | 720A | PVB | 0.750 | 3431318 | RIGHT SIDE OF BUILDING
1171 | GOODALE BLVD | 43212-3730 | Active | 28607 | WATTS | 007M1QT | DC | 0.750 | 3639500 | W UNIT?
1171 | GOODALE BLVD | 43212-3730 | Due Install |  |  |  | RP | 1.000 | 3639027 | E UNIT? AT METER
1171 | GOODALE BLVD | 43212-3730 | Active | 1967301619 | AMES | 3000SS | DCDA | 6.000 | 3639028 | W UNIT?
1195 | GOODALE BLVD | 43212-3730 | Active | 4798945 | WILKINS | 975XL2 | RP | 0.750 | 3431322 | INSIDE PIT NORTHEAST CORNER
1199 | GOODALE BLVD | 43212-3730 | Active | 4798960 | WILKINS | 975XL2 | RP | 0.750 | 3431323 | WATER METER AT THE MAN DOOR NEXT TO THE OVER HEAD DOOR
1230 | GOODALE BLVD | 43212-3733 | Due Install |  |  |  | RP |  | 3431327
1235 | GOODALE BLVD | 43212-3732 | Active | 266711 | WILKINS | 975 | RP | 0.750 | 54381 | BACK ROOM UNDER STAIRS
1350 | GOODALE BLVD | 43212- | Active | 8273-C | WILKINS | 375AST | RP | 3.000 | 3622486 | POOL PUMP ROOM
1350 | GOODALE BLVD | 43212- | Not Required by DOW | 099367 | WATTS | LF009M2QT | RP | 1.000 | 3622487 | MAINTENANCE GARAGE
1350 | GOODALE BLVD | 43212- | Active | RC-0990 | WATTS | 957 | RP | 4.000 | 3622628 | MECHANICAL METER ROOM
1385 | GOODALE BLVD | 43212-3737 | Active | ABM3057 | WILKINS | 975XL | RP | 0.750 | 3431330 | SW ROOM/KITCHENETTE UNDER COUNTER-CABINET AT WATER METER
1398 | GOODALE BLVD | 43212-3720 | Active | A06151 | WATTS | 009M2PCQT | RP | 1.500 | 90565 | IN ROOM BY WATER METER IN MIDDLE OF BLDG
1400 | GOODALE BLVD | 43212-3777 | Active | 5025 | WATTS | 007QT | DC | 0.750 | 87734 | BASEMENT MECH ROOM
1400 | GOODALE BLVD | 43212-3777 | Not Required by DOW | 191795 | WATTS | 009M2QT | RP | 0.750 | 88477 | RISER ROOM @ METER
1400 | GOODALE BLVD | 43212-3777 | Active | 431019 | WATTS | 009M1QT | RP | 2.000 | 91626 | RISER ROOM @ METER
1400 | GOODALE BLVD | 43212-3777 | Active | 1491270403 | AMES | 3000SS | DCDA | 6.000 | 87735 | BASEMENT MECH ROOM
1400 | GOODALE BLVD | 43212-3777 | Not Required by DOW | 209555 | WILKINS | 720A | PVB | 1.500 | 97235 | east side by break area outside
1401 | GOODALE BLVD | 43212-3737 | Active | 68062 | AMES | 2000BM3 | DC | 0.750 | 3650880 | UTILITY ROOM WEST SIDE
1401 | GOODALE BLVD | 43212-3737 | Active | VL-1073 | AMES | COLT 200 | DCDA | 6.000 | 3431333 | UTILITY ROOM WEST SIDE
1423 | GOODALE BLVD | 43212-3737 | Active | H012320 | FEBCO | 805YR | DC | 0.750 | 95822 | EAST RISER ROOM
1423 | GOODALE BLVD | 43212-3737 | Active | N0805050554 | FEBCO | 876V | DCDA | 6.000 | 95857 | EAST RISER ROOM
1423 | GOODALE BLVD | 43212-3737 | Active | 2862181 | WILKINS | 975XLBMS | RP | 0.750 | 96135 | front breakroom
1445 | GOODALE BLVD | 43212-3402 | Active | CB214633 | WILKINS | 720 | PVB | 0.750 | 3431335 | BACK RIGHT BY AIR CONDITIONERS
1471 | GOODALE BLVD | 43212-3402 | Due Install |  |  |  | RP |  | 3633073
1481 | GOODALE BLVD | 43212-3402 | Active | 4972981 | WILKINS | 975XL | RP | 0.750 | 3431338 | RISER ROOM
1481 | GOODALE BLVD | 43212-3402 | Active | XD0117 | AMES | COLT 200A | DCDA | 6.000 | 3633688 | RISER ROOM
1481 | GOODALE BLVD | 43212-3402 | Active | 234299 | WATTS | 007M3-FP | DC | 0.750 | 3654639 | RISER ROOM
1520 | GOODALE BLVD | 43212- | Active | 408874 | WATTS | 009 | RP | 1.000 | 3431336 | MECH ROOM - UTILITY CLOSET
1520 | GOODALE BLVD | 43212- | Not Required by DOW | 3961132 | WILKINS | 975XL2 | RP | 1.000 | 3606054 | MECHANICAL ROOM - UTILITY CLOSET
1525 | GOODALE BLVD | 43212-3451 | Active | 176648 | WATTS | 009QT | RP | 1.000 | 55307 | ELECT-TELEPHONE /STORAGE ROOM
1584 | GOODALE BLVD | 43212-3431 | Active | T391016 | Wilkins | 720A | PVB | 0.750 | 3431341 | RIGHT Side of House
1626 | GOODALE BLVD | 43212-3359 | Active | 3940600 | wilkins | 975 | RP | 0.750 | 55651 | LEFT SIDE OF BACK PORCH
1800 | GOODALE BLVD | 43212-3260 | Active | AE1406 | FEBCO | 765 | PVB | 0.750 | 90391 | NE CORNER OUTSIDE BLDG
1385 | GOODALE BLVD UNIT A | 43212-3737 | Active | ABF1964 | WILKINS | 975XL2 | RP | 0.750 | 3431331 | REAR IN 1387 MECH/FURN ROOM BY RESTROOM AT WATER METER
4604 | GOODHEART CT | 43054-8900 | Active | A13186 | FEBCO | 765 | PVB | 1.000 | 64543 | LEFT SIDE OF HOUSE
4611 | GOODHEART CT | 43054-8900 | Active | 033514 | WATTS | 800M4QT | PVB | 1.000 | 64564 | LEFT SIDE
4624 | GOODHEART CT | 43054-8900 | Active | T361334 | WILKINS | 720A | PVB | 0.750 | 64600 | FRONT RIGHT OF HOUSE
4629 | GOODHEART CT | 43054-8900 | Active | CAA31082 | WILKINS | 720A | PVB |  | 3653007 | BACK CENTER
4642 | GOODHEART CT | 43054-8900 | Active | CB112418 | WILKINS | 720A | PVB | 1.000 | 64669 | RIGHT FRONT
4645 | GOODHEART CT | 43054-8900 | Active | T345518 | WILKINS | 720A | PVB | 0.750 | 64676 | FRONT OF HOUSE
4661 | GOODHEART CT | 43054-8900 | Active | EAF4946 | WILKINS | 720A | PVB | 0.750 | 3654942 | LEFT SIDE OF HOUSE
4662 | GOODHEART CT | 43054-8900 | Active | 322785 | WATTS | 800CMQT | PVB | 0.750 | 64731 | RIGHT FRONT
4677 | GOODHEART CT | 43054-8900 | Active | HG51380 | FEBCO | 765 | PVB | 1.000 | 64772 | RIGHT SIDE OF HOUSE
4680 | GOODHEART CT | 43054-8900 | Active | 45798 | WATTS | 800QT | PVB | 0.750 | 64784 | RT SIDE
4693 | GOODHEART CT | 43054-8900 | Active | 06085 | WATTS | 800QT | PVB | 1.000 | 64819 | FRONT OF HOUSE
4694 | GOODHEART CT | 43054-8900 | Active | H723740 | FEBCO | 765 | PVB | 1.000 | 88518 | FRONT JUST LEFT OF DOOR
4705 | GOODHEART CT | 43054-8900 | Active | CAB20 | WILKINS | 720A | PVB | 0.750 | 64850 | FRONT OF HOUSE
3109 | GOODMAN MEADOWS DR | 43026-5019 | Active | G213830 | WILKINS | 720A | PVB | 0.750 | 96221 | LEFT SIDE OF HOUSE
3148 | GOODMAN MEADOWS DR | 43026-5020 | Active | G242371 | WILKINS | 720A | PVB | 0.750 | 102194 | RIGHT
3164 | GOODMAN MEADOWS DR | 43026-5020 | Active | T206121 | WILKINS | 720A | PVB | 0.750 | 3609923 | LEFT SIDE OF HOUSE
4619 | GOODMAN ST | 43123-3640 | Active | 336769 | WATTS | 800CMQT | PVB | 0.750 | 99182 | BASEMENT
4628 | GOODMAN ST | 43123-3670 | Active | 115359 | WATTS | 800M4QT | PVB | 0.750 | 90392 | RIGHT SIDE
4640 | GOODMAN ST | 43123-3670 | Active | H069969 | FEBCO | 765 | PVB | 0.750 | 64664 | SIDE OF HOUSE
4665 | GOODMAN ST | 43123-3640 | Active | 601556 | WILKINS | 720A | PVB | 0.750 | 64738 | REAR OF HOUSE SW CORNER
4677 | GOODMAN ST | 43123-3640 | Active | 188986 | WATTS | 800M4QT | PVB | 0.750 | 64773 | LEFT FRONT CORNER OF HOUSE
4694 | GOODMAN ST | 43123-3670 | Active | BF9179 | FEBCO | 765 | PVB | 0.750 | 64820 | RIGHT SIDE OF HOUSE
4695 | GOODMAN ST | 43123-3640 | Active | 11922 | WATTS | 800M3QT | PVB | 0.750 | 90393 | LEFT SIDE OF HOUSE
5436 | GOODWILL CT | 43123 | Active | CAA31024 | WILKINS | 720A | PVB | 0.750 | 3640679 | Right Side
5441 | GOODWILL CT | 43123 | Active | CB589952 | WILKINS | 720A | PVB | 1.000 | 3644769
5461 | GOODWILL CT | 43123 | Active | T386056 | WILKINS | 720A | PVB | 0.750 | 3639588
1810 | GRACE LN | 43220-4957 | Active | CB773337 | Wilkins | 720 | PVB | 0.750 | 3431570 | Back of House
5383 | GRACE ST | 43026-1411 | Not Required by DOW | W104657 | WILKINS | 975XLBMS | RP | 0.750 | 66768 | NEXT TO LIEBERT UNIT
30 | GRACELAND BLVD | 43214- | Active | 547033 | APOLLO/CONBRACO | RPLF4AO | RP | 1.000 | 3607469 | JANITOR CLOSET
50 | GRACELAND BLVD | 43214-7509 | Active | 119349 | WATTS | 009 | RP | 1.500 | 3431581
55 | GRACELAND BLVD | 43214-7508 | Active | 39138 | AMES | 2000B | DC | 0.750 | 67016 | SW MECH ROOM
55 | GRACELAND BLVD | 43214-7508 | Active | F0501171618 | FEBCO | 880 | RP | 3.000 | 67017 | NW OF BUILDING MECH ROOM
55 | GRACELAND BLVD | 43214-7508 | Active | 1353190604 | AMES | 3000SS | DCDA | 8.000 | 67015 | SW MECH ROOM
55 | GRACELAND BLVD | 43214-7508 | Active | 232903 | WATTS | 009QT | RP | 2.000 | 67014 | MECH ROOM
90 | GRACELAND BLVD | 43214-7509 | Active | 1782950712 | AMES | 3000SS | DCDA | 8.000 | 102013 | REAR STOCK ROOM
90 | GRACELAND BLVD | 43214-7509 | Active | 107669 | WATTS | LF009M2QT | RP | 1.000 | 74450 | REAR STOCK ROOM BY DOCK
90 | GRACELAND BLVD | 43214-7509 | Active | 67920 | AMES | 2000B | DC | 0.750 | 102011 | REAR STOCK ROOM
137 | GRACELAND BLVD | 43214- | Active | W142936 | WILKINS | 975 | RP | 2.000 | 54820 | BASEMENT - REAR DOOR
137 | GRACELAND BLVD | 43214- | Active | 36985 | AMES | 2000B | DC | 0.750 | 54819 | LL RISER RM
137 | GRACELAND BLVD | 43214- | Active | 1326680204 | AMES | 3000 | DCDA | 4.000 | 54818 | LL RISER RM
160 | GRACELAND BLVD | 43214- | Active | 67871 | WATTS | 007M1QT | DC | 0.750 | 88075 | NORTH REAR MECH RM BLDG # 6
160 | GRACELAND BLVD | 43214- | Not Required by DOW | 3641151 | WILKINS | 975XL | RP | 0.750 | 103338 | 138 GRACELAND BLVD, YOGURT SYSTEM, MIDDLE OF STORE
160 | GRACELAND BLVD | 43214- | Not Required by DOW | 3521268 | WILKINS | 975XL | RP | 0.750 | 103339 | 138 GRACELAND BLVD
160 | GRACELAND BLVD | 43214- | Active | 1472741205 | AMES | 3000SS | DCDA | 6.000 | 88074 | NORTH REAR MECH RM BLDG #6
160 | GRACELAND BLVD | 43214- | Active | 177334 | WATTS | 909 | RP | 3.000 | 87963 | REAR OF BLDG IN MECH ROOM
165 | GRACELAND BLVD | 43214-1529 | Active | N0608100729 | FEBCO | 876V | DCDA | 6.000 | 89421 | AT FIRE RISER
165 | GRACELAND BLVD | 43214-1529 | Active | 434154 | WATTS | 909M1QT | RP | 2.000 | 89420 | NEAR WATER METER
165 | GRACELAND BLVD | 43214-1529 | Active | H010029 | FEBCO | 805YR | DC | 0.750 | 89422 | AT FIRE RISER
199 | GRACELAND BLVD | 43214-1529 | Active | B10366 | WILKINS | 975 | RP | 3.000 | 56869 | SE REAR OF WAREHOUSE AT WATER METER
199 | GRACELAND BLVD | 43214-1529 | Not Required by DOW | 29311 | WATTS | 008PCQT | PVB | 0.500 | 92655 | AT SINK IN PRODUCE DEPT
199 | GRACELAND BLVD | 43214-1529 | Active | 127107 | AMES | 4000SS | RP | 6.000 | 56870 | STOCK ROOM EAST AT RISERS (SERIAL # 4LK0262)
199 | GRACELAND BLVD | 43214-1529 | Not Required by DOW | 29303 | WATTS | 008PCQT | PVB | 0.500 | 75010 | BY SINK SEAFOOD DEPT
199 | GRACELAND BLVD | 43214-1529 | Not Required by DOW | 28320 | WATTS | 008PCQT | PVB | 0.500 | 75011 | MEAT DEPT BY SINK
199 | GRACELAND BLVD | 43214-1529 | Not Required by DOW | 29317 | WATTS | 008PCQT | SVB | 0.500 | 75008 | DELI DEPT BY SINK
199 | GRACELAND BLVD | 43214-1529 | Not Required by DOW | 17007 | WATTS | LF008PCQT | SVB | 0.500 | 75009 | DELI DEPT BY SINK
300 | GRACELAND BLVD | 43214- | Active | UG-1219 | AMES | 400 | RP | 8.000 | 3646949 | BY PIT
300 | GRACELAND BLVD | 43214- | Not Required by DOW | 20321 | WATTS | LF919QT | RP | 1.500 | 3615014 | WATER ROOM
300 | GRACELAND BLVD | 43214- | Not Required by DOW | 27717 | WATTS | 919QT | RP | 2.000 | 3615013 | STORAGE ROOM
300 | GRACELAND BLVD | 43214- | Not Required by DOW | 158591 | AMES | 2000SS | DC | 6.000 | 95355 | RISER ROOM
300 | GRACELAND BLVD | 43214- | Not Required by DOW | 187862 | WATTS | 909 | RP | 3.000 | 97921 | BACK OF BLDG NW END
300 | GRACELAND BLVD | 43214- | Not Required by DOW | 122729 | AMES | 4000SS | RP | 6.000 | 97920 | mech room rear of bldg.
347 | GRACELAND BLVD | 43214 | Active | 85653 | WATTS | LF919QT | RP | 0.750 | 3647009
347 | GRACELAND BLVD | 43214 | Active | UD-0483 | AMES | 500-GV | RPDA | 8.000 | 3647008
347 | GRACELAND BLVD | 43214 | Active | X48507 | WILKINS | 375A | RP | 4.000 | 3647007
8131 | GRAFTON END | 43016-9495 | Active | H461446 | FEBCO | 765 | PVB | 0.750 | 91764 | BACK RIGHT CLOSE TO ELECTRIC MTR
8132 | GRAFTON END | 43016-9495 | Active | H099802 | FEBCO | 765 | PVB | 1.000 | 90395 | RIGHT SIDE
8139 | GRAFTON END | 43016-9495 | Active | 776201 | WATTS | 800 | PVB | 0.750 | 73363 | LEFT SIDE
8140 | GRAFTON END | 43016-9495 | Active | 903160 | WILKINS | 720A | PVB | 0.750 | 73402 | LEFT SIDE
8147 | GRAFTON END | 43016-9495 | Active | H092654 | FEBCO | 765 | PVB | 0.750 | 73416 | SOUTH SIDE FRONT
8148 | GRAFTON END | 43016-9495 | Active | H068803 | FEBCO | 765 | PVB | 0.750 | 73418 | LEFT SIDE OF HOUSE
8155 | GRAFTON END | 43016-9495 | Active | H095870 | FEBCO | 765 | PVB | 0.750 | 73432 | NORTHSIDE FRONT
8156 | GRAFTON END | 43016-9495 | Active | 835418 | WILKINS | 720A | PVB | 0.750 | 73435 | RT SIDE
6743 | GRAHAM ST | 43017 | Active | RB-1580 | WATTS | 957 | RP | 3.000 | 3628316 | Meter House West - Mail Kiosk
6743 | GRAHAM ST | 43017 | Active | RF-2776 | WATTS | 757 | DCDA | 4.000 | 3623163 | Meter House West - Mail Kiosk
6743 | GRAHAM ST | 43017 | Active | 216570 | WATTS | 007M3QT | DC | 0.750 | 3623164 | Meter House West - Mail Kiosk
3883 | GRAMERCY ST | 43219-6045 | Due Install |  |  |  | RP | 1.000 | 3636954 | RIGHT OF BACK DOOR AT WATER METER
3883 | GRAMERCY ST | 43219-6045 | Active | 3D00263 | AMES | 3000 | DCDA | 4.000 | 62046 | MECH ROOM BY EXIT DOOR
3883 | GRAMERCY ST | 43219-6045 | Active | 757057 | WILKINS | 975 | RP | 1.000 | 62048 | RIGHT OF BACK DOOR AT WATER METER
3883 | GRAMERCY ST | 43219-6045 | Active | 03502 | AMES | 2000SS | DC | 0.750 | 62047 | MECHANICAL ROOM
5858 | GRANBY ST | 43085-3686 | Active | 85779 | FEBCO | 765 | PVB | 1.000 | 68163 | LEFT (N) SIDE OF HOUSE
5898 | GRANBY ST | 43085-3669 | Active | W332132 | WILKINS | 975XLBMS | RP | 0.750 | 94636 | NW CORNER OF HOUSE
5399 | GRAND DR | 43026 | Not Required by DOW | 32145 | WATTS | 919AQT | RP | 0.750 | 102499 | 4764 SKYRIDGE DR, SHOP
5399 | GRAND DR | 43026 | Active | 172891 | AMES | 3000SS | DCDA | 8.000 | 102502 | METER HOUSE
5399 | GRAND DR | 43026 | Active | 124301 | AMES | 4000SS | RP | 4.000 | 102503 | METER HOUSE
5399 | GRAND DR | 43026 | Not Required by DOW | 3770690 | WATTS | 919QT | RP | 1.500 | 100997 | POOL ROOM
5399 | GRAND DR | 43026 | Not Required by DOW | 224108 | CONBRACO | 40207A2U | RP | 1.500 | 102504 | 4760 SKYRIDGE DR, METER HOUSE
5399 | GRAND DR | 43026 | Active | 65656 | AMES | 2000B | DC | 0.750 | 102501 | METER HOUSE
5399 | GRAND DR | 43026 | Not Required by DOW | T329106 | WILKINS | 720A | PVB | 0.750 | 102509 | OUTSIDE POOL HOUSE
2756 | GRAND HAVEN DR | 43147- | Active | A70570 | WATTS | 009M2-FP | RP | 1.000 | 90396 | FRONT OF 7520 NEXT TO FIRE HYDRANT, 7552 WOODLAND TR DR
2756 | GRAND HAVEN DR | 43147- | Due Install |  |  |  | RP |  | 3625073 | FRONT OF 7520 NEXT TO FIRE HYDRANT, 7552 WOODLAND TR DR
6100 | GRAND STRAND AVE | 43081- | Active | W208386 | WILKINS | 975XL | RP | 1.500 | 87961 | MECH ROOM OF CLUB HOUSE
4461 | GRAND STRAND DR | 43123 | Active | F125103 | WILKINS | 720A | PVB | 1.000 | 98717 | RIGHT SIDE OF HOUSE
6969 | GRANDEE CLIFFS DR | 43016 | Not Required by DOW | [5 empty] | 3650827 | **ABANDONED WELL**
6987 | GRANDEE CLIFFS DR | 43016 | Active | 297330 | WATTS | LF009M3QT | RP | 0.750 | 3650066 | BSMNT FRONT WALL IN CLOSET
7001 | GRANDEE CLIFFS DR | 43016 | Not Required by DOW |  |  |  | RP | 0.750 | 3650067
7115 | GRANDEE CLIFFS DR | 43016 | Not Required by DOW | [5 empty] | 3650065
7116 | GRANDEE CLIFFS DR | 43016 | Active | 335652 | WATTS | LFOO9M3QT | RP | 0.750 | 3650122 | BASEMENT AT WATER METER
1325 | GRANDVIEW AV | 43212-3438 | Active | 67347 | WATTS | 007M1PCQT | DC | 0.750 | 89348 | MECH RM INSIDE LEFT OF GARAGE DOOR - 1475 W THIRD AVE
1325 | GRANDVIEW AV | 43212-3438 | Active | W242269 | WILKINS | 975XL | RP | 2.000 | 89345 | MECH RM INSIDE LEFT OF GARAGE DOOR - 1475 W THIRD AVE
1325 | GRANDVIEW AV | 43212-3438 | Active | 143408 | AMES | 3000SS | DCDA | 6.000 | 89346 | MECH RM INSIDE LT OF GARAGE DOOR - 1475 W THIRD AVE
648 | GRANDVIEW AVE | 43215 | Active | 405706 | WATTS | LF009M2QT | RP | 1.500 | 3650695 | HOT BOX
668 | GRANDVIEW AVE | 43215 | Active | 1235820310 | AMES | 4000SS | RP | 3.000 | 100809 | HOT BOX AT METER PIT
668 | GRANDVIEW AVE | 43215 | Active | 1733540810 | AMES | 3000SS | DCDA | 8.000 | 100811 | METER PIT
668 | GRANDVIEW AVE | 43215 | Active | 65443 | AMES | 2000B | DC | 0.750 | 100810 | METER PIT
685 | GRANDVIEW AVE | 43215-1119 | Due Install |  |  |  | RP | 0.625 | 3431848 | MTR IN ROOM BY HOTWATER TANK.
686 | GRANDVIEW AVE | 43215-1120 | Active | 4711439 | WILKINS | 975XL | RP | 0.750 | 3431849 | AT WATER METER WEST WALL UTITLY ROOM
720 | GRANDVIEW AVE | 43215-1122 | Not Required by DOW | [5 empty] | 3431852
740 | GRANDVIEW AVE | 43215-1122 | Active | 432225 | WILKINS | 975XL | RP | 0.750 | 71900 | FRONT WEST WALL NEXT TO WATER METER
744 | GRANDVIEW AVE | 43212 | Active | 07400 | WATTS | LF009M1QT | RP | 1.500 | 3651837 | IN HOT BOX SW CORNER LOT AT WATER METER
744 | GRANDVIEW AVE | 43212 | Not Required by DOW | 231965 | WATTS | LF009M2QT | RP | 1.000 | 3652102 | BACK NW CORNER AT WATER METER
804 | GRANDVIEW AVE | 43215- | Active | H015580 | FEBCO | 805YB | DC | 0.750 | 100295 | MECH ROOM
804 | GRANDVIEW AVE | 43215- | Active | N0912221150 | FEBCO | 870V | DCDA | 4.000 | 100294 | MECH ROOM
804 | GRANDVIEW AVE | 43215- | Not Required by DOW | 32046 | WATTS | 919AQT | RP | 1.000 | 103678 | 808 GRANDVIEW AVE, IN CEILING ABOVE 3 COMPARTMENT SINK
804 | GRANDVIEW AVE | 43215- | Active | 3347246 | WILKINS | 975XLBMS | RP | 2.000 | 100199 | MECH ROOM
815 | GRANDVIEW AVE | 43215-1254 | Active | 2830818 | WILKINS | 975XLBMS | RP | 1.500 | 96167 | NE East Wall in Suite - Grandview Side - Under Cabinet
815 | GRANDVIEW AVE | 43215-1254 | Active | 08965 | WATTS | 007M1QT | DC | 0.750 | 95789 | North Wall - Center In Suite
815 | GRANDVIEW AVE | 43215-1254 | Active | 159533 | AMES | 3000SS | DCDA | 6.000 | 93022 | North Wall - Center In Suite
838 | GRANDVIEW AVE | 43212 | Active | 86024 | WATTS | 919-QT | RP | 0.750 | 3648236 | METER HOUSE OFF OF GRANDVIEW AVE - FIRE BYPASS
838 | GRANDVIEW AVE | 43212 | Active | TK-0845 | WATTS | 957 | RP | 8.000 | 3648234 | METER HOUSE OFF OF GRANDVIEW AVE
838 | GRANDVIEW AVE | 43212 | Active | UF-0061 | WATTS | 957 | RPDA | 8.000 | 3648235 | METER HOUSE OFF OF GRANDVIEW AVE - FIRE
855 | GRANDVIEW AVE | 43215-1192 | Active | 127774 | AMES | 3000SS | DCDA | 6.000 | 74040 | MECH ROOM ON SOUTH SIDE OF BUILDING
855 | GRANDVIEW AVE | 43215-1192 | Active | W167524 | WILKINS | 975 | RP | 2.000 | 74042 | PUMP ROOM
855 | GRANDVIEW AVE | 43215-1192 | Active | 57922 | WATTS | 007QT | DC | 0.750 | 74041 | MECH ROOM ON SOUTHSIDE OF BUILDING
855 | GRANDVIEW AVE | 43215-1192 | Not Required by DOW | ABN5237 | WILKINS | 975XL | RP | 0.750 | 97241 | NORTH SIDE OF BLDG
987 | GRANDVIEW AVE | 43212-3433 | Active | G200207 | WILKINS | 720A | PVB | 0.750 | 74922 | FRT OF HSE
1081 | GRANDVIEW AVE | 43212-3435 | Active | T272862 | WILKINS | 720A | PVB | 0.750 | 3431877 | RIGHT SIDE
1132 | GRANDVIEW AVE | 43212-3456 | Active | CB332863 | WILKINS | 720 | PVB | 0.750 | 3431891 | LEFT SIDE OF HOUSE
1144 | GRANDVIEW AVE | 43212-3436 | Active | CB854980 | WILKINS | 720A | PVB | 0.750 | 3431894 | Right side of house
1200 | GRANDVIEW AVE | 43212-3437 | Active | L33100 | WILKINS | 375 | RP | 3.000 | 93067 | MECH ROOM AT WATER METER
1200 | GRANDVIEW AVE | 43212-3437 | Active | HC2049 | AMES | 3000 | DCDA | 4.000 | 93157 | VAVLE ROOM METER ROOM
1200 | GRANDVIEW AVE | 43212-3437 | Active | 08856 | AMES | 2000B | DC | 0.750 | 93158 | VAVLE ROOM
1217 | GRANDVIEW AVE | 43212-3455 | Due Install |  |  |  | RP | 0.750 | 3431908
1218 | GRANDVIEW AVE | 43212- | Active | 41049 | WATTS | 919AQT | RP | 0.750 | 102027 | 1220 GRANDVIEW AVE - BASEMENT, MIDDLE BASEMENT BY WEST WALL
1218 | GRANDVIEW AVE | 43212- | Not Required by DOW | AC4432 | FEBCO | 765 | PVB | 0.750 | 99938 | 1220 GRANDVIEW AVE - LH SIDE
1241 | GRANDVIEW AVE | 43212- | Not Required by DOW | [5 empty] | 3431913
1245 | GRANDVIEW AVE | 43212-3457 | Active | 75699 | AMES | 2000B | DC | 0.750 | 3618180 | RISER ROOM
1245 | GRANDVIEW AVE | 43212-3457 | Active | 1885480110 | AMES | 3000 | DCDA | 4.000 | 3431915 | RISER ROOM
1265 | GRANDVIEW AVE | 43212- | Due Install |  |  |  | RP | 0.750 | 3650252 | BASEMENT OF 1255 GRANDVIEW AVE (LION CLUB COOKIES) is isolation
1265 | GRANDVIEW AVE | 43212- | Active | ABI1237 | WILKINS | 975XL2 | RP | 0.750 | 3431917 | BASEMENT OF 1255 GRANDVIEW AVE (LION CLUB COOKIES)
1271 | GRANDVIEW AVE | 43212- | Active | 229149 | WATTS | 009M3PCQT | RP | 0.750 | 54494 | IN BASEMENT BY METER IN 1277/1279
1276 | GRANDVIEW AVE | 43212- | Active | 14902 | WATTS | 009M2QT | RP | 0.750 | 3622876 | BASEMENT AT WATER METER
1276 | GRANDVIEW AVE | 43212- | Not Required by DOW | W628283 | WILKINS | 720A | PVB | 0.750 | 54509 | SE CORNER
1277 | GRANDVIEW AVE | 43212 | Active | [5 empty] | 3652938
1295 | GRANDVIEW AVE | 43212-3438 | Due Install | [5 empty] | 3431920
1307 | GRANDVIEW AVE | 43212-3438 | Active | 27385 | WATTS | 919QT | RP | 2.000 | 3613609 | MECHANICAL AREA KITCHEN
1310 | GRANDVIEW AVE | 43212-3439 | Active | 494829 | WILKINS | 975 | RP | 0.750 | 54627 | MECHANICAL ROOM AT WATER METER
1370 | GRANDVIEW AVE | 43212 | Active | N1006070551 | FEBCO | 876V | DCDA | 4.000 | 99401 | MECHANIC ROOM
1370 | GRANDVIEW AVE | 43212 | Active | KF-0915 | WATTS | 957 | RP | 3.000 | 99386 | SOUTHWEST CORNER OF BUILDING IN MECHANIC ROOM
1370 | GRANDVIEW AVE | 43212 | Active | H015984 | FEBCO | 805YB | DC | 0.750 | 99400 | MECHANIC ROOM
1371 | GRANDVIEW AVE | 43212-2802 | Due Install | [5 empty] | 3431923 | UTILITY ROOM S SIDE OF BUILDING OFF ALLEY
1393 | GRANDVIEW AVE | 43212-2802 | Due Install | [5 empty] | 3431924
1407 | GRANDVIEW AVE | 43212-2853 | Active | 327546 | WILKINS | 975 | RP | 1.000 | 54933 | RESTROOM AT METER
1423 | GRANDVIEW AVE | 43212-2853 | Active | 266820 | WILKINS | 975XL | RP | 1.500 | 54985 | AT WATER METER IN KITCHEN OF 1423 B
1425 | GRANDVIEW AVE | 43212-2853 | Active | 3196763 | WILKINS | 975XLBMS | RP | 1.000 | 97930 | BY WATER METER
1449 | GRANDVIEW AVE | 43212- | Due Install | [5 empty] | 3431930 | IN RESTROOM UNDER SINK
1453 | GRANDVIEW AVE | 43212-2853 | Active | 187360 | WATTS | 009M2QT | RP | 1.000 | 55070 | UTILITY ROOM IN RESTROOM AT METER
1460 | GRANDVIEW AVE | 43212-2806 | Active | 17748 | FEBCO | 860 | RP | 0.750 | 3598926 | Janitors closet at water meter
1447 | GRANDVIEW AVE UNIT APT.A | 43212-2853 | Due Install | [5 empty] | 3431929
98 | GRANDVIEW DR | 43017-1312 | Active | 4562715 | WILKINS | 975 | RP | 0.750 | 3624792 | SE BSMMT AT WATER METER WELL TANK CLOSET
122 | GRANDVIEW DR | 43017-1314 | Active | 202051 | WATTS | LF009M3QT | RP | 0.750 | 3635136 | SE BSMNT CLOSET AT WATER METER
3425 | GRANT AVE | 43123-2512 | Active | 38128 | WATTS | 919 | RP | 0.750 | 3432057 | MOP SINK ROOM, n/w corner
5914 | GRANT RUN ESTATES DR | 43123-8244 | Active | 181971 | WILKINS | 720A | PVB | 0.750 | 91631 | RIGHT SIDE
5944 | GRANT RUN PL | 43123-9282 | Active | HB11999 | FEBCO | 765 | PVB | 0.750 | 90401 | SIDE OF HOUSE
5945 | GRANT RUN PL | 43123-9278 | Not Required by DOW | 5156 | WATTS | 009M3QT | RP | 0.750 | 90402 | in basement
6031 | GRANT RUN PL | 43123-9278 | Active | CB093013 | WILKINS | 720A | PVB | 0.750 | 68744 | LEFT SIDE OF HOME
6041 | GRANT RUN PL | 43123-9278 | Active | H427793 | FEBCO | 765 | PVB | 1.000 | 90875 | FRONT RIGHT
6100 | GRANT RUN PL | 43123-9267 | Active | 80120 | WATTS | 800QT | PVB | 0.750 | 69001 | SOUTH END OF BUILDING BY GAS METER
6112 | GRANT RUN PL | 43123-9267 | Active | 813397 | WILKINS | 720A | PVB | 0.750 | 69038 | LEFT FRONT OF DOOR
6124 | GRANT RUN PL | 43123-9267 | Active | T230532 | WILKINS | 720A | PVB | 0.750 | 69077 | SIDE OF HOUSE
6141 | GRANT RUN PL | 43123-8923 | Active | Ead8018 | WILKINS | 720A | PVB | 1.000 | 69123 | FRONT RIGHT OF DOOR
5689 | GRANTHAM LN | 43016-3260 | Active | AC1925 | FEBCO | 765 | PVB | 0.750 | 67602 | RIGHT FRONT CORNER
5697 | GRANTHAM LN | 43016-3260 | Active | 71775 | WATTS | 800QT | PVB | 1.000 | 67628 | N.E. CORNER OF HOUSE
5705 | GRANTHAM LN | 43016-3260 | Active | 39505 | WATTS | 800QT | PVB | 0.750 | 67677 | LEFT SIDE OF HOUSE
5713 | GRANTHAM LN | 43016-3260 | Active | EAD4917 | WILKINS | 720A | PVB | 0.750 | 67697 | LEFT FRONT
377 | GRANVILLE SQ | 43085-3148 | Active | AD4951 | FEBCO | 765 | PVB | 0.750 | 90407 | FRONT OF HOUSE
1296 | GRANVILLE ST | 43203 | Active | 1169780219 | WATTS | 774DCDA | DCDA | 6.000 | 3641014 | IN HOT BOX AT PIT
1296 | GRANVILLE ST | 43203 | Active | 29092 | WATTS | 007M1QT | DC | 0.750 | 3641015 | IN HOT BOX AT PIT
1296 | GRANVILLE ST | 43203 | Active | TC-0010 | WATTS | 957 | RP | 4.000 | 3639010 | IN HOT BOX AT PIT
1339 | GRANVILLE ST | 43203 | Active | VF-0322 | WATTS | 957 | RP | 4.000 | 3641005 | IN HOTBOX AT PIT
1339 | GRANVILLE ST | 43203 | Active | 1975440919 | AMES | 3000SS | DCDA | 6.000 | 3641006 | IN HOT BOX AT PIT
1339 | GRANVILLE ST | 43203 | Active | 29717 | WATTS | 007M1QT | DC | 0.750 | 3641007 | IN HOTBOX
1475 | GRANVILLE ST | 43203-1600 | Not Required by DOW | [5 empty] | 3432356
6870 | GRATE PARK DR | 43054- | Active | 3391398 | WILKINS | 975XL | RP | 0.750 | 70865 | BEHIND BRICK PILLAR NE GRATE PK/CENTL COLLEGE
6910 | GRATE PARK DR | 43054-9087 | Active | G086170 | WILKINS | 720A | PVB | 0.750 | 92601 | LEFT SIDE OF HOUSE
6940 | GRATE PARK DR | 43054-9087 | Active | T055541 | WILKINS | 720A | PVB | 0.750 | 101415 | LEFT SIDE OF HOUSE
6970 | GRATE PARK DR | 43054-9087 | Active | T454391 | WILKINS | 720A | PVB | 0.750 | 89069 | LEFT SIDE OF HOUSE
8850 | GRATE PARK SQ | 43054-9084 | Active | G217041 | WILKINS | 720A | PVB | 0.750 | 97249 | LEFT FRONT
8899 | GRATE PARK SQ | 43054-9085 | Active | T082680 | WILKINS | 720A | PVB | 0.750 | 101508 | LEFT SIDE
8900 | GRATE PARK SQ | 43054- | Active | 4205005 | WILKINS | 975 | RP | 0.750 | 74398 | at Gazebo
8923 | GRATE PARK SQ | 43054-9085 | Active | T231731 | wilkins | 720A | PVB | 0.750 | 87002 | Front of house
8961 | GRATE PARK SQ | 43054-9085 | Active | H154155 | FEBCO | 765 | PVB | 0.750 | 74424 | RIGHT FRONT
7014 | GRAY LOOP | 43054-9217 | Active | 817244 | WILKINS | 720A | PVB | 0.750 | 71284 | Left Side
7024 | GRAY LOOP | 43054-9217 | Active | A072739 | WILKINS | 720A | PVB | 0.750 | 71291 | LEFT SIDE OF HOUSE
7026 | GRAY LOOP | 43054-9217 | Active | H05760 | FEBCO | 765 | PVB | 1.000 | 71295 | LEFT SIDE
2075 | GRAY SLATE LN | 43123-4880 | Active | H323295 | FEBCO | 765 | PVB | 0.750 | 89300 | RIGHT SIDE OF HOUSE
900 | GRAY ST | 43201-3075 | Active | 950943 | WILKINS | 975 | RP | 0.750 | 74464 | INSIDE NORTH EAST CORNER
760 | GRAYLOCK CT | 43119-8635 | Active | G212970 | WILKINS | 720A | PVB | 0.750 | 95454 | LEFT SIDE OF HOUSE
769 | GRAYLOCK CT | 43119-8635 | Active | F031698 | WILKINS | 720A | PVB | 0.750 | 72520 | LEFT SIDE FRONT
772 | GRAYLOCK CT | 43119-8635 | Active | H009090 | FEBCO | 765 | PVB | 0.750 | 72622 | SIDE OF HOUSE
799 | GRAYLOCK CT | 43119-8635 | Active | 18056 | FEBCO | 765 | PVB | 0.750 | 73093 | SOUTH SIDE OF HOUSE
808 | GRAYLOCK CT | 43119-8635 | Active | AD9133 | FEBCO | 765 | PVB | 0.750 | 73282 | LEFT SIDE OF HOUSE
1216 | GREAT HUNTER DR | 43123-8869 | Active | EF7784 | FEBCO | 765 | PVB | 1.000 | 54325 | FRONT OF HOME
45 | GREAT SOUTHERN BLVD | 43207-4001 | Active | 142935 | WATTS | 009M2PCQT | RP | 1.000 | 64194 | AT WATER METER
45 | GREAT SOUTHERN BLVD | 43207-4001 | Active | 0111051307 | FEBCO | 876 | DCDA | 4.000 | 64193 | MECHANICAL ROOM SOUTH END OF BLDG
45 | GREAT SOUTHERN BLVD | 43207-4001 | Active | 019905 | FEBCO | 805 | DC | 0.750 | 64195 | MECHANICAL ROOM S. END OF BLDG
83 | GREAT SOUTHERN BLVD | 43207-4001 | Active | 70714 | WATTS | 009PCQT | RP | 1.500 | 73646 | AT WATER METER
85 | GREAT SOUTHERN BLVD | 43207 | Active | 19664 | WATTS | 919QT | RP | 1.500 | 3611645 | REAR OF RENTAL SPACE
83 | Great Southern Blvd S Unit |  | Active | 1146800701 | AMES | 3000 | DCDA | 4.000 | 73645 | SW CORNER OF STOCK ROOM OF 85 PLASMA UNIT
83 | Great Southern Blvd S Unit |  | Active | 20281 | AMES | 2000B | DC | 0.750 | 73647 | STOCK ROOM OF 85 PLASMA UNIT
3889 | GREAT SOUTHERN CT | 43207-4003 | Active | 360441 | WATTS | LF009M3QT | RP | 0.750 | 3433036 | JUST PAST WATER METER IN RESTROOM
3895 | GREAT SOUTHERN CT | 43207-4003 | Due Install |  |  |  | RP | 0.750 | 3613243
3900 | GREAT SOUTHERN CT | 43207- | Due Install |  |  |  | RP |  | 3616722
3904 | GREAT SOUTHERN CT | 43207- | Due Install | [5 empty] | 3615320
101 | GREAT SOUTHERN S BLVD | 43207-4001 | Due Install | [5 empty] | 3433035
3902 | GREAT SOUTHERN S CT | 43207-4002 | Due Install | [5 empty] | 3616535
3437 | GREAT WESTERN BLVD | 43204-1235 | Active | ABN7883 | WILKINS | 975XL2 | RP | 0.750 | 3613588 | AT WATER MTR IN BACK RESTROOM
3469 | GREAT WESTERN BLVD | 43204-1235 | Active | H002291 | FEBCO | 805 | DC | 0.750 | 60804 | AT FIRE RISER IN UTILITY ROOM
3469 | GREAT WESTERN BLVD | 43204-1235 | Active | F0310281110 | FEBCO | 876 | DCDA | 4.000 | 60803 | AT FIRE RISER IN UTILITY ROOM
3481 | GREAT WESTERN BLVD | 43204- | Active | 13945 | WATTS | 919QT | RP | 0.750 | 92903 | CLOSET AT WATER METER
2264 | GREEN ISLAND DR | 43228-9432 | Active | G246060 | WILKINS | 720A | PVB | 0.750 | 98619 | RIGHT SIDE OF HOUSE
2959 | GREEN LINE WAY | 43231 | Active | T419175 | WILKINS | 720A | PVB | 0.750 | 3638101 | FRONT RIGHT
2975 | GREEN LINE WAY | 43231 | Active | T339953 | WILKINS | 720A | PVB | 0.750 | 3636365 | LEFT SIDE OF HOUSE
5403 | GREEN OAK CT | 43026-8953 | Active | CAB08667 | WILKINS | 720A | PVB | 1.000 | 66835 | RIGHT SIDE OF HOUSE
5650 | GREEN POINTE N DR | 43125-1054 | Active | 357745 | WATTS | 909M1QT | RP | 2.000 | 67505 | SOTHEND OF BUILDING MIDDLEWAYS OVER IN RM W/FIRE
5650 | GREEN POINTE N DR | 43125-1054 | Active | 102642 | AMES | 2000SS | DC | 8.000 | 67504 | SOUTH-FIRE PUMP
5650 | GREEN POINTE N DR | 43125-1054 | Not Required by DOW | 012946 | WATTS | 800m4Qt | PVB | 1.000 | 97729 | Outside pump room
5650 | GREEN POINTE N DR | 43125-1054 | LPS - Active |  |  |  | LST |  | 3646157 | FIRE PUMP ROOM S SIDE
5650 | GREEN POINTE N DR | 43125-1054 | Not Required by DOW | 49594 | WATTS | 919AQT | RP | 1.000 | 3609460 | WAREHOUSE N WALL
5650 | GREEN POINTE N DR | 43125-1054 | Not Required by DOW | 20841 | WATTS | 919QT | RP | 1.500 | 3618082 | LAUNDRY EQUIPMENT, WAREHOUSE NEAR LAUNDRY EQUIPMENT
5700 | GREEN POINTE N DR | 43125-1082 | Active | 491665 | WATTS | 909QT | RP | 1.000 | 67649 | S END OF BUILD 30' FROM FIRST DOOR ON SW CORNER
5700 | GREEN POINTE N DR | 43125-1082 | Active | 47636 | WATTS | 007M1QT | DC | 0.750 | 67648 | SW CORNER
5700 | GREEN POINTE N DR | 43125-1082 | Active | 109300 | AMES | 3000SS | DCDA | 6.000 | 3608145 | SOUTH WAREHOUSE WALL
5710 | GREEN POINTE N DR | 43125-1185 | Active | 58812 | WATTS | 007QT | DC | 1.000 | 67907 | SW CORNER OF BLDG
5710 | GREEN POINTE N DR | 43125-1185 | Active | 1296931003 | AMES | 3000SS | DCDA | 6.000 | 67904 | UNIT OFF SW CORNER OF BLDG
5710 | GREEN POINTE N DR | 43125-1185 | Active | 236389 | WATTS | 009QT | RP | 1.000 | 88109 | at meter south end of building
5765 | GREEN POINTE N DR | 43125- | Active | 101133 | AMES | 2000SS | DC | 8.000 | 67872 | NORTH END 2ND DOOR FROM LEFT LEADING TO PUMP RM
5765 | GREEN POINTE N DR | 43125- | Active | 55761 | WATTS | 009M2QT | RP | 1.500 | 67874 | FIRE PUMP ROOM
5765 | GREEN POINTE N DR | 43125- | Active | 352948 | WATTS | 909HWM1QT | RP | 1.500 | 67873 | NORTH END 2ND DOOR FRONT LEFT LEADING TO MECH RM
5770 | GREEN POINTE N DR | 43125-1095 | Active | 19201 | WATTS | 919AQT | RP | 1.000 | 67905 | behind water tank on wall
5800 | GREEN POINTE N DR | 43125 | Active | 360381 | WATTS | 009M2QT | RP | 1.000 | 103262 | CORNER OF STORE ROOM DOLLAR GENERAL
5650 | GREEN POINTE N DR UNIT B | 43125 | Active | 010759 | WATTS | LF909M1QT | RP | 2.000 | 3616948 | S MECH RM, AFTER METER SETTING
5795 | GREEN POINTE S DR | 43125- | Active | 084132 | WATTS | LF009M2QT | RP | 1.500 | 3649050 | S/E CORNER BY METER
5795 | GREEN POINTE S DR | 43125- | Active | 4282 | AMES | 2000B | DC | 0.750 | 67973 | EAST WALL
5795 | GREEN POINTE S DR | 43125- | Active | 306090 | AMES | 3000SS | DCDA | 8.000 | 67972 | EAST WALL
5825 | GREEN POINTE S DR | 43125-1084 | Active | 35867 | WATTS | 007M1QT | DC | 0.750 | 68091 | METER ROOM IN WAREHOUSE
5825 | GREEN POINTE S DR | 43125-1084 | Active | 413056 | WATTS | LF009M3QT | RP | 0.750 | 3626874 | AT METER MTR/RISER ROOM
5825 | GREEN POINTE S DR | 43125-1084 | Active | 3BN0414 | AMES | 3000SS | DCDA | 6.000 | 68090 | METER ROOM IN WAREHOUSE
5830 | GREEN POINTE S DR | 43125-1188 | LPS - Active | [5 empty] | 3638626
5830 | GREEN POINTE S DR | 43125-1188 | Active | 21N1924 | AMES | 2000SS | DC | 8.000 | 68101 | NORTH WALL -- SERIAL #21N1924
5830 | GREEN POINTE S DR | 43125-1188 | Active | 577242 | WILKINS | 975XL | RP | 1.000 | 68102 | NORTH END OF BLDG
5835 | GREEN POINTE S DR | 43125-2000 | Active | N052 | AMES | 3000SS | DCDA | 6.000 | 68110 | PIT BY ROAD
5835 | GREEN POINTE S DR | 43125-2000 | Active | 39950 | WATTS | 007QT | DC | 0.750 | 68111 | PIT BY ROAD
5835 | GREEN POINTE S DR | 43125-2000 | Active | 468797 | WATTS | 909QT | RP | 1.000 | 68112 | EAST END OF BLDG
5885 | GREEN POINTE S DR | 43125-2004 | Active | 487023 | WATTS | 909QT | RP | 1.000 | 68223 | FRONT AND CENTER OF BUILDING ON ROADSIDE
5885 | GREEN POINTE S DR | 43125-2004 | Active | 101401 | AMES | 3000SS | DCDA | 6.000 | 68221 | METER PIT N SIDE OR DRIVE BY ROAD
5885 | GREEN POINTE S DR | 43125-2004 | Active | 42729 | WATTS | 007M1QT | DC | 0.750 | 68222 | METER PIT N SIDE OF DRIVE BY ROAD
5900 | GREEN POINTE S DR | 43125 | Active | 194837 | WATTS | LF009M2QT | RP | 2.000 | 3652908 | HOT BOX
5920 | GREEN POINTE S DR | 43125-1182 | Active | 29490 | WATTS | 919qt | RP | 2.000 | 68329 | FAR WEST WELL OF BLDG AT METER
5920 | GREEN POINTE S DR | 43125-1182 | Not Required by DOW | 561015 | WILKINS | 720A | PVB | 1.000 | 68327 | NORTH END
5920 | GREEN POINTE S DR | 43125-1182 | Not Required by DOW | 606536 | WATTS | 800m4 | PVB | 1.000 | 68328 | SOUTH END
5925 | GREEN POINTE S DR | 43125-1098 | Not Required by DOW | 127245 | WATTS | 009QT | RP | 1.500 | 88805 | BY MAIN
5925 | GREEN POINTE S DR | 43125-1098 | Active | 269151 | WATTS | 009QT | RP | 2.000 | 88804 | AT METER
6001 | GREEN POINTE S DR | 43125-2008 | LPS - Active | [5 empty] | 3632808 | FIRE BOOSTER PUMP
6001 | GREEN POINTE S DR | 43125-2008 | Active | 103367 | AMES | 4000SS | RP | 6.000 | 68578 | HOT BOX
6001 | GREEN POINTE S DR | 43125-2008 | Active | 16990 | WATTS | 919AQT | RP | 1.000 | 99575 | SOUTH TRASH ROOM
6001 | GREEN POINTE S DR | 43125-2008 | Active | TH0972 | WATTS | 957 | RP | 3.000 | 68579 | FIRE RISER ROOM-MAIN BUILDING
6001 | GREEN POINTE S DR | 43125-2008 | Active | 17072 | WATTS | 919ZQT | RP | 1.000 | 98903 | NORTH TRASH ROOM
6198 | GREEN POINTE S DR | 43125 | Active | SD1231 | AMES | COLT-500-GV | RPDA | 10.000 | 3633513 | North side of building along Green Point Dr. S. / Hot Box
6198 | GREEN POINTE S DR | 43125 | Active | UE-0313 | AMES | COLT | RPDA | 10.000 | 3646828 | HOTBOX OFF ROHR RD - FIRE SERVICE
6198 | GREEN POINTE S DR | 43125 | Active | 85267 | WATTS | 919QT | RP | 0.750 | 3646829 | HOTBOX OFF ROHR RD - FIRE SERVICE BYPASS
6198 | GREEN POINTE S DR | 43125 | Active | SB2422 | AMES | COLT 400 | RP | 3.000 | 3633347 | North side of building along Green Point Dr. S. / Hot Box
6198 | GREEN POINTE S DR | 43125 | Active | 97333 | WATTS | LF919QT | RP | 0.750 | 3633512 | North side of building along Green Point Dr. S. / Hot Box
6198 | GREEN POINTE S DR | 43125 | LPS - Active | [5 empty] | 3636684 | North side of building along Green Point Dr. S. / Hot Box
6201 | GREEN POINTE S DR | 43125 | Active | 72703 | AMES | 2000B | DC | 0.750 | 3607969 | PUMP ROOM
6201 | GREEN POINTE S DR | 43125 | Active | 3947886 | WILKINS | 975XL2 | RP | 2.000 | 3607668 | FIRE RISER ROOM
6201 | GREEN POINTE S DR | 43125 | LPS - Active | [5 empty] | 3625099 | FIRE RISER ROOM FIRE PUMP
6201 | GREEN POINTE S DR | 43125 | Not Required by DOW | 3923274 | WILKINS | 975XL2 | RP | 2.000 | 3607970 | FIRE RISER ROOM
6201 | GREEN POINTE S DR | 43125 | Active | 1841910824 | AMES | 3000SS | DCDA | 8.000 | 3607968 | PUMP ROOM
128 | GREEN SPRINGS DR | 43235-4643 | Active | G205055 | FEBCO | 765 | PVB | 1.000 | 54516 | FRONT CENTER
131 | GREEN SPRINGS DR | 43235-4644 | Active | T329579 | WILKINS | 720 | PVB | 1.000 | 3433270
134 | GREEN SPRINGS DR | 43235-4643 | Active | CAA47213 | WILKINS | 720A | PVB | 0.750 | 90419 | RIGHT SIDE TOWARD FRONT
146 | GREEN SPRINGS DR | 43235-4643 | Active | 4890 | FEBCO | 765 | PVB | 1.000 | 55085 | RIGHT SIDE OF HOUSE
152 | GREEN SPRINGS DR | 43235-4643 | Active | 7590 | FEBCO | 765 | PVB | 1.000 | 55290 | RIGHT SIDE OF HOUSE
158 | GREEN SPRINGS DR | 43235-4643 | Active | 210745 | WATTS | 800QT | PVB | 1.000 | 55451 | WEST SIDE, FRONT CORNER
164 | GREEN SPRINGS DR | 43235-4643 | Active | HD5770 | FEBCO | 765 | PVB | 1.000 | 55671 | LEFT SIDE OF HOUSE
170 | GREEN SPRINGS DR | 43235-4643 | Active | 30229 | FEBCO | 765 | PVB | 1.000 | 99067 | LEFT SIDE OF HOUSE
173 | GREEN SPRINGS DR | 43235-4644 | Active | 9040 | FEBCO | 765 | PVB | 1.000 | 55983 | LEFT REAR OF HOME
176 | GREEN SPRINGS DR | 43235-4643 | Active | CB878779 | WILKINS | 720A | PVB | 1.000 | 3433274 | LEFT FRONT CORNER
179 | GREEN SPRINGS DR | 43235-4644 | Active | T300094 | WILKINS | 720A | PVB | 1.000 | 92363 | FRONT OF HOUSE
182 | GREEN SPRINGS DR | 43235-4643 | Active | A215958 | WILKINS | 720A | PVB | 1.000 | 90420 | RIGHT REAR OF HOUSE
185 | GREEN SPRINGS DR | 43235-4644 | Active | 869223 | WILKINS | 720A | PVB | 1.000 | 90421 | RIGHT SIDE OF HOUSE
188 | GREEN SPRINGS DR | 43235-4643 | Active | T345382 | FEBCO | 765 | PVB | 0.750 | 56475 | RIGHT SIDE OF HOUSE
194 | GREEN SPRINGS DR | 43235-4643 | Active | 279686 | WILKINS | 720A | PVB | 0.750 | 56692 | LEFT FRONT
200 | GREEN SPRINGS DR | 43235-4645 | Active | 96743 | WILKINS | 975XLBMS | RP | 0.750 | 56940 | BASEMENT AT WTR MTR
206 | GREEN SPRINGS DR | 43235-4645 | Active | 647600 | WATTS | 800M4FR | PVB | 1.000 | 90422 | LEFT SIDE OF HOUSE
212 | GREEN SPRINGS DR | 43235-4645 | Active | G263247 | WILKINS | 720A | PVB | 1.000 | 90423 | LEFT SIDE
212 | GREEN SPRINGS DR | 43235-4645 | Active | 644529 | WILKINS | 720A | PVB | 1.000 | 99731 | RIGHT SIDE OF HOUSE
218 | GREEN SPRINGS DR | 43235-4645 | Active | 500082 | WATTS | 800M4QT | PVB | 0.750 | 92544 | LEFT SIDE OF HOUSE
218 | GREEN SPRINGS DR | 43235-4645 | Active | AG6465 | FEBCO | 765 | PVB | 1.000 | 92545 | RIGHT SIDE FRONT OF HOUSE
221 | GREEN SPRINGS DR | 43235-4646 | Active | H055614 | FEBCO | 765 | PVB | 0.750 | 90424 | REAR OF HOUSE NEAR FIREPLACE
229 | GREEN SPRINGS DR | 43235-4646 | Active | cb451719 | WILKINS | 720A | PVB | 1.000 | 90426 | RIGHT FRONT OF HOUSE
230 | GREEN SPRINGS DR | 43235-4645 | Active | 542779 | WILKINS | 720A | PVB | 0.750 | 90428 | LEFT SIDE OF HOUSE
120 | GREEN ST | 43222-1661 | Not Required by DOW | 190609 | WATTS | 009QT | RP | 1.000 | 54233 | MECH ROOM CEILING
120 | GREEN ST | 43222-1661 | Active | 126960603 | AMES | 3000SS | DCDA | 4.000 | 54237 | MECH ROOM / NORTH WALL
120 | GREEN ST | 43222-1661 | Active | 31559 | AMES | 2000B | DC | 0.750 | 54238 | MECH ROOM/ NORTH WALL
120 | GREEN ST | 43222-1661 | Not Required by DOW | 01717 | WATTS | 919QT | RP | 1.500 | 54243 | MECH ROOM SW CORNER
120 | GREEN ST | 43222-1661 | Active | 4642534 | WATTS | 975XL2 | RP | 2.000 | 54241 | NEXT TO WATER METER
6415 | GREEN STONE LOOP | 43016-6064 | Active | EAA0558 | WILKINS | 720A | PVB | 0.750 | 3592505 | LEFT FRONT
6423 | GREEN STONE LOOP | 43016-6064 | Active | H132164 | FEBCO | 765 | PVB | 0.750 | 69910 | LEFT SIDE FRONT
6427 | GREEN STONE LOOP | 43016-6064 | Active | T366163 | WILKINS | 720 | PVB | 0.750 | 3591886 | RIGHT SIDE
6431 | GREEN STONE LOOP | 43016-6064 | Active | A11478 | WATTS | 009QT | RP | 1.000 | 92619 | RIGHT FRONT
6432 | GREEN STONE LOOP | 43016-4148 | Active | CB101265 | WILKINS | 720A | PVB | 1.000 | 95150 | LEFT SIDE OF HOUSE
6435 | GREEN STONE LOOP | 43016-6064 | Active | CB828078 | WILKINS | 720A | PVB | 0.750 | 69928 | RIGHT CENTER PAST GAS METER
6439 | GREEN STONE LOOP | 43016-6064 | Active | CB325167 | WILKINS | 720A | PVB | 0.750 | 3591887 | RIGHT SIDE OF THE HOUSE
6440 | GREEN STONE LOOP | 43016-4148 | Active | F040200 | WILKINS | 720A | PVB | 0.750 | 98201 | LEFT SIDE
6448 | GREEN STONE LOOP | 43016-4148 | Active | H154076 | FEBCO | 765 | PVB | 0.750 | 69942 | LEFT SIDE FRONT
6449 | GREEN STONE LOOP | 43016-6064 | Active | T097043 | WILKINS | 720A | PVB | 0.750 | 101923 | RIGHT FRONT
6461 | GREEN STONE LOOP | 43016-6064 | Active | 01563 | WATTS | 800M4QT | PVB | 1.000 | 95735 | RIGHT SIDE OF HOUSE
6464 | GREEN STONE LOOP | 43016-4148 | Active | 954762 | WILKINS | 720A | PVB | 0.750 | 69994 | RIGHT HAND SIDE BY A/C
6465 | GREEN STONE LOOP | 43016-6064 | Active | H398532 | FEBCO | 765 | PVB | 1.000 | 87749 | EAST SIDE RIGHTSIDE
6469 | GREEN STONE LOOP | 43016-6064 | Active | H114882 | FEBCO | 765 | PVB | 0.750 | 70001 | RIGHT SIDE OF HSE
6475 | GREEN STONE LOOP | 43016-6064 | Active | H115820 | FEBCO | 765 | PVB | 0.750 | 70013 | LT SIDE
3471 | GREENBANK CT | 43221-4724 | Active | 11673 | WATTS | 800M4 | PVB | 1.000 | 3433282 | LEFT SIDE OF GARAGE DOOR
4100 | GREENBELT DR | 43026-7308 | Active | 181856 | WILKINS | 720A | PVB | 0.750 | 3433291 | RIGHT SIDE
4114 | GREENBELT DR | 43026-7308 | Active | 828591 | WILKINS | 720A | PVB | 0.750 | 62963 | LEFT SIDE OF HOUSE
4124 | GREENBELT DR | 43026-7308 | Active | cb629154 | WILKINS | 720A | PVB | 0.750 | 100299 | LEFT FRONT
4144 | GREENBELT DR | 43026-7309 | Active | T386397 | WILKINS | 720A | PVB | 0.750 | 3433293 | LEFT FRONT
4145 | GREENBELT DR | 43026-7311 | Active | CB547028 | WILKINS | 720A | PVB | 0.750 | 3580995 | RIGHT SIDE OF HOUSE
200 | GREENBRIAR CT | 43085-3055 | Active | T516228 | WILKINS | 720A | PVB | 1.000 | 56941 | OUTSIDE
217 | GREENBRIAR CT | 43085-3060 | Active | 336341 | WATTS | 800M4QT | PVB | 0.750 | 57502 | SOUTHWEST SIDE OF HOUSE
237 | GREENBRIAR CT | 43085-3060 | Active | G221741 | WILKINS | 720A | PVB | 0.750 | 58091 | OUTSIDE
247 | GREENBRIAR CT | 43085-3060 | Active | G105586 | WILKINS | 720A | PVB | 1.000 | 90411 | RIGHT SIDE OF HOUSE BY GAS METER
260 | GREENBRIAR CT | 43085-3055 | Active | H083673 | FEBCO | 765 | PVB | 1.000 | 58700 | FRT OF HSE
260 | GREENBRIAR CT | 43085-3055 | Active | H107240 | FEBCO | 765 | PVB | 0.750 | 58701 | FRONT OF HOUSE
267 | GREENBRIAR CT | 43085-3060 | Active | 117587 | FEBCO | 765 | PVB | 1.000 | 90412 | LEFT SIDE
300 | GREENBRIAR CT | 43085-3088 | Active | T242076 | WILKINS | 720A | PVB | 0.750 | 3433298
287 | GREENBRIER CT | 43085-3060 | Active | CR287 | RAINBIRD | 100 | PVB | 1.000 | 59473 | RIGHT SIDE OF HOUSE (NO SERIAL # LISTED)
345 | GREENGLADE AVE | 43085-2266 | Active | H580683 | FEBCO | 765 | PVB | 0.750 | 100103 | RIGHT SIDE
355 | GREENGLADE AVE | 43085-2266 | Active | CB602916 | WILKINS | 720A | PVB | 0.750 | 100334 | RIGHT SIDE
447 | GREENGLADE AVE | 43085-2206 | Active | CB440229 | WILKINS | 720A | PVB | 0.750 | 3433472 | FRONT OF HOUSE
479 | GREENGLADE AVE | 43085-2206 | Active | T417914 | WILKINS | 720A | PVB | 0.750 | 3433478 | 10' RIGHT OF FRONT DOOR
530 | GREENGLADE AVE | 43085-2291 | Active | T304830 | WILKINS | 720A | PVB | 0.750 | 90414 | BACK OF HOUSE MIDDLE OF DECK BY A/C
535 | GREENGLADE AVE | 43085-2291 | Active | CB269749 | WILKINS | 720A | PVB | 1.000 | 90415 | FRONT -RIGHT OF DOOR UNDER WINDOW
6272 | GREENHAVEN AVE | 43119 | Active | 039174 | WATTS | LF800M4QT | PVB | 0.750 | 100367 | LEFT SIDE
6375 | GREENHAVEN DR | 43119-8148 | Active | 357120 | WATTS | 009M3QT | RP | 0.750 | 101539 | ABOVE WATER METER
7023 | GREENLAND PL | 43016 | Active | CB029325 | WILKINS | 720A | PVB | 0.750 | 102978 | RIGHT SIDE
7031 | GREENLAND PL | 43016 | Active | T386996 | WILKINS | 720A | PVB | 0.750 | 3602888 | RIGHT CENTER BY A/C
7047 | GREENLAND PL | 43016 | Active | CAA36841 | WILKINS | 720A | PVB | 0.750 | 98596 | FRONT OF HOUSE
7055 | GREENLAND PL | 43016 | Active | T034248 | WILKINS | 720A | PVB | 0.750 | 100411 | LEFT SIDE OF HOUSE EAST
7071 | GREENLAND PL | 43016 | Active | G246882 | WILKINS | 720A | PVB | 0.750 | 98759 | RIGHT SIDE OF HOUSE (WEST)
7076 | GREENLAND PL | 43016 | Active | T382182 | WILKINS | 720A | PVB | 0.750 | 3630305 | RIGHT FRONT
555 | GREENLAWN AV | 43223-2612 | Not Required by DOW | W208441 | WILKINS | 975XL | RP | 1.500 | 90939 | MECH ROOM
555 | GREENLAWN AV | 43223-2612 | Active | W198116 | WILKINS | 975XL | RP | 2.000 | 90940 | MECH ROOM
555 | GREENLAWN AV | 43223-2612 | Active | 48646 | WATTS | 007QT | DC | 0.500 | 90938 | PIT IN NORTH SIDE OF PARKING LOT
555 | GREENLAWN AV | 43223-2612 | Active | 138578 | WATTS | 709 | DCDA | 6.000 | 90937 | IN PIT NORTH SIDE OF PARKING LOT
35 | GREENLAWN AVE | 43206- | Active | 22305 | WATTS | LF919QT | RP | 1.500 | 3625077 | SE STORAGE AREA AT WATER METER JIMMY JOHNS
35 | GREENLAWN AVE | 43206- | Not Required by DOW | 154861 | WATTS | LF009QT | RP | 0.500 | 3626451 | ICE MAKER, NEXT TO THE WATER METER
49 | GREENLAWN AVE | 43206-3442 | Due Install |  |  |  | RP |  | 3433525 | HALF WAY DOWN EAST SIDE
222 | GREENLAWN AVE | 43223 | Active | 23521 | WATTS | 007M1PCQT | DC | 0.750 | 3613324 | METER ROOM
222 | GREENLAWN AVE | 43223 | Active | OK-0456 | WATTS | 957 | RP | 3.000 | 3613322 | METER ROOM
222 | GREENLAWN AVE | 43223 | Active | 1850560115 | AMES | 3000SS | DCDA | 6.000 | 3613323 | METER ROOM
222 | GREENLAWN AVE | 43223 | Active | OK-1798 | WATTS | 957 | RP | 3.000 | 3610122 | METER ROOM FIRE STATION 3
340 | GREENLAWN AVE | 43223-2610 | Active | 4356752 | WILKINS | 975XL | RP | 0.750 | 60600 | IN KITCHEN
384 | GREENLAWN AVE | 43223-2610 | Active | 47725 | WATTS | 009QT | RP | 2.000 | 61908 | LOADING DOCK AT METER
400 | GREENLAWN AVE | 43223-2611 | Active | 112889 | WATTS | LF009M2QT | RP | 1.500 | 3636199 | WEST SIDE OF BUILDING TOWRDS THE NORTH
400 | GREENLAWN AVE | 43223-2611 | Active | JL-0718 | WATTS | 757N | DC | 8.000 | 98449 | IN HOT BOX SW CORNER OF BLDG
400 | GREENLAWN AVE | 43223-2611 | Active | 202429 | WATTS | 007M3QT | DC | 0.750 | 98450 | IN HOTBOX. FIRE SIDE CAR
530 | GREENLAWN AVE | 43223-2613 | Active | 3489550 | WILKINS | 975 | RP | 1.000 | 100824 | BASEMENT AT METER
594 | GREENLAWN AVE | 43223- | Active | W096807 | WILKINS | 975 | RP | 0.750 | 68364 | IN RESTROOM AT WATER METER JUST N OF OFFICE
700 | GREENLAWN AVE | 43223- | Active | 4960236 | WILKINS | 975XL | RP | 0.750 | 3438575 | BASEMENT OF MAUSOLEUM 700 GREENLAWN-AT MTR
880 | GREENLAWN AVE | 43223-2616 | Due Install |  |  |  | RP | 4.000 | 3648802
880 | GREENLAWN AVE | 43223-2616 | Active | 53201 | WATTS | LF919QT | RP | 1.000 | 3613753 | BOILER ROOM
880 | GREENLAWN AVE | 43223-2616 | Active | A54429 | WATTS | 009QT | RP | 0.500 | 98808 | BEHIND ICE MAKER IN KITCHEN
888 | GREENLAWN AVE | 43223 | Active | AC-2576 | AMES | COLT 400 | RP | 4.000 | 3613752 | HOT BOX AT METER PIT
888 | GREENLAWN AVE | 43223 | Active | 37792 | AMES | 2000BM3 | DC | 0.750 | 3613751 | METER PIT
888 | GREENLAWN AVE | 43223 | Not Required by DOW | 4051512 | WILKINS | 975XL | RP | 2.000 | 3615050 | BY METER PIT SE CORNER OF PROPERTY
888 | GREENLAWN AVE | 43223 | Active | PD-0103 | AMES | COLT 300GV | DCDA | 8.000 | 3613750 | METER PIT
1000 | GREENLAWN AVE | 43223-2618 | Active | 172105 | WATTS | LF009M2QT | RP | 1.000 | 91082 | IN HOT BOX AT MAIN GATE
1000 | GREENLAWN AVE | 43223-2618 | Not Required by DOW | HE75411 | FEBCO | 765 | PVB | 1.000 | 3621386 | NORTH SIDE OF DRIVE ACCROSS FROM NEW GARDEN MAUSOLEUM
378 | GREENLAWN AVE UNIT B | 43223-2610 | Active | 234133 | WATTS | 007M3 | DC | 0.750 | 3654504 | PIT BY DRIVE
378 | GREENLAWN AVE UNIT B | 43223-2610 | Active | 64967 | WATTS | 009QT | RP | 0.750 | 61909 | BASEMENT FURNANCE ROOM @ METER
378 | GREENLAWN AVE UNIT B | 43223-2610 | Active | XC-1997 | AMES | 300-GV | DCDA | 6.000 | 3433529 | PIT BY DRIVE
5940 | GREENPOINTE S DR | 43125-1085 | Active | 881605 | WILKINS | 975XL | RP | 1.500 | 68372 | WEST WALL BY TOILET ROOMS
6000 | GREENPOINTE S DR | 43125- | Active | GK929 | APOLLO/CONBRACO | 40208A2 | RP | 2.000 | 68543 | @ water meter. N/E CORNER
6000 | GREENPOINTE S DR | 43125- | Not Required by DOW | 514144 | WATTS | 800 | PVB | 1.000 | 68541 | OUTSIDE DOOR # 4 N/E CORNER OF BUILDING
6000 | GREENPOINTE S DR | 43125- | Not Required by DOW | GV134 | CONBRACO | 40208A2 | RP | 0.500 | 68544 | EAST WALL BY METER
725 | GREENRIDGE RD | 43235- | Not Required by DOW | [5 empty] | 3433557
859 | GREENRIDGE RD | 43235-3411 | Active | H502275 | FEBCO | 765 | PVB | 0.750 | 94911 | FRONT RIGHT SIDE OF HOUSE
1040 | GREENRIDGE RD | 43235-3477 | Active | 86417 | FEBCO | 765 | PVB | 1.000 | 53691 | LEFT FRONT
4392 | GREENSBURY DR | 43054-8838 | Active | T178396 | WILKINS | 720A | PVB | 0.750 | 3611497 | RIGHT SIDE
4416 | GREENSBURY DR | 43054-8679 | Active | T081569 | WILKINS | 720A | PVB | 0.750 | 102125 | RIGHT SIDE
4432 | GREENSBURY DR | 43054-8679 | Active | 337107 | WILKINS | 720A | PVB | 0.750 | 99902 | LEFT SIDE
4449 | GREENSBURY DR | 43054-8677 | Active | G104704 | WILKINS | 720A | PVB | 0.750 | 90418 | LEFT SIDE OF HOUSE
4497 | GREENSBURY DR | 43054-8678 | Active | T459289 | WILKINS | 720A | PVB | 0.750 | 92254 | LEFT SIDE OF HOUSE
4537 | GREENSBURY DR | 43054-8678 | Active | CB436105 | WILKINS | 720A | PVB | 1.000 | 64309 | RIGHT SIDE OF HOUSE
8397 | GREENSIDE DR | 43017-8448 | Active | T197859 | WILKINS | 720A | PVB | 0.750 | 3610060 | FRONT RIGHT CORNER OF HOUSE
8405 | GREENSIDE DR | 43017-8462 | Active | BF0299 | FEBCO | 765 | PVB | 0.750 | 73807 | RH SIDE
8411 | GREENSIDE DR | 43017-8462 | Active | H935222 | FEBCO | 765 | PVB | 0.750 | 3433628 | RIGHT SIDE
8417 | GREENSIDE DR | 43017-8462 | Active | cab59057 | WILKINS | 720A | PVB | 1.000 | 73822 | LEFT CENTER BY GAS
8418 | GREENSIDE DR | 43017-8461 | Active | 47879 | WATTS | 800QT | PVB | 0.750 | 73825 | RIGHT FRONT
8421 | GREENSIDE DR | 43017-8462 | Active | T178717 | Wilkins | 720A | PVB | 0.750 | 73832 | RIGHT SIDE
8422 | GREENSIDE DR | 43017-8461 | Active | F136676 | WILKINS | 720A | PVB | 0.750 | 99545 | RIGHT SIDE
8425 | GREENSIDE DR | 43017-8462 | Active | H827400 | FEBCO | 765 | PVB | 1.000 | 73833 | SIDE OF HOUSE
8429 | GREENSIDE DR | 43017-8462 | Active | G243438 | WILKINS | 720A | PVB | 0.750 | 73840 | LEFT SIDE OF HOUSE EAST CORNER
8433 | GREENSIDE DR | 43017-8462 | Active | T240312 | WILKINS | 720A | PVB | 0.750 | 73847 | RIGHT FRONT
8439 | GREENSIDE DR | 43017-8462 | Active | BF8095 | FEBCO | 765 | PVB | 0.750 | 73849 | LEFT HAND SIDE
8442 | GREENSIDE DR | 43017-8461 | Active | A003059 | FEBCO | 765 | PVB | 0.750 | 73863 | RIGHT HAND SIDE
8443 | GREENSIDE DR | 43017-8462 | Active | 179001 | WATTS | 800QT | PVB | 0.750 | 73861 | SOUTH SIDE FRONT CORNER
8449 | GREENSIDE DR | 43017-8462 | Active | 779680 | WILKINS | 720A | PVB | 0.750 | 73866 | REAR OF HOUSE
8453 | GREENSIDE DR | 43017-8462 | Active | H339748 | FEBCO | 765 | PVB | 0.750 | 92214 | LEFT SIDE
8457 | GREENSIDE DR | 43017-8462 | Active | EM4331 | FEBCO | 765 | PVB | 1.000 | 73878 | LT SIDE REAR
5608 | GREENSTONE PT | 43017-9666 | Active | 79319 | RAINBIRD | AC4000 | DC | 0.750 | 90427 | BASEMENT
5620 | GREENSTONE PT | 43017-9666 | Active | T178745 | WILKINS | 720A | PVB | 0.750 | 3433632 | BACK LEFT
4115 | GREENSVIEW DR | 43220 | Active | T239591 | WILKINS | 720 | PVB | 0.750 | 3618375 | LEFT HAND SIDE
4120 | GREENSVIEW DR | 43220-3926 | Active | H203971 | FEBCO | 765 | PVB | 0.750 | 62970 | RIGHT SIDE OF HOUSE
4152 | GREENSVIEW DR | 43220-3926 | Active | T303328 | WILKINS | 720A | PVB | 0.750 | 90430 | front of house
4168 | GREENSVIEW DR | 43220-3926 | Active | 04046 | WATTS | 800M2QT | PVB | 1.000 | 63134 | NE SIDE OF HOUSE NEXT TO WOOD FENCE
4200 | GREENSVIEW DR | 43220-3928 | Active | A047865 | WILKINS | 720A | PVB | 1.000 | 63238 | FRONT OF HOUSE
4208 | GREENSVIEW DR | 43220-3928 | Active | 903161 | WILKINS | 720A | PVB | 0.750 | 63291 | RT SIDE
4216 | GREENSVIEW DR | 43220-3928 | Active | H13252 | FEBCO | 765 | PVB | 0.750 | 63314 | REAR OF HOUSE
4245 | GREENSVIEW DR | 43220-3969 | Active | A047774 | WILKINS | 720A | PVB | 1.000 | 101879 | RIGHT OF FRONT
4301 | GREENSVIEW DR | 43220-3970 | Not Required by DOW | 2GM1050 | AMES | 2000SS | DC | 3.000 | 63628 | BOILER ROOOM LOWER LEVEL E WALL
4301 | GREENSVIEW DR | 43220-3970 | Not Required by DOW | 393786 | WATTS | 909QT | RP | 1.000 | 63629 | BOILER ROOM
4301 | GREENSVIEW DR | 43220-3970 | Active | 009975 | WILKINS | LF909 | RP | 3.000 | 3639632 | WATER RISER ROOM NEW BUILDING ADDITION
4301 | GREENSVIEW DR | 43220-3970 | Not Required by DOW | 252512 | WATTS | LF009M3QT | RP | 0.750 | 3644839 | NORTHWEST CORNER OF BOILER ROOM
4301 | GREENSVIEW DR | 43220-3970 | Active | 17598B | WILKINS | 350ASTDA | DCDA | 6.000 | 3646197
4301 | GREENSVIEW DR | 43220-3970 | Active | HC32494 | WILKINS | 950XLD | DC | 0.750 | 3646198
4326 | GREENSVIEW DR | 43220-3979 | Active | G086368 | WILKINS | 720A | PVB | 0.750 | 88499 | NEXT TO FRONT DOOR
7565 | GREENSWARD AVE | 43054- | Due Install |  |  |  | RP | 4.000 | 3633689
7565 | GREENSWARD AVE | 43054- | Due Install |  |  |  | DCDA | 6.000 | 3633690
7565 | GREENSWARD AVE | 43054- | Active | 450673 | WATTS | 909M1QT | RP | 2.500 | 72249 | BATH & TENNIS BLDG POOL EQUIPMENT STORAGE ROOM
7565 | GREENSWARD AVE | 43054- | Active | 439972 | WATTS | 909QT | RP | 0.750 | 72251 | IN BOILER ROOM IN BACK OF BOILERS--1 CLUB LANE
6944 | GREENSWARD RD | 43054-8958 | Active | 463467 | WATTS | 800QT | PVB | 1.000 | 70989 | FRONT OF HOUSE
6960 | GREENSWARD RD | 43054-8958 | Active | EH2051 | FEBCO | 765 | PVB | 1.000 | 71033 | LT SIDE OF HouSE
6988 | GREENSWARD RD | 43054-8960 | Active | K4915 | CONBRACO | 4050402 | PVB | 0.750 | 71104 | SOUTH OF FRONT DOOR AT OFFSET
7000 | GREENSWARD RD | 43054-8960 | Active | W132870 | WILKINS | 975XL | RP | 0.500 | 71238 | LAUNDRY ROOM OF GARAGE CARIAGE HSE BOILER FOR RADIANT HEAT
7000 | GREENSWARD RD | 43054-8960 | Active | T631788 | WILKINS | 720A | PVB | 1.000 | 71239 | EAST OF FRONT DOOR
7130 | GREENSWARD RD | 43054-8906 | Active | 235595 | WATTS | 009QT | RP | 1.000 | 71473 | BASEMENT FURNACE ROOM
7150 | GREENSWARD RD | 43054- | Active | cb157619 | WILKINS | 720A | PVB | 1.000 | 64414 | 7150 GREENSWARD RD OUTSIDE: FRONT E CORNER OF BLDG
7228 | GREENSWARD RD | 43054-8908 | Active | CB588272 | WILKINS | 720A | PVB | 0.750 | 71657 | WEST SIDE BY A/C
7561 | GREENSWARD RD | 43054- | Active | 4967471 | WILKINS | 975XL2TCU | RP | 1.250 | 88583 | 1st floor kitchen 20' from elevator - above ceiling
7561 | GREENSWARD RD | 43054- | Active | 254468 | WATTS | LF009M2QT | RP | 1.000 | 72243 | REFRIGERATION CONDENSER
7561 | GREENSWARD RD | 43054- | Active | 241239 | WATTS | 009M201 | RP | 1.000 | 3619746 | AVTEC HOOD FIRE SUPP, 2ND FL KTCHN FRONT HOOD CLNG PANEL CEILING
7561 | GREENSWARD RD | 43054- | Due Install |  |  |  | RP | 4.000 | 3633218
7561 | GREENSWARD RD | 43054- | Due Install |  |  |  | DCDA | 6.000 | 3633219
7561 | GREENSWARD RD | 43054- | Active | 11640 | WATTS | 919QT | RP | 2.000 | 72242 | BASEMENT MECH RM, MAIN CLUB HOUSE
7561 | GREENSWARD RD | 43054- | Active | 402704 | WATTS | 909M1QT | RP | 2.000 | 72244 | ADULT MECHANICAL ROOM
7561 | GREENSWARD RD | 43054- | Active | 355253 | WATTS | LF009M3QT | RP | 0.750 | 72245 | MAIN CLUB HOUSE BASEMENT STORAGE/MAINT
7561 | GREENSWARD RD | 43054- | Active | 231989 | WATTS | 909M1 | RP | 2.000 | 72241 | BASEMENT MECHANICAL RM, MAIN CLUB HOUSE
7561 | GREENSWARD RD | 43054- | Active | 211311 | WATTS | 009M2QT | RP | 2.000 | 72240 | MAIN BUILDING CLUB BOILER ROOM
7561 | GREENSWARD RD | 43054- | Active | 012961 | WATTS | lf007m2qt | DC | 1.500 | 72246 | MAIN BASEMENT FAN RM COUNTRY CLUB BLDG
7563 | GREENSWARD RD | 43054- | Active | 234962 | WATTS | 909QTM1 | RP | 0.750 | 72247 | FIRE LINE VALVE ROOM CART BLDG SW CORNER
7563 | GREENSWARD RD | 43054- | Due Install |  |  |  | DCDA | 4.000 | 3632648 | FIRE IN PIT
7563 | GREENSWARD RD | 43054- | Due Install |  |  |  | RP | 1.500 | 3632608 | MTR IN GOLF CART SHACK
7563 | GREENSWARD RD | 43054- | Active | 018293 | WATTS | LF909QT | RP | 0.750 | 3610200 | BATH & TENNIS BUILDING CLOSET, 1 CLUB LANE
7178 | GREENSWARD RD UNIT FRONT | 43054-8907 | Active | W150038 | WILKINS | 975XLBMS | RP | 1.500 | 71547 | for well @ water meter bsmt west side in sump pump closet
6511 | GREENSWAY LOOP | 43016-8424 | Active | FL7543 | FEBCO | 765 | PVB | 1.000 | 3604217 | LEFT SIDE OF HOUSE
6540 | GREENSWAY LOOP | 43016-8427 | Active | 426961 | WILKINS | 720A | PVB | 0.750 | 3433651 | LEFT SIDE OF HOUSE
1731 | GREENWAY AVE | 43203-1246 | Active | 362328 | WATTS | 800M4FR | PVB | 0.750 | 55988 | OUTSIDE WEST WALL
1731 | GREENWAY AVE | 43203-1246 | Due Install |  |  |  | RP |  | 3635425 | AT WATER METER
1731 | GREENWAY AVE | 43203-1246 | Active | 304147 | WILKINS | 950 | DC | 1.500 | 55989 | AT METER SET
1810 | GREENWAY AVE | 43219- | Active | 13536 | WATTS | 919AQT | RP | 2.000 | 99104 | MECHANIC ROOM - East Harley Field
1810 | GREENWAY AVE | 43219- | Active | 371846 | WILKINS | 720A | PVB | 2.000 | 90916 | AT END OF GRANDSTAND - East H.S. Harley Field
1810 | GREENWAY AVE | 43219- | Active | N0807221107 | FEBCO | 870V | DC | 4.000 | 97762 | Boiler/Mech Room - East Harley Field
2059 | GREENWAY N AVE | 43219-2954 | Active | 593767 | WATTS | 800M4QT | PVB | 1.000 | 57133 | RIGHT SIDE OF HOUSE
2325 | GREENWICH AVE | 43211- | Active | 3337112 | WILKINS | 975 | RP | 0.750 | 99034 | ON WALL NEXT TO BOILER (BOILER ROOM) - 1567 LORETTA AVE
2325 | GREENWICH AVE | 43211- | Due Install |  |  |  | RP |  | 3635958 | AT METER
624 | GREENWICH ST | 43085 | Active | CB602739 | WILKINS | 720A | PVB | 0.750 | 3636150 | left side next to driveway
634 | GREENWICH ST | 43085-3754 | Active | T329129 | WILKINS | 720A | PVB | 0.750 | 3491277 | RIGHT FRONT
5800 | GREENWICH ST | 43085- | Active | 569767 | WATTS | 909QT | RP | 0.750 | 60597 | BOILER ROOM - Colonial Hills E. S.
5800 | GREENWICH ST | 43085- | Active | 187543 | WATTS | 909 | RP | 0.750 | 3607826 | Catwalk Boiler - Colonial Hills E. S.
1550 | GRENOBLE RD | 43221-3847 | Active | T253901 | WILKINS | 720A | PVB | 0.750 | 3433975 | LEFT SIDE OF HOUSE
1604 | GRENOBLE RD | 43221-3849 | Active | F031655 | WILKINS | 720A | PVB | 0.750 | 97796 | Front of house
1656 | GRENOBLE RD | 43221-3849 | Active | T295124 | WILKINS | 720A | PVB | 0.750 | 3433998
1696 | GRENOBLE RD | 43221-3849 | Active | 380561 | WILKINS | 420 | PVB | 0.750 | 3434008 | RIGHT SIDE FRONT
8202 | GREY ABBY CT | 43017-8636 | Active | 171955 | WILKINS | 720A | PVB | 0.750 | 73509 | RIGHT SIDE OF HOUSE
8210 | GREY ABBY CT | 43017-8636 | Active | 444314 | WILKINS | 720A | PVB | 0.750 | 73531 | RT SIDE
8217 | GREY ABBY CT | 43017 | Active | T361219 | WILKINS | 720A | PVB | 0.750 | 73541 | RIGHT FRONT
8218 | GREY ABBY CT | 43017-8636 | Active | H008955 | FEBCO | 765 | PVB | 0.750 | 73544 | FRONT OF HOUSE
8225 | GREY ABBY CT | 43017-8636 | Active | H142792 | FEBCO | 765 | PVB | 1.000 | 73554 | RIGHT SIDE OF HOUSE
8226 | GREY ABBY CT | 43017-8636 | Active | 4571088 | WILKINS | 975 | RP | 0.750 | 93385 | RIGHT SIDE OF HOUSE
6124 | GREY FRIAR WAY | 43017-8803 | Active | AC4327 | FEBCO | 765 | PVB | 0.750 | 69078 | LT FRONT DOOR
6129 | GREY FRIAR WAY | 43017-8805 | Active | A082382 | WILKINS | 720A | PVB | 1.000 | 69095 | NW CORNER OF HOUSE
6136 | GREY FRIAR WAY | 43017-8803 | Active | H114230 | FEBCO | 765 | PVB | 0.750 | 69113 | OUTSIDE
6139 | GREY FRIAR WAY | 43017-8805 | Active | DB8422 | FEBCO | 765 | PVB | 1.000 | 69119 | LEFT FRONT
6144 | GREY FRIAR WAY | 43017-8803 | Active | AC6714 | FEBCO | 765 | PVB | 1.000 | 69128 | LEFT REAR
6149 | GREY FRIAR WAY | 43017-8805 | Active | 319860 | WILKINS | 720A | PVB | 1.000 | 101117 | LEFT SIDE OF HOUSE
6152 | GREY FRIAR WAY | 43017-8803 | Active | 11942 | WATTS | 800M2QT | PVB | 0.750 | 69160 | LEFT HAND SIDE
6159 | GREY FRIAR WAY | 43017-8805 | Active | DA6133 | FEBCO | 765 | PVB | 1.000 | 69180 | LEFT SIDE FRONT
6189 | GREY FRIAR WAY | 43017-8805 | Active | 102332 | WATTS | 800QT | PVB | 0.750 | 69294 | FRONT OF HOUSE BY REMOTE READERS
6192 | GREY FRIAR WAY | 43017-8804 | Active | D14090 | FEBCO | 765 | PVB | 0.750 | 69313 | FRONT LEFT SIDE
6199 | GREY FRIAR WAY | 43017-8805 | Active | 102336 | WATTS | 800M4FR | PVB | 0.750 | 69334 | FRONT OF HOUSE RIGHT FRONT DOOR
6200 | GREY FRIAR WAY | 43017-8804 | Active | CB653238 | WILKINS | 720A | PVB | 0.750 | 69359 | LEFT FRONT
2996 | GREYCLIFF LN | 43221 | Active | CB113688 | WILKINS | 720A | PVB | 0.750 | 3609654 | FRONT
2999 | GREYCLIFF LN | 43221 | Active | T154979 | WILKINS | 720A | PVB | 1.000 | 103138 | LEFT SIDE OF HOUSE
6160 | GREYFRIAR WAY | 43017-8803 | Active | T082164 | WILKINS | 720A | PVB | 0.750 | 101448 | LEFT CENTER BY A/C
4390 | GREYHILL ST | 43054-8896 | Active | 742210 | WATTS | 800M4FR | PVB | 1.000 | 97259 | BACK RIGHT SIDE OF HOUSE
4406 | GREYHILL ST | 43054-8896 | Active | H514901 | FEBCO | 765 | PVB | 0.750 | 96981 | RIGHT SIDE OF HOUSE
4407 | GREYHILL ST | 43054-8897 | Active | A152190 | WILKINS | 720A | PVB | 0.750 | 88417 | LEFT FRONT
5596 | GREYSTONE LN | 43026-9502 | Active | HD546 | FEBCO | 765 | PVB | 1.000 | 67355 | RIGHT SIDE OF HOUSE
1575 | GRIFFITH CT | 43235-2523 | Active | A133456 | WILKINS | 720A | PVB | 0.750 | 92112 | LEFT SIDE OF HOUSE
791 | GRIGGS AVE | 43223-2305 | Not Required by DOW | W304312 | WILKINS | 975XLBMS | RP | 0.750 | 90560 | 1ST FLOOR MECH ROOM EAST SIDE OF BUILDING -Sullivant E. S.
791 | GRIGGS AVE | 43223-2305 | Active | 66766 | WATTS | 007M1PCQT | DC | 0.750 | 90573 | EAST MECH ROOM - Sullivant E. S.
791 | GRIGGS AVE | 43223-2305 | Active | 178096 | WATTS | 909 | RP | 3.000 | 90559 | 1ST FLOOR MECH ROOM EAST SIDE OF BUILDING - Sullivant E. S.
791 | GRIGGS AVE | 43223-2305 | Active | 146011 | AMES | 3000SS | DCDA | 6.000 | 90574 | EAST MECH ROOM - Sullivant E. S.
8031 | GRISWOLD DR | 43054-8168 | Active | CB555940 | WILKINS | 720A | PVB | 0.750 | 88924 | LEFT SIDE OF HOUSE
8098 | GRISWOLD DR | 43054-8201 | Active | CB857458 | WILKINS | 720A | PVB | 0.750 | 3596705 | Left Side
8164 | GRISWOLD DR | 43054-8169 | Active | T460805 | WILKINS | 720A | PVB | 0.750 | 3613169 | RIGHT SIDE OF HOME
8170 | GRISWOLD DR | 43054-8169 | Active | A006751 | WILKINS | 720A | PVB | 0.750 | 73459 | RIGHT SIDE OF HOME
8176 | GRISWOLD DR | 43054-8169 | Active | G176485 | WILKINS | 720A | PVB | 0.750 | 73468 | RIGHT SIDE OF HOME
8188 | GRISWOLD DR | 43054-8169 | Active | A145237 | WILKINS | 720A | PVB | 0.750 | 73482 | RIGHT SIDE OF HOME
8200 | GRISWOLD DR | 43054-8199 | Active | G204826 | WILKINS | 720A | PVB | 0.750 | 95144 | FRONT OF HOUSE
8206 | GRISWOLD DR | 43054-8199 | Active | G186071 | WILKINS | 720A | PVB | 0.750 | 73514 | LEFT SIDE OF HOME
802 | GRISWOLD ST | 43085-3130 | Active | G044010 | WILKINS | 720A | PVB | 0.750 | 91873 | FRONT OF HOUSE
870 | GRISWOLD ST | 43085-3130 | Active | 177330 | WATTS | 909 | RP | 3.000 | 87959 | FRONT BASEMENT OF OLD CHURCH AT WATER METER
1430 | GROGAN AVE | 43211- | Due Install | [5 empty] | 3434179 | WEST WALL UTILITIES ROOM
1430 | GROGAN AVE UNIT A | 43211- | Due Install | [5 empty] | 3434180 | EAST WALL IN RESTROOM
7596 | GROTTO CT | 43235-1463 | Active | 56322 | FEBCO | 765 | PVB | 1.000 | 72292 | FRONT OF HOUSE
7599 | GROTTO CT | 43235-1463 | Active | T409625 | WILKINS | 720A | PVB | 0.750 | 3434194 | RIGHT SIDE OF HOUSE
3449 | GROVE CITY RD | 43123-3009 | Due Install |  |  |  | RP |  | 3629512 | AT METER
3500 | GROVE CITY RD | 43123 | Active | 1779990816 | AMES | 3000SS | DCDA | 6.000 | 3619804 | S MECH RM S BLDG
3500 | GROVE CITY RD | 43123 | Active | 25810 | WATTS | 007M1QT | DC | 0.750 | 3619805 | S MECH RM S BLDG
3500 | GROVE CITY RD | 43123 | Active | 017706 | WATTS | LF009M2QT | RP | 1.500 | 3621304 | RISER ROOM
3500 | GROVE CITY RD | 43123 | Active | QH-0506 | WATTS | 957 | RP | 4.000 | 3619806 | S MECH RM S BLDG
3709 | GROVE CITY RD | 43123-3020 | Active | 108670 | WATTS | 909 | RP | 4.000 | 87715 | EAST WALL FIRE PUMP ROOM
3709 | GROVE CITY RD | 43123-3020 | Active | 403973 | WATTS | 909M1QT | RP | 2.000 | 87716 | EAST WALL FIRE PUMP ROOM
3709 | GROVE CITY RD | 43123-3020 | Active | 138294 | WATTS | 709DCDA | DCDA | 8.000 | 87714 | PIT
3709 | GROVE CITY RD | 43123-3020 | Active | 30660 | WATTS | 719QT | DC | 0.750 | 87628 | IN PIT
3767 | GROVE CITY RD | 43123-3020 | Not Required by DOW |  |  |  | RP |  | 3434212
3889 | GROVE CITY RD | 43123-9193 | Due Install |  |  |  | RP |  | 3434215
3897 | GROVE CITY RD | 43123-9193 | Due Install |  |  |  | RP |  | 3434216
3899 | GROVE CITY RD | 43123-9193 | LPS - Due Install |  |  |  | LPC |  | 3624749 | LOW PRESSURE SUSTAINING DEVICE FOR BOOSTER PUMP
3899 | GROVE CITY RD | 43123-9193 | Due Install |  |  |  | RP |  | 3434217
4343 | GROVE CITY RD | 43123- | Active | WI-2586 | AMES | 300GV | DCDA | 4.000 | 3652355 | W WALL
4343 | GROVE CITY RD | 43123- | Active | 66226 | AMES | 2000BM3 | DC | 0.750 | 3654100 | W WALL
4343 | GROVE CITY RD | 43123- | Active | ACJ1789 | WILKINS | 975XLZ | RP | 1.500 | 3434219
4350 | GROVE CITY RD | 43123-9000 | Active | 100538 | WATTS | 009M3QT | RP | 0.750 | 63783 | BASEMENT
3515 | GROVE CITY RD UNIT A | 43123-3054 | Due Install |  |  |  | DCDA | 6.000 | 3638801
3515 | GROVE CITY RD UNIT A | 43123-3054 | Due Install |  |  |  | RP | 1.500 | 3434203
4870 | GROVE POINTE DR | 43125-9242 | Active | F044996 | WILKINS | 720A | PVB | 0.750 | 97410 | RIGHT SIDE
400 | GROVE ST | 43215-2123 | Active | 4769424 | WILKINS | 975XL | RP | 0.750 | 62534 | West Wall at Meter
2110 | GROVEPORT PKE | 43207- | Due Install |  |  |  | RP |  | 3434298 | 'SO CALLED BASEMENT"
2225 | GROVEPORT PKE | 43207-2525 | Not Required by DOW | [5 empty] | 3434303
2509 | GROVEPORT PKE | 43207-3147 | Active | LF48845 | WATTS | 919QT | RP | 0.750 | 104072 | 2515 GROVEPORT RD, WAREHOUSE
2580 | GROVEPORT PKE | 43207-3146 | Active | A19300 | WATTS | 009M2QT | RP | 0.750 | 58672 | FURNANCE ROOM IN LADY'S ROOM
2500 | GROVEPORT RD | 43207- | Active | 51379 | WATTS | 919AQT | RP | 0.750 | 87956 | INSIDE SOUTH EAST DOOR BY METER
2564 | GROVEPORT RD | 43207-3146 | Active | 356769 | WILKINS | 975 | RP | 0.750 | 58641 | NEXT TO METER
2716 | GROVEPORT RD | 43207-3149 | Active | W026084 | WILKINS | 975 | RP | 0.750 | 59080 | SE IN 2716 BLDG SALES BLDG -AT WTR METER S/E CORNER OF BUILDING
2716 | GROVEPORT RD | 43207-3149 | Not Required by DOW | 4491883 | wilkins | 975xl | RP | 0.750 | 59079 | 2700 BLDG IN BOX DRAIN RACK AREA -WTR FOUNTAIN
3220 | GROVEPORT RD | 43207-3259 | Active | 20027 | WATTS | 919 | RP | 1.500 | 102580 | Back Corner of the Farm Room Storage
3220 | GROVEPORT RD | 43207-3259 | Active | 4422600XLTCU | WILKINS | 975XL2 | RP | 0.750 | 3623308 | BASEMENT
3220 | GROVEPORT RD | 43207-3259 | Due Install |  |  |  | RP |  | 3631377
5521 | GROVEPORT RD | 43125-1001 | Active | W109138 | WILKINS | 975XL | RP | 2.000 | 67161 | BACK OF ROOM 105
5625 | GROVEPORT RD | 43125 | Active | 1129110109 | WATTS | 774DCDA | DCDA | 6.000 | 3351181 | HOT BOX - NE OF CAR REPAIR SHOP OFFICE BEHIND CAR REPAIR
5625 | GROVEPORT RD | 43125 | Active | 205951 | WATTS | 007M3QT | DC | 0.750 | 104014 | HOT BOX NE OF CAR REPAIR SHOP -OFFICE BEHIND CAR REPAIR
5626 | GROVEPORT RD | 43125-1067 | Active | 165292 | WATTS | 009QT | RP | 0.500 | 89423 | MECH ROOM AT WATER METER
5650 | GROVEPORT RD | 43125 | Active | 74661 | WATTS | LF919QT | RP | 0.750 | 3620109 | HOTBOX NEAR STREET
5650 | GROVEPORT RD | 43125 | Active | MK-5299 | AMES | 500 | RPDA | 6.000 | 3620108 | HOTBOX NEAR STREET
5900 | GROVEPORT RD | 43125-1102 | Active | 3791515 | WILKINS | 975XL2 | RP | 1.500 | 68260 | EAST SIDE OF BULDING AT WATER METER
5900 | GROVEPORT RD | 43125-1102 | Not Required by DOW | CB215163 | WILKINS | 720A | PVB | 1.000 | 3639301 | BY SERVICE ENTRANCE IN BUSH
5900 | GROVEPORT RD | 43125-1102 | Not Required by DOW | 1111115900 | HYDRO-GAP | XX | AG | 1.000 | 97144 | above 3 comp sink
5900 | GROVEPORT RD | 43125-1102 | Not Required by DOW | 082812 | WATTS | LF800M4QT | PVB | 1.000 | 68261 | E SIDE (Side of Building)
3943 | GROVES RD | 43232-4138 | Due Install |  |  |  | RP | 0.750 | 3434330
3960 | GROVES RD | 43232-4137 | Due Install |  |  |  | RP |  | 3434331
3960 | GROVES RD | 43232-4137 | LPS - Active |  |  |  | RP |  | 3640784 | FIRE PUMP
3980 | GROVES RD | 43232-4172 | Active | 260549 | WILKINS | 975 | RP | 0.750 | 62411 | OFFICE RESTROOM IN VANITY
3980 | GROVES RD | 43232-4172 | Active | 260531 | WILKINS | 975 | RP | 0.750 | 62410 | OFFICE RESTROOM IN VANITY, MIDDLE SECTION OF BLDG
4111 | GROVES RD | 43232-4182 | Active | 21980 | WATTS | 007M1QT | DC | 0.750 | 3603651 | NORTH END OF FACILITY IN ELECTRIC ROOM
4111 | GROVES RD | 43232-4182 | Active | 182093 | AMES | 3000SS | DCDA | 6.000 | 3434334 | NORTH END OF FACILITY IN ELECTRIC ROOM
4211 | GROVES RD | 43232-4104 | Not Required by DOW | 14269 | WATTS | 919AQT | RP | 1.000 | 94627 | BOAT MAIN. SHOP 108 NORTH WALL BLDG 6
4211 | GROVES RD | 43232-4104 | Not Required by DOW | 09634 | WATTS | 919QT | RP | 2.000 | 94626 | K BLDG NE END MOTORCYCE WASH BAY 193
4211 | GROVES RD | 43232-4104 | Active | 1573760507 | AMES | 3000SS | DCDA | 6.000 | 93310 | @ SPRINKLER
4211 | GROVES RD | 43232-4104 | Not Required by DOW | 33249 | WATTS | 919AQT | RP | 1.000 | 94628 | ROOM 154 ON NORTH WALL BLDG E
4211 | GROVES RD | 43232-4104 | Not Required by DOW | 15691 | WATTS | 919AQT | RP | 1.000 | 94629 | RM 175A SOUTH WALL BLDG N
4211 | GROVES RD | 43232-4104 | Active | 11153 | WATTS | 919QT | RP | 1.250 | 3633900 | BY ROOM H104 GENERATOR ROOM
4211 | GROVES RD | 43232-4104 | Not Required by DOW | 13801 | WATTS | 919AQT | RP | 1.000 | 93407 | rm D109
4211 | GROVES RD | 43232-4104 | Active | HD2629 | WATTS | 957Z | RP | 3.000 | 93284 | K BLDG NE END OF BLDG MOTORCYCLE WASH BAY RM 193
4211 | GROVES RD | 43232-4104 | Active | 08564 | WATTS | 007M1QT | DC | 0.750 | 93311 | @SPRINKLER RISER
4250 | GROVES RD | 43232-4103 |  |  |  |  | RP |  | 3434335 | AT METER
4252 | GROVES RD | 43232 | Active | 66125 | WATTS | 919AQT | RP | 0.750 | 3622794 | HOT BOX BY S.E. DRIVE
4252 | GROVES RD | 43232 | Active | QK-1061 | WATTS | 957NRPDA-GV | RPDA | 8.000 | 3622793 | HOT BOX BY S.E. DRIVE
4252 | GROVES RD | 43232 | Active | QA-0322 | WATTS | 957 | RP | 4.000 | 3622608 | BOILER ROOM
4252 | GROVES RD | 43232 | Not Required by DOW | 081122 | WATTS | LF009M2QT | RP | 1.000 | 3626853 | MAIN MECH RM 101
4270 | GROVES RD | 43232-4103 | Due Install |  |  |  | DCDA | 8.000 | 3629987
4270 | GROVES RD | 43232-4103 | Due Install |  |  |  | RP | 2.000 | 3629985
4270 | GROVES RD | 43232-4103 | Active | 583387 | WILKINS | 975XLBMS | RP | 0.750 | 63471 | FURNACE ROOM FRONT OF ADM BUILDING AT 4260 GROVES
4270 | GROVES RD | 43232-4103 | Active | 153365 | WILKINS | 975XLBMS | RP | 0.750 | 96624 | BACK STORAGE ROOM AT 4280 GROVES
4270 | GROVES RD | 43232-4103 | Active | 327574 | WILKINS | 975 | RP | 1.000 | 63470 | 4280 GROVES RD - ADM GRAIN, BOILER ROOM WAREHOUSE
4320 | GROVES RD | 43232-4103 | Due Install | [5 empty] | 3434337
4330 | GROVES RD | 43232-4103 | Active | 75925 | WATTS | LF919QT | RP | 1.000 | 3650651 | WEST WALL OF MECHANICAL ROOM
4500 | GROVES RD | 43232-4106 | Active | H05136 | FEBCO | 825YA | RP | 1.000 | 64223 | BY OVERHEAD DOOR
4500 | GROVES RD | 43232-4106 | Due Install |  |  |  | RP |  | 3629944
4500 | GROVES RD | 43232-4106 | Active | 247560 | WATTS | 909 | RP | 6.000 | 64222 | E SIDE OF BLDG BY THE OVERHEAD DOOR
4545 | GROVES RD | 43232-4114 | Due Install |  |  |  | DCDA | 8.000 | 3650928 | METER PIT
4545 | GROVES RD | 43232-4114 | Due Install |  |  |  | RP | 1.000 | 3434339 | meter pit
4736 | GROVES RD | 43232-4165 | Active | 126130 | WATTS | 009QT | RP | 0.750 | 64915 | AT WATER METER
4740 | GROVES RD | 43232-4163 | Active | 67219 | WATTS | 919QT | RP | 1.000 | 64924 | AT WATER METER
4800 | GROVES RD | 43232-4165 | Active | 1162723 | WILKINS | 975XLBMS | RP | 1.000 | 65095 | MECH ROOM
3910 | GROVES RD UNIT A | 43232-4162 | Due Install |  |  |  | RP |  | 3434325 | FORD BOX SOUTHWEST END OF BUILDING
3910 | GROVES RD UNIT C | 43232-4162 | Due Install |  |  |  | RP |  | 3434326 | SOUTHWEST CORNER OF BUILDING
3910 | GROVES RD UNIT E | 43232-4162 | Due Install |  |  |  | RP |  | 3434327
1381 | GROVEWOOD DR | 43207-3291 | Not Required by DOW | [5 empty] | 3434399
8922 | GUILDER ST | 43065-9036 | Active | T131896 | WILKINS | 720A | PVB | 0.750 | 103383 | LEFT SIDE OF HOUSE
1552 | GUILFORD RD | 43221-3851 | Active | HB49621 | FEBCO | 765 | PVB | 0.750 | 91663 | FRONT OF HOUSE
1576 | GUILFORD RD | 43221-3851 | Active | T385547 | WILKINS | 720 | PVB | 0.750 | 3434630 | LEFT SIDE OF HOUSE
1580 | GUILFORD RD | 43221-3851 | Active | T366123 | WILKINS | 720A | PVB | 0.750 | 3434632 | LEFT SIDE
1600 | GUILFORD RD | 43221-3853 | Active | T466192 | WILKINS | 720A | PVB | 0.750 | 3434634
1645 | GUILFORD RD | 43221-3852 | Active | CAA25753 | WILKINS | 720A | PVB | 1.000 | 3434646 | FRONT OF HOUSE RIGHT OF FRONT DOOR
1687 | GUILFORD RD | 43221-3852 | Active | CB828084 | WILKINS | 720A | PVB | 0.750 | 3434655 | FRONT LEFT OF DOOR
1701 | GUILFORD RD | 43221-3852 | Active | T295371 | WILKINS | 720A | PVB | 0.750 | 3434658 | RIGHT SIDE
1754 | GUILFORD RD | 43221-3855 | Active | T240326 | WILKINS | 720A | PVB | 0.750 | 3434662 | FRONT OF HOUSE
1766 | GUILFORD RD | 43221-3855 | Active | CB653346 | WILKINS | 720A | PVB | 0.750 | 3434663 | RIGHT SIDE OF HOUSE
1820 | GUILFORD RD | 43221-3855 | Active | AB3099 | FEBCO | 765 | PVB | 1.000 | 87466 | FRONT RIGHT OF DOOR
2025 | GUILFORD RD | 43221-4341 | Active | AC6680 | FEBCO | 765 | PVB | 1.000 | 57060 | RIGHT SIDE MIDDLE
2026 | GUILFORD RD | 43221-4342 | Active | 039716 | WATTS | 800M4FR | PVB | 0.750 | 3434689 | back of house
2040 | GUILFORD RD | 43221-4344 | Active | H527360 | FEBCO | 765 | PVB | 0.750 | 97424 | RIGHT SIDE OF HOUSE
2079 | GUILFORD RD | 43221-4114 | Active | T308330 | WILKINS | 720A | PVB | 0.750 | 101347 | RIGHT SIDE
8445 | GULLANE CT | 43017-9768 | Active | 150046 | WILKINS | 720 | PVB | 0.750 | 3434717 | LEFT SIDE OF HOUSE
8455 | GULLANE CT | 43017-9768 | Active | 4152965 | WILKINS | 975XL | RP | 0.750 | 3434719 | RIGHT SIDE OF HOUSE
8475 | GULLANE CT | 43017-9768 | Active | 13377 | FEBCO | 765 | PVB | 1.000 | 73895 | LEFT SIDE OF HOUSE
8515 | GULLANE CT | 43017-9768 | Active | G242395 | WILKINS | 720A | PVB | 0.750 | 99053 | FRONT OF HOUSE
4213 | GUNSTON HALL | 43054-8928 | Active | 06031 | WATTS | 800M2QT | PVB | 1.000 | 63309 | BEHIND BUSHES OUTSIDE NEAR FRONT ENTRYWAY
4220 | GUNSTON HALL | 43054-8928 | Active | 83061 | WATTS | 800QT | PVB | 1.000 | 63326 | LEFT OF FRONT DOOR
4225 | GUNSTON HALL | 43054-8928 | Active | 4225 | WILKINS | 720A | PVB | 1.000 | 63340 | IN BASEMENT AT WATER METER
4225 | GUNSTON HALL | 43054-8928 | Active | EAF4888 | WILKINS | 720A | PVB | 0.750 | 3654640 | RIGHT OF FRONT DOOR
1185 | GUSTAVUS LN | 43205- | Active | 21835 | WATTS | 919QT | RP | 1.500 | 3627984 | AT WATER METER IN CLOSET AT S DOOR (CHAPEL ST)
4173 | GUSTON PL | 43230-8480 | Active | T196754 | WILKINS | 720A | PVB | 0.750 | 3587524 | LEFT SIDE OF THE HOUSE
6625 | GUYER ST | 43085-2426 | Active | 61034 | AMES | 200B | DC | 0.750 | 3647136 | METER PIT NORTHWEST SECTION OF PROPERTY
6625 | GUYER ST | 43085-2426 | Not Required by DOW | 4916455 | Wilkins | 975XL2 | RP | 2.000 | 3650500 | STORAGE CLOSET OF GYM
6625 | GUYER ST | 43085-2426 | Active | UD-1213 | AMES | COLT 300 | DCDA | 8.000 | 3647134 | METER PIT NORTHWEST PROPERTY ON THACKERAY
6625 | GUYER ST | 43085-2426 | Active | UE-0616 | AMES | 400 | RP | 4.000 | 3638125 | HOT BOX AT PIT ON THACHERAY
6625 | GUYER ST | 43085-2426 | Not Required by DOW | 23066 | WATTS | 919QT | RP | 2.000 | 103998 | IN BOILER ROOM BY HOT WATER TANKS - Worthingway M. S.
4603 | GWYNEDD CT | 43016-8294 | Active | 516838 | WILKINS | 720A | PVB | 0.750 | 64541 | LEFT SIDE OF HOUSE NORTH EAST
4618 | GWYNEDD CT | 43016-8294 | Active | 375397 | WILKINS | 720A | PVB | 0.750 | 64585 | RIGHT SIDE
4619 | GWYNEDD CT | 43016-8294 | Active | DJ9738 | FEBCO | 765 | PVB | 0.750 | 64590 | LEFT HAND SIDE
4627 | GWYNEDD CT | 43016-8294 | Active | 444306 | WILKINS | 720A | PVB | 0.750 | 64612 | LEFT SIDE
7606 | GYLWYN CT | 43017-8612 | Active | cb243076 | WILKINS | 720A | PVB | 1.000 | 72327 | LEFT SIDE OF HOUSE ---OUTSIDE
7613 | GYLWYN CT | 43017 | Active | 305003 | WATTS | 800M4QT | PVB | 1.000 | 72338 | RIGHT SIDE
3922 | HABITAT DR | 43228-9590 | Due Install |  |  |  | RP | 6.000 | 3434936
9120 | HADDINGTON CT | 43017-9671 | Active | 07544 | WATTS | 800M2QT | PVB | 0.750 | 74566 | EAST SIDE OF HOUSE BY SMALL DOOR
9132 | HADDINGTON CT | 43017-9671 | Active | hg04225 | FEBCO | 765 | PVB | 1.000 | 74570 | RIGHT CENTER BY GAS MTR IN BUSHES
9138 | HADDINGTON CT | 43017-9671 | Active | cb794283 | WILKINS | 720A | PVB | 1.000 | 74572 | OUTSIDE FRONT RIGHT
3251 | HADDINGTON DR | 43068-5086 | Due Install |  |  |  | RP |  | 3366010
5519 | HADDINGTON DR | 43017-9451 | Active | 7943948 | WILKINS | 975XL | RP | 1.000 | 93854 | BASEMENT BOTTOM OF STAIRS TO THE RIGHT
5520 | HADDINGTON DR | 43017-8537 | Active | HH28427 | FEBCO | 765 | PVB | 1.000 | 67159 | SOUTHWEST CORNER REAR OF HOUSE
5531 | HADDINGTON DR | 43017-9451 | Active | CB915313 | WILKINS | 720A | PVB | 0.750 | 3435015 | RIGHT REAR AT A/C UNIT
5532 | HADDINGTON DR | 43017-8537 | Active | G045556 | WILKINS | 720A | PVB | 0.750 | 67193 | (RIGHT) EAST SIDE OF HOUSE
5555 | HADDINGTON DR | 43017-9451 | Active | H656604 | FEBCO | 765 | PVB | 0.750 | 100159 | LEFT SIDE OF HOUSE
5566 | HADDINGTON DR | 43017-9452 | Active | 3938256 | WILKINS | 975XL2 | RP | 0.750 | 93855 | REAR OF HOUSE UNDER DECK
5679 | HADDINGTON DR | 43017-9451 | Active | CB076705 | WILKINS | 720A | PVB | 0.750 | 3435019 | RIGHT FRONT
5690 | HADDINGTON DR | 43017-9452 | Active | 315927 | WATTS | 800CMQT | PVB | 0.750 | 67606 | RIGHT HAND SIDE
5691 | HADDINGTON DR | 43017-9451 | Active | 4791704 | WILKINS | 975XL | RP | 0.750 | 93856 | Left front
5715 | HADDINGTON DR | 43017-9451 | Active | 342335 | WILKINS | 720A | PVB | 1.000 | 67699 | LEFT SIDE OF HOUSE
5739 | HADDINGTON DR | 43017-9451 | Active | AE8557 | FEBCO | 765 | PVB | 1.000 | 67765 | LEFT HAND SIDE
5753 | HADDINGTON DR | 43017-9451 | Active | AH0682 | FEBCO | 765 | PVB | 1.000 | 67827 | LEFT SIDE
5844 | HADDINGTONSHIRE LN | 43016-3283 | Active | T034158 | WILKINS | 720A | PVB | 0.750 | 100070 | RIGHT SIDE
5845 | HADDINGTONSHIRE LN | 43016-3285 | Active | 10691 | FEBCO | 765 | PVB | 1.000 | 93858 | RIGHT SIDE
5863 | HADDINGTONSHIRE LN | 43016-3285 | Active | 10909 | FEBCO | 765 | PVB | 1.000 | 68175 | RIGHT FRONT
6151 | HADDO WAY | 43017-8526 | Active | 5904 | FEBCO | 765 | PVB | 0.750 | 69156 | RIGHT SIDE OF HOUSE
6152 | HADDO WAY | 43017-8527 | Active | 111267 | WATTS | 800QT | PVB | 0.750 | 69161 | LEFT FRONT
6159 | HADDO WAY | 43017-8526 | Active | 672217 | WILKINS | 720A | PVB | 0.750 | 69181 | FRONT OF HOUSE
6160 | HADDO WAY | 43017-8527 | Active | 672174 | WILKINS | 720A | PVB | 0.750 | 69184 | EASTSIDE OF BUILDING
6167 | HADDO WAY | 43017-8526 | Active | 438899 | WILKINS | 720A | PVB | 0.750 | 69211 | WEST SIDE OF HOUSE
6168 | HADDO WAY | 43017-8527 | Active | G125198 | WILKINS | 720A | PVB | 0.750 | 95879 | LEFT FRONT
6176 | HADDO WAY | 43017-8527 | Active | 822906 | WILKINS | 720A | PVB | 0.750 | 69263 | LEFT HAND SIDE
1197 | HADDON RD | 43209-2962 | Active | CB757953 | WILKINS | 720A | PVB | 1.000 | 54225 | RIGHT SIDE OF HOUSE--OUTSIDE
1325 | HADDON RD | 43209-3102 | Active | BB5743 | FEBCO | 765 | PVB | 0.750 | 93859 | RIGHT OF FRONT DOOR
1348 | HADDON RD | 43209-3101 | Active | 681690 | WATTS | 800M4FR | PVB | 1.000 | 54759 | FRONT OF HOUSE
1371 | HADDON RD | 43209-3102 | Active | 55164 | FEBCO | 765 | PVB | 1.000 | 95826 | FRONT OF HOUSE
1378 | HADDON RD | 43209-3101 | Active | T427028 | WILKINS | 720A | PVB | 0.750 | 91040 | LEFT SIDE BY AC
1383 | HADDON RD | 43209-3102 | Active | 55799 | WATTS | 800M4QT | PVB | 0.750 | 93860 | FRONT OF HOUSE
1404 | HADDON RD | 43209-3104 | Active | 597041 | RAINBIRD | AC4000 | PVB | 0.750 | 96212 | LEFT SIDE
1407 | HADDON RD | 43209-3103 | Active | 4540631 | WILKINS | 975XL2 | RP | 0.750 | 54934 | BASEMENT NEXT TO WATER METER
1415 | HADDON RD | 43209-3103 | Active | CB601383 | WILKINS | 720A | PVB | 0.750 | 3648513
1423 | HADDON RD | 43209-3103 | Active | H602625 | FEBCO | 765 | PVB | 1.000 | 54986 | FRONT CENTER OF HSE
1428 | HADDON RD | 43209-3104 | Active | H572438 | FEBCO | 765 | PVB | 1.000 | 91726 | LEFT SIDE OF HOUSE
1438 | HADDON RD | 43209-3105 | Active | 877057 | WILKINS | 720A | PVB | 1.000 | 55026 | OUTSIDE NORTHSIDE OF HOUSE
2210 | HADLEIGH RD | 43220-4348 | Active | T386568 | Wilkins | 720A | PVB | 0.750 | 3435114 | Right rear SW to right of entry
2211 | HADLEIGH RD | 43220-4347 | Active | AC4351 | FEBCO | 765 | PVB | 0.750 | 57627 | RIGHT HAND SIDE OF FRONT DOOR
2220 | HADLEIGH RD | 43220-4348 | Active | T387084 | WILKINS | 720A | PVB | 0.750 | 3435115 | FRONT CENTER
2230 | HADLEIGH RD | 43220-4348 | Active | hi40116 | FEBCO | 765 | PVB | 1.000 | 93861 | RIGHT FRONT
700 | HADLEY DR | 43228-1030 | Due Install |  |  |  |  | 0.625 | 3435118
700 | HADLEY DR | 43228-1030 | Due Install |  |  |  | DCDA | 6.000 | 3632752
715 | HADLEY DR | 43228-1029 | Active | ABK6028 | WILKINS | 975XL | RP | 0.750 | 71503 | IN NE WAREHOUSE BY HWT AT WATER METER
717 | HADLEY DR | 43228-1029 | Active | 4122222 | Wilkins | 975xl | RP | 0.750 | 71534 | AT WATER METER
719 | HADLEY DR | 43228-1029 | Active | A248110 | WILKINS | 375 | RP | 0.750 | 71577 | AT WATER METER
721 | HADLEY DR | 43228-1029 | Active | 26924 | WATTS | 009QT | RP | 0.750 | 71631 | RIGHT SIDE OF WAREHOUSE NEXT TO WATER METER
723 | HADLEY DR | 43228-1029 | Active | 60427 | WATTS | 009QT | RP | 0.750 | 71662 | WEST WALL BY WATER METER
581 | HADSHIRE CT | 43119-8582 | Active | 371805 | WILKINS | 720A | PVB | 1.000 | 93862 | BACK EAST SIDE OF HOUSE
590 | HAGUE N AVE | 43204- | Active | 56000 | AMES | 2000B | DC | 0.750 | 3638302 | N INSIDE WALL AT FIRE RISER
590 | HAGUE N AVE | 43204- | Active | TC1419 | AMES | COLT 300 | DCDA | 6.000 | 3633917 | N INSIDE WALL AT FIRE RISER
590 | HAGUE N AVE | 43204- | Active | 260821 | WATTS | 909M1QT | RP | 1.500 | 68248 | BY OVERHEAD DOOR AT FRONT
7284 | HALCYON PL | 43054-9462 | Active | 424897 | WILKINS | 720A | PVB | 0.750 | 93866 | LEFT SIDE OF HOUSE
3070 | HALESWORTH RD | 43221-2214 | Active | CB027915 | WILKINS | 720A | PVB | 0.750 | 3435868 | RIGHT FRONT KIRKLEY/GARAGE SIDE
3145 | HALESWORTH RD | 43221-2215 | Active | F006176 | WILKINS | 720A | PVB | 0.750 | 97736 | left side
3200 | HALESWORTH RD | 43221-2218 | Active | 631330 | WATTS | 800M4QT | PVB | 1.000 | 91589 | RIGHT SIDE OF HOUSE
6315 | HALEY CT | 43026-6170 | Active | CB674739 | WILKINS | 720A | PVB | 0.750 | 99680 | LEFT SIDE
4551 | HALL RD | 43228- | Active | 84703 | WATTS | 007M1QT | DC | 2.000 | 64340 | 4551 DURROW, SPRINKLER ROOM
4551 | HALL RD | 43228- | Active | 84680 | WATTS | 007M1QT | DC | 2.000 | 64339 | 4551 DURROW, SPRINKLER ROOM
4551 | HALL RD | 43228- | Active | 01458 | AMES | 4000B | RP | 2.000 | 64338 | 4551 DURROW, FIRE SPRINKLER MECH ROOM
4551 | HALL RD | 43228- | Active | 09952 | AMES | 2000B | DC | 2.000 | 64341 | 4551 DURROW, FRONT OF HOUSE
4551 | HALL RD | 43228- | Due Install |  |  |  | RP | 6.000 | 3652714 | ENTRYWAY AT METER PIT
4551 | HALL RD | 43228- | Active | J069524 | FEBCO | 825Y | RP | 1.000 | 86969 | ENTRYWAY ON RIGHT UNDER TREES
5399 | HALL RD | 43228- | Due Install | [5 empty] | 3435985
5487 | HALL RD | 43228-3209 | Due Install |  |  |  | RP | 0.750 | 3435992
5491 | HALL RD | 43228-3209 | Due Install |  |  |  | RP | 0.750 | 3435994
5495 | HALL RD | 43228-3209 | Active | 157439 | WATTS | 009QT | RP | 0.750 | 67001 | IN RESTROOM AT WATER METER
5499 | HALL RD | 43228-3209 | Active | 27814 | WATTS | 919AQT | RP | 0.750 | 67009 | RESTROOM AT WATER METER
5600 | HALL RD | 43228-8226 | Active | 24488 | WATTS | LF919QT | RP | 1.500 | 67375 | 930 NORTON RD
5631 | HALL RD | 43228- | Due Install | [5 empty] | 3436001 | CELLAR DOORS UNDER 1051 PLUMROSE DR. XST COWTON DR
5634 | HALL RD | 43228- | Active | 175947 | WATTS | 009PCQT | RP | 2.000 | 67465 | REAR BUILDING, UTILITY ROOM
5711 | HALL RD | 43228- | Active | 439651 | WILKINS | 950 | DC | 1.250 | 67692 | WTR HEATER RM--1054 OAK BAY DRIVE
5711 | HALL RD | 43228- | Due Install |  |  |  | RP | 6.000 | 3654527 | BY MTR PIT
5955 | HALL RD | 43119- | Active | 881489 | WILKINS | 975 | RP | 1.000 | 68401 | USE 6/3/15 CAG. BEHIND WEST ENTRANCE WALL
2666 | HALLECK DR | 43209-3220 | Active | 312750 | WATTS | 800QT | PVB | 0.750 | 58924 | BACK OF HOUSE
2667 | HALLECK DR | 43209-3221 | Active | 657993 | Rainbird | 100R | PVB | 0.750 | 96216 | FRONT LEFT OF HOUSE LEFT OF DOOR
2766 | HALLECK DR | 43209-3284 | Active | T315417 | WILKINS | 720A | PVB | 0.750 | 95737 | FRONT RIGHT
2767 | HALLECK DR | 43209-3285 | Active | H938361 | FEBCO | 765 | PVB | 0.750 | 59236 | LEFT FRONT SIDE OF HOME
73 | HALLIGAN AVE | 43085-2611 | Active | 209037 | WILKINS | 720A | PVB | 0.750 | 92055 | LEFT SIDE OF HOUSE
107 | HALLIGAN AVE | 43085-2613 | Active | 672917 | WILKINS | 720A | PVB | 0.750 | 101036
561 | HALLMARK PL | 43085-3502 | Active | H010038 | FEBCO | 765 | PVB | 1.000 | 67407 | FRT OF HSE
567 | HALLMARK PL | 43085-3502 | Active | t300874 | WILKINS | 720A | PVB | 0.750 | 67555 | REAR OF HOUSE
22 | HALLOWELL DR | 43004 | Active | WC-0787 | AMES | 4000CIV | RP | 8.000 | 3652681 | In pool pump house
5929 | HALLWORTH AVE | 43232- | Due Install |  |  |  | RP | 6.000 | 3436178 | AT METER
2861 | HALSTEAD RD | 43221-2915 | Active | 6934 | FEBCO | 765 | PVB | 0.750 | 59458 | FRONT OF HOUSE
2880 | HALSTEAD RD | 43221-2916 | Active | G126952 | WILKINS | 720A | PVB | 0.750 | 96107 | LEFT SIDE OF HOUSE
2951 | HALSTEAD RD | 43221-2917 | Active | 218943 | WATTS | 800M4QT | PVB | 1.000 | 59607 | FRONT OF HOUSE
2982 | HALSTEAD RD | 43221-2918 | Active | 817488 | WILKINS | 720A | PVB | 0.750 | 59645 | SOUTHWEST SIDE OF HOUSE
8795 | HALYARD CT | 43065-8684 | Active | cb092857 | WILKINS | 720A | PVB | 0.750 | 74291 | LT SIDE
238 | HAMILTON AVE | 43203 | Active | A05367 | WATTS | 009M2-FP | RP | 1.500 | 100054 | IN HOT BOX AT METER ALONG SOUTH SIDE OF 240 HAMILTON AVE - SERVES 240-262
238 | HAMILTON AVE | 43203 | Not Required by DOW | 336773 | WATTS | 800CMQT | PVB | 0.750 | 101528 | IN HOT BOX
364 | HAMILTON AVE | 43203-1330 | Active | CB773364 | WILKINS | 720A | PVB | 0.750 | 3436359 | FRONT LEFT SIDE OF HOUSE
1917 | HAMILTON AVE | 43211-2107 | Due Install | [5 empty] | 3436378 | MTR IS IN BOX IN KITCHEN
2001 | HAMILTON AVE | 43211-2115 | Active | W047073 | WILKINS | 975 | RP | 1.000 | 56997 | BOILER ROOM-LINMOOR M.S.
2001 | HAMILTON AVE | 43211-2115 | Due Install |  |  |  | RP |  | 3638618
4420 | HAMILTON CT | 43232- | Active | W080770 | WILKINS | 975XL | RP | 2.000 | 3436543 | AT WATER METER IN 2254 S HAMILTON RD
2561 | HAMILTON RD | 43211- | Due Install |  |  |  | DCDA |  | 3644726
2561 | HAMILTON RD | 43211- | Active | 1403529 | WATTS | 009M3QT | RP | 0.750 | 3619734 | 2595 S HAMILTON RD, BOILER ROOM
2561 | HAMILTON RD | 43211- | Active | 24513 | WATTS | 919QT | RP | 1.500 | 3639362 | MECHANICAL ROOM
2561 | HAMILTON RD | 43211- | Due Install |  |  |  | RP |  | 3644725
5868 | HAMILTON RD | 43054 | Active | 1936860218 | AMES | 3000SS | DCDA | 4.000 | 3630264 | RISER ROOM
5868 | HAMILTON RD | 43054 | Active | 4417342 | WILKINS | 975XLTCU | RP | 2.000 | 3629736 | WATER ROOM
5868 | HAMILTON RD | 43054 | Not Required by DOW | 4400137 | WILKINS | 975XLTCU | RP | 1.250 | 3629735 | WATER ROOM
5868 | HAMILTON RD | 43054 | Not Required by DOW | B146231 | WILKINS | 375XL | RP | 0.500 | 3629734 | HUMIDIFIERS, 2ND FL JANITOR CLOSET ABOVE MOP SINK/DROP CEILING
5868 | HAMILTON RD | 43054 | Not Required by DOW | B158075 | WILKINS | 375XL | RP | 0.500 | 3629732 | CONDENSATE COOLER FROM HUMIDIFIERS, WATER HEATER ROOM
5868 | HAMILTON RD | 43054 | Active | 79663 | AMES | 2000B | DC | 0.750 | 3630265 | RISER ROOM
6080 | hamilton rd |  | Active | 210976 | WATTS | WATTS | RP | 1.500 | 3654134 | HOTBOX R OF DRIVE
3880 | HAMILTON SQUARE BLVD | 43207- | Due Install |  |  |  | RP |  | 3632469
3880 | HAMILTON SQUARE BLVD | 43207- | Active | 223855 | WATTS | 009cw | RP | 1.000 | 62027 | POOL - 4365 BAYSHIRE RD
3880 | HAMILTON SQUARE BLVD | 43207- | Active | 12366 | WATTS | 009QT | RP | 1.000 | 62026 | POOL - 3800 BATTERSEA DR
3964 | HAMILTON SQUARE BLVD | 43125-9119 | Not Required by DOW | 350068 | WATTS | 909HWM1QT | RP | 2.000 | 62378 | WATER METER ROOM
3964 | HAMILTON SQUARE BLVD | 43125-9119 | Active | 159678 | WATTS | 909 | RP | 3.000 | 62376 | NW MECH/RISER ROOM AT WATER METER
3964 | HAMILTON SQUARE BLVD | 43125-9119 | Not Required by DOW | 07284 | WATTS | 919QT | RP | 0.500 | 62377 | MECH ROOM SOUTH WALL
3964 | HAMILTON SQUARE BLVD | 43125-9119 | Not Required by DOW | 350085 | WATTS | 909HWM1QT | RP | 2.000 | 62379 | MTR ROOM
3964 | HAMILTON SQUARE BLVD | 43125-9119 | Active | 04721 | WATTS | 007M1QT | DC | 0.750 | 62380 | NW MECH/RISER ROOM
3964 | HAMILTON SQUARE BLVD | 43125-9119 | Not Required by DOW | 546265 | WATTS | 909QT | RP | 1.000 | 62381 | S. MECH RM (1ST FLOOR)
3964 | HAMILTON SQUARE BLVD | 43125-9119 | Not Required by DOW | 09994 | WATTS | 719QT | DC | 1.000 | 99057 | MECHANIC ROOM
3964 | HAMILTON SQUARE BLVD | 43125-9119 | Not Required by DOW | 149720 | WATTS | 009M2QT | RP | 2.000 | 62375 | MAIN METER ROOM IN BACK OF STORAGE ROOM
3964 | HAMILTON SQUARE BLVD | 43125-9119 | Active | 104131 | AMES | 3000SS | DCDA | 6.000 | 62374 | NW MECH/RISER ROOM
4019 | HAMILTON SQUARE BLVD | 43125-9119 | Not Required by DOW | 119346 | WATTS | 009M3QT | RP | 0.750 | 62693 | STORAGE ROOM-ABOVE MAIN WATER METER
4019 | HAMILTON SQUARE BLVD | 43125-9119 | Not Required by DOW | 192934 | WATTS | 009M2QT | RP | 1.000 | 62694 | MECH ROOM AT WATER METER
4019 | HAMILTON SQUARE BLVD | 43125-9119 | Active | 202797 | WATTS | 009M2QT | RP | 2.000 | 62695 | MECH ROOM AT WATER METER
4041 | HAMILTON SQUARE BLVD | 43125-9119 | Active | 49459 | WATTS | 007M1 | DC | 0.750 | 62736 | METER ROOM SOUTH EAST CORNER
4041 | HAMILTON SQUARE BLVD | 43125-9119 | Active | 364846 | WATTS | 909M1QT | RP | 2.000 | 62735 | SOUTH END OF BLDING AT METER
4041 | HAMILTON SQUARE BLVD | 43125-9119 | Active | 1125430301 | AMES | 3000SS | DCDA | 6.000 | 62734 | SOUTH END OF BLDG BY METER
4041 | HAMILTON SQUARE BLVD | 43125-9119 | Not Required by DOW | 236411 | WATTS | 009M1QT | RP | 1.000 | 62737 | POOL ROOM
4105 | HAMILTON SQUARE BLVD | 43125-9084 | Active | 1110100607 | WATTS | 774 | DCDA | 8.000 | 96310 | HOT BOX AT ROAD
4105 | HAMILTON SQUARE BLVD | 43125-9084 | Active | N0706110636 | FEBCO | 880V | RP | 3.000 | 96258 | IN MECH ROOM BY WATER METER
4105 | HAMILTON SQUARE BLVD | 43125-9084 | Active | 093978 | WATTS | 007M3QT | DC | 0.750 | 96311 | HOT BOX AT ROAD
4141 | HAMILTON SQUARE BLVD | 43125-9084 | Not Required by DOW | 25149 | WATTS | 919QT | RP | 2.000 | 63029 | NORTH WALL
4141 | HAMILTON SQUARE BLVD | 43125-9084 | Active | 683184 | WILKINS | 975XLBMS | RP | 2.000 | 63034 | NEXT TO METER BY PAINT BOOTH
4141 | HAMILTON SQUARE BLVD | 43125-9084 | Not Required by DOW | 57113 | WATTS | 919AQT | RP | 1.000 | 63032 | UP HIGH CAR WASH S WALL
4141 | HAMILTON SQUARE BLVD | 43125-9084 | Active | 37230 | WATTS | 007QT | DC | 0.750 | 63033 | METER PIT FRONT OF BUILDING
4141 | HAMILTON SQUARE BLVD | 43125-9084 | Active | 30400 | AMES | 3000SS | DCDA | 6.000 | 63031 | METER PIT FRONT OF BUILDING--SERIAL #3ENO400
4200 | HAMILTON SQUARE BLVD | 43125 | Active | 56970 | WATTS | 919AQT | RP | 0.750 | 3609657 | AT METER
4281 | HAMILTON SQUARE BLVD | 43125- | Active | 405319 | WILKINS | 975XL2 | RP | 1.000 | 63523 | Club House, 4261 Hamilton Sq. blvd. In the pool mechanical roo.
4281 | HAMILTON SQUARE BLVD | 43125- | Active | 67479 | WATTS | 007QT | DC | 2.000 | 63520 | Bldg#12: 4316 Bennington Creek Ln. Riser room in breezeway
4281 | HAMILTON SQUARE BLVD | 43125- | Active | 10816 | AMES | 2000B | DC | 2.000 | 63524 | Bldg #4: 4396 Bennington Pond Dr. Riser room in breezeway
4281 | HAMILTON SQUARE BLVD | 43125- | Active | 64561 | WATTS | 007QT | DC | 2.000 | 91434 | BLDG #1: 4206 Bennington Pond Dr. Riser room in breezeway
4281 | HAMILTON SQUARE BLVD | 43125- | Active | 68140 | WATTS | 007QT | DC | 2.000 | 63521 | Bldg#11: 4335 Bennington Pond Dr. Riser room in the breezeway.
4281 | HAMILTON SQUARE BLVD | 43125- | Active | 001836 | WATTS | 007M1QT | DC | 2.000 | 63522 | Bldg#5: 4466 Bennington Pond Dr. Riser room in breezeway
4281 | HAMILTON SQUARE BLVD | 43125- | Active | 36835 | AMES | 2000B | DC | 2.000 | 98630 | Bldg #3: 4336 Bennington Pond Dr. Riser room in breezeway
4281 | HAMILTON SQUARE BLVD | 43125- | Active | 67478 | WATTS | 007M1QT | DC | 2.000 | 3607382 | Bldg #6: 4335 Bennington Creek Ln. Riser room in breezeway
4281 | HAMILTON SQUARE BLVD | 43125- | Due Install | [5 empty] | 3641396 | PIT RIGHT SIDE OF ENTRY
4281 | HAMILTON SQUARE BLVD | 43125- | Active | 10831 | AMES | 2000SS | DC | 2.000 | 63513 | Bldg #2: 4266 Bennington Pond Dr. Riser room in breezeway
4281 | HAMILTON SQUARE BLVD | 43125- | Active | 577203 | WILKINS | 975XL | RP | 1.000 | 63514 | Club House, Mechanical room.
4281 | HAMILTON SQUARE BLVD | 43125- | Active | 66226 | WATTS | 007QT | DC | 2.000 | 63515 | Bldg #8: 4175 Bennington Creek Ln. Riser Rm in breezeway
4281 | HAMILTON SQUARE BLVD | 43125- | Active | 004519 | WATTS | 007M1QT | DC | 2.000 | 63516 | Bldg #9: 4176 Bennington Creek Ln. Riser room in breezeway
4281 | HAMILTON SQUARE BLVD | 43125- | Active | 67477 | WATTS | 007M1QT | DC | 2.000 | 63518 | Bldg #7: 4265 Bennington Creek Ln. Riser room in breezeway
4281 | HAMILTON SQUARE BLVD | 43125- | Active | 66232 | WATTS | 007QT | DC | 2.000 | 63517 | Bldg#10: 4255 Bennington Pond Dr. Riser room in breezeway
6708 | HAMLET CT | 43017 | Active | CAF054 | WILKINS | 710 | PVB | 0.750 | 3654700 | RIGHT SIDE OF HOUSE NEAR FRONT
6714 | HAMLET CT | 43017 | Active | T415900 | WILKINS | 720A | PVB | 0.750 | 3653464 | RIGHT FRONT
6719 | HAMLET CT | 43017 | Active | T447766 | WILKINS | 720A | PVB | 0.750 | 3652562
6726 | HAMLET CT | 43017 | Active | CAD513 | WILKINS | 710 | PVB | 0.750 | 3654304 | RIGHT FRONT
6738 | HAMLET CT | 43017 | Active | T418130 | WILKINS | 720A | PVB | 0.750 | 3652854 | RIGHT FRONT
6743 | HAMLET CT | 43017 | Active | CB999595 | WILKINS | 720 | PVB | 0.750 | 3649842 | LEFT FRONT
6744 | HAMLET CT | 43017 | Active | CAB09324 | Wilkins | 720A | PVB | 0.750 | 3650551 | RIGHT FRONT
6755 | HAMLET CT | 43017-8749 | Active | 129245 | WATTS | 009M3QT | RP | 0.750 | 95975 | BASEMENT WATER SERVICE
720 | HAMLET ST | 43215-1534 | Not Required by DOW | 219120 | WATTS | 009QT | RP | 0.750 | 71601 | BASEMENT BOILER ROOM
720 | HAMLET ST | 43215-1534 | Active | 4661721 | WILKINS | 975XL2 | RP | 1.500 | 3468613 | AT WATER METER
843 | HAMLET ST | 43215-1537 | Active | CB653583 | WILKINS | 720A | PVB | 0.750 | 3587381 | BACK OF HOUSE
933 | HAMLET ST | 43201-3536 | Due Install |  |  |  | RP | 1.500 | 3633051 | NE IN STORAGE/MOP SINK ROOM AT WATER METER
933 | HAMLET ST | 43201-3536 | Not Required by DOW | 91573 | WATTS | LF919QT | RP | 0.750 | 3651291 | NE IN BOILER ROOM,
933 | HAMLET ST | 43201-3536 | Not Required by DOW | 24796 | WATTS | 719QT | DC | 0.750 | 3633113 | NE IN BOILER ROOM,
1421 | HAMLET ST | 43201-2533 | Due Install |  |  |  | RP | 2.000 | 3629907 | BASEMENT - NE CORNER
1421 | HAMLET ST | 43201-2533 | Active | 26671 | AMES | 2000B | DC | 1.500 | 98248 | BASEMENT - NE CORNER
1488 | HAMLET ST | 43201-2211 | Due Install |  |  |  | RP |  | 3436931
1285 | HAMLIN PL | 43227-2030 | Active | 28971 | FEBCO | 765 | PVB | 1.000 | 54534 | WEST SIDE OF HOUSE
4102 | HAMMERSMITH CIR | 43054-8419 | Active | T346156 | WILKINS | 720A | PVB | 0.750 | 62926 | BACK OF HOUSE
4111 | HAMMERSMITH CIR | 43054-8417 | Active | CB987550 | WILKINS | 720A | PVB | 0.750 | 89053 | RIGHT SIDE
4112 | HAMMERSMITH CIR | 43054-8419 | Active | CB003777 | WILKINS | 720A | PVB | 0.750 | 62962 | NORTH SIDE
4120 | HAMMERSMITH CIR | 43054-8419 | Active | 243481 | WATTS | 800M4QT | PVB | 0.750 | 62971 | EAST SIDE
4128 | HAMMERSMITH CIR | 43054-8419 | Active | T176316 | WILKINS | 720A | PVB | 0.750 | 62983 | EAST SIDE
1950 | HAMPSHIRE RD | 43221-4117 | Active | H535992 | FEBCO | 765 | PVB | 0.750 | 97133 | LEFT SIDE OF HOUSE
1960 | HAMPSHIRE RD | 43221-4117 | Active | AE3600 | FEBCO | 765 | PVB | 0.750 | 87282 | RIGHT SIDE OF HOUSE
2448 | HAMPSTEAD DR | 43229- | Active | A00841 | AMES | 4000B | RP | 2.000 | 103618 | 2323 HAMPSTEAD DR, OUTSIDE, HOT BOX
7417 | HAMPSTEAD N SQ | 43054-8747 | Active | GB0034 | FEBCO | 765 | PVB | 1.000 | 93870 | RIGHT SIDE OF HOUSE
4883 | HAMPSTED CT | 43054-8749 | Active | 158245 | Wilkins | 720A | PVB | 0.750 | 3650290
4904 | HAMPSTED E SQ | 43054-8742 | Active | T391105 | WILKINS | 720A | PVB | 0.750 | 3437095 | LEFT SIDE OF HOUSE
4928 | HAMPSTED E SQ | 43054-8742 | Active | 246075 | WATTS | 800M4QT | PVB | 0.750 | 88474 | FRONT LEFT
4936 | HAMPSTED E SQ | 43054-8742 | Active | HD5742 | FEBCO | 765 | PVB | 1.000 | 65456 | LT SIDE
4944 | HAMPSTED E SQ | 43054-8742 | Active | 8854 | FEBCO | 765 | PVB | 0.750 | 65469 | RT SIDE OF HSE
7350 | HAMPSTED N SQ | 43054-8744 | Active | T189354 | WILKINS | 720A | PVB | 1.000 | 3611670 | RIGHT SIDE OF HOUSE
7351 | HAMPSTED N SQ | 43054-8746 | Active | BB3128 | FEBCO | 765 | PVB | 0.750 | 71844 | RIGHT SIDE OF HOUSE
7362 | HAMPSTED N SQ | 43054-8744 | Active | 315279 | watts | 800m4qt | PVB | 0.750 | 71855 | LEFT SIDE OF HOUSE
7372 | HAMPSTED N SQ | 43054-8744 | Active | E6489 | FEBCO | 765 | PVB | 1.000 | 71868 | LT SIDE
7373 | HAMPSTED N SQ | 43054-8746 | Active | G251956 | WILKINS | 720A | PVB | 0.750 | 99459 | FRONT
7384 | HAMPSTED N SQ | 43054-8744 | Active | IE5491 | FEBCO | 765 | PVB | 1.000 | 71881 | LEFT SIDE
7394 | HAMPSTED N SQ | 43054-8744 | Active | 322664 | WILKINS | 720A | PVB | 0.750 | 71892 | LT SIDE HSE
7404 | HAMPSTED N SQ | 43054-8745 | Active | HD5733 | FEBCO | 765 | PVB | 1.000 | 71924 | LEFT FRONT
7407 | HAMPSTED N SQ | 43054-8747 | Active | 672170 | WILKINS | 720A | PVB | 0.750 | 71931 | RT OF HSE
7416 | HAMPSTED N SQ | 43054-8745 | Active | 5469 | FEBCO | 765 | PVB | 1.000 | 71948 | LEFT REAR SIDE
7428 | HAMPSTED N SQ | 43054-8745 | Active | 244401 | WATTS | 800M4FR | PVB | 0.750 | 87502 | LEFT SIDE OF HOUSE
7429 | HAMPSTED N SQ | 43054-8747 | Active | HD93354 | FEBCO | 765 | PVB | 0.750 | 88473 | RIGHT SIDE
7438 | HAMPSTED N SQ | 43054-8745 | Active | 953920 | watts | 800m4qt | PVB | 1.000 | 71976 | LT SIDE
7352 | HAMPSTED S SQ | 43054-8741 | Active | 55448 | WATTS | 800QT | PVB | 1.000 | 71845 | LEFT SIDE OF HOUSE
7359 | HAMPSTED S SQ | 43054- | Active | A083604 | WILKINS | 720 | PVB | 0.750 | 88476 | FRONT RIGHT
7408 | HAMPSTED S SQ | 43054-8741 | Active | HO69653 | FEBCO | 765 | PVB | 0.750 | 71933 | LEFT SIDE OF HOUSE
7419 | HAMPSTED S SQ | 43054-8603 | Active | H353577 | FEBCO | 765 | PVB | 0.750 | 71956 | RIGHT SIDE OF HOUSE
7430 | HAMPSTED S SQ | 43054-8741 | Active | G208578 | WILKINS | 720A | PVB | 0.750 | 95213 | BACK OF HOUSE
7433 | HAMPSTED S SQ | 43054-8603 | Active | cb205716 | WILKINS | 720A | PVB | 0.750 | 71971 | RIGHT SIDE
5973 | HAMPTON CORNERS N | 43026- | Active | F022301 | WILKINS | 720A | PVB | 0.750 | 93183 | RIGHT SIDE
5982 | HAMPTON CORNERS N | 43026- | Active | H246773 | FEBCO | 765 | PVB | 1.000 | 68465 | RIGHT SIDE OF HOUSE - FRONT
6022 | HAMPTON CORNERS N | 43026-7096 | Active | H323055 | FEBCO | 765 | PVB | 0.750 | 88487 | RIGHT SIDE OF HOUSE
6054 | HAMPTON CORNERS N | 43026-7096 | Active | 452505 | WILKINS | 720A | PVB | 1.000 | 68813 | LEFTSIDE OF HOUSE
6015 | HAMPTON CORNERS S | 43026- | Active | 955029 | WILKINS | 720A | PVB | 0.750 | 68710 | LEFT SIDE OF HOME
6023 | HAMPTON CORNERS S | 43026- | Active | 395031 | WILKINS | 420 | PVB | 0.750 | 3611536 | LEFT SIDE FRONT
6039 | HAMPTON CORNERS S | 43026- | Active | H277508 | FEBCO | 765 | PVB | 0.750 | 68766 | RIGHT SIDE OF HOUSE
6047 | HAMPTON CORNERS S | 43026- | Active | 181815 | WILKINS | 720A | PVB | 0.750 | 88712 | LEFT SIDE OF HOUSE
6055 | HAMPTON CORNERS S | 43026- | Active | 185567 | WILKINS | 720A | PVB | 0.750 | 88643 | RIGHT SIDE OF HOUSE
5170 | HAMPTON LN | 43220-6112 | Active | H055782 | FEBCO | 765 | PVB | 0.750 | 66230 | LEFT SIDE OF HOUSE
5175 | HAMPTON LN | 43220-6113 | Active | 659177 | RAINBIRD | AC4000 | PVB | 0.750 | 93872 | LEFT SIDE OF HOUSE
5190 | HAMPTON LN | 43220-6112 | Active | 174577 | WATTS | 800M2QT | PVB | 1.000 | 66280 | FRONT OF HOUSE
5195 | HAMPTON LN | 43220-6113 | Active | 64188 | WATTS | 709QT | DC | 1.000 | 93873 | BASEMENT
5210 | HAMPTON LN | 43220-2269 | Active | 224024 | WILKINS | 420 | PVB | 1.000 | 66417 | NE CORNER
5230 | HAMPTON LN | 43220-2269 | Active | T172025 | WILKINS | 720A | PVB | 1.000 | 66464 | FRONT OF HOUSE
5255 | HAMPTON LN | 43220-2270 | Active | hb68387 | FEBCO | 765 | PVB | 1.000 | 66506 | FRONT OF HOUSE
5270 | HAMPTON LN | 43220-2269 | Active | T565846 | WILKINS | 720A | PVB | 1.000 | 101747 | NORTH SIDE OF HOUSE
5275 | HAMPTON LN | 43220-2270 | Active | CB874966 | WILKINS | 720A | PVB | 1.000 | 66539 | RIGHT SIDE OF HOUSE
2674 | HANARRY CT | 43123-8717 | Active | H491674 | FEBCO | 765 | PVB | 0.750 | 95034 | LEFT SIDE OF HOUSE
6964 | HANBYS LOOP | 43054 | Active | CB992303 | WILKINS | 720A | PVB | 0.750 | 3649732 | RIGHT SIDE OF THE HOUSE BY THE GAS METER
6965 | HANBYS LOOP | 43054 | Active | CB004338 | WILKINS | 720A | PVB | 0.750 | 3650091 | RIGHT SIDE BEHIND AC
6967 | HANBYS LOOP | 43054 | Active | CB597729 | WILKINS | 720A | PVB | 0.750 | 3633015 | LEFT REAR BEHIND AC
6968 | HANBYS LOOP | 43054 | Active | T449897 | WILKINS | 720 | PVB | 0.750 | 3654020 | FRONT CENTER
6971 | HANBYS LOOP | 43054 | Active | T363292 | WILKINS | 720 | PVB | 0.750 | 3644755 | WEST SIDE OF HOUSE
6972 | HANBYS LOOP | 43054 | Active | CB964393 | WILKINS | 720A | PVB | 1.000 | 3649767
6975 | HANBYS LOOP | 43054 | Active | CB333233 | WILKINS | 720A | PVB | 0.750 | 3622942 | FRONT MIDDLE
6976 | HANBYS LOOP | 43054 | Active | CB451685 | WILKINS | 720 | PVB | 1.000 | 3624933 | RIGHT SIDE OF HOUSE
6980 | HANBYS LOOP | 43054 | Active | T446059 | WILKINS | 720A | PVB | 0.750 | 3651461 | FRONT CENTER
6987 | HANBYS LOOP | 43054 | Active | T387004 | WILKINS | 720 | PVB | 0.750 | 3639047 | RIGHT CENTER
6988 | HANBYS LOOP | 43054 | Active | T417709 | WILKINS | 720A | PVB | 0.750 | 3652944 | LEFT SIDE OF HOUSE
6991 | HANBYS LOOP | 43054 | Active | 020421 | WATTS | 800M4QT | PVB | 1.000 | 3623059 | LEFT SIDE BY AC UNIT
7018 | HANBYS LOOP | 43054 | Active | CAB17082 | Wilkins | 720A | PVB | 0.750 | 3649171
7029 | HANBYS LOOP | 43054 | Active | T329022 | WILKINS | 720A | PVB | 0.750 | 3633321 | RIGHT SIDE BEHIND GARAGE
7030 | HANBYS LOOP | 43054 | Active | CB317297 | WILKINS | 720A | PVB | 0.750 | 3620051 | LEFT MIDDLE BEHIND AC
221 | HANFORD ST | 43206-3656 | Active | 207731 | WATTS | 009QT | RP | 1.000 | 57624 | BOILER ROOM
281 | HANFORD ST | 43206- | Active | 172309 | WATTS | 009M2QT | RP | 0.750 | 59355 | N SIDE OF PARK 20' FROM ROAD
495 | HANFORD ST | 43206-2819 | Active | 259347 | WATTS | LF009M3QT | RP | 0.750 | 3646402 | HOT BOX
762 | HANFORD ST | 43206-3089 | Not Required by DOW | [5 empty] | 3437751
4273 | HANNA HILLS DR | 43016-9554 | Active | H667110 | FEBCO | 765 | PVB | 0.750 | 63485 | LEFT SIDE OF HOUSE BY ELECTRIC METER
4284 | HANNA HILLS DR | 43016-9518 | Active | 72320 | WATTS | 009QT | RP | 0.750 | 63533 | IN BASEMENT AT WATER METER
4285 | HANNA HILLS DR | 43016-9554 | Active | 104782 | WATTS | 009QT | RP | 0.750 | 63537 | HOT WATER TANK ROOM
4309 | HANNA HILLS DR | 43016-9554 | Active | HI15929 | FEBCO | 765 | PVB | 1.000 | 63652 | LEFT REAR OF HOUSE
4312 | HANNA HILLS DR | 43016-9518 | Active | CB585087 | WILKINS | 720 | PVB | 0.750 | 3587227 | RIGHT SIDE OF HOUSE
4333 | HANNA HILLS DR | 43016-9554 | Active | 89771 | WATTS | 009M3QT | RP | 0.750 | 63710 | BASEMENT SUB PUMP ROOM
4340 | HANNA HILLS DR | 43016-9518 | Active | 65585 | WATTS | 009QT | RP | 0.750 | 63734 | FRONT BSMNT METER/SUMP AREA ABOVE METER
4359 | HANNA HILLS DR | 43016-9554 | Active | 62154 | WATTS | 009M3QT | RP | 0.750 | 63802 | basement at water meter
4381 | HANNA HILLS DR | 43016-9554 | Active | 97466 | WATTS | 909QT | RP | 0.750 | 63849 | LOWER LEVEL CLOSET
4413 | HANNA HILLS DR | 43016-9554 | Active | 20155 | WATTS | 009QT | RP | 0.750 | 63968 | IN BASEMENT AT WATER METER
4447 | HANNA HILLS DR | 43016 | Active | 104853 | WATTS | 009M2PCQT | RP | 0.750 | 64032 | IN BASEMENT AT WATER METER
4460 | HANNA HILLS DR | 43016-9518 | Active | 108874 | WATTS | 009QT | RP | 0.750 | 64082 | BASEMENT
8096 | HANOVER CIR | 43016-7403 | Active | G186230 | WILKINS | 720A | PVB | 0.750 | 91820 | LEFT FRONT
8103 | HANOVER CIR | 43016-7404 | Active | H798747 | FEBCO | 765 | PVB | 0.750 | 91901 | LEFT SIDE
5184 | HANOVER CLOSE | 43054-8728 | Active | G044117 | WILKINS | 720A | PVB | 0.750 | 91529 | LEFT SDIE OF HOUSE
5189 | HANOVER CLOSE | 43054-8728 | Active | 813181 | WILKINS | 720A | PVB | 0.750 | 66277 | LEFT FRONT
5195 | HANOVER CLOSE | 43054-8728 | Active | G102883 | WILKINS | 720A | PVB | 1.000 | 66286 | RT SIDE
5198 | HANOVER CLOSE | 43054-8728 | Active | 779613 | WILKINS | 720A | PVB | 0.750 | 66295 | SOUTH SIDE
5215 | HANOVER CLOSE | 43054-8728 | Active | 658699 | WILKINS | 720A | PVB | 0.750 | 66428 | LEFT SIDE OF HOME IN BACKYARD
5222 | HANOVER CLOSE | 43054-8728 | Active | DK6816 | FEBCO | 765 | PVB | 0.750 | 66445 | OUTSIDE- NORTH SIDE OF RESIDENCE
5230 | HANOVER CLOSE | 43054-8728 | Active | DJ9793 | FEBCO | 765 | PVB | 0.750 | 66465 | SOUTH SIDE OF RESIDENCE - OUTSIDE
5254 | HANOVER CLOSE | 43054-8728 | Active | H968821 | FEBCO | 765 | PVB | 0.750 | 3611347 | LEFT CENTER
5279 | HANOVER CLOSE | 43054-8728 | Active | 301659 | WATTS | 800M4QT | PVB | 0.750 | 66545 | LEFT SIDE OF HOUSE
262 | HANOVER ST | 43215-2332 | Active | 1775980312 | AMES | 2000SS | DCDA | 4.000 | 101096 | MECH ROOM
262 | HANOVER ST | 43215-2332 | Active | 67986 | AMES | 2000B | DC | 0.750 | 101097 | MECH ROOM
262 | HANOVER ST | 43215-2332 | Active | 14104 | WATTS | 919QT | RP | 1.500 | 101098 | METER ROOM
262 | HANOVER ST | 43215-2332 | Not Required by DOW | 34174 | WATTS | 919AQT | RP | 1.000 | 102685 | MECHANICAL ROOM
3287 | HARBOR BAY DR | 43221-4807 | Active | A082427 | WILKINS | 720A | PVB | 0.750 | 60360 | SE CORNER OF HOUSE
1710 | HARBOR MIST | 43123-8161 | Active | W242292 | WILKINS | 975 | RP | 2.000 | 88276 | MECH ROOM
1710 | HARBOR MIST | 43123-8161 | Not Required by DOW | W276694 | WILKINS | 975XL | RP | 1.500 | 87975 | MECH ROOM EAST SIDE OF BUILDING
1710 | HARBOR MIST | 43123-8161 | Active | W172359 | WILKINS | 975XL | RP | 0.750 | 102858 | POST @ 1337 DELCASTLE LOOP BEHIND BUSHES.
1710 | HARBOR MIST | 43123-8161 | Not Required by DOW | 266729 | WATTS | 009M2QT | RP | 2.000 | 91519 | POOL MECH ROOM WEST SIDE
4290 | HARBOROUGH RD | 43220-4310 | Active | 95277 | FEBCO | 765 | PVB | 1.000 | 93875 | FRONT
4321 | HARBOROUGH RD | 43220-4309 | Active | 791001 | WATTS | 800M4FR | PVB | 1.000 | 93878 | BACK LEFT HAND SIDE
4387 | HARBOROUGH RD | 43220-4309 | Active | 185102 | WILKINS | 420 | PVB | 1.000 | 63859 | RIGHT FRONT CORNER
1250 | HARD RD | 43235 | Not Required by DOW | 54318 | WATTS | 919QT | RP | 0.750 | 3608058 | NW -MECHANICAL ROOM (1306 ADDRESS)
1250 | HARD RD | 43235 | Active | 23038 | WATTS | 007M1PCQT | DC | 0.750 | 3608000 | METER PIT (1306 ADDRESS)
1250 | HARD RD | 43235 | Active | 115855 | WATTS | 774 | DC | 6.000 | 3607999 | METER PIT (1306 ADDRESS)
1250 | HARD RD | 43235 | Active | 18750 | WATTS | 919QT | RP | 2.000 | 3607869 | HOT BOX AT PIT 1306 ADDRESS
1499 | HARD RD | 43235-1991 | Active | 411619 | WATTS | 909M1QT | RP | 2.000 | 55154 | IN FRONT OF SCHOOL - Kilbourne H. S.
1499 | HARD RD | 43235-1991 | Due Install |  |  |  | RP | 8.000 | 3636967 | IN HOT BOX AT PIT AT E ENTRANCE KILBOURNE H S
1499 | HARD RD | 43235-1991 | LPS - Active |  |  |  | LPC |  | 3636969 | DOM BOOSTER PUMP 2ND FL MECH ROOM
1499 | HARD RD | 43235-1991 | LPS - Active |  |  |  | LST |  | 3636970 | FIRE BOOSTER PUMP 1ST FL MECH BY DOCK
1499 | HARD RD | 43235-1991 | Active | 244299 | WATTS | 909 | RP | 6.000 | 55152 | BOILER ROOM 2ND FLOOR - Kilbourne H. S.
1499 | HARD RD | 43235-1991 | Active | 4537607 | WILKINS | 975XL | RP | 1.000 | 55153 | BOILER ROOM - Kilbourne H. S.
1500 | HARD RD | 43235-1992 | Active | UH-0309 | WATTS | 957 | RP | 6.000 | 3636966 | IN HOT BOX AT PIT E OF E ENTRANCE McCORD
1500 | HARD RD | 43235-1992 | Not Required by DOW | 2862162 | WILKINS | 975 | RP | 0.750 | 103285 | 1490 HARD RD - GRANBY ELEMENTARY, MECHANICAL ROOM
1500 | HARD RD | 43235-1992 | Not Required by DOW | 176614 | WATTS | 009M2 | RP | 1.000 | 3639354 | MCCORD MIDDLE SCHOOL - 1504 HARD RD custodial closet in modular
1500 | HARD RD | 43235-1992 | Not Required by DOW | 89690 | WATTS | 909QT | RP | 1.000 | 55200 | Boiler Room - McCord M. S.
1840 | HARD RD | 43235-1996 | Not Required by DOW | W104520 | WILKINS | 975 | RP | 1.000 | 56372 | OFFICE BY HOT WATER TANK CHUBBYS GRILL
1840 | HARD RD | 43235-1996 | Active | 4658996 | WILKINS | 975XL2 | RP | 1.000 | 3633714 | AT WATER METER NE OF ZETTLER HARDWARE
1925 | HARD RD | 43235-1807 | Active | 494693 | WILKINS | 975 | RP | 0.750 | 56649 | SE LADIES ROOM AT WATER METER
1931 | HARD RD | 43235-1807 | Due Install |  |  |  | RP | 0.750 | 3438128 | SE AT WATER METER
1943 | HARD RD | 43235-1807 | Active | A00013 | FEBCO | 880V | RP | 0.750 | 56705 | BATHROOM
1947 | HARD RD | 43235-1807 | Active | ABV3606 | WILKINS | 975 | RP | 0.750 | 3438129 | AT WATER METER IN BACK BATHROOM
1950 | HARD RD | 43235-1809 | Active | 420774 | WATTS | 909QT | RP | 0.750 | 56729 | NW AT WATER METER NEAR MOP SINK (Stock Room)
1965 | HARD RD | 43235-1807 | Active | 4205056 | WILKINS | 975XL | RP | 1.000 | 3438130 | AT WATER METER IN MIDDLE CLOSET DOGGY DAYCARE BEHIND DRIVE THRU
1973 | HARD RD | 43235-1807 | Active | 4527470 | WILKINS | 975XL | RP | 0.750 | 3438131 | AT WATER METER NW IN BATHROOM DRVE THRU
1977 | HARD RD | 43235-1807 | Active | 4096154 | WILKINS | 975XL | RP | 1.000 | 3438132 | AT WATER METER ROOM N OF BATHROOMS HAIR SALON
1980 | HARD RD | 43235-1809 | Active | 17571 | WATTS | 009M-2QT | RP | 1.500 | 56850 | MECH RM NE CLOSET AT METER IN 1980 (STRIP MALL),
1981 | HARD RD | 43235-1807 | Active | 4527469 | WILKINS | 975XL | RP | 0.750 | 3633777 | IN CLOSET AT BACK DOOR AT WATER METER
1989 | HARD RD | 43235- | Active | 136064 | WILKINS | 975 | RP | 0.750 | 3438133 | AT WATER METER IN CLOSET AT BACK DR
1993 | HARD RD | 43235-1807 | Active | A321836 | WILKINS | 375XL | RP | 0.750 | 56887 | NEXT TO WATER HEATER SW KITCHEN -AT METER
2280 | HARD RD | 43235-5932 | Due Install |  |  |  | RP | 1.500 | 3652305 | SRINKLER ROOM N/W
2280 | HARD RD | 43235-5932 | Due Install |  |  |  | DCDA | 6.000 | 3652304 | SRINKLER ROOM N/W
2280 | HARD RD | 43235-5932 | Active | ACJ7458 | WILKINS | 975XL | RP | 2.000 | 3653857
2280 | HARD RD | 43235-5932 | Active | 29575 | WATTS | 009QT | RP | 0.500 | 57833 | NEXT TO HUMIDIFIER MECHANICAL ROOM #121
2280 | HARD RD | 43235-5932 | Active | 39185 | WATTS | LF919QT | RP | 1.000 | 57836 | SRINKLER ROOM N/W
2280 | HARD RD | 43235-5932 | Active | 12908 | WATTS | 919QT | RP | 0.500 | 57835 | MECH ROOM NORTH END OF BLDG/ behind study Rm C
2280 | HARD RD | 43235-5932 | Active | 39777 | WATTS | 009PCQT | RP | 0.500 | 57834 | BACK WALL IN BOILER ROOM #130 OVER WATER METER
2552 | HARD RD | 43016- | Active | h035385 | FEBCO | 765 | PVB | 1.500 | 58620 | 2500 HARD RD -LEFT CENTER OF RENTAL OFF -ABINGTON VLGE APTS
2615 | HARD RD | 43235- | Active | 36934 | WATTS | 919AQT | RP | 1.000 | 58767 | 2645 HARD RD - CLUBHOUSE UTLTY RM CLOSET
2701 | HARD RD | 43235-6521 | Due Install |  |  |  | RP | 1.000 | 3438149 | BEHIND FURNACE UTILITY CLOSET
2701 | HARD RD | 43235-6521 | Due Install |  |  |  | DCDA | 4.000 | 3652442 | WEST WALL RISER ROOM
3640 | HARD RD | 43017- | Due Install |  |  |  | RP | 6.000 | 3438152 | IN HOT BOX AT PIT E OF ENTRANCE -MILL RUN PLACE APT'S
3825 | HARD RD | 43016-8335 | Active | 084742 | AMES | 4000B | RP | 2.000 | 93314 | IN HOT BOX AT PIT NE OF PARKING LOT (SW SAWMILL/HARD)
3825 | HARD RD | 43016-8335 | Active | 05451 | WATTS | 007M1QT | DC | 0.750 | 93313 | IN PIT NE OF PARKING LOT
3825 | HARD RD | 43016-8335 | Active | 1500810506 | AMES | 3000SS | DCDA | 6.000 | 93312 | IN PIT NE OF PARKING LOT (SW SAWMILL/HARD)
3825 | HARD RD | 43016-8335 | Active | Q02861 | WILKINS | 475 | RP | 4.000 | 93286 | WATER ROOM OFF OF POOL AREA
3825 | HARD RD | 43016-8335 | Not Required by DOW | 270333 | WATTS | 009M3QT | RP | 0.750 | 96993 | STEAM MECH ROOM OFF MENS LOCKER
3825 | HARD RD | 43016-8335 | Not Required by DOW | A08337 | WATTS | 009M2QT | RP | 1.500 | 93319 | OUTDOOR YARD HYDRANTS & MISTER POLES
3825 | HARD RD | 43016-8335 | Not Required by DOW | W300714 | WILKINS | 950XLD | DC | 0.750 | 93318 | IN CEILING IN SPA AREA
3825 | HARD RD | 43016-8335 | Not Required by DOW | W318571 | WILKINS | 950XL | DC | 0.750 | 93317 | IN CEILING IN SPA AREA
3825 | HARD RD | 43016-8335 | Not Required by DOW | VG-3398 | WATTS | 957 | RP | 2.500 | 93315 | IN POOL EQUIP
3825 | HARD RD | 43016-8335 | Not Required by DOW | A19294 | WATTS | 009QT | RP | 0.750 | 93316 | BOILER ROOM BEHIND POOL EQUIP ROOM
4000 | HARD RD | 43016-8349 | Active | 942799 | HERSEY/GRINNELL | FRPII | RP | 1.250 | 101790 | MECHANIC RM F OVERHEAD E WALL AUX GYM
4000 | HARD RD | 43016-8349 | Not Required by DOW | 352352 | WATTS | 909QT | RP | 0.750 | 3611284 | MECH RM F
4000 | HARD RD | 43016-8349 | Not Required by DOW | F2871 | CONBRACO | 40205A2 | RP | 1.000 | 62624 | MECHANICAL ROOM K6 Overhead
4000 | HARD RD | 43016-8349 | Not Required by DOW | 274780 | WATTS | 909QT | RP | 1.500 | 62617 | MECHANICAL ROOM E9 Overhead
4000 | HARD RD | 43016-8349 | Not Required by DOW | 119902 | WATTS | 709 | DC | 4.000 | 62615 | MECH ROOM AUDITORIUM K6
4000 | HARD RD | 43016-8349 | Active | BJ9760 | FEBCO | 805 | DC | 0.750 | 62622 | MECHANICAL RM E9 NEXT TO WATER METER--SERIAL # BJ960
4000 | HARD RD | 43016-8349 | Not Required by DOW | 273388 | WATTS | 909M1QT | RP | 2.000 | 62616 | MECHANICAL ROOM E9 Overhead
4000 | HARD RD | 43016-8349 | Not Required by DOW | FQ373 | APOLLO/CONBRACO | 40205A2 | RP | 1.000 | 62618 | MECHANICAL ROOM - AUDITIORUM (SERIAL # FQ 373) K6 Overhead
4000 | HARD RD | 43016-8349 | Active | 9506270826 | FEBCO | 856 | DCDA | 6.000 | 62621 | MECHANICAL ROOM E9 NEXT TO WATER METER AT LOADING DOCK
4000 | HARD RD | 43016-8349 | Active | BO5517 | WILKINS | 975 | RP | 6.000 | 62620 | SW MECH/BOILER ROOM LOADING DOCK DR #4 AT WATER METER
4000 | HARD RD | 43016-8349 | Not Required by DOW | 38259 | WATTS | 007M1QT | DC | 0.750 | 62619 | MECH ROOM AUDITORIUM Room K6
4497 | HARD RD | 43016-8314 | Active | 5952 | AMES | 2000B | DC | 0.750 | 64180 | NE CORNER
4497 | HARD RD | 43016-8314 | Active | 339692 | WATTS | 909M1QT | RP | 2.000 | 64177 | NE CORNER OF BUILDING
4497 | HARD RD | 43016-8314 | Not Required by DOW | 4691 | WATTS | 008PCQT | PVB | 1.000 | 64178 | EAST WALL IN TRUCK AREA
4497 | HARD RD | 43016-8314 | Active | 101336 | AMES | 3000SS | DCDA | 4.000 | 64179 | NE MECH/METER AREA
2055 | HARDY PARKWAY ST | 43123-1213 | Due Install |  |  |  | RP | 1.500 | 3644925 | AT MTR N/E CORNER
2055 | HARDY PARKWAY ST | 43123-1213 | Active | 218462 | WATTS | 909QT | RP | 0.750 | 57119 | NEXT TO STREAM & PRESSURE WASHER
2101 | HARDY PARKWAY ST | 43123-1213 | Due Install |  |  |  | DCDA | 8.000 | 3636377
2101 | HARDY PARKWAY ST | 43123-1213 | Active | 59327 | WILKINS | 375 | RP | 3.000 | 57255 | FURNANCE ROOM SE SIDE
2151 | HARDY PARKWAY ST | 43123-1213 | Active | 618161 | WATTS | 909QT | RP | 0.750 | 57459 | BY MTR ALONG S WALL
2280 | HARDY PARKWAY ST | 43123- | Active | CB597645 | WILKINS | 720A | PVB | 0.750 | 90981 | LEFT SIDE OF ENTRANCE OF SANDYBROOKE AND HARDY PKWY
2285 | HARDY PARKWAY ST | 43123- | Due Install |  |  |  | RP | 0.750 | 3438334 | WILLOW CREEK PARK
2331 | HARDY PARKWAY ST | 43123- | Active | CB582951 | WILKINS | 720A | PVB | 0.750 | 90980 | RIGHT ENTRY BY WATER PIT
2331 | HARDY PARKWAY ST | 43123- | Due Install |  |  |  | RP | 6.000 | 3649120
2060 | HARDY PARKWAY ST UNIT Y | 43223- | Active | 68725 | AMES | 2000BM3 | DC | 0.750 | 3651081 | WEST WALL OF 2060 SIDE
2060 | HARDY PARKWAY ST UNIT Y | 43223- | Active | ACM3116 | WILKINS | 975XL | RP | 1.500 | 3653130 | IN RICHARDSON SUPPLY 2080 HARDY PKWAY AT WATER METER
2060 | HARDY PARKWAY ST UNIT Y | 43223- | Active | ABT9289 | WILKINS | 975XL | RP | 0.750 | 3653862 | SW CORNER OF WAREHOUSE ABOVE RESTROOM
2060 | HARDY PARKWAY ST UNIT Y | 43223- | Active | WB-1671 | AMES | COLT 300GV | DCDA | 8.000 | 3438322 | WEST WALL OF 2060
206 | HARDY WAY | 43085-3649 | Active | AE7367 | FEBCO | 765 | PVB | 1.000 | 93888 | BACK OF HOUSE
7123 | HARLAN CT | 43017 | Active | T085910 | WILKINS | 720A | PVB | 0.750 | 102042 | FRONT OF HOUSE
7131 | HARLAN CT | 43017 | Active | CB015895 | WILKINS | 720A | PVB | 0.750 | 3602315 | RIGHT SIDE
7139 | HARLAN CT | 43017 | Active | T097083 | WILKINS | 720A | PVB | 0.750 | 102881 | RIGHT SIDE
6905 | HARLAN SQ | 43054-9218 | Active | DJ9779 | FEBCO | 765 | PVB | 0.750 | 70917 | RIGHT SIDE OF HOUSE
6908 | HARLAN SQ | 43054-9249 | Active | T199246 | WILKINS | 720A | PVB | 0.750 | 3609981 | RIGHT SIDE OF HOUSE- NEAR FRONT
6910 | HARLAN SQ | 43054-9249 | Active | CB015779 | WILKINS | 720A | PVB | 0.750 | 70926 | RIGHT FRONT CORNER OF HSE
6911 | HARLAN SQ | 43054-9218 | Active | G185345 | WILKINS | 720A | PVB | 0.750 | 88621 | FRONT LEFT OF DOOR
6912 | HARLAN SQ | 43054-9655 | Active | 128496 | WILKINS | 420 | PVB | 1.000 | 70929 | EAST SIDE FRONT
6922 | HARLAN SQ | 43054-9655 | Active | 182003 | WILKINS | 720A | PVB | 0.750 | 88622 | FRONT OF HOUSE
7015 | HARLAN SQ | 43054-9250 | Active | T392397 | WILKINS | 720A | PVB | 1.000 | 71286 | RIGHT SIDE
5092 | HARLEM RD | 43054-9771 | Active | CB083098 | WILKINS | 720A | PVB | 0.750 | 3438466 | Front of the house right of front door
5104 | HARLEM RD | 43054-9771 | Active | T496346 | WILKINS | 720A | PVB | 1.250 | 66041 | NORTH SIDE OF HOUSE
5114 | HARLEM RD | 43054-9771 | Active | H209051 | FEBCO | 765 | PVB | 1.000 | 91758 | RIGHT SIDE OF HOUSE
5118 | HARLEM RD | 43054-9771 | Active | FD7194 | FEBCO | 765 | PVB | 1.000 | 66079 | NORTH SIDE OF RESIDENCE
5156 | HARLEM RD | 43054-9771 | Active | T363394 | WILKINS | 720A | PVB | 0.750 | 92143 | FRONT OF HOUSE
5190 | HARLEM RD | 43054-9771 | Active | CB546820 | WILKINS | 720A | PVB | 0.750 | 3581021
5300 | HARLEM RD | 43054-9313 | Active | H639444 | FEBCO | 765 | PVB | 0.750 | 100894 | RIGHT SIDE
5589 | HARLEM RD | 43054-9708 | Active | 817311 | WILKINS | 720A | PVB | 0.750 | 67343 | LEFT SIDE
5597 | HARLEM RD | 43054-9708 | Active | t294341 | WILKINS | 720A | PVB | 0.750 | 96476 | LEFT FRONT
5660 | HARLEM RD | 43054 | Active | B184204 | WILKINS | 375 | RP | 0.750 | 3629644
5775 | HARLEM RD | 43054-9267 | Active | F011301 | WILKINS | 720A | PVB | 1.000 | 67921 | BEHIND CLUB HOUSE BY TRASH BIN
5866 | HARLEM RD | 43054-9772 | Active | W140889 | WILKINS | 975 | RP | 0.750 | 68184 | BASEMENT, NORTH WALL
6124 | HARLEM RD | 43054- | Active | 07453 | WATTS | 719QT | DC | 1.000 | 88200 | 6775 RIDGE ROCK DR - MECH RM BY SLOP SINK
6124 | HARLEM RD | 43054- | Active | WC-1988 |  |  | RP | 3.000 | 3636519 | OUTSIDE DOOR OF CLUBHOUSE IN MTR ROOM
6124 | HARLEM RD | 43054- | Active | 23266 | WATTS | 007QT | DC | 0.750 | 69082 | MECH ROOM
6124 | HARLEM RD | 43054- | Active | 1262560403 | AMES | 3000SS | DCDA | 6.000 | 69080 | CLUB HOUSE METER ROOM
6133 | HARLEM RD | 43054- | Active | X28095 | WILKINS | 375A | RP | 4.000 | 3607661 | IN 6726 UTILITY ROOM
6133 | HARLEM RD | 43054- | Not Required by DOW | 3826703 | WILKINS | 975XL2 | RP | 2.000 | 3651528
6133 | HARLEM RD | 43054- | Not Required by DOW | 3850526 | WILKINS | 975XL2 | RP | 2.000 | 3651527
6133 | HARLEM RD | 43054- | Not Required by DOW | 3868569 | WILKINS | 975XL2 | RP | 2.000 | 3651526
6133 | HARLEM RD | 43054- | Not Required by DOW | 384791 | WILKINS | 720A | PVB | 1.500 | 3651525
6133 | HARLEM RD | 43054- | Not Required by DOW | 3855285 | WILKINS | 975XL2 | RP | 2.000 | 3651524
6133 | HARLEM RD | 43054- | Not Required by DOW | 1325 | WILKINS | 400 | PVB |  | 3639479
6133 | HARLEM RD | 43054- | Active | NK0405 | AMES | COLT 300GV | DCDA | 8.000 | 3639472 | IN 6726 UTILITY ROOM
6133 | HARLEM RD | 43054- | Active | 31717 | AMES | 2000B | DC | 0.750 | 3639473 | IN 6726 UTILITY ROOM
6133 | HARLEM RD | 43054- | LPS - Due Install | [5 empty] | 3639478
6133 | HARLEM RD | 43054- | Not Required by DOW | 384795 | WILKINS | 720A | PVB | 1.500 | 3651523
6230 | HARLEM RD | 43054-9317 | Active | T063120 | WILKINS | 720A | PVB | 0.750 | 102389 | FRONT LEFT OF DOOR IN COVE
6612 | HARLEM RD | 43054 | Active | QG-0465 | AMES | COLT 400 | RP | 8.000 | 3627979 | WATER METER BUILDING
6612 | HARLEM RD | 43054 | Not Required by DOW | SB-1997 | AMES | COLT200 | DC | 6.000 | 3629924 | RISER ROOM
6656 | HARLEM RD | 43081 | Active | TD0477 | WATTS | 957 | RP | 8.000 | 3639385 | NORTH OF DRIVE AT ENTRANCE IN HOT BOX
6656 | HARLEM RD | 43081 | Not Required by DOW | CB556003 | WILKINS | 720A | PVB | 0.750 | 3648564 | 5995 LIMEWOOD DR RIGHT SIDE OF HOUSE
6656 | HARLEM RD | 43081 | Not Required by DOW | T418131 | WILKINS | 720A | PVB | 0.750 | 3652932 | LEFT SIDE
6806 | HARLEM RD | 43054- | Active | 3504031 | WILKINS | 975XL | RP | 0.750 | 70743 | ENTRY WAY BISHOP WOODS AND HARLEM RD
7052 | HARLEM RD | 43054 | Active | 120025 | WATTS | LF007M3QT | DC | 0.750 | 3624773 | METER HOUSE RIGHT OF DRIVE BY MAIN ENTRANCE
7052 | HARLEM RD | 43054 | Active | RE0511 | AMES | COLT 300 | DCDA | 8.000 | 3624772 | METER HOUSE RIGHT OF DRIVE BY MAIN ENTRANCE
7052 | HARLEM RD | 43054 | Active | RD1620 | AMES | COLT 400 | RP | 4.000 | 3624763 | IN METER HOUSE RIGHT OF DRIVE BY ENTRANCE
521 | HARMON AVE | 43223-2449 | Active | 18497 | WATTS | 919QT | RP | 1.500 | 3608257 | AT METER, SOUTHWEST CORNER
521 | HARMON AVE | 43223-2449 | Not Required by DOW | W067937 | WILKINS | 975XL | RP | 0.750 | 66411 | INSIDE BUILDING, EAST SIDE
560 | HARMON AVE | 43223-2406 | Active | 2871767 | WILKINS | 975XLBMS | RP | 1.500 | 96601 | UNDER NORTH STAIRS
575 | HARMON AVE | 43223-2449 | Active | 57530 | WATTS | 007M1QT | DC | 0.750 | 67804 | S MECH ROOM
575 | HARMON AVE | 43223-2449 | Active | 1273750603 | AMES | 3000SS | DCDA | 6.000 | 67803 | S MECH ROOM
575 | HARMON AVE | 43223-2449 | Active | 206876 | WATTS | 909 | RP | 4.000 | 67802 | SOUTH WALL, MECH ROOM - LOWER DEVICE
575 | HARMON AVE | 43223-2449 | Active | 206583 | WATTS | 909 | RP | 4.000 | 67801 | SOUTH WALL, MECH ROOM - UPPER DEVICE
575 | HARMON AVE | 43223-2449 | Not Required by DOW | 10678 | WATTS | 919QT | RP | 1.500 | 97134 | STERILIZER MECH ROOM
624 | HARMON AVE | 43223-2406 | Active | 1343870504 | AMES | 3000SS | DCDA | 4.000 | 69451 | MECHANIC ROOM n/w corner
624 | HARMON AVE | 43223-2406 | Active | 38969 | AMES | 2000B | DC | 0.750 | 69452 | MECHANIC ROOM n/w corner
624 | HARMON AVE | 43223-2406 | Active | 67773 | WATTS | 009QT | RP | 1.500 | 69453 | MECHANICAL ROOM OFF KITCHEN S/W
720 | HARMON AVE | 43223-2450 | Active | 37000 | WATTS | 919QT | RP | 2.000 | 3438555 | SE DOCK AT WATER METER
720 | HARMON AVE | 43223-2450 | Active | HC33761 | WILKINS | 950XLD | DC | 0.750 | 3648283 | SE DOCK AT WATER METER
720 | HARMON AVE | 43223-2450 | Active | N64135 | WILKINS | 350DA | DCDA | 4.000 | 3648282 | SE DOCK AT WATER METER
776 | HARMON AVE | 43223- | Not Required by DOW | 218682 | WATTS | 009M2QT | RP | 2.000 | 72720 | 802 HARMON NORTH WALL BUILDING #3
776 | HARMON AVE | 43223- | Active | 31675 | WATTS | 919 | RP | 2.000 | 3638552 | HOTBOX OUT FRONT BY GATE
776 | HARMON AVE | 43223- | Not Required by DOW | 034983 | WILKINS | 975 | RP | 1.000 | 72721 | 802 HARMON BLDG #3 ON N WALL BY WATER SOFTENER
800 | HARMON AVE | 43223- | Active | 83778 | AMES | 2000B | DC | 0.750 | 3648383 | METER PITT W END OF PROPERTY
800 | HARMON AVE | 43223- | Active | AG80013 |  |  | AG | 4.000 | 3646254 | MIX TANK 13
800 | HARMON AVE | 43223- | Active | AG80016 |  |  | AG | 4.000 | 3646252 | MIX TANK 16
800 | HARMON AVE | 43223- | Active | 1986750420 | AMES | 3000SS | DCDA | 8.000 | 3638554 | METER PITT W END OF PROPERTY
800 | HARMON AVE | 43223- | Active | AG80015 |  |  | AG | 4.000 | 3648384 | MIX TANK 15
800 | HARMON AVE | 43223- | Active | 130720 | WILKINS | 975 | RP | 1.500 | 73145 | 802 HARMON OFFICE MECH/FURN HWT ROOM AT WATER MTR
800 | HARMON AVE | 43223- | Active | AG80012 |  |  | AG | 4.000 | 3646253 | MIX TANK 12
800 | HARMON AVE | 43223- | Active | AG80014 |  |  | AG | 4.000 | 3648385 | MIX TANK 14
802 | HARMON AVE | 43223-2410 | Active | AG80004 |  |  | AG | 4.000 | 3646241 | MIX TANK 4
802 | HARMON AVE | 43223-2410 | Active | AG80005 |  |  | AG | 4.000 | 3646244 | MIX TANK5
802 | HARMON AVE | 43223-2410 | Not Required by DOW | A16618 | WATTS | 009M2QT | RP | 1.000 | 73146 | 802 BOILER ROOM 1 ABOUT 14' HIGH ON WALL
802 | HARMON AVE | 43223-2410 | Active | 14824 | WATTS | 919QT | RP | 1.500 | 95944 | NW DOCK AREA OF BLDG #1 AT WATER MTR BY ROLL UP DOOR
802 | HARMON AVE | 43223-2410 | Active | AG80006 |  |  | AG | 4.000 | 3646245 | MIX TANK 6
802 | HARMON AVE | 43223-2410 | Not Required by DOW | 70682 | WATTS | LF919QT | RP | 1.000 | 73144 | BOILER ROOM BLDG 2 ON WALL
802 | HARMON AVE | 43223-2410 | Active | AG80009 |  |  | AG | 4.000 | 3646247 | MIX TANK 9
802 | HARMON AVE | 43223-2410 | Active | AG80011 |  |  | AG | 4.000 | 3646243 | MIX TANK 11
802 | HARMON AVE | 43223-2410 | Active | AG80010 |  |  | AG | 4.000 | 3646242 | MIX TANK 10
830 | HARMON AVE | 43223-2410 | Due Install |  |  |  | RP | 1.500 | 3438561 | S/W CORNER
830 | HARMON AVE | 43223-2410 | Due Install |  |  |  | DCDA | 8.000 | 3639340 | S/W CORNER
831 | HARMON AVE | 43223-2411 | Due Install |  |  |  | RPDA | 1.500 | 3438562
850 | HARMON AVE | 43223-2410 | Active | TH-0625 | WATTS | 957 | RP | 6.000 | 3438564 | S SIDEOF DRIVE
972 | HARMON AVE | 43223-2414 | Due Install |  |  |  |  | 0.750 | 3438574 | N/W CORNER OF BASEMENT FRONT HOUSE
1010 | HARMON AVE | 43223-2620 | Active | 45330 | WATTS | 919AQT | RP | 0.750 | 53616 | EAST WALL STORAGE ROOM
1030 | HARMON AVE | 43223-2620 | Due Install |  |  |  | RP | 0.750 | 3438576 | AT WATER MTR IN GARAGE AREA
1230 | HARMON AVE | 43223-3307 | Not Required by DOW | 353080 | WILKINS | 975 | RP | 1.000 | 54367 | MECHANICAL ROOM
1230 | HARMON AVE | 43223-3307 | Active | 430901 | WILKINS | 975 | RP | 1.000 | 54368 | AT WATER METER IN MECHANICAL ROOM
1270 | HARMON AVE | 43223-3307 | Active | 18997 | WATTS | 919ZQT | RP | 0.750 | 96251 | MECH ROOM AT WATER METER
1271 | HARMON AVE | 43223-3306 | Not Required by DOW |  |  |  | RP | 1.000 | 3438580 | MTR IN PIT OUT IN NE CORNER BY FENCE
1287 | HARMON AVE | 43223-3306 | Not Required by DOW | 66084 | WATTS | 919AQT | RP | 0.750 | 3438582 | EQUIPMENT ROOM
1287 | HARMON AVE | 43223-3306 | Active | 80479 | WATTS | LF919QT | RP | 0.750 | 3636483 | BY MTR IN UTILITY CLOSET
1313 | HARMON AVE | 43223-3306 | Active | 1186248 | WILKINS | 975A | RP | 1.500 | 54636 | BY METER FRONT DOOR
1381 | HARMON AVE | 43223-3306 | Due Install | [5 empty] | 3438584
1500 | HARMON AVE | 43223-3310 | Active | 372696 | WATTS | LF009M3QT | RP | 0.750 | 3438586 | FURNANCE ROOM @ WATER METER
1515 | HARMON AVE | 43223-3309 | Active | 92542 | WATTS | LF919QT | RP | 0.750 | 55268 | NORTH CENTER OF SHOP BY METER
1575 | HARMON AVE | 43223-3316 | Active | 4775022 | WILKINS | 975XL | RP | 1.500 | 3438589 | MECH ROOM OFF GARAGE
1641 | HARMON AVE | 43223-3318 | Due Install |  |  |  | RP |  | 3635413
1641 | HARMON AVE | 43223-3318 | Active | 66883 | AMES | 2000B | DC | 0.750 | 100286 | SOUTHEAST MECHANICAL ROOM
1641 | HARMON AVE | 43223-3318 | Active | 175275 | AMES | 3000SS | DCDA | 8.000 | 100285 | SOUTHEAST CORNER MECHANICAL ROOM
1670 | HARMON AVE | 43223-3351 | Active | 127661 | WILKINS | 975XL | RP | 1.000 | 55799 | SOUTH WALL UNIT A
1725 | HARMON AVE | 43223- | Active | 39590 | WATTS | 919AQT | RP | 0.750 | 55956 | STORAGE ROOM
1771 | HARMON AVE | 43223-3322 | Active | 20193 | WATTS | 919AQT | RP | 0.750 | 56093 | MECHANICAL ROOM
1790 | HARMON AVE | 43223-3353 | Active | 589193 | WILKINS | 975XL | RP | 1.000 | 56147 | SOUTH UNIT N WALL BEHIND RESTROOM
1800 | HARMON AVE | 43223-3827 | Not Required by DOW | 1939350618 | AMES | 3000SS | DCDA | 6.000 | 3632727 | MECHANICAL ROOM
1800 | HARMON AVE | 43223-3827 | Not Required by DOW | 015112 | WATTS | 909QT | RP | 0.750 | 3610077 | BOILER ROOM 202 - DORM #2
1800 | HARMON AVE | 43223-3827 | Active | 19813 | WILKINS | 375A | RP | 8.000 | 99581 | HOT BOX - EDGE OF PROPERTY
1800 | HARMON AVE | 43223-3827 | Active | 28550 | WILKINS | 350A | DC | 6.000 | 99574 | HOT BOX OFF OF HARMON AVE
1800 | HARMON AVE | 43223-3827 | Not Required by DOW | 035819 | WATTS | 009QT | RP | 0.750 | 56186 | BUILDING # 4 BOILER ROOM
1800 | HARMON AVE | 43223-3827 | Not Required by DOW | 221800 | WATTS | 909QT | RP | 0.750 | 56193 | BOILER ROOM 202- DORM #3
1800 | HARMON AVE | 43223-3827 | Not Required by DOW | 175529 | WATTS | 909QT | RP | 0.750 | 56191 | ADM BOILER ROOM 120
1800 | HARMON AVE | 43223-3827 | LPS - Active |  |  |  | LPC |  | 3638429 | MECHANICAL ROOM
1800 | HARMON AVE | 43223-3827 | Not Required by DOW | 28396 | WATTS | 007M1-QT | DC | 0.750 | 3632728 | MECHANICAL ROOM
1800 | HARMON AVE | 43223-3827 | Not Required by DOW | 145980 | WATTS | 909QT | RP | 0.750 | 56189 | ADM BOILER ROOM 120
1800 | HARMON AVE | 43223-3827 | Not Required by DOW | 033314 | WATTS | 009QT | RP | 0.750 | 56188 | BUILDING #5 BOILER ROOM
1800 | HARMON AVE | 43223-3827 | Not Required by DOW | 135407 | WATTS | 909QT | RP | 0.750 | 56187 | BOILER ROOM 202 - DORM #1
1990 | HARMON AVE | 43223-3829 | Not Required by DOW | 1937840218 | AMES | 3000SS | DCDA | 8.000 | 3632675 | PIT SOUTH OF MAIN ENTRANCE
1990 | HARMON AVE | 43223-3829 | Not Required by DOW | 79764 | AMES | 2000B | DC | 0.750 | 3632676 | PIT SOUTH OF MAIN ENTRANCE
1990 | HARMON AVE | 43223-3829 | Not Required by DOW | 26889 | WATTS | 919ZQT | RP | 0.750 | 94619 | BOILER ROOM RIGHT SIDE OF DOOR
1990 | HARMON AVE | 43223-3829 | Not Required by DOW | 36976 | WATTS | 919AQT | RP | 0.750 | 56877 | IN BOILER ROOM, NEXT TO BOILER
1990 | HARMON AVE | 43223-3829 | Active | TC0289 | AMES | COLT 400 | RP | 8.000 | 3635690 | HOT BOX BY FRONT GATE
1990 | HARMON AVE | 43223-3829 | Not Required by DOW | 26879 | WATTS | 919ZQT | RP | 0.750 | 56875 | IN AIR HANDLER ROOM, DOOR 22
1990 | HARMON AVE | 43223-3829 | Not Required by DOW | 433362 | WATTS | 009m3 | RP | 0.750 | 56876 | IN AIR HANDLER ROOM, DOOR 125
1230 | HARMON AVE UNIT A | 43223-3307 | Active | 1345878 | WILKINS | 975 | RP | 0.750 | 54369 | NEXT TO WATER METER
670 | HARMON AVE UNIT B | 43223- | Active | 162780 | AMES | 3000SS | DCDA | 6.000 | 95384 | SOUTH WALL AT SPRINK RISER
670 | HARMON AVE UNIT B | 43223- | Active | 08716 | WATTS | 007M1QT | DC | 0.750 | 95398 | south wall sprink riser
670 | HARMON AVE UNIT B | 43223- | Active | A21925 | WATTS | 009M2QT | RP | 1.500 | 95658 | METER ROOM SW END
740 | HARMON AVE UNIT B | 43223- | Active | 98205 | WATTS | 919QT | RP | 0.750 | 3438556 | SW GAR OF 742 AT WATER METER
1740 | HARMON AVE UNIT C | 43223-3355 | Active | 1798 | WILKINS | 975 | RP | 1.000 | 56003 | AT WATER METER
1740 | HARMON AVE UNIT E | 43223-3355 | Active | 1162725 | WILKINS | 975 | RP | 1.000 | 56004 | SOUTH WALL
6852 | HARPER LN | 43054 | Active | T366062 | WILKINS | 720A | PVB | 0.750 | 3602728 | LEFT SIDE
6859 | HARPER LN | 43054 | Active | CB072765 | WILKINS | 720A | PVB | 0.750 | 3603437 | LEFT FRONT
6868 | HARPER LN | 43054 | Active | CB629256 | WILKINS | 720 | PVB | 1.000 | 3613808 | RIGHT REAR
6871 | HARPER LN | 43054 | Active | T188415 | WILKINS | 720A | PVB | 0.750 | 3606277 | BACK RIGHT
6872 | HARPER LN | 43054 | Active | T205448 | WILKINS | 720A | PVB | 0.750 | 3611454 | LEFT SIDE
2245 | HARPER RD | 43204- | Active | 746041 | WILKINS | 975 | RP | 0.750 | 57724 | WEST WALL METER SETTING - 2255 HARPER RD
1162 | HARRISBURG PK | 43223-2847 | Active | W208426 | WILKINS | 975XL | RP | 1.500 | 54115 | MID N WALL AT WATER METER
1162 | HARRISBURG PK | 43223-2847 | Not Required by DOW | W186843 | WILKINS | 975XLBMS | RP | 1.000 | 54114 | WEST WALL OF MECHANICAL ROOM
1162 | HARRISBURG PK | 43223-2847 | Active | 42741 | AMES | 2000B | DC | 0.750 | 54113 | MID N WALL
1162 | HARRISBURG PK | 43223-2847 | Active | 1410290305 | AMES | 3000SS | DCDA | 4.000 | 54112 | MID N WALL
618 | HARRISBURG PKE | 43223-2158 | Active | 623660 | WILKINS | 975XL | RP | 0.500 | 69268 | RESTROOM AT WATER METER
619 | HARRISBURG PKE | 43223-2111 | Not Required by DOW | 432149 | WILKINS | 975XL | RP | 0.750 | 3622719 | SOUTH BASEMENT WALL
619 | HARRISBURG PKE | 43223-2111 | Active | 400973 | WILKINS | 975XL | RP | 1.500 | 69297 | BASEMENT EASTSIDE AT METER
619 | HARRISBURG PKE | 43223-2111 | Not Required by DOW | 494804 | WILKINS | 975 | RP | 0.750 | 69299 | WEST SIDE BOTTOM OF BASEMENT STAIRS
619 | HARRISBURG PKE | 43223-2111 | Active | 84154 | WATTS | 007M1QT | DC | 2.000 | 69300 | IN BASEMENT
620 | HARRISBURG PKE | 43223-2158 | Active | 410592 | WATTS | LF009M3QT | RP | 0.750 | 3439093 | N/E CORNER
627 | HARRISBURG PKE | 43223-2111 | Active | 320797 | WILKINS | 975XL | RP | 0.750 | 69527 | MENS RESTROOM REAR OF BUILDING
629 | HARRISBURG PKE | 43223-2111 | Due Install | [5 empty] | 3439096
630 | HARRISBURG PKE | 43223-2112 | Due Install |  |  |  | RP | 2.000 | 3439097 | EAST WALL
633 | HARRISBURG PKE | 43223- | Active | 28126 | WATTS | 919AQT | RP | 1.000 | 3633285
636 | HARRISBURG PKE | 43223 | Not Required by DOW | 3435481 | WILKINS | 975XL2 | RP | 1.000 | 102248 | REAR OF STORE AT METER
636 | HARRISBURG PKE | 43223 | Active | 3649052 | WILKINS | 975XL2 | RP | 1.500 | 102247 | REAR OF STORE AT METER
644 | HARRISBURG PKE | 43223-2112 | Active | 22381 | WATTS | 009QT | RP | 0.750 | 69938 | IN MENS RESTROOM BACK WALL AT WATER METER BY TOILET
657 | HARRISBURG PKE | 43223-2103 | Due Install |  |  |  | RP |  | 3439103
657 | HARRISBURG PKE | 43223-2103 | Due Install |  |  |  | DCDA | 8.000 | 3650276
660 | HARRISBURG PKE | 43223-2112 | Due Install |  |  |  | DCDA | 6.000 | 3636628
660 | HARRISBURG PKE | 43223-2112 | Active | A89503 | WATTS | 009M2QT | RP | 1.000 | 100709 | AFTER METER IN UTILITY ROOM. NO ACCESS TO FIRE IN 654 VACANT
660 | HARRISBURG PKE | 43223-2112 | Not Required by DOW | 126574 | WATTS | 009M1QT | RP | 2.000 | 70310 | 654 HARRISBURG PKE, IN BASEMENT AFTER METER
680 | HARRISBURG PKE | 43223-2100 | Active | 1642400508 | AMES | 3000SS | DCDA | 6.000 | 96402 | RISER ROOM
680 | HARRISBURG PKE | 43223-2100 | Active | L46233 | WILKINS | 375 | RP | 3.000 | 95646 | MECH ROOM
680 | HARRISBURG PKE | 43223-2100 | Active | 11946 | WATTS | 007M1QT | DC | 0.750 | 96403 | RISER ROOM
685 | HARRISBURG PKE | 43223-2103 | Due Install | [5 empty] | 3439105
691 | HARRISBURG PKE | 43223-2103 | Active | 226206 | WATTS | 009QT | RP | 0.500 | 70924 | rear bathroom
695 | HARRISBURG PKE | 43223 | Active | 3176474 | WILKINS | 975XL | RP | 0.750 | 98158 | BATH ROOM
699 | HARRISBURG PKE | 43223-2141 | Due Install |  |  |  | RP |  | 3439109
731 | HARRISBURG PKE | 43223-2113 | Due Install |  |  |  | RP |  | 3439122
733 | HARRISBURG PKE | 43223-2113 | Due Install | [5 empty] | 3439123
845 | HARRISBURG PKE | 43223-2526 | Due Install |  |  |  | DCDA | 8.000 | 3651290 | EAST WALL
845 | HARRISBURG PKE | 43223-2526 | Active | 249097 | WATTS | LF009M2QT | RP | 1.000 | 3439135 | S/E CORNER
960 | HARRISBURG PKE | 43223- | Active | 68843 | WATTS | 009QT | RP | 0.750 | 74813 | IN BOILER ROOM AT METER
960 | HARRISBURG PKE | 43223- | Active | 150920 | WATTS | 909M1QT | RP | 2.000 | 74814 | AT WATER METER
973 | HARRISBURG PKE | 43223-2530 | Active | 233844 | WATTS | 009 | RP | 0.500 | 3439143 | IN BATHROOM
977 | HARRISBURG PKE | 43223-2530 | Active | 233859 | WATTS | 009 | RP | 0.500 | 3439144 | IN STORAGE ROOM, BY HOT WATER TANK
997 | HARRISBURG PKE | 43223-2530 | Active | 401156 | WATTS | LF009M3QT | RP | 0.750 | 3439147 | W UTILITY ROOM
1023 | HARRISBURG PKE | 43223-2534 | Due Install |  |  |  | RP | 0.750 | 3439150 | after mtr in n/w corner of pizza shop
1055 | HARRISBURG PKE | 43223-2851 | Not Required by DOW | [5 empty] | 3439161
1300 | HARRISBURG PKE | 43223- | Not Required by DOW |  |  |  | RP | 1.500 | 3439191 | AT METER, IN S SIDE OF BASEMENT
1319 | HARRISBURG PKE | 43223 | Active | 29858 | WATTS | 919ZQT | RP | 0.750 | 99310 | SW BY DOOR IN CASHIER AREA AT WATER METER -TURKEY HILL GAS
1320 | HARRISBURG PKE | 43223 | Active | 112077 | WATTS | LF009M2QT | RP | 1.500 | 3653902 | OUTSIDE BOX
1320 | HARRISBURG PKE | 43223 | Not Required by DOW | 79087 | WATTS | 919AQT | RP | 1.000 | 3654334 | In ceiling for roof hydrant
1320 | HARRISBURG PKE | 43223 | Active | 249372 | WATTS | 009M2-FP | RP | 1.000 | 3654881 | OUTSIDE BOX
1325 | HARRISBURG PKE | 43223-3229 | Active | 279002 | WATTS | 009M2QT | RP | 1.000 | 87216 | NW CORNER OF BUILDING PIZZA HUT
1325 | HARRISBURG PKE | 43223-3229 | Not Required by DOW | 435468 | WATTS | 800QT | PVB | 1.000 | 54690 | ABOVE METER IN BACK OF STORE
1339 | HARRISBURG PKE | 43223-3229 | Active | ABN9018 | WILKINS | 975XL2 | RP | 1.000 | 3439195
1340 | HARRISBURG PKE | 43223-3236 | Active | 102345 | WATTS | 009QT | RP | 0.750 | 54747 | 1354 HARRISBURG PIKE, RESTROOM SE CORNER
1377 | HARRISBURG PKE | 43223-3229 | Not Required by DOW | Cb794187 | WILKINS | 720A | PVB | 1.000 | 54840 | WEST END SOUTH CORNER
1377 | HARRISBURG PKE | 43223-3229 | Active | 455773 | WILKINS | 975XL | RP | 1.500 | 54839 | SOUTHWEST CORNER AT METER
1385 | HARRISBURG PKE | 43223-3229 | Active | 587999 | WATTS | 909QT | RP | 1.000 | 54859 | IN OFFICE AREA BY WATER METER
1414 | HARRISBURG PKE | 43223-3231 | Active | 91965 | WATTS | 009M2 | RP | 1.500 | 54952 | MECH ROOM
1414 | HARRISBURG PKE | 43223-3231 | Not Required by DOW | 190783 | WATTS | 009QT | RP | 1.000 | 54951 | MECH ROOM
1421 | HARRISBURG PKE | 43223-3230 | Not Required by DOW | [5 empty] | 3439197
1424 | HARRISBURG PKE | 43223-3231 | Active | 620244 | WATTS | 909QT | RP | 1.000 | 96253 | SE MENS ROOM AT WATER METER AT MOP SINK
1429 | HARRISBURG PKE | 43223-3230 | Due Install |  |  |  | RP | 0.750 | 3439199 | IN OFFICE AT MTR
1469 | HARRISBURG PKE | 43223- | Active | 3176519 | WILKINS | 975XL2 | RP | 0.750 | 55093 | E WALL OF GARAGE REPAIR AREA AT WATER METER HEAVY HIT GARAGE
1501 | HARRISBURG PKE | 43223- | Active | 96257 | WATTS | 919QT | RP | 0.750 | 3439205 | UNDER SINK AT WATER MTR
1593 | HARRISBURG PKE | 43223-3611 | Not Required by DOW | [5 empty] | 3439212
1662 | HARRISBURG PKE | 43223-3614 | Active | 13107C | WILKINS | 375AST | RP | 3.000 | 3439230 | IN METER AND FIRE RISER ROOM SOUTH END OF BUILDING.
1662 | HARRISBURG PKE | 43223-3614 | Active | 14328 | AMES | 4000B | RP | 0.750 | 3632730 | IN METER AND FIRE RISER ROOM SOUTH END OF BUILDING.
1662 | HARRISBURG PKE | 43223-3614 | Active | 1073160118 | AMES | 5000SS | RPDA | 4.000 | 3632729 | IN METER AND FIRE RISER ROOM SOUTH END OF BUILDING.
1670 | HARRISBURG PKE | 43223-3682 | Active | 2099791 | WILKINS | 975XLBMS | RP | 2.000 | 88010 | WATER METER ROOM
1670 | HARRISBURG PKE | 43223-3682 | Active | 1460431005 | AMES | 3000SE | DCDA | 6.000 | 88009 | WEST SIDE MIDDLE OF BLDG. MECH.RM.
1670 | HARRISBURG PKE | 43223-3682 | Active | 67221 | WATTS | 007SSQT | DC | 0.750 | 87964 | WEST SIDE MIDDLE OF BLDG METER ROOM
1740 | HARRISBURG PKE | 43223-3616 | Not Required by DOW | [5 empty] | 3439237
1825 | HARRISBURG PKE | 43223- | Active | 4616722 | WILKINS | 975XL | RP | 1.000 | 56389 | MECHANICAL ROOM - 1821 HARRISBURG PKE
2081 | HARRISBURG PKE | 43123-3704 | Due Install |  |  |  | RP |  | 3439281
2180 | HARRISBURG PKE | 43123 | Active | 123851 | WATTS | LF009M2QT | RP | 1.000 | 3629525 | SOUTH STOCK ROOM AREA AT WATER METER
2180 | HARRISBURG PKE | 43123 | Not Required by DOW | 121989 | WATTS | LF009M2QT | RP | 1.000 | 3629526 | SOUTH STOCK ROOM AREA ABOVE WATER METER
2330 | HARRISBURG PKE | 43123-1032 | Due Install |  |  |  | RP |  | 3439295
2349 | HARRISBURG PKE | 43123 | Active | 89703 | WATTS | LF919QT | RP | 0.750 | 3650073 | SOUTH WALL BY MTR
2375 | HARRISBURG PKE | 43123-1057 | Active | A00582 | WATTS | 009M2QT | RP | 1.500 | 89089 | WORKSHOP S SIDE WALL
2455 | HARRISBURG PKE | 43123-1453 | Active | 187378 | WATTS | LF009M2 | RP | 1.000 | 3439305 | SOUTHEAST CORNER OF PROPERTY
2455 | HARRISBURG PKE | 43123-1453 | Active | 57819 | AMES | 2000BM3 | DC | 0.750 | 3641500 | n side of building
2455 | HARRISBURG PKE | 43123-1453 | Active | TG-1707 | AMES | 300GV | DCDA | 8.000 | 3641499 | n side of building
2476 | HARRISBURG PKE | 43123-1445 | Active | 61959 | WATTS | 919QT | RP | 0.750 | 3613442 | WATER METER RM, N SIDE IN MIDDLE OF HOUSE, OFF LAUNDRY ROOM
2500 | HARRISBURG PKE | 43123-1429 | Active | 51708 | WATTS | 919QT | RP | 1.000 | 3439308 | WATER METER RM, N FRONT OF BLDG INSIDE
4844 | harrisburg pke |  | Active | VF-1145 | AMES | 400 | RP | 8.000 | 3654879 | WATER METER BUILDING
4844 | harrisburg pke |  | Active | WI-1098 | AMES | 400 | RPDA | 4.000 | 3654878 | WATER METER BUILDING
4844 | harrisburg pke |  | Active | WJ-0643 | AMES | 5000 | RPDA | 8.000 | 3654877 | WATER METER BUILDING
4844 | harrisburg pke |  | Active | 96835 | WATTS | 919AQT | RP | 0.750 | 3654871 | WATER METER BUILDING
699 | HARRISBURG PKE SUITE A | 43223-2141 | Active | 379383 | WATTS | LF009M2QT | RP | 1.000 | 3439112 | UNDER THE COUNTER JUST PAST THE WATER METER
699 | HARRISBURG PKE SUITE B | 43223-2141 | Active | 337031 | WATTS | LF009M3QT | RP | 0.750 | 3439113 | RESTROOM JUST PAST THE WATER METER
699 | HARRISBURG PKE SUITE K | 43223-2141 | Due Install |  |  |  | RP |  | 3439117
699 | HARRISBURG PKE SUITE M | 43223-2141 | Due Install |  |  |  | RP | 0.750 | 3607652 | IN BACK BATROOM AT WATER METER
699 | HARRISBURG PKE SUITE P | 43223-2141 | Due Install |  |  |  | RP | 0.750 | 3439119 | IN FILTER CLOSET (DBLE DOORS) AT BK DOOR AT WATER METER
2798 | HARRISBURG STA LN | 43123-1734 | Active | 06000 | AMES | 2000B | DC | 1.500 | 96775 | MAINT ROOM
2809 | HARRISBURG STA LN | 43123-1735 | Due Install | [5 empty] | 3439316
1165 | HARRISON AVE | 43201-3375 | Active | H030020 | FEBCO | 765 | PVB | 0.750 | 54121 | Front of house
670 | HARRISON DR | 43204-3506 | Due Install |  |  |  | RP |  | 3439409 | AT METER
700 | HARRISON DR | 43204-3513 | Due Install |  |  |  | DCDA | 8.000 | 3652370 | VAULT
700 | HARRISON DR | 43204-3513 | Due Install |  |  |  | RP | 1.000 | 3439410
770 | HARRISON DR | 43204-3513 | Active | HC12280 | WILKINS | 950XLD | DC | 0.750 | 3626702 | MID N MECH/RISER RM OUTSIDE DR
770 | HARRISON DR | 43204-3513 | Active | 21717 | WATTS | 919QT | RP | 1.500 | 3626854 | MECHANICAL ROOM, WEST SIDE
770 | HARRISON DR | 43204-3513 | Not Required by DOW | 72654 | WATTS | LF919QT | RP | 0.750 | 3628119 | MAIN GARAGE AREA - for ice machine
770 | HARRISON DR | 43204-3513 | Not Required by DOW | 73115 | WATTS | 919 | RP | 0.750 | 3646187 | Lawn irrigation
770 | HARRISON DR | 43204-3513 | Active | 9861B | WILKINS | 350ASTDA | DCDA | 4.000 | 3626701 | MID N MECH/RISER RM OUTSIDE DR
777 | HARRISON DR | 43204-3507 | Due Install |  |  |  | RP |  | 3439414 | AT WATER METER MTR IN WALL IN OFFICE
745 | HARRISON DR UNIT B | 43204-3507 | Active | 065649 | WATTS | LF009M2QT | RP | 1.500 | 3439413 | SOUTH JUST INSIDE LOADING DOCK AT WATER METER
998 | HARRISON PARK PL | 43201-3597 | Active | G187021 | WILKINS | 720A | PVB | 0.750 | 95175 | BEHIND 998 HARRISON PARK PL
1029 | HARRISON PARK PL | 43201 | Active | 171425 | WATTS | 009M2-FP | RP | 1.500 | 3616733
1050 | HARRISON PARK PL | 43201-3696 | Active | H020531 | FEBCO | 765 | PVB | 0.750 | 98062 | BACK OF HOUSE
2383 | HARRISON RD | 43204-3509 | Active | 78861 | WATTS | 009M3QT | RP | 0.750 | 3613224 | AT WATER METER IN WAREHOUSE
2400 | HARRISON RD | 43204-3508 | Not Required by DOW | 064791 | WATTS | LF009M2QT | RP | 1.500 | 58185 | EQUIPMENT ROOM WEST SIDE OD BLDG.
2400 | HARRISON RD | 43204-3508 | Active | 145741 | WATTS | 909 | RP | 3.000 | 58183 | EQUIPMENT ROOM WEST SIDE OF BUILDING
2400 | HARRISON RD | 43204-3508 | Not Required by DOW | 112407 | WATTS | 009M2QT | RP | 1.000 | 58182 | IN WTR METER ROOM WEST SIDE OF BLDG
2400 | HARRISON RD | 43204-3508 | LPS - Active | [5 empty] | 3633594 | FIRE PUMP
2400 | HARRISON RD | 43204-3508 | Active | 100386 | AMES | 2000SS | DC | 8.000 | 58187 | FIRE PUMP ROOM MR3
2400 | HARRISON RD | 43204-3508 | Not Required by DOW | 361765 | WATTS | 909M1QT | RP | 1.500 | 58186 | SW MECH ROOM WATER METER ROOM
2400 | HARRISON RD | 43204-3508 | Not Required by DOW | 16832 | WATTS | 909M1QT | RP | 1.500 | 58184 | AFTER WATER METER IN EQUIP RM, W SIDE OF BLDG
2424 | HARRISON RD | 43204-3508 | Active | 225061 | WATTS | LF009M3QT | RP | 0.750 | 3439418 | MID UTILTY/MECH/HWT CLOSET A WATER METER
2485 | HARRISON RD | 43204 | Active | 137540 | WATTS | 009 | RP | 0.750 | 3622763 | AFTER DOMESTIC WATER METER. CONTAINMENT BACKFLOW PREVENTER
2535 | HARRISON RD | 43204-3511 | Due Install |  |  |  | RP | 0.625 | 3439422 | MTR IN CENTER OF BLDG UNDER SHELF. *SD*
2555 | HARRISON RD | 43204-3511 | Not Required by DOW | 53621 | WATTS | LF919QT | RP | 1.000 | 3614925 | NORTH WALL OF BOILER ROOM
2555 | HARRISON RD | 43204-3511 | Not Required by DOW | 010594 | WATTS | LF909M1QT | RP | 2.000 | 3614924 | EXTERIOR OF EAST WALL OF COOLER NEAR WATER SOFTENER
2555 | HARRISON RD | 43204-3511 | Active | UF-1734 | WATTS | 957 | RP | 4.000 | 3647037 | HOTBOX
2555 | HARRISON RD | 43204-3511 | Active | UF-1786 | WATTS | 957 | RP | 4.000 | 3647036 | HOTBOX
2555 | HARRISON RD | 43204-3511 | Not Required by DOW | 4834253 | WILKINS | 975XL2 | RP | 2.000 | 3646024 | INSIDE WALL IN MACHINERY PROCESS CENTER. MIDDLE OF WEST SIDE OF BLDG.
2555 | HARRISON RD | 43204-3511 | Not Required by DOW | 023880 | WATTS | LF909QT | RP | 1.000 | 3614923 | WEST SIDE OF CENTER DIVIDING WALL AT KEG FILLER
2580 | HARRISON RD | 43204-3510 | Due Install |  |  |  | RP |  | 3439424
2800 | HARRISON RD | 43204 | Active | 3955009 | WILKINS | 975 | RP | 1.500 | 3613685 | SOUTH WALL WAREHOUSE
707 | HART RD | 43223-3343 | Active | 4014385 | WILKINS | 975 | RP | 1.500 | 71362 | HOT BOX BY FORD Box AT STREET
867 | HART RD UNIT REAR | 43223-3324 | Not Required by DOW | [5 empty] | 3439448
516 | HARTFORD ST | 43085-4102 | Active | T146526 | WILKINS | 720A | PVB | 0.750 | 3439523 | LEFT SIDE
583 | HARTFORD ST | 43085-4119 | Active | W149687 | WILKINS | 975XL | RP | 1.000 | 68100 | BASEMENT
687 | HARTFORD ST | 43085-4121 | Active | T294897 | WILKINS | 720A | PVB | 0.750 | 3439552 | RIGHT SIDE OF HOUSE
689 | HARTFORD ST | 43085-4121 | Active | CB440207 | WILKINS | 720A | PVB | 0.750 | 3439554 | Right side of the house
695 | HARTFORD ST | 43085-4121 | Active | G126915 | WILKINS | 720A | PVB | 0.750 | 95738 | RIGHT SIDE OF HOUSE
700 | HARTFORD ST | 43085-4122 | Active | DH1758 | FEBCO | 765 | PVB | 1.000 | 71196 | BACK OF HOUSE BY A/C
805 | HARTFORD ST | 43085- | Active | 99715 | WATTS | 909 | RP | 1.000 | 3439557
5770 | HARTFORD ST | 43085- | Active | 954960 | WILKINS | 720A | PVB | 1.000 | 3611478 | SOUTH SIDE
1569 | HARTIG DR | 43123 | Active | CB655464 | WILKINS | 720A | PVB | 0.750 | 3613777 | RIGHT SIDE OF HOUSE
1583 | HARTIG DR | 43123 | Active | CB388405 | WILKINS | 720A | PVB | 0.750 | 3618423 | LEFT SIDE
1597 | HARTIG DR | 43123 | Active | CB079263 | WILKINS | 720A | PVB | 0.750 | 3615434 | RIGHT OF FRONT DOOR
1611 | HARTIG DR | 43123 | Active | CB440319 | WILKINS | 720A | PVB | 0.750 | 3632821 | LEFT SIDE OF HOUSE
1625 | HARTIG DR | 43123 | Active | T372139 | WILKINS | 720A | PVB | 0.750 | 3609488 | RIGHT SIDE
1653 | HARTIG DR | 43123 | Active | CB333189 | WILKINS | 720A | PVB | 0.750 | 3624646 | FRONT OF HOUSE
1667 | HARTIG DR | 43123 | Active | T240220 | WILKINS | 720A | PVB | 0.750 | 3616565 | LEFT SIDE
1681 | HARTIG DR | 43123 | Active | CB153204 | WILKINS | 720A | PVB | 0.750 | 3613313 | FRONT OF HOUSE
1695 | HARTIG DR | 43123 | Active | CB263059 | WILKINS | 720A | PVB | 0.750 | 3609351 | LEFT FRONT CORNER
900 | HARVEY CT | 43219-2685 | Active | 58200 | WATTS | 007M1 | DC | 0.750 | 74468 | BYPASS ON DOUBLE DETECTOR
900 | HARVEY CT | 43219-2685 | Active | 129008 | AMES | 3000SS | DCDA | 6.000 | 74466 | MECH ROOM-WEST WALL
900 | HARVEY CT | 43219-2685 | Not Required by DOW | 282380 | WATTS | LF009QT | RP | 0.500 | 91375 | KITCHEN BEHIND ICE MACHINE
900 | HARVEY CT | 43219-2685 | Active | L25125 | WILKINS | 375 | RP | 3.000 | 74469 | MECH ROOM-SOUTH WALL
1840 | HARWITCH RD | 43221-2811 | Active | T330120 | WILKINS | 720 | PVB | 0.750 | 3439764 | LEFT SIDE OF HOUSE
1868 | HARWITCH RD | 43221-2811 | Active | CB203632 | WILKINS | 720 | PVB | 0.750 | 3439768
2231 | HARWITCH RD | 43221-2711 | Active | T126228 | WILKINS | 720A | PVB | 0.750 | 103111 | OUTSIDE RIGHT SIDE OF HOUSE
1850 | HASTINGS LN | 43220-4809 | Active | 12462 | WILKINS | 975 | RP | 4.000 | 56407 | BOILER ROOM BY WATER METER
1850 | HASTINGS LN | 43220-4809 | Not Required by DOW | 30648 | WATTS | 009QT | RP | 1.000 | 56408 | BOILER ROOM ABOVE WATER METER
1850 | HASTINGS LN | 43220-4809 | Not Required by DOW | 112569 | WATTS | 009M2QT | RP | 1.500 | 56406 | PUMP ROOM WEST WALL
1850 | HASTINGS LN | 43220-4809 | Not Required by DOW | 37224 | WATTS | 009QT | RP | 1.000 | 56409 | BASEMENT BY GYM
1850 | HASTINGS LN | 43220-4809 | Not Required by DOW | 7699 | WATTS | 007M1PCQT | DC | 0.750 | 56410 | W OF SCHOOL NEAR MANHOLE
1850 | HASTINGS LN | 43220-4809 | Not Required by DOW | XE-0790 | WATTS | 957 | RP | 4.000 | 56411 | PUMP ROOM WEST WALL
1850 | HASTINGS LN | 43220-4809 | Not Required by DOW | XE-0726 | WATTS | 957 | RP | 4.000 | 56412 | POOL HOUSE WEST WALL
1850 | HASTINGS LN | 43220-4809 | Not Required by DOW | 48559 | WATTS | 009QT | RP | 1.000 | 91935 | BASEMENT 1/2 WAY OF TUNNEL ON RIGHT SIDE
1850 | HASTINGS LN | 43220-4809 | Not Required by DOW | 434606 | WATTS | 909QT | RP | 1.000 | 95506 | BASEMENT IN BOILER ROOM RIGHT SIDE
1850 | HASTINGS LN | 43220-4809 | Not Required by DOW | 16635 | WATTS | 919QT | RP | 1.000 | 3630182 | POOL PUMP ROOM
1850 | HASTINGS LN | 43220-4809 | Not Required by DOW | 11241 | WATTS | 009M2QT | RP | 1.500 | 56405 | WATER HEATER ROOM
7136 | HASWELL DR | 43068-8210 | Active | H010376 | FEBCO | 765 | PVB | 1.000 | 71479 | LT SIDE OF HSE
5915 | HATHAWAY AVE | 43016-6723 | Active | T346028 | Wilkins | 720A | PVB | 0.750 | 3439960 | LEFT CENTER
7737 | HATHAWAY PARK CT | 43016-8323 | Active | T271120 | WILKINS | 720 800M4 | PVB | 0.750 | 72666 | FRON RIGHT OF HOUSE
7753 | HATHAWAY PARK CT | 43016-8323 | Active | AE0776 | FEBCO | 765 | PVB | 0.750 | 93890 | RIGHT SIDE
2940 | HAU DR | 43219-3280 | Active | H087648 | FEBCO | 765 | PVB | 0.750 | 59598 | LEFT SIDE OF HOUSE
4249 | HAUGHN RD | 43123-3216 | Active | H072285 | FEBCO | 765 | PVB | 0.750 | 93891 | BACK OF HOUSE
4249 | HAUGHN RD | 43123-3216 | Active | 20970 | WATTS | 800CMQT | PVB | 0.750 | 97570 | front of house
4324 | HAUGHN RD | 43123-3239 | Active | 3730727 | WILKINS | 975 | RP | 0.750 | 63677 | IN THE CLOSET OF CLASSROOM 22
4436 | HAUGHN RD | 43123-3219 | Active | 168408 | WATTS | 909 | RP | 3.000 | 64001 | SW MECH ROOM
4436 | HAUGHN RD | 43123-3219 | Not Required by DOW | 518837 | WATTS | 909HWQT | RP | 0.750 | 64002 | ROOM 141, 9 FT ABOVE FLOOR
4436 | HAUGHN RD | 43123-3219 | Active | 5847 | WILKINS | 350 | DCDA | 6.000 | 64003 | ART ROOM (CENTER NORTH WALL OF BUILDING)
4436 | HAUGHN RD | 43123-3219 | Not required by DOW | 109537 | WATTS | 009M3QT | RP | 0.750 | 101665 | MECHANIC ROOM 12 FT ABOVE FLOOR
4436 | HAUGHN RD | 43123-3219 | Active | 1419838 | WILKINS | 950XLTU | DC | 0.750 | 64000 | ART ROOM CENTER NORTH WALL OF BUILDING
4567 | HAUGHN RD | 43123- | Active | 24611 | WATTS | 009M2PCQT | RP | 0.750 | 64361 | MECH ROOM
4570 | HAUGHN RD | 43123 | Not Required by DOW | 638581 | WATTS | 909HWQT | RP | 1.000 | 103451 | EQUIPMENT ROOM
4570 | HAUGHN RD | 43123 | Active | 16364 | WATTS | 919QT | RP | 1.500 | 103450 | HOT BOX NORTH END OF PROPERTY
4778 | HAUGHN RD | 43123-9437 | Active | 036687 | WATTS | 800M4QT | PVB | 0.750 | 65030 | LEFT SIDE OF HOUSE
4837 | HAUGHN RD | 43123-8941 | Active | 265224 | CONBRACO | 4050502 | PVB | 1.000 | 65190 | OUTSIDE
4850 | HAUGHN RD | 43123-8574 | Active | 29579 | WATTS | 009M2QT | RP | 1.000 | 65232 | MECHANICAL ROOM
4866 | HAUGHN RD | 43123-8574 | Active | A74289 | WATTS | 009QT | RP | 0.750 | 65274 | BASEMENT AT WATER METER
4890 | HAUGHN RD | 43123- | Active | ABA14144 | WILKINS | 975XL | RP | 0.750 | 65353 | RIGHT OF ENTRY, BESIDE METER
4890 | HAUGHN RD | 43123- | Active | 238801 | WILKINS | 420 | PVB | 1.000 | 65352 | RIGHT SIDE OF BUILDING
4890 | HAUGHN RD | 43123- | Due Install |  |  |  | RP | 6.000 | 3636193
4899 | HAUGHN RD | 43123-8941 | Active | G215415 | WILKINS | 720A | PVB | 0.750 | 97399 | LEFT SIDE
4924 | HAUGHN RD | 43123-8942 | Active | 1819 | CONBRACO | 40204A2Z | RP | 0.750 | 65431 | BASEMENT AT WATER METER
4950 | HAUGHN RD | 43123-8942 | Active | 92239 | WATTS | LF919QT | RP | 0.750 | 65490 | IN BASEMENT BY WATER METER
5033 | HAUGHN RD | 43123- | Not Required by DOW | 347307 | WILKINS | 720A | PVB | 1.500 | 65777 | METER HOUSE HAUGHN ROAD
5033 | HAUGHN RD | 43123- | Active | L10888 | WILKINS | 375 | RP | 6.000 | 65778 | METER HOUSE HAUGHN RD / ORDER ROAD ENTRANCE
5033 | HAUGHN RD | 43123- | LPS - Due Install |  |  |  | LPC |  | 3629398 | LOW PRESSURE SUSTAINING DEVICE FOR BOOSTER PUMP
5236 | HAUGHN RD | 43123 | Not Required by DOW | T385605 | WILKINS | 720A | PVB | 0.750 | 3650418 | RIGHT SIDE OF 3215 FARMHOUSE LN
5236 | HAUGHN RD | 43123 | Active | 87984 | WATTS | 919 | RP | 0.750 | 3649992 | HOTBOX
5236 | HAUGHN RD | 43123 | Not Required by DOW | T417957 | WILKINS | 720A | PVB | 0.750 | 3651518
5236 | HAUGHN RD | 43123 | Active | VJ-0601 | AMES | COLT500GV | RPDA | 8.000 | 3649991 | HOTBOX
5236 | HAUGHN RD | 43123 | Active | VC-1050 | AMES | COLT400 | RP | 3.000 | 3649990 | HOTBOX
5236 | HAUGHN RD | 43123 | Not Required by DOW | ABI997C | WILKINS | 975XL2 | RP | 0.750 | 3651519
5929 | HAUGHN RD | 43123 | Active | 4051360 | WILKINS | 975 | RP | 0.750 | 3613744 | NORTH WALL MECHANICAL ROOM
6000 | HAUGHN RD | 43123-8575 | Active | W100104 | WILKINS | 975XL | RP | 2.000 | 68546 | MIDDLE OF WEST WALL
6000 | HAUGHN RD | 43123-8575 | Not Required by DOW | W069403 | WILKINS | 975XL | RP | 1.500 | 68545 | SW CORNER
1500 | HAUL RD | 43207-1888 | Not Required by DOW | 173120 | WILKINS | 975 | RP | 2.000 | 55335 | UPPER MECHANICAL ROOM`
1500 | HAUL RD | 43207-1888 | Due Install |  |  |  | DCDA | 8.000 | 3649117 | METER PIT NORTH SIDE OF PROPERTY BY FENCE
1500 | HAUL RD | 43207-1888 | Not Required by DOW | 2280393 | WILKINS | 975XLBMS | RP | 1.500 | 89356 | MECH ROOM E SIDE OF BUILDING
1500 | HAUL RD | 43207-1888 | Not Required by DOW | 180210 | WATTS | 909QTFDA | RP | 3.000 | 89302 | MECH ROOM EAST SIDE OF BUILDING
1500 | HAUL RD | 43207-1888 | Active | N0710100729 | FEBCO | 880 | RP | 3.000 | 55336 | OUTSIDE IN HOT BOX NORTH END OF PROPERTY BY FENCE
1500 | HAUL RD | 43207-1888 | Not Required by DOW | 79004 | WILKINS | 375 | RP | 3.000 | 55337 | PENTHOUSE MECH ROOM
5799 | HAUSSMAN DR | 43081- | Active | 206031 | WATTS | 800M4QT | PVB | 0.750 | 67976 | LEFT SIDE OF ENTRY WALL
5816 | HAUSSMAN DR | 43081-8626 | Active | 223989 | WILKINS | 420 | PVB | 1.000 | 68069 | LEFT SIDE OF HOUSE
5832 | HAUSSMAN DR | 43081-8626 | Active | CB987676 | WILKINS | 720A | PVB | 0.750 | 68105 | LEFT SIDE OF HOUSE--OUTSIDE
1064 | HAVENDALE DR | 43220-5029 | Active | 375275 | WILKINS | 720A | PVB | 0.750 | 93893 | EAST SIDE OF HOUSE
4445 | HAVERFORD CT | 43220-4313 | Active | 790096 | WATTS | 800M4FR | PVB | 1.000 | 101170 | RIGHT SIDE BY GAS METER
2119 | HAVERFORD RD | 43220-4314 | Active | H493621 | FEBCO | 765 | PVB | 0.750 | 92607 | FRONT OF HOUSE
2141 | HAVERFORD RD | 43220-4314 | Active | H514869 | FEBCO | 765 | PVB | 0.750 | 97505 | FRONT LEFT OF DOOR
2241 | HAVERFORD RD | 43220-4317 | Active | 605551 | RAINBIRD | 100 | DC | 0.750 | 57720 | IN BASEMENT ABOVE METER
2259 | HAVERFORD RD | 43220-4317 | Active | 605711 | RAINBIRD | 100R | DC | 1.000 | 57798 | IN BASEMENT NORTH EAST CORNER
2290 | HAVERFORD RD | 43220-4320 | Active | 128504 | WILKINS | 420 | PVB | 1.000 | 57855 | METER ROOM NW CORNER OF BASEMENT
2291 | HAVERFORD RD | 43220-4317 | Active | G043753 | WILKINS | 720A | PVB | 0.750 | 92929 | LEFT SIDE OF HOUSE
2305 | HAVERFORD RD | 43220-4383 | Active | T471907 | WILKINS | 720A | PVB | 1.000 | 57913 | RIGHT SIDE FRONT DOOR
2349 | HAVERFORD RD | 43220-4321 | Active | H78633 | WILKINS | 720A | PVB | 0.750 | 58037 | FRT RT OF DOOR
2508 | HAVERFORD RD | 43220-4204 | Active | 317630 | WATTS | 800M4QT | PVB | 0.750 | 93895 | FRONT OF HOUSE RIGHT SIDE
2509 | HAVERFORD RD | 43220-4203 | Active | CB987664 | WILKINS | 720A | PVB | 0.750 | 58510 | RIGHT SIDE OF HOME
2520 | HAVERFORD RD | 43220-4204 | Active | T126233 | WILKINS | 720A | PVB | 0.750 | 102810 | FRONT OF HOUSE
2590 | HAVERFORD RD | 43220-4295 | Active | AC4914 | FEBCO | 765 | PVB | 0.750 | 58690 | WEST SIDE OF HOUSE, BACK YARD
2626 | HAVERFORD RD | 43220-4270 | Active | G281141 | WILKINS | 720A | PVB | 1.000 | 3440304 | LEFT SIDE
2627 | HAVERFORD RD | 43220-4269 | Active | 131609 | WATTS | 800M4QT | PVB | 1.000 | 93896 | FRONT OF HOUSE
2644 | HAVERFORD RD | 43220-4270 | Active | 228483 | WATTS | 800M2QT | PVB | 0.750 | 58851 | RIGHT SIDE FRONT
2645 | HAVERFORD RD | 43220-4269 | Active | CAA25752 | WILKINS | 720A | PVB | 1.000 | 92266 | RIGHT SIDE OF FRONT PORCH
2660 | HAVERFORD RD | 43220-4270 | Active | CB006336 | WILKINS | 720A | PVB | 1.000 | 58910 | WEST SIDE OF HOUSE NEXT TO FRONT STEPS
2674 | HAVERFORD RD | 43220-4270 | Active | 462889 | FEBCO | 765 | PVB | 1.000 | 101172 | FRONT OF HOUSE TO LEFT OF FRONT DOOR
2675 | HAVERFORD RD | 43220-4269 | Active | 56558 | FEBCO | 765 | PVB | 1.000 | 58937 | FRONT RIGHT
2684 | HAVERFORD RD | 43220-4270 | Active | F10511 | FEBCO | 765 | PVB | 1.000 | 58960 | NW CORNER OF HOUSE OUTSIDE
2690 | HAVERFORD RD | 43220-4270 | Active | G217721 | WILKINS | 720A | PVB | 0.750 | 96396 | FRONT OF HOUSE
7689 | HAVERHILL CT | 43017-8789 | Active | H331315 | Febco | 765 | PVB | 1.000 | 72515 | RIGHT HAND SIDE
7708 | HAVERHILL CT | 43017-8789 | Active | T258862 | WILKINS | 720A | PVB | 1.000 | 93897 | RIGHT REAR
7723 | HAVERHILL CT | 43017-8789 | Active | H302089 | FEBCO | 765 | PVB | 0.750 | 88139 | LEFT SIDE OF HOUSE
7749 | HAVERHILL CT | 43017-8789 | Active | CB637551 | WILKINS | 720A | PVB | 0.750 | 72691 | LEFT FRONT
5377 | HAVERHILL DR | 43017-8819 | Active | 22323 | WATTS | 800QT | PVB | 1.000 | 66754 | LEFT SIDE OF HOUSE
5378 | HAVERHILL DR | 43017 | Active | H516757 | FEBCO | 765 | PVB | 0.750 | 66755 | SOUTHEAST CORNER RIGHTSIDE
5386 | HAVERHILL DR | 43017-8818 | Active | 22310 | WATTS | 800M2QT | PVB | 0.750 | 66770 | RIGHT FRONT
5402 | HAVERHILL DR | 43017-8818 | Active | EK3637 | FEBCO | 765 | PVB | 1.000 | 66834 | RT SIDE OF HSE
5409 | HAVERHILL DR | 43017-8215 | Active | G251689 | WILKINS | 720A | PVB | 0.750 | 98981 | LEFT SIDE
5410 | HAVERHILL DR | 43017-8818 | Active | AJ1183 | FEBCO | 765 | PVB | 0.750 | 66856 | RT SIDE
5417 | HAVERHILL DR | 43017-8215 | Active | T299984 | WILKINS | 720A | PVB | 0.750 | 66873 | RIGHT SIDE OF HOUSE
2205 | HAVILAND RD | 43220 | Active | T132433 | WILKINS | 720A | PVB | 0.750 | 102848 | LEFT FRONT CORNER OF HOUSE
2225 | HAVILAND RD | 43220 | Active | t459294 | WILKINS | 720A | PVB | 0.750 | 101346 | RIGHT SIDE
2235 | HAVILAND RD | 43220 | Active | T083084 | WILKINS | 720A | PVB | 0.750 | 101368 | RIGHT SIDE
2436 | HAVILAND RD | 43220-4628 | Active | T230592 | FEBCO | 765 | PVB | 0.750 | 58267 | RT OF GARAGE DOOR
2460 | HAVILAND RD | 43220-4628 | Active | G176279 | WILKINS | 720A | PVB | 0.750 | 95256 | BACK OF ROOM
2463 | HAVILAND RD | 43220-4627 | Active | CB006350 | WILKINS | 720A | PVB | 0.750 | 98850 | FRONT LEFT
2475 | HAVILAND RD | 43220-4627 | Active | G215501 | WILKINS | 720A | PVB | 0.750 | 3611396 | USE 06/06/2016 CAG. LEFT CENTER BEHIND A/C
6959 | HAVINGTON CT | 43017-2888 | Active | 228596 | WILKINS | 720A | PVB | 0.750 | 71025 | RIGHT FRONT
8674 | HAWICK N CT | 43017-9618 | Active | 148730 | WILKINS | 720A | PVB | 0.750 | 93899 | LEFT SIDE
8682 | HAWICK N CT | 43017-9618 | Active | M5904 | FEBCO | 805YR | DC | 1.000 | 93481 | BASEMENT
8690 | HAWICK N CT | 43017-9618 | Active | HD25304 | FEBCO | 765 | PVB | 0.750 | 74186 | FRONT -LEFT of FRONT DOOR
8695 | HAWICK N CT | 43017-9618 | Active | CAA79761 | WILKINS | 720A | PVB | 1.000 | 74188 | LEFT FRONT IN COVE BTWN GAR & HSE
8618 | HAWICK S CT | 43017-9613 | Active | CB406743 | WILKINS | 720A | PVB | 0.750 | 3440405 | RIGHT SIDE OF HOUSE
8655 | HAWICK S CT | 43017 | Active | 4873581 | WILKINS | 950XLT | DC | 1.000 | 74151 | IN CRAWL SPACE (BEHIND FURNACE) UP IN TO THE LEFT
154 | HAWKES AVE | 43222-1430 | Active | 448481 | WATTS | 009-M3QT | RP | 0.750 | 3624696 | IN HOT BOX NORTHEAST CORNER OF PROPERTY
7760 | HAWKS NEST DR | 43017-8269 | Active | HC21519 | FEBCO | 765 | PVB | 0.750 | 72722 | RIGHT FRONT
7765 | HAWKS NEST DR | 43017-8221 | Active | T432589 | WILKINS | 720A | PVB | 0.750 | 3654673 | BACK RIGHT BY A/C UNIT
7790 | HAWKS NEST DR | 43017- | Active | abn3485 | WILKINS | 975XL | RP | 1.000 | 72810 | E SIDE OF HAWKS NEST BY METER PIT
11 | HAWKSMOOR | 43054-8183 | Active | 15731 | WATTS | 919AQT | RP | 1.000 | 99481 | BASEMENT/HOT WATER TANK ROOM
3 | HAWKSMOOR DR | 43054 | Active | CAB63138 | WILKINS | 720A | PVB | 1.000 | 103489 | SW CORNER
4 | HAWKSMOOR DR | 43054-8183 | Active | H544011 | FEBCO | 765 | PVB | 0.750 | 96225 | Right side of house
8 | HAWKSMOOR DR | 43054-8183 | Active | 389789 | WILKINS | 720A | PVB | 1.500 | 87970 | right front of house
10 | HAWKSMOOR DR | 43054 | Active | 698786 | WATTS | 800M | PVB | 1.000 | 3601289 | RIGHT SIDE OF HOUSE
12 | HAWKSMOOR DR | 43054-8183 | Active | G038410 | WILKINS | 720A | PVB | 0.750 | 91855 | RIGHT SIDE OF HOUSE
17 | HAWKSMOOR DR | 43054 | Active | CB637206 | WILKINS | 720A | PVB | 0.750 | 3638520 | RIGHT MIDDLE
5758 | HAWLEY CT | 43017-2626 | Active | T340571 | WILKINS | 720A | PVB | 0.750 | 67849 | BESIDE ELECTRIC METER REAR CENTER OF HOUSE
5767 | HAWLEY CT | 43017-2626 | Active | HB65220 | FEBCO | 765 | PVB | 0.750 | 67879 | LEFT FRONT
5772 | HAWLEY CT | 43017-2626 | Active | 2615 | FEBCO | 765 | PVB | 1.000 | 93482 | FRONT LEFT OF FRONT DOOR
5775 | HAWLEY CT | 43017-2626 | Active | H913448 | FEBCO | 765 | PVB | 0.750 | 99855 | FRONT OF HOUSE
5778 | HAWLEY CT | 43017-2626 | Active | FL3605 | FEBCO | 765 | PVB | 1.000 | 67939 | RIGHT SIDE NORTH SIDE OF HOUSE
5781 | HAWLEY CT | 43017-2626 | Active | 757591 | WILKINS | 720A | PVB | 0.750 | 67945 | RIGHT FRONT
5784 | HAWLEY CT | 43017-2626 | Active | T363408 | WILKINS | 720A | PVB | 0.750 | 67949 | LEFT FRONT
5314 | HAWTHORNDEN CT | 43017-9722 | Active | T341459 | WILKINS | 720A | PVB | 0.750 | 3440527 | BACK OF HOUSE
5328 | HAWTHORNDEN CT | 43017 | Active | CB316119 | WILKINS | 720A | PVB | 0.750 | 3628249 | RIGHT SIDE
5342 | HAWTHORNDEN CT | 43017-9722 | Active | T304252 | WILKINS | 720A | PVB | 0.750 | 66696 | Left of Front door
5342 | HAWTHORNDEN CT | 43017-9722 | Not Required by DOW | T304252 | WILKINS | 720A | PVB | 0.750 | 3632651 | LEFT OF FRONT DOOR
5356 | HAWTHORNDEN CT | 43017 | Active | 76168 | WATTS | LF919QT | RP | 0.750 | 3633288 | BSMNT FURN ROOM BY SUMP PUMP BY FURMACE
5368 | HAWTHORNDEN CT | 43017-9722 | Active | T487694 | WILKINS | 720A | PVB | 1.000 | 3611556 | LEFT CENTER
5380 | HAWTHORNDEN CT | 43017-9722 | Active | CB674709 | WILKINS | 720A | PVB | 0.750 | 66760 | RIGHT SIDE OF HOUSE
1415 | HAWTHORNE AVE | 43203- | Active | 60229 | WATTS | 919QT | RP | 0.750 | 54959 | HAWTHORNE BOILER HOUSE
1450 | HAWTHORNE AVE | 43203-1665 | Active | 169404 | WATTS | 909 | RP | 3.000 | 54958 | 1ST FLOOR, TALBOT HALL, ROOM #TH-101, E WALL UPPER DEVICE
1450 | HAWTHORNE AVE | 43203-1665 | Due Install |  |  |  | DC | 8.000 | 3440530
1450 | HAWTHORNE AVE | 43203-1665 | Active | 255001 | WATTS | 909 | RP | 6.000 | 87200 | TG-151 BOILER HOUSE BY STAIRS
1450 | HAWTHORNE AVE | 43203-1665 | Active | A047667 | WILKINS | 975XL | RP | 2.000 | 3440531 | UTILITY CLOSET
1450 | HAWTHORNE AVE | 43203-1665 | Active | 184174 | WATTS | 909QTFDA | RP | 3.000 | 87195 | MECH ROOM TH-101
1520 | HAWTHORNE AVE | 43203-1762 | Not Required by DOW | 49799 | WATTS | 919AQT | RP | 0.750 | 55298 | MECH ROOM BASEMENT
1520 | HAWTHORNE AVE | 43203-1762 | Due Install |  |  |  | DCDA |  | 3635712
1520 | HAWTHORNE AVE | 43203-1762 | Active | KG-1285 | WATTS | 957 | RP | 4.000 | 103777 | BASEMENT MECHANICAL ROOM
1520 | HAWTHORNE AVE | 43203-1762 | Active | HH1530 | WATTS | 957RPDA-GV | RPDA | 4.000 | 55297 | BASEMENT MECH. ROOM
1520 | HAWTHORNE AVE | 43203-1762 | Not Required by DOW | T290131 | WILKINS | 720A | PVB | 0.750 | 100019 | IN SOUTHWEST COURTYARD
1610 | HAWTHORNE AVE | 43203-1764 | Active | CB636492 | WILKINS | 720A | PVB | 0.750 | 3440550 | LEFT SIDE OF HOUSE
1112 | HAWTHORNE PKWY | 43123 | Active | ABN7880 | WILKINS | 975XL2 | RP | 0.750 | 3652711 | MECH ROOM
6613 | HAWTHORNE ST | 43085-3071 | Active | 1612 | FEBCO | 765 | PVB | 1.000 | 70383 | FRONT OF HOUSE
4396 | HAYBURY DR | 43054-8824 | Active | CB288737 | WILKINS | 720A | PVB | 0.750 | 63894 | FRONT RIGHT SIDE OF HOUSE
4405 | HAYBURY DR | 43054-8839 | Active | A083506 | WILKINS | 720A | PVB | 0.750 | 88946 | LEFT SIDE OF HOME
4413 | HAYBURY DR | 43054-8839 | Active | CB618372 | WILKINS | 720A | PVB | 0.750 | 63969 | LEFT SIDE
4420 | HAYBURY DR | 43054-8690 | Active | A082332 | WILKINS | 720A | PVB | 0.750 | 3585631 | RIGHT SIDE
4428 | HAYBURY DR | 43054-8690 | Active | T250483 | WILKINS | 720A | PVB | 0.750 | 95705 | LEFT CENTER
4429 | HAYBURY DR | 43054-8839 | Active | 124845 | WILKINS | 420 | PVB | 1.000 | 63985 | RIGHT REAR
4478 | HAYBURY DR | 43054-8615 | Active | 480384 | APOLLO | PVB4A | PVB | 0.750 | 3611769 | NORTH, LEFT SIDE OF HOUSE
4484 | HAYBURY DR | 43054- | Active | ABC3678 | WILKINS | 975XL | RP | 1.000 | 64149 | SOUTH SIDE OF LOOP
89 | HAYDEN AVE | 43222-1018 | Not Required by DOW | [5 empty] | 3440608
2906 | HAYDEN RD | 43235- | Active | AB1046194 | APOLLO |  | RP | 0.750 | 3636176 | IN 2946 HAYDEN RD
2906 | HAYDEN RD | 43235- | Active | AB1046333 | APOLLO |  | RP | 0.750 | 3636177 | IN 2946 HAYDEN RD
2906 | HAYDEN RD | 43235- | Due Install |  |  |  | RP | 6.000 | 3440643
3000 | HAYDEN RD | 43235-7243 | Active | ACF4290 | WILKINS | 975XL2 | RP | 1.500 | 59767 | NORTH REAR STORAGE ROOM
3000 | HAYDEN RD | 43235-7243 | Not Required by DOW | 144161 | XX | XX | AG | 0.500 | 59768 | ABOVE SINK BY DISH WASHER
3000 | HAYDEN RD | 43235-7243 | Not Required by DOW | 248772 | XX | XX | AG | 0.000 | 100969 | 2 COMPARTMENT SINK
3000 | HAYDEN RD | 43235-7243 | Not Required by DOW | 906278 | XX | XX | AG | 0.000 | 91057 | 3 COMP SINK
3011 | HAYDEN RD | 43235-7250 | Active | 149494 | WATTS | 909 | RP | 3.000 | 59798 | SPRINKLER & MAINTENANCE ROOM
3111 | HAYDEN RD | 43235-3258 | Active | 46801 | AMES | 2000B | DC | 0.750 | 89702 | MECH/ RISER CLOSET AT INDOOR POOL
3111 | HAYDEN RD | 43235-3258 | Active | 145913 | AMES | 3000SS | DCDA | 4.000 | 89701 | MECH/ RISER CLOSET AT INDOOR POOL
3111 | HAYDEN RD | 43235-3258 | Active | N1602170616 | FEBCO | LF880V | RP | 3.000 | 89494 | MECH/FILTER RM (NO SERIAL # READABLE N STYLE BKFL) -AT METER
3111 | HAYDEN RD | 43235-3258 | Not required by DOW | W255259 | WILKINS | 975XLBMS | RP | 1.000 | 89493 | WATER METER/MECH/FILTER RM
3242 | HAYDEN RD | 43235 | Active | 1168150119 | WATTS | 774DCDA | DCDA | 6.000 | 3638149 | W PARKING LOT METER BLDG
3242 | HAYDEN RD | 43235 | Active | 28872 | WATTS | 007M1QT | DC | 0.750 | 3638150 | W PARKING LOT METER HSE/BLDG
3242 | HAYDEN RD | 43235 | Active | SB-0942 | WATTS | 957 | RP | 3.000 | 3636907 | W METER BLDG MAIL KIOSK AT WATER METER
5600 | HAYDEN RUN BLVD | 43026 | Active | 1274391013 | AMES | 4000SS | RP | 4.000 | 3629989 | IN H/BOX AT PIT NE HAYDEN RUN BL & EAGLE RVR N OF NW OF 5450 EAGLE RVR
5600 | HAYDEN RUN BLVD | 43026 | Active | 71503 | AMES | 2000B | DC | 0.750 | 3607407 | IN PIT
5600 | HAYDEN RUN BLVD | 43026 | Active | 1817291213 | AMES | 3000SS | DCDA | 8.000 | 3629988 | IN PIT NE OF HAYDEN RUN BL & EAGLE RIVER DR S OF SE OF 5450 EAGLE RVR
4280 | HAYDEN RUN RD | 43017-4342 | Active | 4372776 | WILKINS | 975XL | RP | 1.000 | 63500 | NORTH SIDE OF HOUSE
4900 | HAYDEN RUN RD | 43221-5905 | Active | 4934457 | WILKINS | 975XL2 | RP | 1.000 | 65382 | SW BASEMENT AT WATER METER
4995 | HAYDEN RUN RD | 43221- | Not Required by DOW | G100444 | FEBCO | 765 | PVB | 1.000 | 95421 | METER HOUSE 3906 STONEBRIDGE EAST CORNER
4995 | HAYDEN RUN RD | 43221- | Not Required by DOW | CB092981 | WILKINS | 720A | PVB | 0.750 | 3629842 | 3891 STONEWATER DR
4995 | HAYDEN RUN RD | 43221- | Active |  |  |  | LPC |  | 3654534 | METER HOUSE -3906 STONEBRIDGE CRSING ENTRANCE
4995 | HAYDEN RUN RD | 43221- | Active | 150387 | AMES | 3000SS | DCDA | 8.000 | 93287 | METER HOUSE -3906 STONEBRIDGE CRSING ENTRANCE
4995 | HAYDEN RUN RD | 43221- | Not Required by DOW | CB325157 | WILKINS | 720A | PVB | 0.750 | 3624385 | 3854 SHADOWSTONE WAY, REAR OF HOUSE ON SIDE - RIGHT OF SUMP PUMP
4995 | HAYDEN RUN RD | 43221- | Not Required by DOW | T271036 | WILKINS | 720A | PVB | 0.750 | 3622751 | 3879 STONEWATER DR
4995 | HAYDEN RUN RD | 43221- | Active | 50410 | AMES | 2000B | DC | 0.750 | 93320 | METER HOUSE -3906 STONEBRIDGE CRSING ENTRANCE
4995 | HAYDEN RUN RD | 43221- | Active | GH1961 | WATTS | 957 | RP | 4.000 | 93321 | METER HOUSE -3906 STONEBRIDGE CRSING ENTRANCE
4995 | HAYDEN RUN RD | 43221- | Not Required by DOW | G167563 | WILKINS | 720A | PVB | 0.750 | 94328 | 3955 STONEBRIDGE LEFT CENTER
4995 | HAYDEN RUN RD | 43221- | Not Required by DOW | F006153 | WILKINS | 720A | PVB | 0.750 | 93322 | 3909 STONEWATER DR, BACK CENTER BY A/C
4995 | HAYDEN RUN RD | 43221- | Not Required by DOW | G204860 | WILKINS | 720A | PVB | 0.750 | 93324 | 5395 STONEBRIDGE RIGHT CENTER
4995 | HAYDEN RUN RD | 43221- | Not Required by DOW | G208234 | WILKINS | 720A | PVB | 0.750 | 93323 | 5383 STONEBRIDGE LEFT REAR
4995 | HAYDEN RUN RD | 43221- | Not Required by DOW | T191338 | WILKINS | 720A | PVB | 0.750 | 3613276 | 3961 SHADOWSTONE RIGHT FRONT
4995 | HAYDEN RUN RD | 43221- | Not Required by DOW | T191402 | WILKINS | 720A | PVB | 0.750 | 3609577 | 3913 SHADOWSTONE WAY LEFT FRONT
4995 | HAYDEN RUN RD | 43221- | Not Required by DOW | CB101175 | WILKINS | 720A | PVB | 0.750 | 3615125 | 5390 STONEBRIDGE CROSSING DR RIGHT REAR
4995 | HAYDEN RUN RD | 43221- | Not Required by DOW | T191341 | WILKINS | 720A | PVB | 0.750 | 3609576 | 3901 SHADOWSTONE WAY LEFT FRONT
4995 | HAYDEN RUN RD | 43221- | Not Required by DOW | T191371 | WILKINS | 720A | PVB | 0.750 | 3609575 | 3871 SHADOWSTONE WAY LEFT FRONT
4995 | HAYDEN RUN RD | 43221- | Not Required by DOW | CB272789 | WILKINS | 720A | PVB | 0.750 | 3622676 | 3890 SHADOWSTONE WAY
4995 | HAYDEN RUN RD | 43221- | Not Required by DOW | T231286 | WILKINS | 720A | PVB | 0.750 | 3615243 | 5401 STONEBRIDGE CROSSING RIGHT FRONT
4995 | HAYDEN RUN RD | 43221- | Not Required by DOW | CB073751 | WILKINS | 720A | PVB | 0.750 | 3615268 | 3859 SHADOWSTONE WAY LEFT FRONT
4995 | HAYDEN RUN RD | 43221- | Not Required by DOW | T191300 | WILKINS | 720A | PVB | 0.750 | 3609574 | 3895 SHADOWSTONE WAY LEFT FRONT
4995 | HAYDEN RUN RD | 43221- | Not Required by DOW | T066662 | WILKINS | 720A | PVB | 0.750 | 3609542 | 3856 STONEWATER DR LEFT FRONT
4995 | HAYDEN RUN RD | 43221- | Not Required by DOW | CB092619 | WILKINS | 720A | PVB | 0.750 | 3609541 | 3840 STONEWATER DR RIGHT CENTER BY A/C UNIT
4995 | HAYDEN RUN RD | 43221- | Not Required by DOW | CB073433 | WILKINS | 720A | PVB | 0.750 | 3609540 | 3902 SHADOWSTONE WAY BACK LEFT BY A/C UNIT
4995 | HAYDEN RUN RD | 43221- | Not Required by DOW | T231518 | WILKINS | 720A | PVB | 0.750 | 3615464 | 3889 SHADOWSTONE WAY LEFT FRONT
4995 | HAYDEN RUN RD | 43221- | Not Required by DOW | CB026313 | WILKINS | 720A | PVB | 0.750 | 3604301 | 3949 SHADOWSTONE WAY LEFT FRONT
4995 | HAYDEN RUN RD | 43221- | Not Required by DOW | CB078638 | WILKINS | 720A | PVB | 0.750 | 3604300 | 3907 SHADOWSTONE WAY LEFT FRONT
4995 | HAYDEN RUN RD | 43221- | Not Required by DOW | T146175 | WILKINS | 720A | PVB | 0.750 | 3603687 | 3867 STONEWATER DR LEFT MIDDLE
4995 | HAYDEN RUN RD | 43221- | Not Required by DOW | H628953 | FEBCO | 765 | PVB | 0.750 | 103397 | 3864 STONEWATER DR RIGHT FRONT
4995 | HAYDEN RUN RD | 43221- | Not Required by DOW | T236374 | WILKINS | 720A | PVB | 0.750 | 3618052 | 3903 STONEWATER DR LEFT FRONT
4995 | HAYDEN RUN RD | 43221- | Not Required by DOW | G251679 | WILKINS | 720A | PVB | 0.750 | 103396 | 3937 SHADOWSTONE WAY RIGHT FRONT
4995 | HAYDEN RUN RD | 43221- | Not Required by DOW | F082564 | WILKINS | 720A | PVB | 0.750 | 103395 | 3848 STONEWATER DR RIGHT FRONT
4995 | HAYDEN RUN RD | 43221- | Not Required by DOW | T236940 | WILKINS | 720A | PVB | 0.750 | 3618053 | 3883 SHADOWSTONE WAY LEFT FRONT
4995 | HAYDEN RUN RD | 43221- | Not Required by DOW | T236986 | WILKINS | 720A | PVB | 0.750 | 3618126 | 3878 SHADOWSTONE WAY BACK LEFT
4995 | HAYDEN RUN RD | 43221- | Not Required by DOW | T034343 | WILKINS | 720A | PVB | 0.750 | 103393 | 3853 SHADOWSTONE WAY RIGHT FRONT
4995 | HAYDEN RUN RD | 43221- | Not Required by DOW | CB000829 | WILKINS | 720A | PVB | 0.750 | 103302 | 5382 STONEBRIDGE CROSS RIGHT CENTER
4995 | HAYDEN RUN RD | 43221- | Not Required by DOW | T081657 | WILKINS | 720A | PVB | 0.750 | 103163 | 3919 SHADOWSTONE LEFT FRONT
4995 | HAYDEN RUN RD | 43221- | Not Required by DOW | CB170136 | WILKINS | 720A | PVB | 0.750 | 103162 | 3925 SHADOWSTONE LEFT FRONT
4995 | HAYDEN RUN RD | 43221- | Not Required by DOW | F005828 | WILKINS | 720A | PVB | 0.750 | 103161 | 3888 STONEWATER DR RIGHT CENTER
4995 | HAYDEN RUN RD | 43221- | Not Required by DOW | T236128 | WILKINS | 720A | PVB | 0.750 | 3618275 | 3877 SHADOWSTONE WAY LEFT FRONT
4995 | HAYDEN RUN RD | 43221- | Not Required by DOW | G239141 | WILKINS | 720A | PVB | 0.750 | 103103 | 3847 SHADOWSTONE WAY LEFT FRONT
4995 | HAYDEN RUN RD | 43221- | Not Required by DOW | 61985 | WATTS | LF919QT | RP | 0.750 | 3618457 | 3878 SHADOWSTONE WAY, BASEMENT @ SUMP PUMP
4995 | HAYDEN RUN RD | 43221- | Not Required by DOW | H517421 | FEBCO | 765 | PVB | 0.750 | 96417 | 5407 STONEBRIDGE LEFT CENTER
4995 | HAYDEN RUN RD | 43221- | Not Required by DOW | 68392 | WATTS | 919QT | RP | 0.750 | 3622529 | 3890 SHADOWSTONE WAY BSMNT NEXT TO WATER HEATER
4995 | HAYDEN RUN RD | 43221- | Not Required by DOW | CB287455 | WILKINS | 720A | PVB | 0.750 | 3621452 | 3866 SHADOWSTONE WAY
4995 | HAYDEN RUN RD | 43221- | Not Required by DOW | CB915415 | WILKINS | 720A | PVB | 0.750 | 96421 | 3880 STONEWATER RIGHT FRONT
4995 | HAYDEN RUN RD | 43221- | Not Required by DOW | G223433 | WILKINS | 720A | PVB | 0.750 | 96420 | 3872 STONEWATER RIGHT FRONT
4995 | HAYDEN RUN RD | 43221- | Not Required by DOW | 64315 | WATTS | 919QT | RP | 0.750 | 3621421 | 3866 SHADOWSTONE WAY, AT WATER HEATER
4995 | HAYDEN RUN RD | 43221- | Not Required by DOW | 124130 | WATTS | 009M3-FP | RP | 0.750 | 3620041 | 3835 SHADOWSTONE WAY, BSMNT AT METER SET
4995 | HAYDEN RUN RD | 43221- | Not Required by DOW | G185272 | WILKINS | 720A | PVB | 0.750 | 96419 | 3931 SHADOWSTONE WAY RIGHT CENTER
4995 | HAYDEN RUN RD | 43221- | Not Required by DOW | 61359 | WATTS | 919AQT | RP | 0.750 | 3620042 | 3891 STONEWATER DR, AT SUMP PIT
4995 | HAYDEN RUN RD | 43221- | Not Required by DOW | H516942 | FEBCO | 765 | PVB | 0.750 | 96418 | 3943 SHADOWSTONE WAY RIGHT FRONT
5093 | HAYDEN RUN RD | 43026 | Not Required by DOW | PI-0169 | AMES | COLT 200 | DC | 8.000 | 3614954 | MAIN RISER ROOM SIDE OF BUILDING
5093 | HAYDEN RUN RD | 43026 | Not Required by DOW | J03741 | FEBCO | 825Y | RP | 2.000 | 3614941 | IN SMALL HOT BOX BY MAIN HOT BOX
5093 | HAYDEN RUN RD | 43026 | Active | 1288030415 | AMES | 4000RP | RP | 10.000 | 3613705 | HOT BOX NW CORNER OF PROPERTY
5093 | HAYDEN RUN RD | 43026 | Not Required by DOW | 16126 | WATTS | LF909-M1 | RP | 8.000 | 3651335 | CMH 52 WATER ROOM
5093 | HAYDEN RUN RD | 43026 | Not Required by DOW | 002392 | WATTS | LF909 | RP | 3.000 | 3651334 | CMH 52 WATER ROOM
5093 | HAYDEN RUN RD | 43026 | Not Required by DOW | 38381 | WATTS | LF909QT | RP | 0.750 | 3651333 | CMH 52 ELECTRIC ROOM
5093 | HAYDEN RUN RD | 43026 | Not Required by DOW | 015731 | WATTS | LF909M1AT | RP | 2.000 | 3651332 | CMH 55 WATER ROOM
5093 | HAYDEN RUN RD | 43026 | Not Required by DOW | 78058 | AMES | 2000B | DC | 0.750 | 3624952 | RISER ROOM
5093 | HAYDEN RUN RD | 43026 | Not Required by DOW | 1910620317 | AMES | 3000SS | DCDA | 8.000 | 3624953 | RISER ROOM
5093 | HAYDEN RUN RD | 43026 | Not Required by DOW | 17282 | WATTS | LF909 | RP | 6.000 | 3651331 | CMH 55 WATER ROOM
5093 | HAYDEN RUN RD | 43026 | Not Required by DOW | 83444 | AMES | 2000B | DC | 0.750 | 3650118 | RISER ROOM
5093 | HAYDEN RUN RD | 43026 | Not Required by DOW | 1985720220 | AMES | 3000SS | DCDA | 8.000 | 3650117 | RISER ROOM
5093 | HAYDEN RUN RD | 43026 | Not Required by DOW | 18530 | WATTS | LF909 | RP | 6.000 | 3650116 | MECHANICAL ROOM
5093 | HAYDEN RUN RD | 43026 | Not Required by DOW | 1996641020 | AMES | 3000SS | DCDA | 8.000 | 3649598 | RISER ROOM
5093 | HAYDEN RUN RD | 43026 | Not Required by DOW | 84491 | AMES | 2000B | DC | 0.750 | 3649599 | RISER ROOM
5093 | HAYDEN RUN RD | 43026 | Not Required by DOW | 18892 | WATTS | LF909 | RP | 6.000 | 3649794 | BUILDING 5125 MECHANICAL ROOM
5093 | HAYDEN RUN RD | 43026 | Not Required by DOW | 025577 | WATTS | LF909M1AT | RP | 2.000 | 3649795 | BUILDING 5125 PUMP ROOM
5093 | HAYDEN RUN RD | 43026 | Not Required by DOW | 90901 | WATTS | 909 | RP | 2.000 | 3650115 | RISER ROOM
6171 | HAYDEN RUN RD | 43221- | Active | 117246 | AMES | 4000SS | RP | 3.000 | 91860 | METER HSE LEPPERT/SLATER RIDGE ENTRANCE
6171 | HAYDEN RUN RD | 43221- | Not Required by DOW | G006237 | WILKINS | 720A | PVB | 1.000 | 3650153 | 3553 HAYDEN RESERVE WAY
6171 | HAYDEN RUN RD | 43221- | Active | 153219 | AMES | 3000SS | DCDA | 8.000 | 91861 | METER HSE LEPPERT/SLATER RIDGE ENTRANCE
6171 | HAYDEN RUN RD | 43221- | Active | 51318 | AMES | 2000B | DC | 0.750 | 91862 | METER HSE LEPPERT/SLATER RIDGE ENTRANCE
6300 | HAYDEN RUN RD | 43026- | Active | FG-1458 | WATTS | 957 | RP | 10.000 | 87965 | 5760 METR HSE/MAINT BLDG BY SAND VOLLYBALL COURT -AT WATER METER
6300 | HAYDEN RUN RD | 43026- | Not Required by DOW | 045211 | WATTS | LF007M1QT | DC | 2.000 | 103546 | 5397 SILVER FALLS ST, RISER ROOM
6300 | HAYDEN RUN RD | 43026- | Not Required by DOW | T252102 | WILKINS | 720A | PVB | 1.000 | 3610151 | 5730 SILVER FALLS, OUTSIDE AT METER ROOM
6300 | HAYDEN RUN RD | 43026- | Not Required by DOW | 2280828 | WILKINS | 975XLBMS | RP | 1.500 | 93164 | POOL HOUSE
6300 | HAYDEN RUN RD | 43026- | Not Required by DOW | 3653413 | WILKINS | 975XL | DC | 2.000 | 103537 | 5716 CHIPPAWAE FALL RISER ROOM
6300 | HAYDEN RUN RD | 43026- | Not Required by DOW | 41897 | WATTS | 919AQT | RP | 0.750 | 103303 | 5371 RUSTIC FALLS DR MECH ROOM
6300 | HAYDEN RUN RD | 43026- | Not Required by DOW | 3209634 | WILKINS | 975XLBMS | RP | 2.000 | 93943 | BY ELECTRIC BOX BETWEEN LAKES BY FRONT ENTRANCE
6391 | HAYDEN RUN RD | 43026- | Active | 108447 | WATTS | 774 | DC | 8.000 | 91858 | IN PIT -E PROP LINE WOODS @ HAYDEN RUN
6391 | HAYDEN RUN RD | 43026- | Active | SD-0880 | WATTS | 957 | RP | 3.000 | 91859 | HOT BOX AT PIT -E PROP LINE WOODS @ HAYDEN RUN
6391 | HAYDEN RUN RD | 43026- | Active | 311041 | WATTS | 007M3QT | DC | 0.750 | 91857 | IN PIT -E PROP LINE WOODS @ HAYDEN RUN
6488 | HAYDEN RUN RD | 43026 | Active | 4690715 | WILKINS | 975XL2 | RP | 1.000 | 3647051 | WEST MIDDLE MECH/FURN ROOM AT WATER METER
6550 | HAYDEN RUN RD | 43026 | Not Required by DOW | 4896065 | Wilkins | LF975XL2 | RP | 0.750 | 3650535
6550 | HAYDEN RUN RD | 43026 | Not Required by DOW | 229064 | Watts | LF009M2QT | RP | 1.000 | 3650534 | CEILING OF BATHROOM
6550 | HAYDEN RUN RD | 43026 | Not Required by DOW | 214526 | WATTS | LF009M2QT | RP | 1.000 | 3649890 | 6542 IN CEILING
6550 | HAYDEN RUN RD | 43026 | Not Required by DOW | 90109 | WATTS | 919AQT | RP | 0.750 | 3649891 | 6520 IN CEILING ABOVE LAUNDRY TUB
6550 | HAYDEN RUN RD | 43026 | Not Required by DOW | 4596678 | WILKINS | 975XL2 | RP | 1.000 | 3649699 | MECH ROOM OF TALITAS - 6542 HAYDEN RUN UNIT 2
6550 | HAYDEN RUN RD | 43026 | Not Required by DOW | 4920235 | Wilkins | LF975XL2 | RP | 0.750 | 3650536 | CEILING OF LAUNDRY ROOM
6550 | HAYDEN RUN RD | 43026 | Active | UI-2178 | WATTS | 957 | RP | 3.000 | 3648461 | MECH/RISER ROOM E OF FRONT/SOUTH BLDG AT WATER MTR Outside Door
6550 | HAYDEN RUN RD | 43026 | Active | UF-0603 | AMES | COLT 500-GV | RPDA | 6.000 | 3648462 | MECH/RISER ROOM E SIDE OF FRONT/SOUTH BLDG Outside Door
6550 | HAYDEN RUN RD | 43026 | Active | 85416 | WATTS | LF919 QT | RP | 0.750 | 3648463 | MECH/RISER ROOM E SIDE OF FRONT/SOUTH BLDG
6550 | HAYDEN RUN RD | 43026 | Not Required by DOW | 213164 | WATTS | LF009M2QT | RP | 1.000 | 3649023 | BLDG 3 6500 E END OF BLDG IN CEILING DOLLAR TREE
6700 | HAYDEN RUN RD | 43026-8262 | Active | 55415 | AMES | 2000B | DC | 0.750 | 93202 | BACK MECH ROOM
6700 | HAYDEN RUN RD | 43026-8262 | Active | 1571870507 | AMES | 3000SS | DCDA | 8.000 | 93201 | N/E CONER
6700 | HAYDEN RUN RD | 43026-8262 | Active | 1189550607 | AMES | 4000SS | RP | 3.000 | 93203 | MECH ROOM FRONT ENTRANCE
6700 | HAYDEN RUN RD | 43026-8262 | Active | 181978 | WATTS | 909QTFDA | RP | 3.000 | 92868 | N/E CORNER
6700 | HAYDEN RUN RD | 43026-8262 | Not Required by DOW | A27223 | WATTS | 009M2QT | RP | 1.000 | 92869 | FRONT ENTRY OF BLDG MECH ROOM
6729 | HAYDEN RUN RD | 43026-8263 | Active | 3123611 | WILKINS | 975XLBMS | RP | 1.000 | 98162 | IN UTILITY ROOM AT METER
6780 | HAYDEN RUN RD | 43026-8262 | Active | A02130 | WATTS | 009M1PCQT | RP | 1.500 | 93063 | MID WEST WALL OF STORAGE AREA AT WATER METER
6782 | HAYDEN RUN RD | 43026- | Active | A23004 | WATTS | 009M1PCQT | RP | 2.000 | 93065 | NW MECH AREA OF CAR WASH GET-GO AT WATER METER
3755 | HAYES RD | 43125 | Active | 177653 | WATTS | LF009M2QT | RP | 2.000 | 3653800 | HOT BOX
3755 | HAYES RD | 43125 | Active | 69750 | AMES | 2000BM3 | DC | 0.750 | 3653791 | HOT BOX
3755 | HAYES RD | 43125 | Active | WE-0565 | AMES | COLT 300-GVV | DCDA | 10.000 | 3653790 | HOT BOX
3755 | HAYES RD | 43125 | Not Required by DOW | AKB3601 | WILKINS | 375XL | RP | 2.000 | 3653789
3755 | HAYES RD | 43125 | Not Required by DOW | AKB1652 | WILKINS | 375XL | RP | 2.000 | 3653798
6650 | HAYHURST ST | 43085-2506 | Active | AH6272 | FEBCO | 765 | PVB | 1.000 | 93483 | BACK OF HOUSE AT AC UNIT
6667 | HAYHURST ST | 43085-2505 | Active | 28874 | FEBCO | 765 | PVB | 1.000 | 70460 | RIGHT SIDE OF HOUSE
6741 | HAYHURST ST | 43085-2527 | Active | T121830 | WILKINS | 720A | PVB | 1.000 | 87267 | SOUTH SIDE
4188 | HAYMAKER LN | 43017-1566 | Active | CB659439 | WILKINS | 720A | PVB | 0.750 | 63196 | REAR WALL AT HALL
4219 | HAYMAKER LN | 43017-1569 | Active | F005890 | WILKINS | 720A | PVB | 0.750 | 3440721 | FRONT RIGHT CORNER
4229 | HAYMAKER LN | 43017-1569 | Active | EM4878 | FEBCO | 765 | PVB | 1.000 | 63347 | LEFT SIDE OF HOUSE
4650 | HAYMARKET CT | 43220-2829 | Active | G192318 | FEBCO | 765 | PVB | 1.000 | 64686 | LEFT SIDE OF HOUSE
4660 | HAYMARKET CT | 43220-2829 | Active | CAB28869 | WILKINS | 720A | PVB | 1.000 | 64715 | RIGHT SIDE OF FRONT DOOR
14 | HAYS TOWN | 43054 | Active | T236946 | WILKINS | 720A | PVB | 0.750 | 3614986 | RIGHT SIDE OF HOUSE
15 | HAYS TOWN | 43054 | Active | A284808 | WILKINS | 375 | RP | 0.750 | 3603020 | FRONT OF HOUSE
16 | HAYS TOWN | 43054 | Active | T293875 | WILKINS | 720A | PVB | 0.750 | 3632429 | RIGHT SIDE OF HOUSE
17 | HAYS TOWN | 43054 | Active | T181203 | WILKINS | 720A | PVB | 0.750 | 3611881 | REAR OF HOUSE BY PATIO
3560 | HEAD OF POND RD | 43054-8991 | Active | 6618 | FEBCO | 765 | PVB | 1.000 | 61103 | LEFT FRONT
3561 | HEAD OF POND RD | 43054-8977 | Active | 148713 | WILKINS | 720A | PVB | 0.750 | 61107 | REAR OF BLDG
3574 | HEAD OF POND RD | 43054-8991 | Active | DK6807 | FEBCO | 765 | PVB | 0.750 | 61130 | FRONT OF HOUSE BY GARAGE
3575 | HEAD OF POND RD | 43054-8977 | Active | T081563 | WILKINS | 720A | PVB | 0.750 | 61140 | RIGHT SIDE OF HOUSE
3588 | HEAD OF POND RD | 43054-8991 | Active | DK6880 | FEBCO | 765 | PVB | 0.750 | 61168 | RIGHT FRONT
3601 | HEAD OF POND RD | 43054-8978 | Active | ED7199 | FEBCO | 765 | PVB | 1.000 | 61258 | SOUTH SIDE OF HOUSE
3615 | HEAD OF POND RD | 43054-8979 | Active | CH2235 | FEBCO | 765 | PVB | 0.750 | 61286 | RT FRONT OF HSE
3679 | HEAD OF POND RD | 43054-8990 | Active | CB003648 | WILKINS | 720A | PVB | 0.750 | 3611314 | FRONT LEFT CORNER OF HOUSE
3707 | HEAD OF POND RD | 43054-8990 | Active | 301231 | WILKINS | 720A | PVB | 1.000 | 61542 | LEFT CENTER
3719 | HEAD OF POND RD | 43054-8990 | Active | 41720 | WATTS | 800QT | PVB | 1.000 | 61568 | LEFT FRONT
3731 | HEAD OF POND RD | 43054-8990 | Active | 142418 | WATTS | 800M4QT | PVB | 0.750 | 61611 | RIGHT SIDE
6680 | HEADWATER TR | 43054-9393 | Active | CB030199 | WILKINS | 720A | PVB | 0.750 | 103586 | RIGHT SIDE OF HOUSE
6687 | HEADWATER TR | 43054-9393 | Active | 243486 | WATTS | 800M4FR | PVB | 0.750 | 70485 | OUTSIDE
6688 | HEADWATER TR | 43054-9393 | Active | 835568 | WILKINS | 720A | PVB | 0.750 | 70486 | RIGHT SIDE OF HOUSE
6703 | HEADWATER TR | 43054-9393 | Active | G214815 | WILKINS | 720A | PVB | 0.750 | 93485 | LEFT SIDE
6704 | HEADWATER TR | 43054-9393 | Active | 672947 | WILKINS | 720A | PVB | 0.750 | 70533 | LEFT SIDE OF HOUSE
6743 | HEADWATER TR | 43054-9393 | Active | H526609 | FEBCO | 765 | PVB | 0.750 | 98229 | RIGHT SIDE OF HOUSE
6752 | HEADWATER TR | 43054-9393 | Active | CAB79164 | WILKINS | 720A | PVB | 0.750 | 96178 | LEFT SIDE OF HOUSE
6767 | HEADWATER TR | 43054-9393 | Active | 135697 | WATTS | 800M4QT | PVB | 0.750 | 70613 | FT RT CRNR OF HSE
6776 | HEADWATER TR | 43054-9393 | Active | 3889150 | WILKINS | 975XL | RP | 0.750 | 3440929 | FRONT LEFT OF THE HOUSE
6784 | HEADWATER TR | 43054-9393 | Active | G251727 | WILKINS | 720A | PVB | 0.750 | 98976 | LEFT REAR BY A/C
6792 | HEADWATER TR | 43054-9393 | Active | T205913 | WILKINS | 720A | PVB | 0.750 | 99760 | LEFT SIDE OF HOUSE
6800 | HEADWATER TR | 43054-9393 | Active | T075168 | WILKINS | 720A | PVB | 0.750 | 101375 | RIGHT SIDE
6551 | HEARTHSTONE AVE | 43229-1440 | Active | AC9873 | FEBCO | 765 | PVB | 0.750 | 93486 | FRONT OF HOUSE
4967 | HEARTHSTONE PARK DR | 43054-8189 | Active | A153406 | WILKINS | 720A | PVB | 0.750 | 65518 | LEFT SIDE OF HOME
5037 | HEARTHSTONE PARK DR | 43054-7900 | Active | CAA46789 | WILKINS | 720A | PVB | 0.750 | 3655065 | RIGHT SIDE
5086 | HEARTHSTONE PARK DR | 43054 | Active | CB620448 | WILKINS | 720A | PVB | 0.750 | 3609820 | RIGHT SIDE
5092 | HEARTHSTONE PARK DR | 43054 | Active | T390848 | WILKINS | 720 | PVB | 0.750 | 3607509 | LEFT SIDE OF HOUSE
4919 | HEATH GATE DR | 43054-9449 | Active | 239740 | WATTS | 800M2QT | PVB | 0.750 | 65421 | LEFT SIDE OF HOUSE
4964 | HEATH GATE DR | 43054-9450 | Active | CB443289 | WILKINS | 720 | PVB | 0.750 | 3441003 | LEFT SIDE OF HOUSE
4979 | HEATH GATE DR | 43054-9449 | Active | T042179 | WILKINS | 720A | PVB | 0.750 | 101598 | LEFT SIDE OF HOUSE
5016 | HEATH GATE DR | 43054-9453 | Active | 209142 | WILKINS | 720A | PVB | 0.750 | 65730 | LEFT SIDE OF HOUSE
5033 | HEATH GATE DR | 43054-9451 | Active | 41761 | WATTS | 800QT | PVB | 1.000 | 65779 | RIGHT FRONT OF HOUSE
5045 | HEATH GATE DR | 43054-9451 | Active | G105114 | WILKINS | 720A | PVB | 1.000 | 65808 | LEFT SIDE OF HOUSE
5057 | HEATH GATE DR | 43054-9451 | Active | 568132 | WATTS | 800QT | PVB | 1.000 | 65888 | SOUTHEAST CORNER
5081 | HEATH GATE DR | 43054-9451 | Active | DJ8262 | FEBCO | 765 | PVB | 0.750 | 65965 | RIGHT SIDE OF HOUSE
5093 | HEATH GATE DR | 43054-9451 | Active | 587148 | WILKINS | 720A | PVB | 0.750 | 65991 | LF SIDE OF HSE
5105 | HEATH GATE DR | 43054-9452 | Active | 531664 | WILKINS | 720A | PVB | 0.750 | 66042 | LEFT SIDE
5155 | HEATH GATE DR | 43054-9452 | Active | 108838 | WATTS | 800M4QT | PVB | 0.750 | 93496
6010 | HEATHER BLUFF DR | 43016 | Active | T082101 | WILKINS | 720A | PVB | 0.750 | 101917 | RIGHT SIDE
5996 | HEATHER GLEN BLVD | 43016-3291 | Active | 301992 | WATTS | 800M4QT | PVB | 0.750 | 93491 | LEFT SIDE OF HOUSE
4639 | HEATHERBLEND CT | 43123-3689 | Active | 98872 | FEBCO | 765 | PVB | 0.750 | 64655 | SIDE OF HOUSE
4642 | HEATHERBLEND CT | 43123-3689 | Active | T272167 | WILKINS | 720A | PVB | 0.750 | 93487 | SW CORNER OF HOUSE
4649 | HEATHERBLEND CT | 43123-3689 | Active | G231073 | WILKINS | 720A | PVB | 0.750 | 98364 | LEFT SIDE
4659 | HEATHERBLEND CT | 43123-3689 | Active | 817305 | WILKINS | 720A | PVB | 0.750 | 93488 | FROTN OF HOUSE
4669 | HEATHERBLEND CT | 43123-3689 | Active | H132314 | FEBCO | 765 | PVB | 0.750 | 64749 | RIGHT SIDE OF HOUSE
4672 | HEATHERBLEND CT | 43123-3689 | Active | T272918 | WILKINS | 720A | PVB | 0.750 | 3587228 | LEFT SIDE - FRONT
4683 | HEATHERBLEND CT | 43123-3689 | Active | H112302 | FEBCO | 765 | PVB | 0.750 | 64797 | RIGHT SIDE OF HOUSE
2154 | HEATHERFIELD AVE | 43235-2009 | Active | AA0315 | FEBCO | 765 | PVB | 1.000 | 93489 | RIGHT SIDE OF HOUSE
3856 | HEATHERGLEN DR | 43221-5818 | Active | 29859 | WATTS | 009QT | RP | 0.750 | 61964 | BASEMENT MECH ROOM
2873 | HEATHERLEAF WAY | 43231-2900 | Active | 817079 | WILKINS | 720A | PVB | 0.750 | 59475 | LEFT SIDE
2948 | HEATHERLEAF WAY | 43231-2907 | Active | A09833 | FEBCO | 765 | PVB | 0.750 | 93493 | UNDER REAR DECK
4950 | HEATHERVIEW RD | 43026-8810 | Active | H870191 | FEBCO | 765 | PVB | 0.750 | 93495 | RIGHT SIDE
5502 | HEATHERWOOD CT | 43017-8227 | Active | EC8332 | FEBCO | 765 | PVB | 1.000 | 67118 | RT SIDE
5503 | HEATHERWOOD CT | 43017-8227 | Active | T345816 | WILKINS | 720A | PVB | 1.000 | 67121 | LEFT SIDE OF HOUSE
5511 | HEATHERWOOD CT | 43017-8227 | Active | FK3667 | FEBCO | 765 | PVB | 1.000 | 67136 | RIGHT FRONT
5519 | HEATHERWOOD CT | 43017-8227 | Active | CB003466 | WILKINS | 720A | PVB | 0.750 | 67155 | RIGHT SIDE
5526 | HEATHERWOOD CT | 43017-8227 | Active | 902331 | WILKINS | 720A | PVB | 0.750 | 67177 | LEFT FRONT
1180 | HEATHERWOOD DR | 43213- | Active | 549637 | WATTS | 800QT | PVB | 1.000 | 54187 | MECHANICAL ROOM SOUTH END OF BUILDING
7494 | HEATHERWOOD LN | 43017-7201 | Active | T252048 | WILKINS | 720A | PVB | 1.000 | 3609954 | LEFT SIDE OF HOUSE
7502 | HEATHERWOOD LN | 43017-7200 | Active | G105294 | WILKINS | 720A | PVB | 1.000 | 88138 | WEST FRONT CORNER
7503 | HEATHERWOOD LN | 43017-8229 | Active | T200847 | WILKINS | 720A | PVB | 0.750 | 3610036 | LEFT SIDE OF HOUSE
7510 | HEATHERWOOD LN | 43017-7200 | Active | T294947 | WILKINS | 720A | PVB | 0.750 | 3609721 | RIGHT SIDE
7511 | HEATHERWOOD LN | 43017-8229 | Active | 624319 | WILKINS | 720A | PVB | 0.750 | 72146 | RIGHT SIDE OF HOME
7519 | HEATHERWOOD LN | 43017-8229 | Active | 686990 | WATTS | 800M4QT | PVB | 1.000 | 91628 | LEFT SIDE
7527 | HEATHERWOOD LN | 43017-8229 | Active | G045415 | WILKINS | 720A | PVB | 0.750 | 72179 | RIGHT HAND SIDE
7535 | HEATHERWOOD LN | 43017-8229 | Active | 673136 | WILKINS | 720A | PVB | 0.750 | 72196 | LEFT SIDE
7551 | HEATHERWOOD LN | 43017-8229 | Active | 516817 | WILKINS | 720A | PVB | 0.750 | 72227 | LEFT SIDE FRONT
7558 | HEATHERWOOD LN | 43017-7200 | Active | 672173 | WILKINS | 720A | PVB | 0.750 | 72233 | RT SIDE
7566 | HEATHERWOOD LN | 43017-7200 | Active | 672819 | WILKINS | 720A | PVB | 0.750 | 72252 | RIGHT SIDE OF HOUSE
7567 | HEATHERWOOD LN | 43017-8229 | Active | CAA67173 | WILKINS | 720A | PVB | 0.750 | 72255 | RIGHT CENTER
7575 | HEATHERWOOD LN | 43017-8229 | Active | A083543 | WILKINS | 720A | PVB | 0.750 | 72265 | RIGHT FRONT
7591 | HEATHERWOOD LN | 43017-8229 | Active | H916770 | FEBCO | 765 | PVB | 0.750 | 72285 | LEFT HAND SIDE
7598 | HEATHERWOOD LN | 43017-7200 | Active | 624364 | WILKINS | 720A | PVB | 0.750 | 72294 | LEFT SIDE
7608 | HEATHERWOOD LN | 43017-8226 | Active | T178746 | WILKINS | 720A | PVB | 0.750 | 72329 | LEFT SIDE
7616 | HEATHERWOOD LN | 43017-8226 | Active | 375357 | WILKINS | 720A | PVB | 0.750 | 72343 | LEFT SIDE OF HOUSE
7624 | HEATHERWOOD LN | 43017-8226 | Active | 375368 | WILKINS | 720A | PVB | 0.750 | 72357 | LT SIDE
7631 | HEATHERWOOD LN | 43017-8224 | Active | CB597936 | WILKINS | 720A | PVB | 1.000 | 72378 | RIGHT FRONT
7636 | HEATHERWOOD LN | 43017-8226 | Active | 200189 | WILKINS | 720A | PVB | 0.750 | 72384 | LEFT HAND SIDE
7647 | HEATHERWOOD LN | 43017-8228 | Active | 444338 | WILKINS | 720A | PVB | 0.750 | 72405 | SIDE OF HSE
7648 | HEATHERWOOD LN | 43017-8226 | Active | 444259 | WILKINS | 720A | PVB | 0.750 | 72406 | RH SIDE
7660 | HEATHERWOOD LN | 43017-8223 | Active | 584631 | WILKINS | 720A | PVB | 1.000 | 72443 | RT SIDE
7671 | HEATHERWOOD LN | 43017-8228 | Active | 375349 | WILKINS | 720A | PVB | 0.750 | 72468 | LEFT FRONT
7672 | HEATHERWOOD LN | 43017-8223 | Active | 438848 | WILKINS | 720A | PVB | 0.750 | 72470 | FRONT LEFT OF DOOR UNDER WINDOW
7679 | HEATHERWOOD LN | 43017-8228 | Active | 426959 | WILKINS | 720A | PVB | 0.750 | 72492 | LT SIDE
7684 | HEATHERWOOD LN | 43017-8223 | Active | CB987025 | WILKINS | 720A | PVB | 0.750 | 72504 | FRONT OF HOUSE LEFT OF FRONT DOOR
7691 | HEATHERWOOD LN | 43017-8228 | Active | 375295 | WILKINS | 720A | PVB | 0.750 | 72528 | LEFT SIDE
7696 | HEATHERWOOD LN | 43017-8223 | Active | 954981 | WILKINS | 720A | PVB | 1.000 | 72539 | RIGHT REAR
7697 | HEATHERWOOD LN | 43017-8225 | Active | AC1841 | FEBCO | 765 | PVB | 0.750 | 72542 | LEFT FRONT
7708 | HEATHERWOOD LN | 43017-8223 | Active | G043851 | WILKINS | 720A | PVB | 0.750 | 72595 | RIGHT SIDE OUTSIDE
7720 | HEATHERWOOD LN | 43017-8223 | Active | 375272 | WILKINS | 720A | PVB | 0.750 | 72627 | LT SIDE
7732 | HEATHERWOOD LN | 43017-8223 | Active | 955162 | WILKINS | 720A | PVB | 0.750 | 72654 | LEFT FRONT
7733 | HEATHERWOOD LN | 43017-8225 | Active | BG2084 | FEBCO | 765 | PVB | 0.750 | 72658 | FRONT OF HOUSE RIGHT FRONT DOOR
5437 | HEATHMOOR ST | 43235-4041 | Active | AC7297 | FEBCO | 765 | PVB | 0.750 | 66903 | RIGHT SIDE OF HOUSE
4580 | HEATON RD | 43229-6611 | Active | 4852343 | WILKINS | 975XL2 | RP | 1.500 | 64396 | MECH ROOM AT METER
4656 | HEATON RD | 43229-6612 | Active | H006129 | FEBCO | 805 | DC | 0.750 | 64709 | PUMP ROOM
4656 | HEATON RD | 43229-6612 | Active | F0504211434 | FEBCO | 876 | DCDA | 4.000 | 64710 | PUMP ROOM
4656 | HEATON RD | 43229-6612 | Active | 593300 | WATTS | 909HWQT | RP | 1.000 | 75031 | SOUTH MECH ROOM (1ST FLOOR)
6061 | HECKERT RD | 43081 | Active | T066040 | WILKINS | 720A | PVB | 0.750 | 101642 | RIGHT FRONT CORNER
7476 | HEDERA CT | 43235-4227 | Active | A038144 | WILKINS | 720A | PVB | 0.750 | 93499 | LEFT SIDE
2027 | HEGEMON CREST DR | 43219-1369 | Active | T276952 | Wilkins | 720A | PVB | 1.000 | 3582323 | RIGHT SIDE OF HOUSE
899 | HEIMAT HAUS DR | 43123 | Active | EAD4992 | WILKINS | 720A | PVB | 0.750 | 3653224 | LEFT SIDE
1605 | HEINZERLING DR | 43223 | Active | 4342549 | WILKINS | 950XLD | DC | 0.750 | 3623301 | MECH ROOM N SIDE
1605 | HEINZERLING DR | 43223 | Active | 4323503 | WILKINS | 975XL2 | RP | 1.500 | 3623032 | MECHANICAL FURNACE ROOM, N SIDE
1605 | HEINZERLING DR | 43223 | Active | V48459 | WILKINS | 350ADA | DCDA | 4.000 | 3623300 | MECH ROOM N SIDE
1625 | HEINZERLING DR | 43223 | Active | 4282617 | WILKINS | 975XL2 | RP | 1.500 | 3623033 | MECHANICAL FURNACE ROOM S SIDE
1625 | HEINZERLING DR | 43223 | Active | V48376 | WILKINS | 350ADA | DCDA | 4.000 | 3623302 | MECH ROOM S SIDE
1625 | HEINZERLING DR | 43223 | Active | 4339838 | WILKINS | 950XLD | DC | 0.750 | 3623303 | MECH ROOM S SIDE
1700 | HEINZERLING DR | 43223-3671 | Active | 1991090820 | AMES | 3000SS | DCDA | 6.000 | 3635315 | ON FIRE LINE, MTR PIT
1700 | HEINZERLING DR | 43223-3671 | Active | 30669 | WATTS | 007M1QT | DC | 0.750 | 3650076 | ON FIRE LINE, MTR PIT
1700 | HEINZERLING DR | 43223-3671 | Active | PL3092 | Watts | 957 | RP | 3.000 | 55903 | MECH ROOM
1755 | HEINZERLING DR | 43223-3672 | Active | L20794 | WILKINS | 375 | RP | 4.000 | 56036 | BOILER ROOM
1755 | HEINZERLING DR | 43223-3672 | Active | VH-1393 | AMES | 500GV | RPDA | 6.000 | 3639425 | BOILER ROOM
1755 | HEINZERLING DR | 43223-3672 | Not Required by DOW | 2658 | WATTS | 009QT | RP | 1.000 | 56034 | BOILER ROOM CEILING
1755 | HEINZERLING DR | 43223-3672 | Not Required by DOW | 214572 | WATTS | 009QT | RP | 2.000 | 56033 | LAUNDRY ROOM ABOVE CEILING
1755 | HEINZERLING DR | 43223-3672 | Active | 90549 | WATTS | LF919QT | RP | 0.750 | 3654548
1755 | HEINZERLING DR | 43223-3672 | Not Required by DOW | 427238 | WATTS | 909M1QT | RP | 2.000 | 56035 | UNIT #2 - ATTIC HATCH IN HALLWAY
1800 | HEINZERLING DR | 43223-3642 | Active | WE-1791 | AMES | COLT 300GV | DCDA | 6.000 | 56197 | Pit
1800 | HEINZERLING DR | 43223-3642 | Active | 4251 | WILKINS | 975 | RP | 3.000 | 56198 | MECHANICAL ROOM -- NEW BOILER ROOM (S# B-04251) SOUTH END OF BUILDING
1800 | HEINZERLING DR | 43223-3642 | Not Required by DOW | 32961 | WATTS | 919AQT | RP | 1.000 | 101054 | SE CORNER MECHANIC ROOM
1800 | HEINZERLING DR | 43223-3642 | Active | 69233 | AMES | 2000B | DC | 0.750 | 3650361 | MTR PIT
1800 | HEINZERLING DR | 43223-3642 | Not Required by DOW | 10229 | WILKINS | 975 | RP | 1.000 | 56196 | NEW BOILER ROOM - CEILING
7416 | HELMSLEY GRN | 43054-8450 | Active | H912782 | FEBCO | 765 | PVB | 1.000 | 71949 | right of front door
7419 | HELMSLEY GRN | 43054-8153 | Active | A038327 | WILKINS | 720A | PVB | 0.750 | 87355 | RIGHT SIDE OF HOUSE
4550 | HELSTON CT | 43220-4249 | Active | 224380 | WATTS | 800M4QT | PVB | 1.000 | 64335 | FRONT
4580 | HELSTON CT | 43220-4280 | Active | CB729597 | WILKINS | 720A | PVB | 1.000 | 87703 | REAR BY A/C
2773 | HELSTON RD | 43220-4250 | Active | 66658 | RAINBIRD | 100R | PVB | 1.000 | 59265 | FRONT OF HOUSE -- RIGHT OF ENTRY
2801 | HELSTON RD | 43220-4252 | Active | T608871 | WILKINS | 720A | PVB | 1.000 | 93502 | REAR OF HOUSE
385 | HEMHILL DR | 43119-2200 | Active | EAE6728 | WILKINS | 720A | PVB | 0.750 | 3600368 | LEFT SIDE
3097 | HEMLOCK EDGE DR | 43026-6917 | Active | HC78910 | FEBCO | 765 | PVB | 0.750 | 95258 | right side
3105 | HEMLOCK EDGE DR | 43026-7290 | Active | CB992545 | WILKINS | 720A | PVB | 0.750 | 92616 | RIGHT SIDE OF HOUSE
5090 | HENDERSON HEIGHTS RD | 43220-2240 | Active | 489349 | WATTS | 909HWQT | RP | 0.750 | 65974 | IN BASEMENT AT WATER SERVICE
1801 | HENDERSON RD | 43220-2501 | Active | 64752 | WATTS | 009M2PCQT | RP | 0.750 | 64876 | MECHANICAL ROOM LOWER LEVEL
1950 | HENDRIX DR | 43123-1215 | Active | 4658953 | WILKINS | 975XL | RP | 1.000 | 3441924 | SERVICE BATHROOM OFF GARAGE
1992 | HENDRIX DR | 43123-1215 | Due Install |  |  |  | RP |  | 3441925
2005 | HENDRIX DR | 43123-1216 | Active | 49785 | WATTS | 919AQT | RP | 0.750 | 87974 | ABOVE WATER METER IN NE CORNER
2011 | HENDRIX DR | 43123-1216 | Not Required by DOW | [5 empty] | 3441927
2030 | HENDRIX DR | 43123-1215 | Active | 301449 | WATTS | 909HWM1QT | RP | 2.000 | 57068 | IN MECHANICAL ROOM BY WATER METER
2041 | HENDRIX DR | 43123- | Due Install |  |  |  | RP |  | 3441931
2053 | HENDRIX DR | 43123-1216 | Due Install |  |  |  | RP |  | 3441932
2065 | HENDRIX DR | 43123-1216 | Due Install |  |  |  | RP |  | 3441933
2071 | HENDRIX DR | 43123-1216 | Due Install |  |  |  | RP | 0.750 | 3441934
2087 | HENDRIX DR | 43123-1216 | Active | 30091 | WATTS | 009M3QT | RP | 0.750 | 3351147 | NE CORNER OF OFFICE 2087 S UNIT
2095 | HENDRIX DR | 43123-1216 | Active | 363786 | WATTS | 009M3-FP | RP | 0.750 | 3654103 | SE CORNER OF BUILDING, 2095B
4801 | HENDRON RD | 43125 | Active | 098488 | WATTS | LF009M2QT | RP | 1.500 | 3651244 | Corner Of Hendron Rd and Bixby in hot Box
4801 | HENDRON RD | 43125 | Not Required by DOW | 355259 | WATTS | LF009M2QT | RP | 1.000 | 3653048
294 | HENNESSEY AVE | 43085-2409 | Active | T340247 | Wilkins | 720A | PVB | 1.000 | 87132 | Right side of house
765 | HENNIGANS GROVE RD | 43123-9429 | Active | G215417 | WILKINS | 720A | PVB | 0.750 | 97390 | RIGHT SIDE
775 | HENNIGANS GROVE RD | 43123-9429 | Active | G213667 | WILKINS | 720A | PVB | 0.750 | 99743 | RIGHT SIDE OF HOUSE
7726 | HENRY DAVID CT | 43016-8312 | Active | G251676 | WILKINS | 720A | PVB | 0.750 | 99357 | Front Right of House Right of Door
2495 | HENTHORN RD | 43221 | Active | T230717 | WILKINS | 720A | PVB | 0.750 | 3616765 | LEFT SIDE OF THE HOUSE
2583 | HENTHORN RD | 43221-3211 | Active | T131853 | WILKINS | 720A | PVB | 0.750 | 102974 | LEFT SIDE OF HOUSE
2620 | HENTHORN RD | 43221-3212 | Active | CB076715 | WILKINS | 720 | PVB | 0.750 | 3442043 | LEFT SIDE OF HOUSE
2604 | HENTHORNE RD | 43221-3212 | Active | T231707 | WILKINS | 720A | PVB | 0.750 | 3442040 | LEFT SIDE OF THE HOUSE
2607 | HENTHORNE RD | 43221-3211 | Active | F031613 | WILKINS | 720A | PVB | 0.750 | 97143 | FRONT OF HOUSE
2640 | HENTHORNE RD | 43221-3214 | Active | T042097 | WILKINS | 720A | PVB | 0.750 | 101264 | RIGHT SIDE OF HOUSE
2654 | HENTHORNE RD | 43221-3214 | Active | H277550 | FEBCO | 765 | PVB | 0.750 | 87029 | LEFT CORNER OF HOUSE
2662 | HENTHORNE RD | 43221-3214 | Active | T172106 | WILKINS | 720A | PVB | 1.000 | 58917 | LEFT FRONT
2674 | HENTHORNE RD | 43221-3214 | Active | 56875 | WATTS | 800M4QT | PVB | 0.750 | 93509 | FRONTOF HOUSE
2675 | HENTHORNE RD | 43221-3213 | Active | 631165 | RAINBIRD | 100R | PVB | 0.750 | 58938 | NORTH SIDE OF HOUSE
2694 | HENTHORNE RD | 43221-3214 | Active | EAA6515 | WILKINS | 720A | PVB | 1.000 | 3442051 | RIGHT OF HOUSE
2695 | HENTHORNE RD | 43221-3213 | Active | G226099 | WILKINS | 720A | PVB | 0.750 | 95583 | FRONT OF HOUSE
2711 | HENTHORNE RD | 43221-3213 | Active | 17797 | FEBCO | 765 | PVB | 1.000 | 59072 | LEFT FRONT BY A/C
2726 | HENTHORNE RD | 43221-3214 | Active | T396112 | WILKINS | 720 | PVB | 0.750 | 3442057 | LEFT SIDE OF HOUSE
6438 | HERB GARDEN CT | 43054-8633 | Active | CB323921 | WILKINS | 720A | PVB | 0.750 | 3581848 | RIGHT SIDE
6441 | HERB GARDEN CT | 43054-8633 | Active | AD4892 | FEBCO | 765 | PVB | 0.750 | 69939 | LT SIDE
3525 | HERITAGE CLUB DR | 43026-1313 | Active | B09175 | WILKINS | 975 | RP | 3.000 | 60960 | MECHANICAL ROOM E SIDE OF BASEMENT
3570 | HERITAGE CLUB DR | 43026-1372 | Active | 1538180207 | AMES | 3000SS | DCDA | 6.000 | 61123 | In pump house
3570 | HERITAGE CLUB DR | 43026-1372 | Active | 07643 | WATTS | 007M1QT | DC | 0.750 | 61122 | SOUTH SIDE OF BUILDING BOILER ROOM
3570 | HERITAGE CLUB DR | 43026-1372 | Active | 128359 | WILKINS | 975XL | RP | 1.500 | 61121 | FIRE RISER ROOM BACK SOUTH END
3570 | HERITAGE CLUB DR | 43026-1372 | Active | 9901071529 | FEBCO | 880V | RP | 3.000 | 61124 | BOILER ROOM SW CORNER OF BUILDING
3570 | HERITAGE CLUB DR | 43026-1372 | Active | 31740 | WATTS | LF007 | DC | 0.500 | 3635577 | BEHIND ICE MAKER IN KITCHEN
3617 | HERITAGE CLUB DR | 43026-1313 | Active | 430906 | WILKINS | 975XL | RP | 1.000 | 61300 | MID MECH/FURN/HWT ROOM AT WATER METER
3623 | HERITAGE CLUB DR | 43026-1384 | Active | 30992 | AMES | 3000SS | DCDA | 6.000 | 61305 | address on building 3641 NW cor of building
3623 | HERITAGE CLUB DR | 43026-1384 | Active | 032715 | WATTS | LF007M3QT | DC | 0.750 | 3609565 | BOILER ROOM, FIRE RISER ROOM
3623 | HERITAGE CLUB DR | 43026-1384 | Due Install |  |  |  | RP | 3.000 | 3635281
3636 | HERITAGE CLUB DR | 43026-1313 | Active | 05666 | AMES | 4000BM2 | RP | 1.000 | 61335 | 3575 E MAIN ST, BY BACK DOOR RIGHT SIDE
3440 | HERITAGE CLUB S DR | 43026-3326 | Active | 92934 | WATTS | 009M2QT | RP | 1.500 | 60742 | MECH / ELECTRIC ROOM NORTH SIDE OF BUILDING
5915 | HERITAGE FARMS DR | 43026-7945 | Active | 292743 | WATTS | 800QT | PVB | 0.750 | 96413 | RIGHT SIDE
6000 | HERITAGE FARMS DR | 43026-7958 | Active | H516772 | FEBCO | 765 | PVB | 0.750 | 97204 | RIGHT SIDE OF HOUSE
6067 | HERITAGE FARMS DR | 43026-7994 | Active | CAB44810 | WILKINS | 720A | PVB | 0.750 | 3442138 | RIGHT SIDE
6092 | HERITAGE FARMS DR | 43026-7958 | Active | T290949 | WILKINS | 720A | PVB | 0.750 | 3589872 | RIGHT SIDE
5710 | HERITAGE LAKES DR | 43026-7616 | Active | 367442 | WILKINS | 720A | PVB | 1.000 | 67690 | LEFT SIDE OF HOUSE
5711 | HERITAGE LAKES DR | 43026-7624 | Active | HA50098 | FEBCO | 765 | PVB | 0.750 | 67693 | FRONT OF HOUSE
5721 | HERITAGE LAKES DR | 43026-7624 | Active | CB079625 | WILKINS | 720 | PVB | 0.750 | 93510 | RIGHT SIDE
5722 | HERITAGE LAKES DR | 43026-7616 | Active | AD5015 | FEBCO | 765 | PVB | 0.750 | 92219 | LEFT SIDE
5732 | HERITAGE LAKES DR | 43026-7616 | Active | AD4907 | FEBCO | 765 | PVB | 0.750 | 93511 | RIGHT SIDE
5743 | HERITAGE LAKES DR | 43026-7624 | Active | 516889 | WILKINS | 720A | PVB | 0.750 | 67774 | FRONT CORNER
5744 | HERITAGE LAKES DR | 43026-7616 | Active | G241565 | WILKINS | 720A | PVB | 1.000 | 99771 | LEFT SIDE OF HOUSE
5749 | HERITAGE LAKES DR | 43026-7624 | Active | 624376 | WILKINS | 720A | PVB | 0.750 | 93512
5750 | HERITAGE LAKES DR | 43026-7616 | Active | 028382 | WATTS | 800M4 | PVB | 1.000 | 67812 | SOUTH RIGHT SIDE
5757 | HERITAGE LAKES DR | 43026-7624 | Active | 531049 | WILKINS | 720A | PVB | 0.750 | 93514 | LEFT SIDE OF HOUSE
5760 | HERITAGE LAKES DR | 43026-7616 | Active | 219062 | FEBCO | 825YA | RP | 1.000 | 67857 | LEFT SIDE OF HOUSE
5765 | HERITAGE LAKES DR | 43026-7624 | Active | 426907 | WILKINS | 720A | PVB | 0.750 | 67875 | RIGHT SIDE OF HOUSE
5770 | HERITAGE LAKES DR | 43026-7616 | Active | 325196 | WILKINS | 720A | PVB | 0.750 | 93516 | RIGHT SIDE
5773 | HERITAGE LAKES DR | 43026-7624 | Active | A135484 | WILKINS | 720A | PVB | 0.750 | 67914 | LEFT FRONT CORNER OF HOUSE
5782 | HERITAGE LAKES DR | 43026-7616 | Active | 516850 | WILKINS | 720A | PVB | 0.750 | 88359 | LEFT SIDE OF HOUSE
5785 | HERITAGE LAKES DR | 43026-7625 | Active | T230569 | WILKINS | 720A | PVB | 0.750 | 67956 | FRONT RIGHT CORNER
5791 | HERITAGE LAKES DR | 43026-7625 | Active | 444209 | WILKINS | 720A | PVB | 0.750 | 67963 | RIGHT SIDE CORNER OF HOUSE
5792 | HERITAGE LAKES DR | 43026-7616 | Active | T486169 | WILKINS | 720A | PVB | 1.000 | 93517 | RIGHT SIDE OF HOUSE
5800 | HERITAGE LAKES DR | 43026-7617 | Active | 228555 | WILKINS | 720A | PVB | 0.750 | 87504 | OUTSIDE-LEFT SIDE OF HOUSE
5805 | HERITAGE LAKES DR | 43026-7626 | Active | 835435 | WILKINS | 720A | PVB | 0.750 | 68045 | SIDE OF HOUSE
5813 | HERITAGE LAKES DR | 43026-7626 | Active | 835408 | WILKINS | 720A | PVB | 0.750 | 68060 | SIDE OF HOUSE
5816 | HERITAGE LAKES DR | 43026-7617 | Active | 5238 | FEBCO | 765 | PVB | 1.000 | 68070 | LEFT SIDE OF FRONT OF HOUSE
5823 | HERITAGE LAKES DR | 43026-7626 | Active | CAA29161 | WILKINS | 720A | PVB | 0.750 | 68086 | FRONT OF HOUSE
5826 | HERITAGE LAKES DR | 43026-7617 | Active | FE2784 | FEBCO | 765 | PVB | 1.000 | 68094 | LEFT SIDE OF HOUSE
5833 | HERITAGE LAKES DR | 43026-7626 | Active | H025029 | FEBCO | 765 | PVB | 1.000 | 88554 | LEFT SIDE
5836 | HERITAGE LAKES DR | 43026-7617 | Active | CB287467 | WILKINS | 720A | PVB | 0.750 | 3442144 | LEFT SIDE
5841 | HERITAGE LAKES DR | 43026-7626 | Active | 5845 | FEBCO | 765 | PVB | 0.750 | 68123 | SOUTH SIDE OF HOUSE
5844 | HERITAGE LAKES DR | 43026-7617 | Active | 100133 | WATTS | 800QT | PVB | 0.750 | 87421 | LEFT SIDE OF HOUSE
5849 | HERITAGE LAKES DR | 43026-7626 | Active | H069412 | FEBCO | 765 | PVB | 0.750 | 93518 | RIGHT FRONT OF HOUSE
5852 | HERITAGE LAKES DR | 43026-7617 | Active | T155002 | WILKINS | 720A | PVB | 1.000 | 91676 | RIGHT SIDE
5855 | HERITAGE LAKES DR | 43026-7626 | Active | 444299 | WILKINS | 720A | PVB | 0.750 | 68142 | FRONT CENTER OF HOUSE
5860 | HERITAGE LAKES DR | 43026-7617 | Active | AK2586 | FEBCO | 765 | PVB | 0.750 | 93519 | FRONT RIGHT
5867 | HERITAGE LAKES DR | 43026-7626 | Active | A152313 | WILKINS | 720A | PVB | 0.750 | 68187 | LT SIDE OF HOUSE
5870 | HERITAGE LAKES DR | 43026-7617 | Active | T076953 | FEBCO | 765 | PVB | 0.750 | 93520 | RIGHT SIDE
5879 | HERITAGE LAKES DR | 43026-7626 | Active | F082513 | WILKINS | 720A | PVB | 0.750 | 68213 | S/E CORNER
5880 | HERITAGE LAKES DR | 43026-7617 | Active | 8948 | FEBCO | 765 | PVB | 1.000 | 68215 | FRONT LEFT SIDE
5892 | HERITAGE LAKES DR | 43026-7617 | Active | T584059 | WILKINS | 720A | PVB | 1.000 | 68239 | FRONT RIGHT
5901 | HERITAGE LAKES DR | 43026-7627 | Active | 1145 | FEBCO | 765 | PVB | 0.750 | 68282 | FRONT OF HOUSE
5908 | HERITAGE LAKES DR | 43026-7618 | Active | DG1843 | FEBCO | 765 | PVB | 1.000 | 68292 | EAST SIDE OF BUILDING
5918 | HERITAGE LAKES DR | 43026-7618 | Active | T418225 | WILKINS | 720A | PVB | 0.750 | 3611276 | RIGHT SIDE
5923 | HERITAGE LAKES DR | 43026-7627 | Active | A174530 | WILKINS | 720A | PVB | 1.000 | 68332 | NW CORNER OF HOUSE
5934 | HERITAGE LAKES DR | 43026-7618 | Active | 200261 | WILKINS | 720A | PVB | 0.750 | 93521 | LEFT SIDE
5946 | HERITAGE LAKES DR | 43026-7618 | Active | T023967 | WILKINS | 720A | PVB | 1.000 | 100036 | LEFT SIDE OF HOME
5985 | HERITAGE LAKES DR | 43026-7628 | Active | T407365 | WILKINS | 720A | PVB | 0.750 | 93522 | FRONT LEFT
5990 | HERITAGE LAKES DR | 43026-7618 | Active | F006181 | WILKINS | 720A | PVB | 0.750 | 98319 | LEFT SIDE OF HOUSE
6008 | HERITAGE LAKES DR | 43026-7619 | Active | 164776 | WATTS | 800M4QT | PVB | 0.750 | 93523 | LEFT SIDE
6017 | HERITAGE LAKES DR | 43026-7629 | Active | FA4097 | FEBCO | 765 | PVB | 1.000 | 93524 | LEFT SIDE MIDDLE
6026 | HERITAGE LAKES DR | 43026-7619 | Active | Cb314979 | WILKINS | 720A | PVB | 0.750 | 68732 | FRT LT CORNER
6033 | HERITAGE LAKES DR | 43026-7629 | Active | CE1272 | FEBCO | 765 | PVB | 0.750 | 68747 | E SIDE OF HSE
6047 | HERITAGE LAKES DR | 43026-7629 | Active | 201451 | WATTS | 800M4QT | PVB | 0.750 | 3609443 | LEFT SIDE OF HOUSE
6059 | HERITAGE LAKES DR | 43026-7629 | Active | A150963 | WILKINS | 720A | PVB | 0.750 | 87425 | FRONT OF HOUSE TO RIGHT OF DOOR
6069 | HERITAGE LAKES DR | 43026-7629 | Active | T294379 | WILKINS | 720A | PVB | 0.750 | 68848 | SIDE OF HOUSE
6092 | HERITAGE LAKES DR | 43026-7620 | Active | HC00560 | FEBCO | 765 | PVB | 0.750 | 93525 | LEFT SIDE
6106 | HERITAGE LAKES DR | 43026-7621 | Active | AD3540 | FEBCO | 765 | PVB | 0.750 | 93526 | LEFT SIDE
6118 | HERITAGE LAKES DR | 43026-7621 | Active | 587205 | WILKINS | 720A | PVB | 0.750 | 69057 | LEFT SIDE OF HOUSE
6129 | HERITAGE LAKES DR | 43026-7630 | Active | T205860 | WILKINS | 720A | PVB | 0.750 | 93527 | LEFT SIDE OF HOUSE
6136 | HERITAGE LAKES DR | 43026-7621 | Active | cb339109 | WILKINS | 720A | PVB | 1.000 | 93528 | FRONT OF HOUSE
6145 | HERITAGE LAKES DR | 43026-7630 | Active | H571026 | FEBCO | 765 | PVB | 0.750 | 69132 | FRONT OF HOUSE
6150 | HERITAGE LAKES DR | 43026-7621 | Active | 153017 | FEBCO | 765 | PVB | 1.000 | 69148 | LEFT SIDE OF HOUSE
6161 | HERITAGE LAKES DR | 43026-7630 | Active | EAD8253 | WILKINS | 720A | PVB | 0.750 | 69192 | LEFT SIDE OF HOUSE
6166 | HERITAGE LAKES DR | 43026-7621 | Active | 444374 | WILKINS | 720A | PVB | 0.750 | 69208 | NORTH SIDE OF HOUSE
6177 | HERITAGE LAKES DR | 43026-7630 | Active | 817148 | WILKINS | 720A | PVB | 0.750 | 93529 | RIGHT SIDE
6184 | HERITAGE LAKES DR | 43026-7621 | Active | A106967 | WILKINS | 720A | PVB | 0.750 | 69277 | RIGHT SIDE OF HOUSE
6185 | HERITAGE LAKES DR | 43026-7630 | Active | G04060 | WILKINS | 720A | PVB | 0.750 | 69282 | SOUTH SIDE OF HOUSE
6191 | HERITAGE LAKES DR | 43026-7630 | Active | CB081480 | WILKINS | 720A | PVB | 0.750 | 69308 | NORTH SIDE OF HOUSE
6198 | HERITAGE LAKES DR | 43026-7621 | Active | CB587027 | WILKINS | 720A | PVB | 0.750 | 69330 | LEFT SIDE OF HOUSE
6201 | HERITAGE LAKES DR | 43026-7631 | Active | L3609 | FEBCO | 765 | PVB | 1.000 | 69372 | OUTSIDE N WALL
6225 | HERITAGE LAKES DR | 43026-7631 | Active | H010851 | FEBCO | 765 | PVB | 1.000 | 93530 | LEFT SIDE
3331 | HERITAGE OAKS DR | 43026-7633 | Active | 3128909 | WILKINS | 975xl | RP | 0.750 | 87521 | RIGHT SIDE OF HOUSE
3345 | HERITAGE OAKS DR | 43026-7633 | Active | 672183 | WILKINS | 720A | PVB | 0.750 | 60502 | LT RR AT A/C UNIT
3367 | HERITAGE OAKS DR | 43026-7633 | Active | 444228 | WILKINS | 720A | PVB | 0.750 | 60534 | LEFT SIDE OF HOUSE
3368 | HERITAGE OAKS DR | 43026-7634 | Active | 301439 | WATTS | 800M4FR | PVB | 0.750 | 60536 | LEFT SIDE OF HOUSE
3383 | HERITAGE OAKS DR | 43026-7633 | Active | 021266 | WATTS | 800QT | PVB | 1.000 | 60556 | RIGHT SIDE FRONT
3392 | HERITAGE OAKS DR | 43026-7634 | Active | T206048 | WILKINS | 720A | PVB | 0.750 | 3610085 | RIGHT SIDE OF HOUSE
3395 | HERITAGE OAKS DR | 43026-7633 | Active | 809557 | WILKINS | 720A | PVB | 1.000 | 60582 | RIGHT SIDE REAR
3400 | HERITAGE OAKS DR | 43026-7636 | Active | 659587 | WILKINS | 720A | PVB | 0.750 | 93532 | RIGHT SIDE OF HOUSE
3405 | HERITAGE OAKS DR | 43026-7635 | Active | 1043405 | WILKINS | 975 | RP | 1.000 | 60630 | BASEMENT WEST WALL
3410 | HERITAGE OAKS DR | 43026-7636 | Active | T459204 | WILKINS | 720A | PVB | 0.750 | 93533 | NORTH SIDE OF HOUSE
3413 | HERITAGE OAKS DR | 43026-7635 | Active | 180275 | WATTS | 800QT | PVB | 0.750 | 60641 | RIGHT FRONT SIDE
3420 | HERITAGE OAKS DR | 43026-7636 | Active | 813672 | WILKINS | 720A | PVB | 1.000 | 60675 | LEFTSIDE
3423 | HERITAGE OAKS DR | 43026-7635 | Active | AC5926 | FEBCO | 765 | PVB | 0.750 | 60681 | SIDE OF HOUSE
3434 | HERITAGE OAKS DR | 43026-7636 | Active | 444347 | WILKINS | 720A | PVB | 0.750 | 60728 | NORTH SIDE OF HOUSE
3435 | HERITAGE OAKS DR | 43026-7635 | Active | 73319 | WATTS | 800M4QT | PVB | 0.750 | 93534
3442 | HERITAGE OAKS DR | 43026-7636 | Active | 2107 | FEBCO | 765 | PVB | 0.750 | 60745 | LEFT SIDE OF HOUSE
3450 | HERITAGE OAKS DR | 43026-7636 | Active | 589630 | WILKINS | 720A | PVB | 0.750 | 60774 | LEFT SIDE OF HOUSE
3455 | HERITAGE OAKS DR | 43026-7635 | Active | 272328 | WATTS | 800M4QT | PVB | 0.750 | 93535 | RIGHT SIDE
3462 | HERITAGE OAKS DR | 43026-7636 | Active | 363149 | WATTS | 800QT | PVB | 0.750 | 60795 | RIGHT SIDE OF HOUSE
3467 | HERITAGE OAKS DR | 43026-7635 | Active | A107252 | WILKINS | 720A | PVB | 0.750 | 93536 | LEFT SIDE
3474 | HERITAGE OAKS DR | 43026-7636 | Active | A072790 | WILKINS | 720A | PVB | 0.750 | 60810 | Left side of the house
3479 | HERITAGE OAKS DR | 43026-7635 | Active | 114281 | FEBCO | 765 | PVB | 1.000 | 60821 | S.E. CORNER OF HOUSE
3486 | HERITAGE OAKS DR | 43026-7636 | Active | A072805 | WILKINS | 720A | PVB | 0.750 | 60835 | LEFT SIDE OF HOUSE BEHIND GARAGE
3491 | HERITAGE OAKS DR | 43026- | Active | 2862312 | WILKINS | 975XLBMS | RP | 1.000 | 97205 | HOLE #7 IN MENS REST ROOM
3498 | HERITAGE OAKS DR | 43026-7636 | Active | 196887 | WATTS | 800M4QT | PVB | 1.000 | 60851 | WEST
3501 | HERITAGE OAKS DR | 43026-7637 | Active | H067273 | FEBCO | 765 | PVB | 1.000 | 60925 | RT SIDE FRONT
3506 | HERITAGE OAKS DR | 43026-7638 | Active | 375359 | WILKINS | 720A | PVB | 0.750 | 60929 | SW CORNER OF HOUSE
3507 | HERITAGE OAKS DR | 43026-7637 | Active | H078914 | FEBCO | 765 | PVB | 1.000 | 60931 | SOUTH SIDE
3510 | HERITAGE OAKS DR | 43026-7638 | Active | 375230 | WILKINS | 720A | PVB | 0.750 | 60934 | RIGHT OF FRONT DOOR
3515 | HERITAGE OAKS DR | 43026-7637 | Active | 672139 | WILKINS | 720A | PVB | 0.750 | 100405 | RIGHT SIDE OF HOUSE
6105 | HERITAGE POINT CT | 43026-7615 | Active | H003912 | FEBCO | 765 | PVB | 0.750 | 93537 | RIGHT SIDE
6117 | HERITAGE POINT CT | 43026-7615 | Active | H003970 | FEBCO | 765 | PVB | 0.750 | 93538 | LEFT SIDE
6129 | HERITAGE POINT CT | 43026-7615 | Active | H099047 | FEBCO | 765 | PVB | 0.750 | 69096 | SIDE OF HOUSE
6155 | HERITAGE POINT CT | 43026-7615 | Active | CB081161 | WILKINS | 720A | PVB | 0.750 | 3609964 | LEFT SIDE
6162 | HERITAGE POINT CT | 43026-7615 | Active | H449749 | FEBCO | 765 | PVB | 0.750 | 92002 | FRONT OF HOUSE
6167 | HERITAGE POINT CT | 43026-7615 | Active | 780810 | WATTS | 800M4QT | PVB | 1.000 | 101386 | LEFT FRONT SIDE OF HOUSE
6181 | HERITAGE POINT CT | 43026-7615 | Active | G045407 | WILKINS | 720A | PVB | 0.750 | 93541 | LEFT SIDE
6186 | HERITAGE POINT CT | 43026-7615 | Active | H003378 | FEBCO | 765 | PVB | 0.750 | 93542 | RIGHT SIDE
6193 | HERITAGE POINT CT | 43026-7615 | Active | 659604 | WILKINS | 720A | PVB | 0.750 | 93543 | LEFT SIDE OF HOUSE
6207 | HERITAGE POINT CT | 43026-7663 | Active | 941353 | APOLLO | PVB4A | PVB | 0.750 | 103110 | LEFT SIDE OF HOUSE
6214 | HERITAGE POINT CT | 43026-7663 | Active | 572682 | WILKINS | 720A | PVB | 0.750 | 93544 | RIGHT SIDE
6226 | HERITAGE POINT CT | 43026-7663 | Active | H132166 | FEBCO | 765 | PVB | 0.750 | 69420 | RIGHT SIDE OF HOUSE
6227 | HERITAGE POINT CT | 43026-7663 | Active | 792796 | WATTS | 800M4QT | PVB | 0.750 | 93545 | BACK OF HOUSE
6230 | HERITAGE POINT CT | 43026-7663 | Active | A072722 | WILKINS | 720A | PVB | 0.750 | 69427 | LEFT SIDE OF HOUSE
5962 | HERITAGE VIEW CT | 43026-7662 | Active | CB154066 | WILKINS | 720A | PVB | 0.750 | 3442158 | RIGHT SIDE OF HOUSE
5968 | HERITAGE VIEW CT | 43026-7662 | Active | T083067 | WILKINS | 720A | PVB | 1.000 | 68424 | N/W CORNER
5970 | HERITAGE VIEW CT | 43026- | Active | A138304 | WILKINS | 375 | RP | 0.750 | 60958 | PROTECTING PUMP HOUSE @ 5970 Heritage View Ct / HOLE 3
5971 | HERITAGE VIEW CT | 43026-7662 | Active | CAA46773 | WILKINS | 720A | PVB | 0.750 | 89115 | BACK OF HOUSE
5974 | HERITAGE VIEW CT | 43026-7662 | Active | 840011 | APOLLO/CONBRACO | 765 | PVB | 0.750 | 68447 | RIGHT SIDE OF HOUSE
5977 | HERITAGE VIEW CT | 43026-7662 | Active | 611021 | WILKINS | 720A | PVB | 0.750 | 92337 | LEFT OF FRONT DOOR
5982 | HERITAGE VIEW CT | 43026-7662 | Active | CB08047 | WILKINS | 720A | PVB | 0.750 | 3611311 | RIGHT REAR
5994 | HERITAGE VIEW CT | 43026-7662 | Active | BC7122 | FEBCO | 765 | PVB | 0.750 | 92336 | Front of House
6003 | HERITAGE VIEW CT | 43026-7614 | Active | DK2426 | FEBCO | 765 | PVB | 0.750 | 68681 | RIGHT SIDE OF HOUSE
6008 | HERITAGE VIEW CT | 43026-7614 | Active | OAB31516 | WILKINS | 720A | PVB | 0.750 | 92338 | FRONT RIGHT
6019 | HERITAGE VIEW CT | 43026-7614 | Active | 015098 | WILKINS | 720A | PVB | 0.750 | 92335 | FRONT LEFT OF DOOR
6022 | HERITAGE VIEW CT | 43026-7614 | Active | T205981 | WILKINS | 720 | PVB | 0.750 | 92339 | FRONT RIGHT
6033 | HERITAGE VIEW CT | 43026-7614 | Active | AD4901 | FEBCO | 765 | PVB | 0.750 | 92334 | ON RTIGHT SIDE OF HOUSE AT FRONT CORNER
6034 | HERITAGE VIEW CT | 43026-7614 | Active | CF3797 | FEBCO | 765 | PVB | 0.750 | 92340 | FRONT LEFT
6046 | HERITAGE VIEW CT | 43026-7614 | Active | 115375 | WATTS | 800M4 | PVB | 0.750 | 92341 | LEFT SIDE
6071 | HERITAGE VIEW CT | 43026-7614 | Active | 185307 | WILKINS | 720A | PVB | 0.750 | 98531 | RIGHT SIDE
6076 | HERITAGE VIEW CT | 43026-7614 | Active | AH6162 | FEBCO | 765 | PVB | 1.000 | 92342 | RIGHT OF FRONT DOOR
3172 | HERRICK RD | 43221-2622 | Active | T459226 | WILKINS | 720 | PVB | 0.750 | 3442213
4171 | HERTFORD LN | 43017-2548 | Active | AK7535 | FEBCO | 765 | PVB | 1.000 | 63146 | EAST SIDE OF HOUSE
4194 | HERTFORD LN | 43017-2580 | Active | T042238 | WILKINS | 720 | PVB | 0.750 | 100536 | LEFT SIDE
4228 | HERTFORD LN | 43017-2582 | Active | CB019479 | WILKINS | 720A | PVB | 0.750 | 63346 | FRONT OF HOUSE
4234 | HERTFORD LN | 43017-2582 | Active | T340198 | WILKINS | 720A | PVB | 1.000 | 63365 | RIGHT SIDE OF HOUSE
4264 | HERTFORD LN | 43017-2582 | Active | H115397 | FEBCO | 765 | PVB | 0.750 | 93546 | BACK OF HOUSE
1510 | HESS ST | 43212- | Active | 903305 | WILKINS | 720A | PVB | 0.750 | 55256 | RIGHT SIDE OF BUILDING
4730 | HEYCROSS DR | 43123-8716 | Active | 033846 | WATTS | 800M4QT | PVB | 1.000 | 64897
4760 | HEYCROSS DR | 43123-8716 | Active | H183137 | FEBCO | 765 | PVB | 1.000 | 64971 | LEFT SIDE OF HOUSE
4790 | HEYCROSS DR | 43123-8716 | Active | F006197 | WILKINS | 720A | PVB | 1.000 | 3442352 | RIGHT SIDE OF HOUSE
4817 | HEYCROSS DR | 43123-9336 | Active | A006838 | WILKINS | 720A | PVB | 0.750 | 65140 | RIGHT SIDE OF HOUSE
4837 | HEYCROSS DR | 43123-9336 | Active | T081604 | WILKINS | 720A | PVB | 0.750 | 101485 | RIGHT SIDE
2713 | HIAWATHA ST | 43211-1179 | Active | ABQ0012 | WILKINS | 975XL2 | RP | 0.750 | 3652933 | HOTBOX FRONT OF GARDEN
4151 | HICKMAN RD | 43224-2323 | Active | ABW1222 | WILKINS | 975XL | RP | 0.750 | 3654940 | IN BASEMENT AT METER
4151 | HICKMAN RD | 43224-2323 | Active | 352421 | WATTS | 800M4 | PVB | 0.750 | 63096 | OUTSIDE - NORTH SIDE
4500 | HICKORY CHASE WAY | 43026 | Active | 033072 | WATTS | LF009M2QT | RP | 1.500 | 3622680 | FRONT OF BUILDING IN HOT BOX
4500 | HICKORY CHASE WAY | 43026 | Not Required by DOW | X33906 | WILKINS | 375A | RP | 3.000 | 3630330 | MECHANICAL ROOM
4500 | HICKORY CHASE WAY | 43026 | Active | RB-0275 | WATTS | 957 | RPDA | 6.000 | 3622750
4500 | HICKORY CHASE WAY | 43026 | Active | 64363 | WATTS | 919QT | RP | 0.750 | 3622749
4500 | HICKORY CHASE WAY | 43026 | Not Required by DOW | 3078122 | WILKINS | 975XLTCU | RP | 1.500 | 3630331 | MECHANICAL ROOM
4510 | HICKORY CHASE WAY | 43026 | Active | RD-1328 | AMES | COLT 400 | RP | 3.000 | 3622666 | IN HOT BOX
4510 | HICKORY CHASE WAY | 43026 | Active | 47457 | AMES | 2000BM3 | DC | 0.750 | 3622665 | IN PIT
4510 | HICKORY CHASE WAY | 43026 | Not Required by DOW | 08652 | WATTS | 909 | RP | 1.500 | 3626770 | Main mechanical room
4510 | HICKORY CHASE WAY | 43026 | Active | RD-3041 | AMES | COLT 300GV | DCDA | 8.000 | 3622664 | IN PIT
4510 | HICKORY CHASE WAY | 43026 | Active | 165095 | WATTS | LF009M2QT | RP | 2.000 | 3651926
4510 | HICKORY CHASE WAY | 43026 | Not Required by DOW | 006661 | WATTS | LF909 | RP | 3.000 | 3626771 | Main mechanical room
4992 | HICKORY GROVE CIR | 43125-9316 | Active | 779278 | WILKINS | 720A | PVB | 1.000 | 65562 | OUTSIDE
5211 | HICKORY GRV | 43214-1865 | Active | 580416 | WATTS | 800QT | PVB | 1.000 | 66422 | S/E CORNER
4705 | HICKORYBEND DR | 43123-3682 | Active | DJ9917 | FEBCO | 765 | PVB | 0.750 | 91674
7676 | HIDDEN HOLLOW DR | 43235-1765 | Active | H493646 | FEBCO | 765 | PVB | 0.750 | 92284 | RIGHT SIDE OF HOUSE
7681 | HIDDEN HOLLOW DR | 43235-1766 | Active | T042093 | WILKINS | 720A | PVB | 1.000 | 3442958 | LEFT SIDE OF HOUSE
7693 | HIDDEN HOLLOW DR | 43235-1766 | Active | 52948 | FEBCO | 765 | PVB | 1.000 | 93549 | LEFT SIDE
7700 | HIDDEN HOLLOW DR | 43235-1765 | Active | H096080 | FEBCO | 765 | PVB | 0.750 | 72574 | NORTH SIDE FRONT OF HOUSE
7705 | HIDDEN HOLLOW DR | 43235-1766 | Active | H603256 | FEBCO | 765 | PVB | 0.750 | 101291 | FRONT LEFT
7736 | HIDDEN HOLLOW DR | 43235-1765 | Active | T013249 | WILKINS | 720A | PVB | 0.750 | 99634 | RIGHT SIDE OF HOUSE
7353 | HIGH CROSS BL | 43235 | Active | 72857 | WATTS | 919QT | RP | 0.750 | 3638132
7353 | HIGH CROSS BL | 43235 | Active | SB-1347 | WATTS | 957 | RPDA | 6.000 | 3638131
7353 | HIGH CROSS BL | 43235 | Active | SE-3140 | WATTS | 957 | RP | 3.000 | 3633610
7465 | HIGH CROSS BLVD | 43235-1430 | Not Required by DOW | ABJ1964 | WILKINS | 975XL | RP | 1.000 | 3652098
7465 | HIGH CROSS BLVD | 43235-1430 | Not Required by DOW | A150070 | FEBCO | 825Y | RP | 1.000 | 72038 | BOILER/MECHANICAL ROOM
7465 | HIGH CROSS BLVD | 43235-1430 | Active | A007811 | FEBCO | 805 | DC | 0.750 | 72039 | PIT IN FRONT OF BLDG
7465 | HIGH CROSS BLVD | 43235-1430 | Active | 9805061330 | FEBCO | 880v | RP | 4.000 | 72040 | BOILER/MECHANICAL ROOM AT WATER RISER
7465 | HIGH CROSS BLVD | 43235-1430 | Active | 9807021253 | FEBCO | 856 | DCDA | 6.000 | 72041 | PIT IN FRONT OF BLDG
7504 | HIGH CROSS BLVD | 43235 | Active | 1289051214 | AMES | 4000SS | RP | 3.000 | 3622545 | BY STREET
7504 | HIGH CROSS BLVD | 43235 | Active | QE-0787 | AMES | COLT 300GV | DCDA | 6.000 | 3622632 | BY STREET
7504 | HIGH CROSS BLVD | 43235 | Active | 44074 | AMES | 2000BM3 | DC | 0.750 | 3622633 | BY STREET
7520 | HIGH CROSS BLVD | 43235-5681 | Active | 23610 | WATTS | 919QT | RP | 1.500 | 72170 | E MECH ROOM TOP DEVICE - FIRE AT WATER METER
7520 | HIGH CROSS BLVD | 43235-5681 | Active | 23331 | WATTS | 919QT | RP | 1.500 | 72167 | E MECHANICAL ROOM BY HWT BOTTOM AT WATER METER
7550 | HIGH CROSS BLVD | 43235-5681 | Active | 7333 | AMES | 2000B | DC | 0.750 | 72219 | METER ROOM
7550 | HIGH CROSS BLVD | 43235-5681 | Not Required by DOW | 401295 | WILKINS | 720A | PVB | 1.500 | 72217 | OUTSIDE SE CORNER OF BUILDING
7550 | HIGH CROSS BLVD | 43235-5681 | Active | 3FN0870 | AMES | 3000SS | DCDA | 4.000 | 3603487 | WATER METER ROOM
1141 | HIGH GROVE DR | 43235-1795 | Active | H311984 | FEBCO | 765 | PVB | 0.750 | 88286 | LEFT SIDE OF HOUSE
1142 | HIGH GROVE DR | 43235-1794 | Active | H311978 | FEBCO | 765 | PVB | 0.750 | 88438 | RIGHT SIDE OF HOUSE
1149 | HIGH GROVE DR | 43235-1795 | Active | G214915 | WILKINS | 720A | PVB | 0.750 | 54053 | LEFT FRONT
1150 | HIGH GROVE DR | 43235-1794 | Active | T075199 | WILKINS | 720A | PVB | 0.750 | 101395 | RIGHT SIDE OF HOUSE
1158 | HIGH GROVE DR | 43235-1794 | Active | A151167 | WILKINS | 720A | PVB | 0.750 | 54092 | RIGHT SIDE OF HOME
1189 | HIGH GROVE DR | 43235-1795 | Active | CB357663 | WILKINS | 720A | PVB | 0.750 | 3596409 | RIGHT SIDE OF HOUSE
94 | HIGH ST | 43017-1169 | Active | 4298279 | WILKINS | 950XLD | DC | 0.750 | 3622533 | NW MECH/RISER RM GARAGE 3RD FL
94 | HIGH ST | 43017-1169 | Not Required by DOW | B141984 | WILKINS | 375XL | RP | 2.000 | 3624875 | 3RD FL PKNG GAR WATER RISER RM NW SIDE OF BLDG
94 | HIGH ST | 43017-1169 | Active | 6857B | WILKINS | 350A | DCDA | 8.000 | 3622532 | NW MECH/RISER RM GARAGE STAIRWELL 3RD FL
94 | HIGH ST | 43017-1169 | Not Required by DOW | B164452 | WILKINS | 375XL | RP | 0.750 | 3629950 | IN CEILING TO THE LEFT OF ELECTRIC PANELS
94 | HIGH ST | 43017-1169 | Not Required by DOW | B167113 | WILKINS | 375XL | RP | 2.000 | 3629951 | OFFICE CEILING BY WATER METER
94 | HIGH ST | 43017-1169 | Active | QI-1382 | WATTS | 957 | RP | 4.000 | 3622531 | NW MECH/RISER RM AT METER- GARAGE STAIRWELL 3RD FL
510 | HIGH ST | 43085-3962 | Active | 21616 | WATTS | 009M2-FP | RP | 1.500 | 66004 | FRONT OF BUILDING 1ST HYGIENE SERVICE-510 A
510 | HIGH ST | 43085-3962 | Not Required by DOW | 792899 | WILKINS | 720A | PVB | 0.750 | 66005 | FRONT OF BUILDING-510 A
510 | HIGH ST | 43085-3962 | Not Required by DOW | 206708 | WATTS | 007m1 | DC | 1.000 | 89303 | MECH ROOM ELEVATED 12
515 | HIGH ST | 43085-3943 | Active | 282428 | WATTS | 909M1QT | RP | 1.500 | 66132 | NORTHEAST CORNER AT WATER METER, INSIDE BUILDING
515 | HIGH ST | 43085-3943 | Not Required by DOW | 5893 | FEBCO | 765 | PVB | 1.000 | 66133 | NE CORNER OUTSIDE OF BUILDING
529 | HIGH ST | 43085-3943 | Active | A33190 | WATTS | 009QT | RP | 1.000 | 93011 | WATER SERVICE ENTRANCE IN MECH ROOM
529 | HIGH ST | 43085-3943 | Active | F022811 | WILKINS | 720A | PVB | 0.750 | 3622536 | BACK
530 | HIGH ST | 43085-3944 | Active | B15195 | WATTS | 009M2PCQT | RP | 0.750 | 66580 | ABOVE WATER METER IN SE CORNER OF BUILDING
547 | HIGH ST | 43085-4132 | Active | 757028 | WILKINS | 975XL | RP | 1.000 | 66963 | MECHANICAL ROOM
547 | HIGH ST | 43085-4132 | Active | cb165239 | WILKINS | 720A | PVB | 1.000 | 66962 | SOUTH
600 | HIGH ST | 43085-4116 | Active | ACA3596 | WILKINS | 975XL | RP | 2.000 | 3626927 | WATER METER ROOM
600 | HIGH ST | 43085-4116 | Not Required by DOW | 621254 | WATTS | 009QT | RP | 1.000 | 68523 | NORTH BOILER ROOM
600 | HIGH ST | 43085-4116 | Not Required by DOW | 610557 | WATTS | 909QT | RP | 0.750 | 68521 | IN NORTH BOILER ROOM
600 | HIGH ST | 43085-4116 | Not Required by DOW | 49215 | WATTS | 919QT | RP | 0.750 | 104022 | BOILER ROOM (BASEMENT)
600 | HIGH ST | 43085-4116 | Not Required by DOW | 11042 | WATTS | 007QT | DC | 1.500 | 68522 | IN MECHANICAL ROOM
627 | HIGH ST | 43085-4143 | Active | 4690146 | WILKINS | 975XL2 | RP | 1.000 | 3633178 | BASEMENT NORTH WALL EAST OF METER
627 | HIGH ST | 43085-4143 | Not Required by DOW | 2494355 | WILKINS | 950XLT | DC | 0.750 | 69528 | BASEMENT OVER WATER SOFTNER
634 | HIGH ST | 43085-4116 | Not Required by DOW | 026058 | WATTS | 909 | RP | 1.000 | 3618401 | NEXT TO WATER METER
634 | HIGH ST | 43085-4116 | Active | 21046 | WATTS | LF919QT | RP | 1.500 | 3443161
649 | HIGH ST | 43085-4105 | Active | 28063 | WILKINS | 350 | DCDA | 6.000 | 3633862 | SOUTH WALL SUPPLY ROOM
649 | HIGH ST | 43085-4105 | Active | 33832 | WILKINS | 375 | RP | 3.000 | 3633861 | SOUTH WALL SUPPLY ROOM BASEMENT..WOODEN DOOR
649 | HIGH ST | 43085-4105 | Active | HC59383 | WILKINS | 950 | DC | 0.750 | 3653410 | basement at meter
649 | HIGH ST | 43085-4105 | Not Required by DOW | 15765 | WATTS | 919QT | RP | 1.000 | 70030 | SOUTH WALL SUPPLY ROOM
649 | HIGH ST | 43085-4105 | Not Required by DOW | WO25977 | WILKINS | 975XL | RP | 0.750 | 70027 | EAST SIDE OF BASEMENT MECH ROOM
649 | HIGH ST | 43085-4105 | Not Required by DOW | 4219632 | WILKINS | 975XL | RP | 0.750 | 70029 | IN BOILER ROOM OVER HEAD
649 | HIGH ST | 43085-4105 | Not Required by DOW | W026078 | WILKINS | 975XL | RP | 0.750 | 70028 | EAST SIDE MECH ROOM
654 | HIGH ST | 43085-4106 | Due Install |  |  |  | RP | 0.750 | 3443162 | AT METER MTR ACCESS PANEL IN LADIES RM GRATERS
666 | HIGH ST | 43085-4135 | Due Install |  |  |  | RP |  | 3443167
688 | HIGH ST | 43085-4106 | Active | 62770 | WATTS | 919AQT | RP | 0.750 | 3443173
694 | HIGH ST | 43085-4106 | Active | T188358 | Wilkins | 720-A | PVB | 0.750 | 3443175 | BACK OF BUILDING
710 | HIGH ST | 43085- | Active | 159517 | WATTS | 800QT | PVB | 1.000 | 87483 | Northeast Green
711 | HIGH ST | 43085-4138 | Active | CB325177 | WILKINS | 720A | PVB | 0.750 | 3443178 | LEFT SIDE OF THE HOUSE
727 | HIGH ST | 43085- | Active | 4777174 | WILKINS | 975XL | RP | 0.750 | 3653373 | SOUTHWESTT CORNER-VILLAGE GREEN
727 | HIGH ST | 43085- | Active | T340100 | Wilkins | 720A | PVB | 1.000 | 70230 | Southwest Green
742 | HIGH ST | 43085- | Active | EAD8939 | Wilkins | 720A | PVB | 1.000 | 70232 | Southeast Green
752 | HIGH ST | 43085-4108 | Active | 26987 | WATTS | 919 | RP | 2.000 | 3611826 | BASEMENT SOUTH SIDE
763 | HIGH ST | 43085- | Active | T278475 | Wilkins | 720A | PVB | 1.000 | 70231 | Northwest Green
773 | HIGH ST | 43085-4140 | Not Required by DOW | 165828 | WATTS | 009QT | RP | 1.000 | 72644 | BASEMENT
773 | HIGH ST | 43085-4140 | Active | 21620 | WILKINS | 350DA | DCDA | 4.000 | 90732 | WATER METER ROOM
773 | HIGH ST | 43085-4140 | Active | 2064525 | WILKINS | 950XL | DC | 0.750 | 72645 | MECHANICAL ROOM -- BASEMENT
773 | HIGH ST | 43085-4140 | Not Required by DOW | 565946 | WATTS | 009M2QT | RP | 1.500 | 87345 | 2ND FLOOR IN FURNACE ROOM - WOMENS REST ROOM
773 | HIGH ST | 43085-4140 | Active | W177809 | WILKINS | 975XL | RP | 1.500 | 72646 | MECHANICAL ROOM BASEMENT
777 | HIGH ST | 43085-4174 | Not Required by DOW | 361776 | WATTS | 909QT | RP | 1.000 | 72750 | BOILER ROOM - Griswold Center ABOVE AIR HANDLER
777 | HIGH ST | 43085-4174 | Due Install |  |  |  | DCDA | 4.000 | 3626445 | BSMNT MECH/BOILER AREA
777 | HIGH ST | 43085-4174 | Active | 4792740 | WILKINS | 975 | RP | 2.000 | 3626444 | BSMNT AT WATER METER - GRISWOLD CENTER
777 | HIGH ST | 43085-4174 | Not Required by DOW | 89818 | WILKINS | 975 | RP | 2.000 | 72751 | BASEMENT BOILER ROOM - Griswold Center
800 | HIGH ST | 43085-4160 | Due Install |  |  |  | RP | 1.500 | 3632527
800 | HIGH ST | 43085-4160 | Active | 46996 | WATTS | LF919QT | RP | 1.000 | 3607750 | BASEMENT BOILER ROOM - CLOSE TO CEILING
800 | HIGH ST | 43085-4160 | Active | cb402443 | WILKINS | 720A | PVB | 1.000 | 102439 | LEFT FRONT AT NW CORNER
820 | HIGH ST | 43085-4108 | Active | 96487 | WATTS | 007QT | DC | 0.750 | 73496 | MECHANICAL ROOM IN BASEMENT
820 | HIGH ST | 43085-4108 | Active | 59187 | WATTS | 919 | RP | 1.000 | 73252 | AT CEILING IN BOILER ROOM BETWEEN BOILER & ELECTRIC PANEL-820 HIGH
820 | HIGH ST | 43085-4108 | Active | 3LL0202 | AMES | 3000SS | DCDA | 6.000 | 73495 | MECHANICAL ROOM IN BASEMENT
825 | HIGH ST | 43085-4157 | Active | 122492 | Watts | LF009M2 | RP | 2.000 | 3635194
825 | HIGH ST | 43085-4157 | Not Required by DOW | 606927 | RAINBIRD | 100 | PVB | 1.000 | 73599 | RIGHT SIDE OF BLDG - OUTSIDE
870 | HIGH ST | 43085-4139 | Active | 4590656 | WILKINS | 975XL2 | RP | 1.500 | 3443185 | ELECTRICAL MECHANICAL ROOM
890 | HIGH ST | 43085- | Active | 22172 | WATTS | 919QT | RP | 1.500 | 3622948 | EAST SIDE (BACK) BUILDING
890 | HIGH ST | 43085- | Active | N1705260621 | FEBCO | LF870V | DC | 4.000 | 3626579 | EAST SIDE (BACK) BUILDING
890 | HIGH ST | 43085- | Active | 02087 | WATTS | LF619 | DC | 0.750 | 3626580 | EAST SIDE (BACK) BUILDING
891 | HIGH ST | 43085-4109 | Active | 198922 | WATTS | LF009M3QT | RP | 0.750 | 3443292
893 | HIGH ST | 43085-4134 | Due Install |  |  |  | RP | 0.750 | 3443190
901 | HIGH ST | 43085-4109 | Due Install |  |  |  | RP | 0.750 | 3443194
910 | HIGH ST | 43085- | Active | N1706270808 | FEBCO | 876 | DCDA | 4.000 | 3624480 | NE MECH/RISER ROOM
910 | HIGH ST | 43085- | Active | 02340 | WATTS | LF719QT | DC | 0.750 | 3624481 | NE MECH/RISER ROOM METER ROOM
910 | HIGH ST | 43085- | Active | 19799 | WATTS | LF919QT | RP | 1.500 | 3622855 | NE MECH/RISER ROOM AT WATER METER
910 | HIGH ST | 43085- | Not Required by DOW | 4343005 | WILKINS | 975XL | RP | 0.750 | 3624869 | SW MECH RM BY MAIN METER
911 | HIGH ST | 43085-4109 | Active | 190975 | WATTS | 009QT | RP | 0.750 | 90786 | SE WALL OF NW STOCKROOM BEDHIND COOLER AT WATER METER
918 | HIGH ST | 43085-4110 | Not Required by DOW | 16563 | WATTS | 919AQT | RP | 1.000 | 95492 | STOCK ROOM
918 | HIGH ST | 43085-4110 | Active | 57139 | AMES | 2000B | DC | 0.750 | 95410 | SW METER/RISER AREA STOCK AREA
918 | HIGH ST | 43085-4110 | Active | 007033 | WATTS | LF009M2QT | RP | 1.500 | 95409 | SW METER/RISER AREA AT WATER MTR STOCK AREA
918 | HIGH ST | 43085-4110 | Active | 1606130907 | AMES | 3000SS | DCDA | 4.000 | 95322 | SW METER/RISER AREA STOCK AREA
923 | HIGH ST | 43085-3953 | Not Required by DOW | 4604913 | WILKINS | 975XL | RP | 1.000 | 3649464 | MID S MECH/FURN ROOM ABOVE WATER METER
923 | HIGH ST | 43085-3953 | Active | 65889 | WATTS | LF919QT | RP | 1.000 | 3443198 | MID S MECH/FURN ROOM AT WATER METER
930 | HIGH ST | 43085- | Active | 37666 | WATTS | 919QT | RP | 1.000 | 102251 | ACE HARDWARE, SE CORNER
933 | HIGH ST | 43085-4017 | Active | 170567 | WATTS | 009M2QT | RP | 1.500 | 3607471 | SE OUTSIDE DOOR METER ROOM
933 | HIGH ST | 43085-4017 | Active | 185622 | AMES | 3000SS | DCDA | 6.000 | 3613488 | SE OUTSIDE DOOR METER ROOM
933 | HIGH ST | 43085-4017 | Active | 23902 | WATTS | 007M1QT | DC | 0.750 | 3613489 | SE OUTSIDE DOOR METER ROOM
933 | HIGH ST | 43085-4017 | Not Required by DOW | 60393 | WATTS | LF919QT | RP | 0.750 | 3650316 | HOSE BIB IN PRODUCE PREP AREA
933 | HIGH ST | 43085-4017 | Not Required by DOW | 4398932 | WILKINS | 975XL | RP | 1.000 | 3618661 | RISER ROOM
940 | HIGH ST | 43085-4021 | Due Install |  |  |  | RP | 1.500 | 3443200
965 | HIGH ST | 43085-4065 | Due Install |  |  |  | RP | 1.000 | 3443202
970 | HIGH ST | 43085-4083 | Active | T300033 | WILKINS | 720A | PVB | 0.750 | 3443203 | LEFT SIDE OF HOUSE NEAR A/C UNIT
970 | HIGH ST | 43085-4083 | Due Install |  |  |  | RP | 4.000 | 3650569 | BSMNT WEST UNIT A-1 AT WATER METER
1001 | HIGH ST | 43085-4094 | Active | CAA46415 | WILKINS | 720A | PVB | 1.000 | 93555 | FRONT OF BLDG
1001 | HIGH ST | 43085-4094 | Due Install |  |  |  | RP | 1.000 | 3636904 | BASEMENT N/W CORNER
1021 | HIGH ST | 43085- | Due Install |  |  |  | RP | 1.000 | 3443207
700 | HIGH ST UNIT REAR | 43085-4137 | Active | 427451 | WATTS | 009M2QT | RP | 1.000 | 71200 | MECHANICAL ROOM BASEMENT OF NEW BUILDING
700 | HIGH ST UNIT REAR | 43085-4137 | Active | 35297 | WILKINS | 975 | RP | 1.000 | 71235 | BASEMENT MECHANICAL ROOM, NE SIDE OF EDUCATIONAL BLDG
700 | HIGH ST UNIT REAR | 43085-4137 | Active | 506675 | WILKINS | 975 | RP | 2.000 | 71236 | BASEMENT MECHANICAL ROOM - NW SIDE OF EDUCATION BLDG
700 | HIGH ST UNIT REAR | 43085-4137 | Active | 1828 | WATTS | 007M2QT | DC | 1.250 | 71197 | MECHANICAL ROOM BASEMENT OF NEW BUILDING (FIRE SPRINKLER)
78 | HIGHBLUFFS BLVD | 43235- | Not Required by DOW | H45573 | FEBCO | 825Y | RP | 1.000 | 89483 | METER BUILDING - ENTRANCE
78 | HIGHBLUFFS BLVD | 43235- | Active | 65701 | WATTS | 007M1PCQT | DC | 0.750 | 89175 | METER HOUSE
78 | HIGHBLUFFS BLVD | 43235- | Active | 143856 | AMES | 3000SS | DCDA | 6.000 | 89174 | METER HOUSE
78 | HIGHBLUFFS BLVD | 43235- | Active | PJ-2640 | WATTS | 957 | RP | 4.000 | 89173 | METER HOUSE
165 | HIGHBLUFFS BLVD | 43235-1484 | Active | 432881 | WILKINS | 975XL | RP | 1.500 | 3632999 | ABOVE FREEZER IN KITCHEN
165 | HIGHBLUFFS BLVD | 43235-1484 | Active | 411895 | WATTS | 909QT | RP | 1.000 | 55706 | 1ST FLOOR BOILER ROOM
165 | HIGHBLUFFS BLVD | 43235-1484 | Active | 3568015 | WILKINS | 975XL | RP | 1.000 | 55707 | 7TH FLOOR BOILER ROOM
215 | HIGHGATE AVE | 43085-3014 | Active | 527630 | WATTS | 800QT | PVB | 1.000 | 93557 | FRONT OF HOUSE
238 | HIGHGATE AVE | 43085-3015 | Active | A151141 | WILKINS | 720A | PVB | 0.750 | 58115 | FRONT OF HOUSE
250 | HIGHGATE AVE | 43085-3015 | Active | HB10809 | FeBCO | 765 | PVB | 1.000 | 58466 | FRONT OF HOUSE
276 | HIGHGATE AVE | 43085-3015 | Active | 564369 | RAINBIRD | 100 | PVB | 1.000 | 93558 | RIGHT SIDE
315 | HIGHGATE AVE | 43085-3082 | Active | CB420781 | WILKINS | 720 | PVB | 0.750 | 3444460 | LEFT SIDE OF HOUSE
332 | HIGHGATE AVE | 43085-3017 | Active | CB585186 | WILKINS | 720 | PVB | 0.750 | 3444462 | RIGHT SIDE
351 | HIGHGATE AVE | 43085-3016 | Active | CB030151 | WILKINS | 720 | PVB | 0.750 | 3444465 | FRONT RIGHT OF DOOR LEFT OF GAS MTR
363 | HIGHGATE AVE | 43085-3016 | Active | 11294 | FEBCO | 765 | PVB | 1.000 | 61319 | OUTSIDE
399 | HIGHGATE AVE | 43085-3016 | Active | H066788 | FEBCO | 765 | PVB | 0.750 | 62467 | FRONT OF HOUSE
519 | HIGHGATE AVE | 43085-3016 | Active | 1835 | FEBCO | 765 | PVB | 0.750 | 66278 | FRONT OF HOUSE
1 | HIGHGROVE | 43054 | Active | CB079415 | WILKINS | 720A | PVB | 0.750 | 3616852 | LEFT OF FRONT DOOR
4 | HIGHGROVE | 43054 | Active | T205872 | WILKINS | 720A | PVB | 0.750 | 3618602 | LEFT SIDE OF HOUSE
7 | HIGHGROVE | 43054 | Active | 053105 | WATTS | 800M4QT | PVB | 1.000 | 3622627 | FRONT LEFT
7 | HIGHGROVE | 43054 | Active | 06452 | WATTS | 919 | RP | 0.500 | 3615070
9 | HIGHGROVE | 43054 | Active | CB451941 | WILKINS | 720A | PVB | 1.000 | 3629861 | LEFT SIDE OF HOUSE
10 | HIGHGROVE | 43054 | Active | HB55747 | FEBCO | 765 | PVB | 0.750 | 3602501 | BACK OF HOUSE BY GENERTOR
12 | HIGHGROVE | 43054 | Active | CB073853 | WILKINS | 720A | PVB | 0.750 | 3603405 | LEFT OF FRONT DOOR
14 | HIGHGROVE | 43054 | Active | CB629160 | WILKINS | 720A | PVB | 0.750 | 3615076 | FRONT LEFT OF HOUSE (JUST RIGHT OF GARAGE)
15 | HIGHGROVE | 43054 | Active | T176224 | WILKINS | 720A | PVB | 0.750 | 3604508 | FRONT OF HOUSE LEFT OF FRONT DOOR
3 | HIGHGROVE FARMS | 43054 | Active | T231682 | WILKINS | 720A | PVB | 0.750 | 3618385 | FRONT OF HOUSE
6 | HIGHGROVE FARMS | 43054 | Active | B005337 | WILKINS | 375 | RP | 0.750 | 3613427 | BASEMENT LEFT OF NUM-1 BOILER
6 | HIGHGROVE FARMS | 43054 | Active | 403986 | WILKINS | 420 | PVB | 1.000 | 3622885
7 | HIGHGROVE FARMS | 43054 | Active | T417750 | WILKINS | 720A | PVB | 0.750 | 3652809 | FRONT RIGHT
8 | HIGHGROVE FARMS | 43054 | Active | CB179838 | WILKINS | 720A | PVB | 1.000 | 3626173 | LEFT FRONT
9 | HIGHGROVE FARMS | 43054 | Active | CB113240 | WILKINS | 720A | PVB | 0.750 | 3611725 | FRONT LEFT OF HOUSE
11 | HIGHGROVE RD | 43054 | Active | CB015693 | WILKINS | 720A | PVB | 0.750 | 3602489 | 4281 CLUB BLVD, LEFT FRONT
258 | HIGHLAND AVE | 43085-2654 | Active | AD3503 | FEBCO | 765 | PVB | 0.750 | 93560 | FRONT EAST OF DOOR
267 | HIGHLAND AVE | 43085-2664 | Active | 673801 | RAINBIRD | 100 | PVB | 1.000 | 103080 | BACK OF HOUSE
360 | HIGHLAND AVE | 43085-2662 | Active | L03042 | WILKINS | 375 | RP | 2.500 | 61211 | MECH ROOM - Community Center
360 | HIGHLAND AVE | 43085-2662 | Active | 1346098 | WILKINS | 975 | RP | 1.000 | 61212 | MECH ROOM - Community Center
360 | HIGHLAND AVE | 43085-2662 | Active | 05314 | AMES | 2000B | DC | 0.750 | 61210 | Water meter pit - Community Center, METER PIT FAR NW OF BLDG IN FIELD
360 | HIGHLAND AVE | 43085-2662 | Active | 1507170606 | AMES | 3000GDCDA | DCDA | 6.000 | 61214 | Water meter pit far NW of building in field - Community Center
360 | HIGHLAND AVE | 43085-2662 | Active | L03994 | WILKINS | 375 | RP | 3.000 | 61216 | MECH ROOM 185 - Community Center
360 | HIGHLAND AVE | 43085-2662 | Active | L01307 | WILKINS | 375 | RP | 4.000 | 61215 | MECH RM - Community Center
360 | HIGHLAND AVE | 43085-2662 | Active | W024786 | WILKINS | 975 | RP | 2.000 | 61213 | MECH ROOM 185 - Community Center
380 | HIGHLAND AVE | 43085-2662 | Active | ACJ7466 | WILKINS | 975XL2 | RP | 1.500 | 3626398 | INSIDE 1st BAY OF GARAGE AT WATER METER -ENG DEPT SERVICES
380 | HIGHLAND AVE | 43085-2662 | Not Required by DOW | 12601 | WATTS | 007QT | DC | 2.000 | 61625 | BLDG 370-374 ROOM 007 BSMNT MECH/METER ROOM -LIMITED FIRE
380 | HIGHLAND AVE | 43085-2662 | Active | ACA3595 | WILKINS | 975 | RP | 2.000 | 3646370 | BLDG 370-374 ROOM 007 BSMNT MECH/METER ROOM
627 | HIGHLAND DR | 43214-3405 | Active | W104594 | WILKINS | 975 | RP | 1.000 | 69529 | IN BASEMENT
1116 | HIGHLAND DR | 43220-4940 | Active | T418644 | Wilkins | 720A | PVB | 0.750 | 3444731
1118 | HIGHLAND DR | 43220 | Active | 438546 | WILKINS | 420 | PVB | 0.750 | 3646703 | FRONT LEFT
1120 | HIGHLAND DR | 43220 | Active | 435319 | WILKINS | 420 | PVB | 0.750 | 3644887 | FRONT LEFT
1122 | HIGHLAND DR | 43220 | Active | 4382568 | WILKINS | 420 | PVB | 0.750 | 3646860 | FRONT LEFT
4481 | HIGHLAND MEADOW CT | 43026-9072 | Active | 181366 | WILKINS | 420 | PVB | 1.000 | 64144 | LEFT SIDE OF HOUSE
4491 | HIGHLAND MEADOW CT | 43026-9072 | Active | CB126700 | WILKINS | 720A | PVB | 1.000 | 64165 | RIGHT SIDE OF HOUSE
5048 | HIGHLAND MEADOW DR | 43026-9073 | Active | H591184 | FEBCO | 765 | PVB | 1.000 | 65818 | N/W CORNER OF HOUSE LEFT SIDE
811 | HIGHLAND ST | 43215-1393 | Active | 238038 | WATTS | LF009M3QT | RP | 0.750 | 3444755 | AFTER METER IN BASEMENT
933 | HIGHLAND ST | 43201-3419 | Active | CB585258 | WILKINS | 720 | PVB | 0.750 | 3444757 | BACK LEFT OF HOUSE
1277 | Highland St | 43201 | Active | UC-0940 | AMES | COLT400 | RP | 3.000 | 3648239 | IN HOTBOX SOUTHEAST
1418 | HIGHLAND ST | 43201 | Not Required by DOW | ACD6799 | WILKINS | 975XL | RP | 2.000 | 3649982 | MAINT CLOSET AT 1420A
1418 | HIGHLAND ST | 43201 | Active | 01596 | AMES | 2000BM3 | DC | 0.750 | 3618287 | IN METER BLDG N BEHIND APARTMENTS IN PARKING LOT
1418 | HIGHLAND ST | 43201 | Active | PL3115 | AMES | COLT 300GV | DCDA | 6.000 | 3618286 | IN METER HOUSE N BEHIND APARTMENTS IN PARKING LOT
1418 | HIGHLAND ST | 43201 | Active | QD0670 | WATTS | 957 | RP | 4.000 | 3618257 | IN METER BLDG N BEHIND APARTMENTS IN PARKING LOT BY DUMPSTER
361 | HIGHLAND WAY | 43085-2657 | Active | H516768 | FEBCO | 765 | PVB | 0.750 | 95823 | RIGHT SIDE OF HOUSE
364 | HIGHLAND WAY | 43085-2657 | Active | 2790208 | WILKINS | 975XLBMS | RP | 0.750 | 93561 | BASEMENT NEAR WATER METER
5960 | HIGHLANDER DR | 43081 | Active | CB674715 | Wilkins | 720A | PVB | 0.750 | 3607787 | RIGHT SIDE
6012 | HIGHLANDER DR | 43081 | Active | F136654 | WILKINS | 720A | PVB | 0.750 | 99690 | RIGHT SIDE
6025 | HIGHLANDER DR | 43081 | Active | T084016 | WILKINS | 720A | PVB | 0.750 | 101540 | REAR SIDE OF HOUSE
6026 | HIGHLANDER DR | 43081 | Active | CB620484 | WILKINS | 720A | PVB | 0.750 | 101805 | LEFT FRONT
6084 | HIGHLANDER DR | 43081-7162 | Active | EAF4247 | WILKINS | 720A | PVB | 0.750 | 3600498 | LEFT SIDE HOUSE
65 | HIGHVIEW BL | 43207-6056 | Active | W047111 | WILKINS | 975 | RP | 1.000 | 70045 | MECH ROOM
100 | HIGHVIEW BLVD | 43207-6023 | Active | 56362 | WATTS | 009QT | RP | 1.000 | 53524 | MECHANICAL ROOM 1ST FLOOR
155 | HIGHVIEW BLVD | 43207-6038 | Active | 165334 | AMES | 3000SS | DCDA | 6.000 | 96206 | MAINTENANCE ROOM WEST SIDE OF BLDG
155 | HIGHVIEW BLVD | 43207-6038 | Active | VI--0684 | WATTS | 957 | RP | 3.000 | 3633860 | MAINTENANCE ROOM WEST SIDE OF BLDG
155 | HIGHVIEW BLVD | 43207-6038 | Active | 12288 | WATTS | 007QT | DC | 0.750 | 96204 | MAINTENANCE ROOM
1201 | HILDRETH AVE | 43203-1510 | Active | ABI7210 | WILKINS | 975XL | RP | 0.750 | 3650595 | IN SHED
1911 | HILLANDALE AVE | 43229-1441 | Active | AD4933 | FEBCO | 765 | PVB | 0.750 | 93195 | LEFT SIDE OF HOUSE
5716 | HILLCOAT DR | 43026-8098 | Active | 121965 | WATTS | 800QT | PVB | 0.750 | 67703 | FRONT RIGHT SIDE
4926 | HILLIARD GREEN DR | 43026-7100 | Active | 307311 | WATTS | 800M4FR | PVB | 0.750 | 65438 | RIGHT SIDE OF HOUSE
4934 | HILLIARD GREEN DR | 43026-7100 | Active | 6567 | FEBCO | 765 | PVB | 1.000 | 65453 | WEST SIDE
4942 | HILLIARD GREEN DR | 43026-7100 | Active | EH6632 | FEBCO | 765 | PVB | 1.000 | 65467 | LEFT HAND SIDE
1193 | HILLIARD ROME E RD | 43228 | Active | 68616 | WATTS | 919 | RP | 0.750 | 3626499 | GARAGE WATER ROOM
1193 | HILLIARD ROME E RD | 43228 | Active | RC-1919 | WATTS | 975 | RPDA | 8.000 | 3626498 | GARAGE WATER ROOM
1193 | HILLIARD ROME E RD | 43228 | Active | RC-1286 | WATTS | 957 | RP | 4.000 | 3626497 | GARAGE WATER ROOM
1313 | HILLIARD ROME E RD | 43228- | Due Install |  |  |  | DCDA | 6.000 | 3632701
1313 | HILLIARD ROME E RD | 43228- | Active | 019328 | WATTS | 009QT | RP | 2.000 | 54637 | NORTHEAST MECHANICAL ROOM
1313 | HILLIARD ROME E RD | 43228- | Not Required by DOW | W210367 | WILKINS | 975XLBMS | RP | 1.500 | 54638 | MECHANICAL ROOM
1353 | HILLIARD ROME E RD | 43228 | Active | 71067 | AMES | 2000B | DC | 0.750 | 3603654 | METER PIT SE CORNER OF LOT
1353 | HILLIARD ROME E RD | 43228 | Active | 127315 | AMES | 4000SS | RP | 3.000 | 3603655 | HOT BOX SE CORNER OF LOT
1353 | HILLIARD ROME E RD | 43228 | Active | 181896 | AMES | 3000SS | DCDA | 8.000 | 3603462 | METER PIT SE CORNER OF LOT
555 | HILLIARD ROME RD | 43228-9265 | Active | 3JL1350 | AMES | 3000SS | DCDA | 6.000 | 67216 | IN PIT NEXT TO ENTRANCE (SERIAL #3JE1350)
555 | HILLIARD ROME RD | 43228-9265 | Not Required by DOW | [5 empty] | 3627986
555 | HILLIARD ROME RD | 43228-9265 | Active | 38438 | WATTS | 919 | RP | 2.000 | 3627985 | BESIDE SHIPPING AND RECEIVING IN WARE HOUSE
555 | HILLIARD ROME RD | 43228-9265 | Active | 94054 | WATTS | 007QT | DC | 0.750 | 67217 | IN PIT NEXT TO WATER ENTRANCE
799 | HILLIARD ROME RD | 43228- | Not Required by DOW | 104717 | WATTS | 007M1QT | DC | 2.000 | 3606055 | BLDG 441-467 RISER ROOM
799 | HILLIARD ROME RD | 43228- | Not Required by DOW | 39013 | WATTS | 007M2QT | DC | 1.500 | 73103 | 5412-5466 DIAMOND LOCH DR, IN VALVE CLOSET NEXT TO APT #5442 BLDG 9
799 | HILLIARD ROME RD | 43228- | Not Required by DOW | 39389 | AMES | 2000B | DC | 1.500 | 95607 | 5401-5467 DIAMOND LOCH DR, AT RISER CLOSET BLDG 1
799 | HILLIARD ROME RD | 43228- | Not Required by DOW | B092739 | WILKINS | 350DC | DC | 1.500 | 73096 | IN VALVE CLOSET NEXT TO APT #5612 BLDG 3
799 | HILLIARD ROME RD | 43228- | Not Required by DOW | 39064 | WATTS | 007M2QT | DC | 1.500 | 73095 | 5592-5658 BONAVENTURE DR, IN VALVE CLOSET NEXT TO APT. #5592 BLDG 6
799 | HILLIARD ROME RD | 43228- | Not Required by DOW | 08690 | WATTS | 719QT | DC | 1.500 | 73094 | 5400/5572-5638/5612C DIAMOND LOCH, VALVE CLOSET NEXT TO APT #5508
799 | HILLIARD ROME RD | 43228- | Not Required by DOW | 39214 | WATTS | 007M2QT | DC | 1.500 | 3603705 | SPRINKLER ROOM 56126
799 | HILLIARD ROME RD | 43228- | Not Required by DOW | 55373 | WATTS | 007M1 | DC | 0.750 | 3646388 | 600 TRINITY MARSH - PRIVATE METER PIT
799 | HILLIARD ROME RD | 43228- | Not Required by DOW | 44560 | WATTS | 007M2QT | DC | 1.500 | 73097 | 5481-5547 DIAMOND LOCH DR, SPRINKLER ROOM 5521B CLOSET BLDG 2
799 | HILLIARD ROME RD | 43228- | Not Required by DOW | 39589 | AMES | 2000B | DC | 1.500 | 73098 | 5591-5726 ELAM WAY, IN VALVE CLOSET NEXT TO APT 5670 BLDG 5
799 | HILLIARD ROME RD | 43228- | Not Required by DOW | B098160 | WILKINS | 350DC | DC | 1.500 | 73099 | 5501-5567 BONAVENTURE DR, IN VALVE CLOSET NEXT TO APT #5541 BLDG 8
799 | HILLIARD ROME RD | 43228- | Active | 624901 | WATTS | 909M1 | RP | 8.000 | 73102 | MAIN PUMP HOUSE AT HARTFORD VILLAGE COMMUNITY
799 | HILLIARD ROME RD | 43228- | Not Required by DOW | B098154 | WILKINS | 350DC | DC | 1.500 | 73100 | 5621-5677 ELAM WAY, IN VALVE CLOSET NEXT TO APT #5621 - BLDG 4
799 | HILLIARD ROME RD | 43228- | Not Required by DOW | 45367 | AMES | 2000B | DC | 2.000 | 3646387 | 440 - 466 TRINITY MARSH
799 | HILLIARD ROME RD | 43228- | Not Required by DOW | 30131002 | AMES | 3000SS | DCDA | 6.000 | 3646386 | 600 TRINITY MARSH - PRIVATE METER PIT
799 | HILLIARD ROME RD | 43228- | Not Required by DOW | 39202 | AMES | 2000B | DC | 1.500 | 3609867 | 5502-5568 BONAVENTURE DR, SPRINKLER ROOM 5502G BLDG 7
799 | HILLIARD ROME RD | 43228- | Not Required by DOW | 15992 | AMES | 2000B | DC | 2.000 | 3606058 | BLDG 541-567 RISER ROOM
799 | HILLIARD ROME RD | 43228- | Active | 624838 | WATTS | 909M1 | RP | 8.000 | 73101 | MAIN PUMP HOUSE HARTFORD VILLAGE COMMUNITY
799 | HILLIARD ROME RD | 43228- | Not Required by DOW | 16370 | AMES | 2000B | DC | 2.000 | 3606057 | BLDG 540-566 RISER ROOM
799 | HILLIARD ROME RD | 43228- | Not Required by DOW | 16376 | AMES | 2000B | DC | 2.000 | 3606056 | BLDG 440-466 RISER ROOM
831 | HILLIARD ROME RD | 43026 | Not Required by DOW | 35599 | WATTS | 919QT | RP | 2.000 | 3643528 | SPRINKLER ROOM
831 | HILLIARD ROME RD | 43026 | Active | TG-1449 | AMES | 500GV | RPDA | 10.000 | 3641406 | HOT BOX EAST PARKING LOT
831 | HILLIARD ROME RD | 43026 | Active | TF-3206 | AMES | 400 | RP | 4.000 | 3641401 | Hotbox
831 | HILLIARD ROME RD | 43026 | Active | 84373 | WATTS | 975 | RP | 0.750 | 3643502 | HOT BOX EAST SIDE OF PARKING LOT
831 | HILLIARD ROME RD | 43026 | Not Required by DOW | 4799608 | WILKINS | 975 | RP | 2.000 | 3643527 | SPRINKLER ROOM
891 | HILLIARD ROME RD | 43228 | Active | 294408 | WATTS | 009M2-FP | RP | 1.000 | 3654949 | HOTBOX FRONT
891 | HILLIARD ROME RD | 43228 | Active | 216360 | WATTS | LF009M2QT | RP | 2.000 | 3654526 | HOTBOX FRONT
1040 | HILLIARD ROME RD | 43228 | Active | 36424 | WATTS | 919QT | RP | 1.000 | 102736 | UTILITY ROOM
1111 | HILLIARD ROME RD | 43228-9769 | Active | 158408 | WILKINS | 975 | RP | 2.000 | 53944 | WEST SIDE OF ELECTRIC ROOM 21' OFF FLOOR
1111 | HILLIARD ROME RD | 43228-9769 | Not Required by DOW | T000591 | WILKINS | 720A | PVB | 1.500 | 53945 | OUTSIDE NW CORNER OF BLDG
1111 | HILLIARD ROME RD | 43228-9769 | Not Required by DOW | 270931 | WILKINS | 950 | DC | 1.500 | 53946 | IN ELECTRIC ROOM, WEST SIDE, APPROX 5' ABOVE FLOOR LEVEL
1500 | HILLIARD ROME RD | 43228-9543 | Not Required by DOW | 467634G | WILKINS | 975XL2 | RP | 1.500 | 55202 | SE CORNER OF CAR WASH
1500 | HILLIARD ROME RD | 43228-9543 | Active | 1002036 | WILKINS | 975XL | RP | 2.000 | 55201 | STORAGE ROOM
1520 | HILLIARD ROME RD | 43026-8184 | Due Install |  |  |  | RP | 1.500 | 3445662
1527 | HILLIARD ROME RD | 43228 | Active | 139871210 | WATTS | 774 | DCDA | 6.000 | 100219 | METER PIT
1527 | HILLIARD ROME RD | 43228 | Active | 17166 | WATTS | 007M1QT | DC | 0.750 | 100231 | METER PIT
1527 | HILLIARD ROME RD | 43228 | Not required by DOW | J041326 | FEBCO | 825Y | RP | 0.750 | 103565 | 1509 HILLIARD ROME RD, REAR OF BUILDING ABOVE MOP SINK
1527 | HILLIARD ROME RD | 43228 | Active | 293636 | WATTS | 009M2QT | RP | 2.000 | 100232 | HOT BOX AT METER PIT OFF RENNER RD
1550 | HILLIARD ROME RD | 43228- | Not Required by DOW | 004815 | WATTS | 909 | RP | 1.000 | 3606340 | ABOVE MTR
1550 | HILLIARD ROME RD | 43228- | Active | 00718 | WATTS | 909M1HWQT | RP | 1.500 | 103831 | AT MTR
1585 | HILLIARD ROME RD | 43026 | Active | 29695 | WATTS | 007M1QT | DC | 0.750 | 3611263 | HOT BOX NW CORNER OF MEIJER ENTRANCE & HILLIARD ROME RD
1585 | HILLIARD ROME RD | 43026 | Active | 197514 | AMES | 3000SS | DCDA | 6.000 | 3613500 | HOT BOX AT CORNER OF MEIJER & HILLIARD ROME RD
1585 | HILLIARD ROME RD | 43026 | Active | 1161673 | WILKINS | 975XL2 | RP | 1.500 | 3613499 | HOT BOX NW CORNER MEIJER ENTRANCE & HILLIARD ROME ` AT WTR METER
1600 | HILLIARD ROME RD | 43026-8121 | Not Required by DOW | 2665966 | WILKINS | 975XL | RP | 0.750 | 92537 | MECH ROOM
1600 | HILLIARD ROME RD | 43026-8121 | Active | 36716 | WATTS | 919AQT | RP | 1.000 | 97874 | mech closet off break room
1630 | HILLIARD ROME RD | 43026 | Active | 15268 | WATTS | 919AQT | RP | 1.500 | 102153 | MECHANICAL ROOM AT WATER METER
1630 | HILLIARD ROME RD | 43026 | Not Required by DOW | 36628 | WATTS | 919AQT | RP | 1.000 | 102154 | MECHANICAL ROOM AT WATER METER
1660 | HILLIARD ROME RD | 43228- | Active | 088707 | WILKINS | 975 | RP | 1.000 | 55758 | IN SW CORNER OF BASEMENT
1661 | HILLIARD ROME RD | 43228-9485 | Active | 18723 | WILKINS | 350 | DCDA | 8.000 | 3649856 | METER VAULT
1661 | HILLIARD ROME RD | 43228-9485 | Not Required by DOW | 62924 | FEBCO | 765 | PVB | 1.250 | 97003 | 2ND FLOOR SUPPLY CLOSET
1661 | HILLIARD ROME RD | 43228-9485 | Active | 18727 | WILKINS | 350 | DCDA | 8.000 | 3624623 | METER VAULT
1661 | HILLIARD ROME RD | 43228-9485 | Not Required by DOW | AA5075 | FEBCO | 765 | PVB | 0.750 | 55772 | ABOVE PRODUCE COOLER -- HOT WATER TO PRODUCE SINK
1661 | HILLIARD ROME RD | 43228-9485 | Active | HC36635XL | WILKINS | 950 | DC | 0.750 | 3649857 | METER VAULT
1661 | HILLIARD ROME RD | 43228-9485 | Active | HC36584 | WILKINS | 950 | DC | 0.750 | 3638143 | METER VAULT
1661 | HILLIARD ROME RD | 43228-9485 | Not Required by DOW | 5878 | FEBCO | 765 | PVB | 1.000 | 55775 | 2ND FLOOR SUPPLY CLOSET
1661 | HILLIARD ROME RD | 43228-9485 | Active | 224349 | WATTS | 909 | RP | 4.000 | 55768 | FIRE RISER ROOM
1661 | HILLIARD ROME RD | 43228-9485 | Not Required by DOW | 3985799 | WILKINS | 975XL | RP | 0.750 | 55770 | OVER PRODUCE COOLER
1661 | HILLIARD ROME RD | 43228-9485 | Not Required by DOW | AE5633 | FEBCO | 765 | PVB | 1.000 | 55773 | ABOVE PRODUCE COOLER -SERIAL #AE5633
1661 | HILLIARD ROME RD | 43228-9485 | Not Required by DOW | ABE0546 | WILKINS | 975 | RP | 0.750 | 55771 | OVER SEAFOOD COOLER -- WASH OUT FOR DISPOSAL SEAFOOD
1680 | HILLIARD ROME RD | 43228- | Not Required by DOW | G169962 | WILKINS | 720A | PVB | 0.750 | 97164 | LEFT OF BACK DOOR OUTSIDE
1680 | HILLIARD ROME RD | 43228- | Active | 139323 | WATTS | LF009M2QT | RP | 1.000 | 3635274 | BACK CENTER AT BACK DOOR AT WATER METER
1700 | HILLIARD ROME RD | 43026-9613 | Active | 4663078 | WILKINS | 975XL2 | RP | 1.000 | 89082 | BACK STORE ROOM BY METER
1715 | HILLIARD ROME RD | 43228- | Active | B325745 | WILKINS | 375XL | RP | 1.500 | 3626669 | FURNACE/MECH ROOM AT METER
1715 | HILLIARD ROME RD | 43228- | Not Required by DOW | W149763 | WILKINS | 975A | RP | 0.750 | 55930 | MECHANICAL ROOM BY WATER METER
1715 | HILLIARD ROME RD | 43228- | Not Required by DOW | 4939694 | WILKINS | 950XLT2 | DC | 1.500 | 55931 | MECH RM BEHIND MENS ROOM LIMITED FIRE SYS
1725 | HILLIARD ROME RD | 43026 | Active | 28284 | WATTS | 919ZQT | RP | 1.000 | 99308 | BY REAR DOOR
1730 | HILLIARD ROME RD | 43026-7534 | Not Required by DOW | 1241877 | WILKINS | 975XL | RP | 0.750 | 89570 | CENTER OF BUILDING BY METER
1730 | HILLIARD ROME RD | 43026-7534 | Active | 148483 | WATTS | 009 | RP | 1.000 | 55985 | IN CENTER OF BUILDING IN STORAGE AREA AT WATER METER
1735 | HILLIARD ROME RD | 43026-9469 | Active | 240793 | WATTS | 009QT | RP | 2.000 | 55993 | MECH ROOM RIGHT AFTER METER
1735 | HILLIARD ROME RD | 43026-9469 | Not Required by DOW | 385568 | WILKINS | 420XL | PVB | 1.000 | 55994 | NEXT TO MECH ROOM
1735 | HILLIARD ROME RD | 43026-9469 | Active | 14963 | WATTS | 007M1PCQT | DC | 0.750 | 55995 | IN HOT BOX S.E. CORER OF LOT ON HILL
1735 | HILLIARD ROME RD | 43026-9469 | Active | 1709300110 | AMES | 3000SS | DCDA | 6.000 | 55992 | IN PIT S.E. CORNER OF LOT
1742 | HILLIARD ROME RD | 43026 | Not Required by DOW | 193459 | WATTS | LF009M2QT | RP | 1.000 | 3648306
1742 | HILLIARD ROME RD | 43026 | Active | 077921 | WATTS | LF009M2QT | RP | 1.500 | 3648302 | HOTBOX OFF OF HILLIARD ROME RD SOUTH OF SERVICE DRIVE
1750 | HILLIARD ROME RD | 43026- | Due Install |  |  |  | RP | 1.500 | 3559080 | EAST MOST PIT SOUTH OF WALMART GARDEN CENTER
1760 | HILLIARD ROME RD | 43026-9067 | Not required by DOW | 80381 | WATTS | LF009M3QT | RP | 0.750 | 3611917 | 1744 Hilliard Rome Road - SE Break-Laundry Room
1760 | HILLIARD ROME RD | 43026-9067 | Not Required by DOW | 170321 | WATTS | 009M2QT | RP | 2.000 | 56055 | Riser Room - Rear East Side by 1748
1760 | HILLIARD ROME RD | 43026-9067 | Active | A018090 | FEBCO | 805YB | DC | 0.750 | 56056 | SE Rear Across Rear Access - Along Westchester Woods In Meter Pit
1760 | HILLIARD ROME RD | 43026-9067 | Active | 199547 | WATTS | 909 | RP | 4.000 | 56057 | Rear Riser Room - Center East behind 1760
1760 | HILLIARD ROME RD | 43026-9067 | Not required by DOW | 95768 | WATTS | LF009QT | RP | 0.500 | 56054 | BEHIND ICE MAKER AT BW 3'S
1760 | HILLIARD ROME RD | 43026-9067 | Active | 105311244 | FEBCO | 856 | DCDA | 6.000 | 56053 | SE Rear Across Rear Access - Along Westchester Woods In Meter Pit
1760 | HILLIARD ROME RD | 43026-9067 | Not Required by DOW | 118544 | WATTS | 009M2 | RP | 2.000 | 3651347 | Rear Riser Room - Center East behind 1760
1760 | HILLIARD ROME RD | 43026-9067 | Not Required by DOW | 113273 | WATTS | 009M2 | RP | 2.000 | 3651349 | Rear Riser Room - Center East behind 1760
1760 | HILLIARD ROME RD | 43026-9067 | Not Required by DOW | 118543 | WATTS | 009M2 | RP | 2.000 | 3651348 | Rear Riser Room - Center East behind 1760
1760 | HILLIARD ROME RD | 43026-9067 | Not required by DOW | 80674 | WATTS | LF009M3QT | RP | 0.750 | 3611916 | 1744 Hilliard Rome Road NE Office
1760 | HILLIARD ROME RD | 43026-9067 | Not Required by DOW | 1457321 | WILKINS | 975XL | RP | 0.750 | 3640713 | 1738 Hilliard Rome Road - Mechanical Closet Near Back
1760 | HILLIARD ROME RD | 43026-9067 | LPS - Active |  |  |  | LPC |  | 3636796
1760 | HILLIARD ROME RD | 43026-9067 | Not required by DOW | 167405 | WATTS | 009QT | RP | 0.500 | 3616913 | 1710 Hilliard Rome Road - Rear Supply Room - Wall for Pop Dispensing
1760 | HILLIARD ROME RD | 43026-9067 | Not required by DOW | 80528 | WATTS | LF009M3QT | RP | 0.750 | 3611915 | 1744 Hilliard Rome Road NE Office
1760 | HILLIARD ROME RD | 43026-9067 | Not required by DOW | 128016 | WATTS | 009M2PCQT | RP | 1.000 | 96710 | FRONT LOBBY CLOSET
1760 | HILLIARD ROME RD | 43026-9067 | Not required by DOW | W405572 | WILKINS | 975XL2 | RP | 0.500 | 3616844 | 1710 Hilliard Rome Road - Kitchen - Above Ice Machine
1760 | HILLIARD ROME RD | 43026-9067 | Not required by DOW | 80532 | WATTS | LF009M3QT | RP | 0.750 | 3611918 | 1744 Hilliard Rome Road - SE Break-Laundry Room
1770 | HILLIARD ROME RD | 43026-9067 | Active | N02442 | WILKINS | 350DA | DCDA | 4.000 | 56081 | OUTSIDE MECH ROOM SOUTH SIDE OF BUILDING
1770 | HILLIARD ROME RD | 43026-9067 | Active | 114372 | WILKINS | 950XL | DC | 0.750 | 56079 | OUTSIDE MECH ROOM SOUTH SIDE OF BUILDING
1770 | HILLIARD ROME RD | 43026-9067 | Active | 4164144 | WILKINS | 975XL2 | RP | 2.000 | 3613835 | MECH ROOM SOUTH
1770 | HILLIARD ROME RD | 43026-9067 | Not Required by DOW | 02798 | AMES | 4000B | RP | 2.000 | 56082 | OUTSIDE MECH ROOM SOUTH SIDE OF BUILDING
1777 | HILLIARD ROME RD | 43026-9469 | Active | 26705 | WATTS | LF919QT | RP | 1.500 | 3649693 | AT WATER METER
1777 | HILLIARD ROME RD | 43026-9469 | Not required by DOW | 126459 | WILKINS | 950 | DC | 1.500 | 56106 | IN THE MECH ROOM, ABOVE THE WATER METER
1781 | HILLIARD ROME RD | 43026 | Active | 4898022 | WILKINS | 975XL2 | RP | 2.000 | 3649553 | MECH ROOM AT WATER METER
1785 | HILLIARD ROME RD | 43026-9469 | Due Install |  |  |  | RP |  | 3632753
1785 | HILLIARD ROME RD | 43026-9469 | Active | 342200 | WILKINS | 975 | RP | 0.750 | 56136 | STORAGE ROOM
1785 | HILLIARD ROME RD | 43026-9469 | Active | CB023629 | WILKINS | 720A | PVB | 1.000 | 56137 | STORAGE ROOM
1790 | HILLIARD ROME RD | 43026-9067 | Active | 107463 | WATTS | 009M2QT | RP | 1.000 | 56148 | MECH ROOM
1800 | HILLIARD ROME RD | 43026-7565 | Active | 124451 | AMES | 3000SS | DCDA | 10.000 | 56199 | WATER PIT (BEHIND SKYLINE CHILI)
1800 | HILLIARD ROME RD | 43026-7565 | Not Required by DOW | W197380 | WILKINS | 975XL | RP | 2.000 | 97847 | 1872 Hilliard Rome Rd, Rear SE Corner
1800 | HILLIARD ROME RD | 43026-7565 | Not Required by DOW | 4385886 | WILKINS | 975XL2 | RP | 2.000 | 89403 | MECH ROOM - BACK OF 1892
1800 | HILLIARD ROME RD | 43026-7565 | Active | TI-0922 | AMES | RP400 | RP | 4.000 | 3640944 | HOT BOX AT METER PIT. BEHIND SKYLINE CHILI
1800 | HILLIARD ROME RD | 43026-7565 | Not Required by DOW | 94041 | WATTS | 009M2QT | RP | 1.500 | 56206 | 1786 Hilliard Rome Rd, Rear NE Corner
1800 | HILLIARD ROME RD | 43026-7565 | Active | 28876 | AMES | 2000B | DC | 0.750 | 56205 | WATER PIT (BEHIND SKYLINE CHILI)
1800 | HILLIARD ROME RD | 43026-7565 | Not Required by DOW | 223179 | WATTS | 009M2QT | RP | 2.000 | 56204 | MECH ROOM-METER ROOM-BACK OF BUILDING UNIT 1810
1800 | HILLIARD ROME RD | 43026-7565 | Not Required by DOW | 221425 | WATTS | 009QT | RP | 2.000 | 56203 | 1830 Hilliard Rome Rd, Rear SE Wall
1800 | HILLIARD ROME RD | 43026-7565 | Not required by DOW | 1458340505 | AMES | 2000SS | DC | 4.000 | 56201 | EAST WALL (REAR MECH ROOM) IF TENANT SPACE UNIT 1864
1800 | HILLIARD ROME RD | 43026-7565 | Not required by DOW | 144949 | AMES | 2000SS | DC | 6.000 | 56200 | 1872 Hilliard Rome Rd, Rear SE Corner
1815 | HILLIARD ROME RD | 43026-7288 | Not Required by DOW | AB9730 | FEBCO | 765 | PVB | 1.500 | 56289 | W SIDE OF BLDG INSIDE MECH. RM--SERIAL # AB9730
1815 | HILLIARD ROME RD | 43026-7288 | Active | 455751 | WILKINS | 975 | RP | 1.500 | 56288 | WEST SIDE OF BUILDING INSIDE MECHANICAL ROOM
1825 | HILLIARD ROME RD | 43026-7288 | Active | 06894 | WATTS | 919QT | RP | 2.000 | 92533 | NW CORNER OF BACK WAREHOUSE BY FIRE RISER DICKS
1825 | HILLIARD ROME RD | 43026-7288 | Active | 1529640101 | AMES | 3000SS | DCDA | 8.000 | 92603 | BEHIND STORE IN METER PIT IN MOUND
1825 | HILLIARD ROME RD | 43026-7288 | Active | 2686490 | WILKINS | 975XL | RP | 1.500 | 92800 | MECH ROOM BACK OF BLDG 1912 TANGLEWOOD
1825 | HILLIARD ROME RD | 43026-7288 | Active | 53148 | AMES | 2000B | DC | 0.750 | 92604 | BEHIND STORE IN METER PIT IN MOUND
1835 | HILLIARD ROME RD | 43026-7288 | Active | 474376 | WILKINS | 975XL | RP | 1.500 | 56357 | AT METER
1835 | HILLIARD ROME RD | 43026-7288 | Not Required by DOW | T181395 | WILKINS | 720A | PVB | 0.750 | 3610206 | OUTSIDE
1840 | HILLIARD ROME RD | 43026-7565 | Not Required by DOW | W149676 | WILKINS | 975 | RP | 1.000 | 56376 | METER ROOM REAR OF BLDG
1840 | HILLIARD ROME RD | 43026-7565 | Active | 01838 | AMES | 2000BM3 | DC | 0.750 | 3641010 | FIRE METER
1840 | HILLIARD ROME RD | 43026-7565 | Active | TG-1018 | AMES | COLT 300 | DCDA | 4.000 | 3641009 | FIRE METER INSIDE FRONT DOOR TO LEFT..DOUBLE DOORS. CLOSET
1840 | HILLIARD ROME RD | 43026-7565 | Active | W177820 | WILKINS | 975XL | RP | 2.000 | 56377 | METER ROOM REAR OF BUILDING
1855 | HILLIARD ROME RD | 43026-7288 | Active | 2279712 | WILKINS | 975XL | RP | 2.000 | 95778 | STOCK ROOM
1855 | HILLIARD ROME RD | 43026-7288 | Not Required by DOW | 2304681 | WILKINS | 975XL | RP | 1.500 | 92451 | STOCK ROOM
1855 | HILLIARD ROME RD | 43026-7288 | Active | 1529210107 | AMES | 3000SS | DCDA | 8.000 | 3636605 | PIT WEST SIDE OF BUILDING
1855 | HILLIARD ROME RD | 43026-7288 | Active | 51789 | AMES | 2000B | DC | 0.750 | 3636607 | PIT WEST SIDE OF BUILDING FIRE SIDE CAR
1855 | HILLIARD ROME RD | 43026-7288 | Due Install |  |  |  | LPC |  | 3636624
1855 | HILLIARD ROME RD | 43026-7288 | Not Required by DOW | W342193 | WILKINS | 975XL | RP | 2.000 | 3648568 | IN 1881 JANITORS CLOSET
1865 | HILLIARD ROME RD | 43026-7288 | Active | 1334890404 | AMES | 3000SS | DCDA | 4.000 | 56444 | MECH SIDE OF BUILDING
1865 | HILLIARD ROME RD | 43026-7288 | Not Required by DOW | 4634843 | WILKINS | 975XLBMS | RP | 1.000 | 56443 | SPRINKLER ROOM
1865 | HILLIARD ROME RD | 43026-7288 | Active | 37792 | AMES | 2000B | DC | 0.750 | 56445 | MECH ROOM SIDE OF BUILDING
1865 | HILLIARD ROME RD | 43026-7288 | Active | W128219 | WILKINS | 975A | RP | 1.500 | 56446 | MECH MECH NW CORNER
1880 | HILLIARD ROME RD | 43026-7565 | Active | 164048 | WATTS | 009M3QT | RP | 0.750 | 100812 | MECHANICAL ROOM
1891 | HILLIARD ROME RD | 43026-7288 | Active | W149865 | WILKINS | 975XL | RP | 1.500 | 56526 | MECH ROOM
1891 | HILLIARD ROME RD | 43026-7288 | Not Required by DOW | W115864 | WILKINS | 975 | RP | 1.000 | 56525 | MECHANICAL ROOM EAST SIDE
1900 | HILLIARD ROME RD | 43026-7566 | Active | 4772536 | WILKINS | 975XL2 | RP | 1.500 | 56554 | MECH ROOM
1900 | HILLIARD ROME RD | 43026-7566 | Active | 13089 | AMES | 3000SS | DCDA | 6.000 | 56555 | MECH ROOM NE CORNER
1900 | HILLIARD ROME RD | 43026-7566 | Not Required by DOW | 241167 | WATTS | 009M2QT | RP | 1.000 | 56556 | FIRE RISER ROOM. NORTHEAST CORNER OF BUILDING
1900 | HILLIARD ROME RD | 43026-7566 | Active | 6257 | WATTS | 719QT | DC | 0.750 | 56557 | MECH ROOM
1935 | HILLIARD ROME RD | 43026-7920 | Active | 163717 | WATTS | 009M2QT | RP | 1.500 | 56676 | NW MECH/RISER AREA AT WATER METER
1935 | HILLIARD ROME RD | 43026-7920 | Active | 3GL0520 | AMES | 3000SS | DCDA | 4.000 | 56677 | NW MECH/RISER AREA
1935 | HILLIARD ROME RD | 43026-7920 | Active | 82075 | WATTS | 007M2QT | DC | 0.750 | 56678 | NW MECH/RISER AREA
1935 | HILLIARD ROME RD | 43026-7920 | Not Required by DOW | 384218 | WATTS | 800M4QT | PVB | 0.750 | 56679 | OUTSIDE -- NW BLDG
1944 | HILLIARD ROME RD | 43026-7566 | Active | 3703688 | WILKINS | 975 | RP | 2.000 | 103876 | MECHANICAL ROOM AT WATER METER
1944 | HILLIARD ROME RD | 43026-7566 | Not Required by DOW | 3803498 | WILKINS | 975 | RP | 0.750 | 103879 | MECHANICAL ROOM AT WATER METER
1944 | HILLIARD ROME RD | 43026-7566 | Not Required by DOW | T154986 | WILKINS | 720A | PVB | 1.000 | 103880
1970 | HILLIARD ROME RD | 43026-7566 | Not Required by DOW | 4012705 | WILKINS | 975 | RP | 0.750 | 3607935 | RO SYSTEM, KITCHEN AREA OF STARBUCKS
1970 | HILLIARD ROME RD | 43026-7566 | LPS - Active | [5 empty] | 3633748
1970 | HILLIARD ROME RD | 43026-7566 | Not Required by DOW | 353427 | WATTS | 009PCQT | RP | 0.500 | 101553 | VAC ROOM REAR
1970 | HILLIARD ROME RD | 43026-7566 | Active | 110498 | WATTS | 774DCDA | DCDA | 10.00 | 93064 | METER PIT FRONT OF STORE
1970 | HILLIARD ROME RD | 43026-7566 | Active | 16187 | WATTS | 007M1PCQT | DC | 0.750 | 93187 | METER PIT IN FRONT OF STORE
1970 | HILLIARD ROME RD | 43026-7566 | Active | 11751151006 | AMES | 4000SS | RP | 3.000 | 93188 | HOT BOX IN FRONT OF STORE - 2358 HILLIARD ROME RD
1970 | HILLIARD ROME RD | 43026-7566 | Not Required by DOW | A07644 | WATTS | 009M2QT | RP | 2.000 | 93418 | FRONT MECH ROOM
1988 | HILLIARD ROME RD | 43026-7566 | Not Required by DOW | 107200 | WATTS | 009QT | RP | 1.500 | 56863 | MECH ROOM
1988 | HILLIARD ROME RD | 43026-7566 | Active | 107198 | WATTS | 009M2QT | RP | 1.500 | 56864 | MECH ROOM
1988 | HILLIARD ROME RD | 43026-7566 | Not Required by DOW | 185207 | WATTS | 009QT | RP | 0.750 | 56865 | ABOVE MAIN IN METER ROOM
1988 | HILLIARD ROME RD | 43026-7566 | Not Required by DOW | 248277 | WATTS | 009QT | RP | 1.000 | 56866 | ABOVE MAIN METER IN MECH ROOM
2035 | HILLIARD ROME RD | 43026-9066 | Active | 85876 | WATTS | 009M2QT | RP | 1.500 | 57081 | 2935 HILLIARD ROME RD, AT WATER METER
2035 | HILLIARD ROME RD | 43026-9066 | Not Required by DOW | 809532 | WILKINS | 720A | PVB | 1.000 | 57080 | MECH ROOM BESIDE MOP SINK
2055 | HILLIARD ROME RD | 43026- | Active | 171381 | WATTS | 909 | RP | 3.000 | 57122 | 5508 HILLIARD ROME OFFICE PARK (BLDG A) NE MECH ROOM
2055 | HILLIARD ROME RD | 43026- | Active | 31618 | AMES | 2000B | DC | 0.750 | 57123 | MECH ROOM 5508 (BLDG A)
2055 | HILLIARD ROME RD | 43026- | Not Required by DOW | 2256953 | WILKINS | 975XLBMS | RP | 2.000 | 93192 | IN 5567 HILLIARD ROME OFFICE PARK
2055 | HILLIARD ROME RD | 43026- | Active | 128483 | AMES | 3000SS | DCDA | 8.000 | 57121 | OUTSIDE
2055 | HILLIARD ROME RD | 43026- | Not Required by DOW | 109301 | WATTS | 009M2QT | RP | 1.500 | 57120 | MECH / FURNANCE ROOM
2110 | HILLIARD ROME RD | 43228- | Active | 4708467 | WILKINS | 975XL | RP | 1.000 | 91104 | WEST SIDE OF BUILDING AT WATER METER
2110 | HILLIARD ROME RD | 43228- | Not Required by DOW | H19142 | FEBCO | 860 | RP | 1.000 | 97055 | ABOVE WATER METER IN BACK OF STORE
2130 | HILLIARD ROME RD | 43026-9629 | Not Required by DOW | Eaa8583 | WILKINS | 720A | PVB | 1.250 | 92293 | REAR BY ELECTRIC
2130 | HILLIARD ROME RD | 43026-9629 | Active | 608982 | WATTS | 909QT | RP | 1.000 | 90654 | MECH ROOM
2164 | HILLIARD ROME RD | 43026-9629 | Not Required by DOW | 548930 | WATTS | 800M4QT | PVB | 1.000 | 57493 | RIGHT SIDE OF BLDG
2164 | HILLIARD ROME RD | 43026-9629 | Active | W187077 | WILKINS | 975 | RP | 1.000 | 57492 | MECH ROOM
2165 | HILLIARD ROME RD | 43026-9068 | Not Required by DOW | 357712 | WATTS | 909QT | RP | 0.750 | 57496 | 2135 HILLIARD ROME RD, IN MECH ROOM NORTH CENTRAL OF SUITE
2165 | HILLIARD ROME RD | 43026-9068 | Active | 266125 | WATTS | 909M1QT | RP | 2.000 | 57494 | NIKE SPORTS LOUNGE, IN THE LOUNGE (UTILITY ROOM)
2185 | HILLIARD ROME RD | 43026-9068 | Active | 262221 | WATTS | 909M1QT | RP | 1.500 | 57539 | EAST SIDE OF BUILDING - OUTSIDE
2194 | HILLIARD ROME RD | 43026-9629 | Active | 31075 | WATTS | 009M1QT | RP | 1.500 | 57565 | MECHANICAL ROOM AT WATER METER
2210 | HILLIARD ROME RD | 43026 | Active | 194221 | WATTS | LF009M2QT | RP | 1.000 | 3650701 | CENTER WALL FRONT
2221 | HILLIARD ROME RD | 43026 | Active | H017477 | FEBCO | 805YB | DC | 0.750 | 100717
2221 | HILLIARD ROME RD | 43026 | Active | 36437 | WATTS | 919QT | RP | 0.750 | 100719 | SOUTHEAST CORNER MECHANIC ROOM
2221 | HILLIARD ROME RD | 43026 | Active | N1106130127 | FEBCO | 856 | DCDA | 8.000 | 100718 | UTILITY ROOM
2228 | HILLIARD ROME RD | 43026-9629 | Active | 52456 | WATTS | 009 | RP | 1.000 | 3633292 | Mech Room at Meter
2228 | HILLIARD ROME RD | 43026-9629 | Not Required by DOW | 587152 | WILKINS | 720A | PVB | 0.750 | 57677 | BACK OF BUILDING
2343 | HILLIARD ROME RD | 43026- | Active | TL-2809 | WATTS | 957 | RP | 8.000 | 3624677 | HOTBOX NEAR HILLIARD ROME RD, NORTH OF ENTRANCE AND POOL
2343 | HILLIARD ROME RD | 43026- | Not Required by DOW | 432287 | WILKINS | 975 | RP | 0.750 | 58022 | POOL MECHANICAL ROOM - 5535 CABOT COVE DR
2344 | HILLIARD ROME RD | 43026- | Active | 1760950715 | AMES | 2000SS | DC | 4.000 | 3613796 | BUILDING 2D NW RISER ROOM
2344 | HILLIARD ROME RD | 43026- | Active | N1506190733 | FEBCO | LF880V | RP | 8.000 | 3445668 | APT # 2316
2379 | HILLIARD ROME RD | 43026 | Active | T427974 | Wilkins | 720A | PVB | 1.000 | 3650650 | OUTSIDE SPRINKLER CLOSET IN BUILDING #2
2379 | HILLIARD ROME RD | 43026 | Active | SH-1663 | WATTS | 957 | RPDA | 8.000 | 3633702 | MID S MECH/RISER/METER BLDG
2379 | HILLIARD ROME RD | 43026 | LPS - Active |  |  |  | LST |  | 3638046 | FIRE BOOSTER PUMP MECH/RISER/METER BLDG
2379 | HILLIARD ROME RD | 43026 | Active | SH-3854 | WATTS | 957 | RP | 3.000 | 3633701 | MID S MECH/RISER/METER BLDG AT WATER METER
2379 | HILLIARD ROME RD | 43026 | Active | 76549 | WATTS | 919QT | RP | 0.750 | 3633703 | MID S MECH/RISER/METER BLDG
2379 | HILLIARD ROME RD | 43026 | LPS - Active |  |  |  | VSS |  | 3638047 | DOM BOOSTER PUMP MECH/RISER/METER BLDG
2387 | HILLIARD ROME RD | 43026 | Active | 121080 | WATTS | LF009M2QT | RP | 2.000 | 3636013 | NW Back Mechanical-Riser Rm - Outside Door
2387 | HILLIARD ROME RD | 43026 | LPS - Active |  |  |  | LPC |  | 3636019 | DOM PUMP NW MECH/RISER ROOM
2387 | HILLIARD ROME RD | 43026 | Active | 1073781018 | AMES | 5000 | RPDA | 6.000 | 3636017 | NW Back Mechanical-Riser Rm - Outside Door
2387 | HILLIARD ROME RD | 43026 | Active | 14557 | AMES | 4000 | RP | 0.750 | 3636018 | NW Back Mechanical-Riser Rm - Outside Door
2410 | HILLIARD ROME RD | 43026- | Not Required by DOW | 327250 | Watts | LF009M3QT | RP | 0.750 | 3650759
2410 | HILLIARD ROME RD | 43026- | Active | 51618 | WATTS | 919AQT | RP | 0.750 | 3605930 | AT METER
2455 | HILLIARD ROME RD | 43026-8194 | Not Required by DOW | H736198 | FEBCO | 765 | PVB | 1.000 | 99006 | OUTSIDE SW BY A/C UNITS
2455 | HILLIARD ROME RD | 43026-8194 | Not Required by DOW | 8798 | AMES | 2000SS | DC | 1.000 | 58340 | SE STORAGE ROOM LIMITED FIRE UP HIGH 5/3RD BANK
2455 | HILLIARD ROME RD | 43026-8194 | Not Required by DOW | 08801 | AMES | 2000B | DC | 1.000 | 58341 | SW MECH/FURNACE RM LIMITED FIRE UP HIGH 5/3RD BANK
2455 | HILLIARD ROME RD | 43026-8194 | Active | W069426 | WILKINS | 975XL | RP | 1.50 | 58342 | SW MECH/FURN RM AT WATER MTR 5/3RD BANK
2475 | HILLIARD ROME RD | 43026-8194 | Active | 1071861004 | WATTS | 774DCDA | DCDA | 4.000 | 89902 | 2475 Suite - Rear Stock - Meter Area
2475 | HILLIARD ROME RD | 43026-8194 | Active | 130737 | WILKINS | 975 | RP | 1.500 | 58411 | 2475 Suite - Rear Stock - Meter Area
2475 | HILLIARD ROME RD | 43026-8194 | Active | 10066 | WATTS | 007M1PCQT | DC | 0.750 | 89903 | 2475 Suite - Rear Stock - Meter Area
2511 | HILLIARD ROME RD | 43026-8195 | Active | 56550 | WATTS | 009QT | RP | 1.500 | 58520 | MECHANICAL ROOM SW CORNER INSIDE
2516 | HILLIARD ROME RD | 43026- | Not Required by DOW | 246773 | WATTS | LF009M3QT | RP | 0.750 | 3640718 | under hot water tank by mtr
2516 | HILLIARD ROME RD | 43026- | Active | AKA3682 | WILKINS | 375XL | RP | 2.000 | 3640716 | UNDER WATER HEATER REAR OF BUILDING
2516 | HILLIARD ROME RD | 43026- | Not Required by DOW | 344646 | WILKINS | 950XL | DC | 1.000 | 58524 | UNDER WATER HEATER REAR OF BUILDING
2525 | HILLIARD ROME RD | 43026-9471 | Not Required by DOW | 60115 | WATTS | 008PCQT | PVB | 0.500 | 97701 | Produce prep @ sink
2525 | HILLIARD ROME RD | 43026-9471 | Active | JB0545 | AMES | 3000SS | DCDA | 6.000 | 97704 | back room @ receiving
2525 | HILLIARD ROME RD | 43026-9471 | Active | 256889 | WATTS | 909HWM1QT | RP | 2.000 | 58539 | LOADING DOCK AREA BY METER
2525 | HILLIARD ROME RD | 43026-9471 | Not Required by DOW | 56910 | WATTS | 008PCQT | PVB | 0.500 | 102186 | FRONT WOMEN'S RESTROOM
2525 | HILLIARD ROME RD | 43026-9471 | Not Required by DOW | 59611 | WATTS | 008PCQT | PVB | 0.500 | 100418 | MEN'S RESTROOM @ BACK
2525 | HILLIARD ROME RD | 43026-9471 | Not Required by DOW | 57556 | WATTS | 008PCQT | PVB | 0.500 | 100417 | MEN'S RESTROOM, FRONT
2525 | HILLIARD ROME RD | 43026-9471 | Not Required by DOW | 57118 | WATTS | 008PCQT | PVB | 0.500 | 100416 | WOMEN'S RESTROOM @ BACK
2525 | HILLIARD ROME RD | 43026-9471 | Not Required by DOW | 57254 | WATTS | 008PCQT | PVB | 0.500 | 97711 | Meat Dept. Sink
2525 | HILLIARD ROME RD | 43026-9471 | Active | 15509 | AMES | 2000BM3 | DC | 0.750 | 97710 | back room @ receiving
2525 | HILLIARD ROME RD | 43026-9471 | Not Required by DOW | 57206 | WATTS | 008PCQT | PVB | 0.500 | 97708 | seafood @ sink
2525 | HILLIARD ROME RD | 43026-9471 | Not Required by DOW | 57207 | WATTS | 008PCQT | PVB | 0.500 | 97707 | At sink in Bakery
2525 | HILLIARD ROME RD | 43026-9471 | Not Required by DOW | 16821 | WATTS | 008PCQT | SVB | 0.500 | 97706 | At sink in deli Dept.
2540 | HILLIARD ROME RD | 43026-8419 | Active | 4543373 | WILKINS | 975XL2 | RP | 1.250 | 58576 | METER ROOM REAR OF STEAK ESCAPE BY EXIT DOOR
2550 | HILLIARD ROME RD | 43026-8419 | Active | 21448 | WATTS | 919QT | RP | 1.000 | 98781 | BACK BY METER
2550 | HILLIARD ROME RD | 43026-8419 | Active | 10935 | WATTS | 919QT | RP | 1.500 | 98729 | BY METER
2575 | HILLIARD ROME RD | 43026-8249 | Active | 130733 | WILKINS | 975A | RP | 1.500 | 58662 | 2561 Suite - Rear Dock Area SW Corner
2575 | HILLIARD ROME RD | 43026-8249 | Active | N0810100549 | FEBCO | 876V | DCDA | 4.000 | 98487 | 2561 Suite - Rear Dock Area SW Corner
2575 | HILLIARD ROME RD | 43026-8249 | Active | H012458 | FEBCO | 805YB | DC | 0.750 | 98486 | 2561 Suite - Rear Dock Area SW Corner
2590 | HILLIARD ROME RD | 43026-7404 | Active | 4503310 | WILKINS | 975XL2 | RP | 2.000 | 3445676
2636 | HILLIARD ROME RD | 43026-9468 | Active | 19531 | WATTS | 919AQT | RP | 1.500 | 3619883
2730 | HILLIARD ROME RD | 43026-8420 | Active | 4700087 | WILKINS | 975XL | RP | 0.750 | 59126 | BASEMENT
2790 | HILLIARD ROME RD | 43026-9608 | Active | 84621 | WATTS | 009QT | RP | 0.750 | 59292 | WEST SIDE OF BASEMENT WALL BY METER
2876 | HILLIARD ROME RD | 43026 | Active | 4915806 | WILKINS | 975XL2 | RP | 1.500 | 3651206
3150 | HILLIARD ROME RD | 43026 | Not Required by DOW | 53550 | WATTS | 919QT | RP | 1.000 | 3621288 | SW STOCK AREA
3150 | HILLIARD ROME RD | 43026 | Active | 481592 | WILKINS | 975XL2 | RP | 1.000 | 3622559 | SW STOCK ROOM/AREA AT WATER METER
3189 | HILLIARD ROME RD | 43026-7971 | Active | 306981 | WATTS | 009QT | RP | 2.000 | 60165 | WATER METER ROOM REAR OF BLDG THRU OUTSIDE DOOR..SEPERATE ROOM
3189 | HILLIARD ROME RD | 43026-7971 | Not Required by DOW | 52980 | FEBCO | 825YA | RP | 1.000 | 60166 | WATER METER ROOM REAR OF BLDG
3201 | HILLIARD ROME RD | 43026-9472 | Active | 061475 | WATTS | 009M2-FP | RP | 1.500 | 60195 | REAR OF BLDG AT WATER METER
3211 | HILLIARD ROME RD | 43026-9472 | Active | 32341 | WATTS | 009M2 | RP | 1.500 | 60208 | AT WATER METER IN 3211
3219 | HILLIARD ROME RD | 43026- | Active | 130448 | WATTS | 009 | RP | 2.000 | 60213 | LEFT REAR
3219 | HILLIARD ROME RD | 43026- | Not Required by DOW | 15428 | WATTS | 009M2QT | RP | 1.250 | 99069 | AT WATER METER
3311 | HILLIARD ROME RD | 43026-8363 | Active | 331155 | WATTS | 909QT | RP | 1.000 | 60456 | MAINTENANCE SHOP GOLF COURSE
3325 | HILLIARD ROME RD | 43026 | Active | 221481 | WATTS | LF009M2QT | RP | 1.000 | 3650662 | HOTBOX NEAR STREET
3340 | HILLIARD ROME RD | 43026-8114 | Not Required by DOW | 318620 | WATTS | 909QT | RP | 1.000 | 60499 | BOILER ROOM
3340 | HILLIARD ROME RD | 43026-8114 | Active | 002143 | WATTS | 909 | RP | 3.000 | 3611818 | BOILER ROOM
1755 | HILLIARD ROME RD BLDG A | 43026-9469 | Not Required by DOW | 411663 | WILKINS | 420 | PVB | 0.750 | 100089 | MEAT DEPARTMENT
1755 | HILLIARD ROME RD BLDG A | 43026-9469 | Not Required by DOW | 420048 | WILKINS | 420 | PVB | 0.750 | 100088 | MEAT DEPARTMENT
1755 | HILLIARD ROME RD BLDG A | 43026-9469 | Active | 1288610903 | AMES | 3000SS | DCDA | 8.000 | 56037 | FIRE PUMP ROOM
1755 | HILLIARD ROME RD BLDG A | 43026-9469 | Active | 170534 | WATTS | 909 | RP | 3.000 | 56038 | MECH -FIRE ROOM
1755 | HILLIARD ROME RD BLDG A | 43026-9469 | Not Required by DOW | T034155 | WILKINS | 720A | PVB | 0.750 | 100090 | MEAT DEPARTMENT
1755 | HILLIARD ROME RD BLDG A | 43026-9469 | LPS - Active |  |  |  | LPC |  | 3636847
1755 | HILLIARD ROME RD BLDG A | 43026-9469 | Not Required by DOW | 503497 | WILKINS | 720A | PVB | 0.500 | 100087 | IN BAKERY ON SOAP DISPENSER
1755 | HILLIARD ROME RD BLDG A | 43026-9469 | Active | 32631 | AMES | 2000B | DC | 0.750 | 95309 | BACK WALL CORRECT MTR # IS 45897878 FOR DCDA SIDE CAR *SD*
1755 | HILLIARD ROME RD BLDG B | 43026-9469 | Active | A01153 | AMES | 4000B | RP | 1.500 | 97714 | gas station back room.
1661 | HILLIARD ROME RD UNIT A | 43228-9485 | Active | 165491 | WATTS | LF009M2QT | RP | 1.000 | 3445664 | MTR ON W WALL INSIDE GAS STATION
2447 | HILLIARD ROME RD UNIT A | 43026-8194 | Active | 1422520605 | AMES | 3000SS | DCDA | 4.000 | 93237 | SW Corner Rear Riser / Meter Room
2447 | HILLIARD ROME RD UNIT A | 43026-8194 | Active | 43805 | AMES | 2000B | DC | 0.750 | 93245 | SW Corner - Rear Riser / Meter Room
2447 | HILLIARD ROME RD UNIT A | 43026-8194 | Active | W236282 | WILKINS | 975XLBMS | RP | 2.000 | 93246 | SW Corner - Rear Riser / Meter Room
2447 | HILLIARD ROME RD UNIT B | 43026 | Active | 445936 | APOLLO/CONBRACO | RP4A | RP | 2.000 | 103873 | MECHANICAL ROOM OUTSIDE
2447 | HILLIARD ROME RD UNIT B | 43026 | Not Required by DOW | 348073 | APOLLO/CONBRACO | RP40Z | RP | 1.250 | 103906 | WEST WALL BACK ROOM
4576 | HILLIARD RUN DR | 43026-8997 | Active | 262916 | WILKINS | 420 | PVB | 0.750 | 3445700
1499 | HILLIARD-ROME RD | 43228- | Active | 192614 | WATTS | 909 | RP | 3.000 | 100631 | Mechanical / Riser Room SE Corner - Behind Aspen Dental
1499 | HILLIARD-ROME RD | 43228- | Active | N1106200136 | FEBCO | 856 | DCDA | 6.000 | 100634 | Hot Box - Along Renner Road Side - Drive Between McDonalds-IHOP
1499 | HILLIARD-ROME RD | 43228- | Active | H017436 | FEBCO | 805YB | DC | 0.750 | 100635 | Hot Box - Along Renner Road Side - Drive Between McDonalds-IHOP
948 | HILLSDALE DR | 43224-1914 | Active | H129184 | FEBCO | 765 | PVB | 0.750 | 74746 | LEFT SIDE OF HOUSE
1980 | HILLSIDE DR | 43221-4119 | Active | H679235 | FEBCO | 765 | PVB | 0.750 | 101622 | RIGHT REAR OF HOUSE
2015 | HILLSIDE DR | 43221-4120 | Active | T191728 | WILKINS | 720A | PVB | 0.750 | 3445830 | RT MIDDLE BEHIND RT GATE
6310 | HILLTOP AVE | 43068-1067 | Active | A07389 | FEBCO | 765 | PVB | 0.750 | 93563 | FRONT OF HOUSE
6316 | HILLTOP AVE | 43068-1067 | Active | 10853 | FEBCO | 765 | PVB | 0.750 | 93564 | SE CORNER OF HOUSE
6333 | HILLTOP AVE | 43068-1066 | Active | A18667 | FEBCO | 765 | PVB | 0.750 | 93565 | front of house
5976 | HILLTOP TRAIL DR | 43054-8687 | Active | G215017 | WILKINS | 720A | PVB | 0.750 | 92392 | LEFT SIDE (WEST)
6100 | HILLTOP TRAIL DR | 43054-9070 | Active | 181675 | WILKINS | 720A | PVB | 0.750 | 91053 | RIGHT SIDE OF HOUSE
6156 | HILLTOP TRAIL DR | 43054-9070 | Active | H613509 | FEBCO | 765 | PVB | 0.750 | 99893 | LEFT SIDE
6172 | HILLTOP TRAIL DR | 43054-9070 | Active | H427768 | FEBCO | 765 | PVB | 1.000 | 91279 | RIGHT SIDE
6196 | HILLTOP TRAIL DR | 43054-9070 | Active | F005875 | WILKINS | 720A | PVB | 0.750 | 88947 | RIGHT SIDE OF HOUSE
6372 | HILLTOP TRAIL DR | 43054-9103 | Active | H651166 | FEBCO | 765 | PVB | 0.750 | 100386 | RIGHT SIDE
6388 | HILLTOP TRAIL DR | 43054-5019 | Active | A135440 | WILKINS | 720A | PVB | 0.750 | 91280 | LEFT FRONT
6437 | HILLTOP TRAIL DR | 43054-5009 | Active | A072809 | WILKINS | 720A | PVB | 0.750 | 69936 | LEFT SIDE OF HOUSE
6444 | HILLTOP TRAIL DR | 43054-5018 | Active | 953397 | WILKINS | 720A | PVB | 0.750 | 69940 | RIGHT SIDE BEHIND BAY WINDOW
6453 | HILLTOP TRAIL DR | 43054-5009 | Active | 181943 | WILKINS | 720A | PVB | 0.750 | 91692 | LEFT FRONT
6477 | HILLTOP TRAIL DR | 43054-5009 | Active | 185335 | WILKINS | 720A | PVB | 0.750 | 103495 | LEFT OF HOUSE
3750 | HILLVIEW DR | 43220-4734 | Active | 40600 | RAINBIRD | 1020 | DC | 0.750 | 92410 | BASEMENT AT METER
3842 | HILLVIEW DR | 43220-4736 | Active | H047213 | FEBCO | 765 | PVB | 1.000 | 3609948 | RIGHT CENTER OF HOUSE
3854 | HILLVIEW DR | 43220-4736 | Active | H654788 | FEBCO | 765 | PVB | 1.000 | 97807 | IN BACK OF HOUSE
3900 | HILLVIEW DR | 43220-4738 | Active | 11662 | WATTS | 800QT | PVB | 1.000 | 62112 | FRONT LEFT OF DOOR
3919 | HILLVIEW DR | 43220-4737 | Active | 05519 | WATTS | 800M2QT | PVB | 1.000 | 62215 | RIGHT OF FRONT DOOR
1063 | HILO LN | 43212 | Active | J025356 | Febco | 825Y | RP | 1.500 | 3608177 | HOT BOX (CORNER OF HILO LN & NORTHWEST BLVD)
1065 | HILO LN UNIT B | 43212 | Active | 42877 | WATTS | 919QT | RP | 1.000 | 3608315 | MECHANICAL ROOM AT METER
1138 | HILOCK RD | 43207-3133 | Active | 63058 | WATTS | 009M1QT | RP | 1.500 | 54038 | E CENTRAL SIDE OF PK CEMENT BLOCK BLDG E OF 2 STRY APT
4491 | HILTON CORP DR | 43232- | Active | 64757 | AMES | 2000B | DC | 0.750 | 100314 | MECHANICAL ROOM BACK DOOR LABELED 4501
4491 | HILTON CORP DR | 43232- | Active | 1710850310 | AMES | 3000SS | DCDA | 8.000 | 100313 | MECHANICAL ROOM BACK DOOR LABELED 4501
4491 | HILTON CORP DR | 43232- | Active | KD-1669 | WATTS | 957 | RP | 3.000 | 98721 | 4401 Hilton Corp Dr. BACK MECHANICAL ROOM LABELED 4501
4491 | HILTON CORP DR | 43232- | Not Required by DOW | 807952 | RAINBIRD | 200 | RP | 2.000 | 64166 | BUILDING II MECH ROOM
4601 | HILTON CORP DR | 43232-4151 | Active | WA-1776 | AMES | COLT | RP | 3.000 | 3635127
4601 | HILTON CORP DR | 43232-4151 | Active | 30403 | WATTS | 007M1PCQT | DC | 0.750 | 3652515 | PIT
4601 | HILTON CORP DR | 43232-4151 | Active | 4590655XLTCU | WILKINS | 975XL | RP | 1.500 | 64533 | BUILDING I MECH ROOM
4601 | HILTON CORP DR | 43232-4151 | Active | 11019530322 | AMES | 3000SS | DCDA | 6.000 | 3652516 | PIT
4790 | HILTON CORP DR | 43232-4150 | Due Install | [5 empty] | 3638228 | METER PIT JUST SOUTH OF BUILDING
4790 | HILTON CORP DR | 43232-4150 | Active | A002517 | FEBCO | 805YB | DC | 0.750 | 65057 | METER PIT JUST SOUTH OF BUILDING
4790 | HILTON CORP DR | 43232-4150 | Active | 9703141452 | FEBCO | 856 | DCDA | 6.000 | 65058 | METER PIT JUST SOUTH OF BUILDING
4646 | HILTON CORPORATE DR BLDG A | 43232 | Not Required by DOW | 4697304 | WILKINS | 975XL | RP | 2.000 | 3639110 | MECHANICAL ROOM NEXT TO WATER METER
4646 | HILTON CORPORATE DR BLDG A | 43232 | Active | 1311641217 | AMES | 4000SS | RP | 4.000 | 3633486 | WEST SIDE IN HOT BOX
4646 | HILTON CORPORATE DR BLDG A | 43232 | Active | 1312490216 | AMES | 4000SS | RP | 8.000 | 3633485 | WEST SIDE IN HOT BOX
4646 | HILTON CORPORATE DR BLDG B | 43232 | Active | 1311571217 | AMES | 4000SS | RP | 4.000 | 3633487 | EAST SIDE IN HOT BOX
4646 | HILTON CORPORATE DR BLDG B | 43232 | Active | SC-0325 | AMES | COLT-500 | RPDA | 8.000 | 3633489 | EAST SIDE IN HOT BOX FIRE BACKFLOW
4646 | HILTON CORPORATE DR BLDG B | 43232 | Active | 26438 | WATTS | 009M3 | RP | 0.750 | 3633488 | EAST SIDE IN HOT BOX FIRE BACKFLOW SIDE CAR
4727 | HILTON LN | 43232- | Active | 06032 | WATTS | 719AQT | DC | 1.000 | 64888 | BLDG I MECH ROOM VALVE ROOM
4727 | HILTON LN | 43232- | Active | W149851 | WILKINS | 975 XL | RP | 1.500 | 64889 | BUILDG I VALVE ROOM MECH ROOM
4727 | HILTON LN | 43232- | Active | 3980594 | WILKINS | 975 XL | RP | 1.500 | 64890 | BLDG I MECH ROOM VALVE ROOM
4727 | HILTON LN | 43232- | Active | B158815 | WILKINS | 375XL | RP | 0.750 | 3624899 | DENTAL EQUIPMENT, MECHANICAL ROOM
4727 | HILTON LN | 43232- | Active | 148851 | WATTS | LF009M2QT | RP | 2.000 | 3635913 | AT WATER METER, in sprinkler room south side building
4727 | HILTON LN | 43232- | Due Install |  |  |  | DCDA | 8.000 | 3635914 | FIRE LINE
4727 | HILTON LN | 43232- | Due Install |  |  |  | RP | 3.000 | 3648221
4800 | HILTON LN | 43232-4150 | Not Required by DOW | 19923 | WATTS | LF919QT | RP | 1.500 | 3613349 | BY WATER METER
4800 | HILTON LN | 43232-4150 | Active | 19737 | WATTS | LF919QT | RP | 1.500 | 3613348 | BY WATER METER AT FRONT OF BUILDING
4800 | HILTON LN | 43232-4150 | Not Required by DOW | 93926 | FEBCO | 765 | PVB | 1.500 | 93134 | FRONT OF BUILDING
4800 | HILTON LN | 43232-4150 | Not Required by DOW | 71776 | WATTS | LF919QT | RP | 0.750 | 3613619 | BY METER IN CEILING ABOVE EXIT SIGN
4800 | HILTON LN | 43232-4150 | Not Required by DOW | 61777 | WATTS | LF919QT | RP | 0.750 | 3613618 | BY METER IN CEILING ABOVE EXIT SIGN
4800 | HILTON LN | 43232-4150 | Active | 24694 | WATTS | 007M1 | DC | 0.750 | 3613612 | IN PIT ACROSS STREET FROM BUILDING
4800 | HILTON LN | 43232-4150 | Active | 1875031015 | AMES | 3000SS | DCDA | 6.000 | 3613611 | IN METER PIT ACROSS STREET FROM BUILDING
2873 | HINES NW RD | 43147- | Due Install |  |  |  | RP | 6.000 | 3638271
4754 | HIRTH HILL DR | 43123 | Active | CB325143 | WILKINS | 720 | PVB | 0.750 | 3619866 | RIGHT SIDE
4481 | HIRTH HILL E RD | 43123-4512 | Active | T418208 | WILKINS | 720A | PVB | 0.750 | 100063 | OUTSIDE LEFT FRONT
4523 | HIRTH HILL E RD | 43123-4512 | Active | G125075 | WILKINS | 720A | PVB | 0.750 | 91338 | LEFT SIDE
4537 | HIRTH HILL E RD | 43123-4512 | Active | H448195 | FEBCO | 765 | PVB | 0.750 | 91297 | RIGHT SIDE
4544 | HIRTH HILL E RD | 43123 | Active | CB602799 | WILKINS | 720A | PVB | 0.750 | 3614987 | LEFT FRONT
4551 | HIRTH HILL E RD | 43123-4512 | Active | 2214375 | WILKINS | 975XLBMS | RP | 0.750 | 95824 | IN BASEMENT AT WATER METER
4558 | HIRTH HILL E RD | 43123-4512 | Active | EAE9729 | WILKINS | 720A | PVB | 0.750 | 3599127 | LEFT SIDE
4565 | HIRTH HILL E RD | 43123-4512 | Active | G217967 | WILKINS | 720A | PVB | 0.750 | 98308 | FRONT OF HOUSE
4572 | HIRTH HILL E RD | 43123 | Active | CB597723 | WILKINS | 720A | PVB | 0.750 | 3638797 | FRONT OF HOUSE
4579 | HIRTH HILL E RD | 43123 | Active | CB597702 | WILKINS | 720A | PVB | 0.750 | 3635360 | LEFT SIDE
4586 | HIRTH HILL E RD | 43123 | Active | CB113710 | WILKINS | 720A | PVB | 0.750 | 3608115 | FRONT OF HOUSE
4593 | HIRTH HILL E RD | 43123-4512 | Active | G097789 | WILKINS | 720A | PVB | 0.750 | 91210 | RIGHT SIDE
4607 | HIRTH HILL E RD | 43123-4512 | Active | T419163 | WILKINS | 720A | PVB | 0.750 | 3599148 | right side of house
4614 | HIRTH HILL E RD | 43123-4512 | Active | T083956 | WILKINS | 720A | PVB | 0.750 | 101778 | LEFT SIDE
4621 | HIRTH HILL E RD | 43123-4512 | Active | CB002997 | WILKINS | 720A | PVB | 0.750 | 91208 | RIGHT SIDE
4635 | HIRTH HILL E RD | 43123-4512 | Active | 024053 | WATTS | LF800M4QT | PVB | 0.750 | 91114 | LEFT SIDE OF HOUSE
4642 | HIRTH HILL E RD | 43123-4512 | Active | CAB50127 | WILKINS | 720A | PVB | 0.750 | 91336 | LEFT SIDE
4649 | HIRTH HILL E RD | 43123-4512 | Active | G043772 | WILKINS | 720A | PVB | 0.750 | 91209 | LEFT SIDE
4663 | HIRTH HILL E RD | 43123 | Active | 51147 | WATTS | 919QT | RP | 0.750 | 3605911 | BASEMENT AT WATER METER
4663 | HIRTH HILL E RD | 43123 | Active | H844039 | FEBCO | 765 | PVB | 0.750 | 3603442 | RIGHT SIDE
4664 | HIRTH HILL E RD | 43123 | Active | CB287357 | WILKINS | 720A | PVB | 0.750 | 3619917 | Left side of house by A/C units
4669 | HIRTH HILL E RD | 43123- | Active | 220729 | WILKINS | 975XLBMS | RP | 0.750 | 92528 | MECH ROOM
4509 | HIRTH HILL RD | 43123 | Active | CB653387 | WILKINS | 720A | PVB | 0.750 | 3636529 | RIGHT SIDE
4677 | HIRTH HILL W RD | 43123 | Active | T084041 | WILKINS | 720A | PVB | 0.750 | 101557 | FRONT OF HOUSE
4688 | HIRTH HILL W RD | 43123 | Active | H758502 | FEBCO | 765 | PVB | 0.750 | 3601854 | RIGHT SIDE
4691 | HIRTH HILL W RD | 43123-4513 | Active | 013275 | WATTS | 800M4QT | PVB | 0.750 | 97498 | LEFT SIDE
4712 | HIRTH HILL W RD | 43123-4513 | Active | H743179 | FEBCO | 765 | PVB | 0.750 | 102573 | RIGHT SIDE OF HOUSE
4733 | HIRTH HILL W RD | 43123 | Active | CB332919 | WILKINS | 720A | PVB | 0.750 | 3624671 | RIGHT SIDE OF HOUSE
4740 | HIRTH HILL W RD | 43123 | Active | T240702 | WILKINS | 720A | PVB | 0.750 | 3616663 | FRONT OF HOUSE
4747 | HIRTH HILL W RD | 43123 | Active | CB547100 | WILKINS | 720A | PVB | 0.750 | 3639187 | RIGHT SIDE
4761 | HIRTH HILL W RD | 43123 | Active | T410661 | WILKINS | 720A | PVB | 0.750 | 3653027 | LEFT SIDE OF HOUSE
4768 | HIRTH HILL W RD | 43123 | Active | CB655452 | WILKINS | 720A | PVB | 0.750 | 3639464 | LEFT SIDE OF HOUSE
4810 | HIRTH HILL W RD | 43123 | Active | T308543 | WILKINS | 720 | PVB | 0.750 | 3626474 | LEFT SIDE
4817 | HIRTH HILL W RD | 43123 | Active | 7303649 | WILKINS | 720A | PVB | 0.750 | 3622808 | LEFT SIDE OF HOUSE
4104 | HOFFMAN FARMS DR | 43026-7317 | Active | T134753 | WILKINS | 720A | PVB | 0.750 | 102551 | RIGHT SIDE
4115 | HOFFMAN FARMS DR | 43026-7326 | Active | DK6695 | FEBCO | 765 | PVB | 0.750 | 93566 | LEFT SIDE
4155 | HOFFMAN FARMS DR | 43026-7327 | Active | T386617 | WILKINS | 720A | PVB | 0.750 | 3580059 | RIGHT CENTER
4206 | HOFFMAN FARMS DR | 43026-7319 | Active | A151019 | WILKINS | 720A | PVB | 0.750 | 87219 | RIGHT FRONT CORNER OF HOUSE
4301 | HOFFMAN FARMS DR | 43026-7329 | Not Required by DOW | 7661 | WATTS | 008PCQT | PVB | 0.500 | 63635 | MOP ROOM NEXT TO STROAGE
4301 | HOFFMAN FARMS DR | 43026-7329 | Not Required by DOW | 7670 | WATTS | 008PCQT | PVB | 0.500 | 63636 | JANITOR OFFICE MOP SINK
4301 | HOFFMAN FARMS DR | 43026-7329 | Not Required by DOW | 7671 | WATTS | 008PCQT | PVB | 0.500 | 63637 | MOP ROOM NEXT TO TEACHER LOUNGE
4301 | HOFFMAN FARMS DR | 43026-7329 | Not Required by DOW | 7660 | WATTS | 008PCQT | PVB | 0.500 | 63634 | MOP ROOM NEXT TO ROOM 204
4301 | HOFFMAN FARMS DR | 43026-7329 | Not Required by DOW | 7018 | WATTS | 008PCQT | PVB | 0.500 | 63638 | KITCHEN
4301 | HOFFMAN FARMS DR | 43026-7329 | Not Required by DOW | 1043298 | WILKINS | 975XLBMS | RP | 1.000 | 63630 | MECH ROOM #107
4301 | HOFFMAN FARMS DR | 43026-7329 | Active | 133760 | WATTS | 709 | DCDA | 8.000 | 63631 | STORAGE ROOM #056
4301 | HOFFMAN FARMS DR | 43026-7329 | Active | 21782 | WATTS | 007PCQT | DC | 0.750 | 63632 | STORAGE ROOM #056
4301 | HOFFMAN FARMS DR | 43026-7329 | Active | 33585 | WILKINS | 975 | RP | 4.000 | 63633 | MECH ROOM #107
4415 | HOFFMAN FARMS DR | 43026-7074 | Active | T126230 | WILKINS | 720A | PVB | 0.750 | 3591230 | RIGHT SIDE OF HOUSE
4487 | HOFFMAN FARMS DR | 43026-7074 | Active | CB548573 | WILKINS | 720A | PVB | 0.750 | 3590852 | LEFT SIDE OF HOUSE
4501 | HOFFMAN FARMS DR | 43026-7075 | Active | H178837 | FEBCO | 765 | PVB | 0.750 | 64237 | LEFT SIDE OF HOUSE
4531 | HOFFMAN FARMS DR | 43026-7075 | Active | T174028 | WILKINS | 720A | PVB | 0.750 | 64305 | OUTSIDE RIGHT SIDE
4618 | HOFFMAN FARMS DR | 43026-7324 | Active | CB079369 | WILKINS | 720A | PVB | 0.750 | 3590877 | LEFT SIDE
4661 | HOFFMAN FARMS DR | 43026-7330 | Active | G050421 | WILKINS | 720A | PVB | 0.750 | 90852 | LEFT HAND SIDE
4689 | HOFFMAN FARMS DR | 43026-7331 | Active | 902732 | WILKINS | 720A | PVB | 0.750 | 64812 | RIGHT SIDE MIDDLE
4692 | HOFFMAN FARMS DR | 43026-7324 | Active | T041387 | WILKINS | 720A | PVB | 0.750 | 100333 | LEFT SIDE
4698 | HOFFMAN FARMS DR | 43026-7324 | Active | 954767 | WILKINS | 720A | PVB | 0.750 | 64824 | EAST FRONT
6809 | HOLBEIN DR | 43016-7261 | Active | G080877 | WILKINS | 720A | PVB | 0.750 | 91882 | RIGHT FRONT CORNER OF HOUSE
6818 | HOLBEIN DR | 43016-7262 | Active | CB157585 | WILKINS | 720A | PVB | 1.000 | 3597784 | Left Side of House
6825 | HOLBEIN DR | 43016-7261 | Active | H639974 | watts | 800 | PVB | 0.750 | 101113 | LEFT SIDE OF HOUSE
6833 | HOLBEIN DR | 43016-7261 | Active | cb112434 | wilkins | 720a | PVB | 0.750 | 95124 | RIGHT SIDE
6849 | HOLBEIN DR | 43016-7261 | Active | CB205838 | WILKINS | 720A | PVB | 0.750 | 98741 | LEFT FRONT
2251 | HOLIDAY VALLEY DR | 43123 | Active | T364041 | Wilkins | 720A | PVB | 0.750 | 3622548 | Left side of the house
7801 | HOLISTON CT | 43016-8659 | Active | A082323 | wilkins | 720A | PVB | 0.750 | 72826 | LEFT FRONT
7802 | HOLISTON CT | 43016-8659 | Active | 779648 | WILKINS | 720A | PVB | 0.750 | 93567 | RIGHT SIDE
7810 | HOLISTON CT | 43016-8659 | Active | CB363209 | WILKINS | 720A | PVB | 0.750 | 3585340 | RIGHT FRONT
7817 | HOLISTON CT | 43016-8659 | Active | A107253 | WILKINS | 720A | PVB | 1.000 | 72851 | LEFT HAND SIDE
7818 | HOLISTON CT | 43016-8659 | Active | 135418 | WATTS | 009M2PCQT | RP | 0.750 | 72854 | BASEMENT
7825 | HOLISTON CT | 43016-8659 | Active | 364902 | WATTS | 800QT | PVB | 1.000 | 72869 | LEFT SIDE
7826 | HOLISTON CT | 43016-8659 | Active | 601616 | WILKINS | 720A | PVB | 0.750 | 72872 | RIGHT SIDE OF HOUSE
7833 | HOLISTON CT | 43016-8659 | Active | H491521 | FEBCO | 765 | PVB | 0.750 | 95201 | RIGHT SIDE
7834 | HOLISTON CT | 43016-8659 | Active | 03703 | FEBCO | 825YA | RP | 0.750 | 72885 | BSMT BY WATER METER
7845 | HOLISTON CT | 43016-8659 | Active | H212264 | FEBCO | 765 | PVB | 1.000 | 72905 | FRONT
7850 | HOLISTON CT | 43016-8659 | Active | H301830 | FEBCO | 765 | PVB | 0.750 | 87342 | RIGHT SIDE OF HOUSE
3995 | HOLKHAM | 43054 | Active | G251678 | WILKINS | 720A | PVB | 0.750 | 99153 | RIGHT SIDE
4005 | HOLKHAM | 43054-8161 | Active | T439686 | WILKINS | 720A | PVB | 0.750 | 87103 | RIGHT FRONT
4015 | HOLKHAM | 43054 | Active | T025232 | WILKINS | 720A | PVB | 0.750 | 100163 | LEFT SIDE
4025 | HOLKHAM | 43054 | Active | T385700 | WILKINS | 720A | PVB | 0.750 | 99124 | RIGHT SIDE
4030 | HOLKHAM | 43054-8160 | Active | A133926 | WILKINS | 720A | PVB | 0.750 | 88714 | RIGHT SIDE OF HOUSE
4035 | HOLKHAM | 43054 | Active | T272947 | WILKINS | 720A | PVB | 0.750 | 98949 | LEFT SIDE
4040 | HOLKHAM | 43054 | Active | t294098 | WILKINS | 720A | PVB | 0.750 | 102128 | LEFT SIDE OF HOUSE
4045 | HOLKHAM | 43054 | Active | 352248 | WATTS | 800M4QT | PVB | 0.750 | 100707 | LEFT FRONT CORNER
4050 | HOLKHAM | 43054-8160 | Active | A133782 | WILKINS | 720A | PVB | 0.750 | 89472 | LEFT FRONT
4055 | HOLKHAM | 43054-8161 | Active | 238021 | WATTS | 800QT | PVB | 0.750 | 62781 | OUTSIDE
4060 | HOLKHAM | 43054-8160 | Active | G086164 | WILKINS | 720A | PVB | 0.500 | 88922 | LEFT SIDE OF HOUSE
4065 | HOLKHAM | 43054 | Active | 352278 | WATTS | 800M4QT | PVB | 0.750 | 100973 | RIGHT SIDE OF HOUSE
4070 | HOLKHAM | 43054-8160 | Active | T417717 | WILKINS | 720A | PVB | 0.750 | 91186 | RIGHT SIDE OF HOUSE
4075 | HOLKHAM | 43054 | Active | T146653 | WILKINS | 720A | PVB | 0.750 | 98950 | LEFT SIDE BY CHIMNEY
4080 | HOLKHAM | 43054-8160 | Active | G086307 | WILKINS | 720A | PVB | 0.750 | 89070 | RIGHT SIDE OF HOUSE
4085 | HOLKHAM | 43054-8161 | Active | G086359 | WILKINS | 720A | PVB | 0.750 | 88709 | G086359
4090 | HOLKHAM | 43054-8160 | Active | 190589 | WILKINS | 720A | PVB | 0.750 | 91383 | RIGHT SIDE OF HOUSE
4095 | HOLKHAM | 43054-8161 | Active | 276044 | WATTS | 800M4FR | PVB | 0.750 | 87000 | LEFT FRONT
5313 | HOLLISTER ST | 43235-7603 | Active | G218123 | WILKINS | 720A | PVB | 0.750 | 97025 | LEFT SIDE OF HOUSE
1287 | HOLLY AVE | 43212- | Active | ACC2547 | WILKINS | 975XL2 | RP | 1.500 | 3446648 | AT METER ON EAST WALL OFF HOLLY AVE
1308 | HOLLY AVE | 43212-3115 | Active | 41191 | WATTS | 007M1QT | DC | 0.750 | 54619 | INSIDE EAST WALL AT METER SET
1308 | HOLLY AVE | 43212-3115 | Active | 3D01032 | AMES | 3000SS | DCDA | 6.000 | 54618 | FIRE RISER
1308 | HOLLY AVE | 43212-3115 | Active | ACL9875 | WILKINS | 975XL2 | RP | 2.000 | 3632601
1323 | HOLLY AVE | 43212-3116 | Active | TI-0225 | WATTS | 957NRPDA-GV | RPDA | 6.000 | 3640787 | FIRST FLOOR FRONT CENTER OF BUILDING
1323 | HOLLY AVE | 43212-3116 | Active | 82256 | WATTS | LF919AQT | RP | 0.750 | 3640788 | FIRST FLOOR FRONT CENTER OF BUILDING
1323 | HOLLY AVE | 43212-3116 | Active | 4742128 | WILKINS | 975XL2 | RP | 0.750 | 3446650 | IN WAREHOUSE BEHIND HALF BATH
1335 | HOLLY AVE | 43212-3152 | Active | 4742134 | WILKINS | 975XL2 | RP | 0.750 | 3446651 | NEAR FRONT OVERHEAD DOOR.
1372 | HOLLY AVE | 43212 | Active | L84939 | WILKINS | 375 | RP | 4.000 | 3606023 | N END METER RM OF BLDG D, E BLDG IN WATER METER RM
1372 | HOLLY AVE | 43212 | Active | UB9638 | WILKINS | 350A | DC | 4.000 | 3605783 | N END METER RM OF BLDG D
1376 | HOLLY AVE | 43212-3115 | Due Install |  |  |  | RP | 0.750 | 3446652
1400 | HOLLY AVE | 43212-3136 | Active | 178281 | WATTS | LF009M2QT | RP | 1.000 | 3446655 | BASEMENT AT WATER METER
1401 | HOLLY AVE | 43212 | Not Required by DOW | 3904099 | WILKINS | 975XL | RP | 0.750 | 3648817 | LAWN IRRIGATION RISER CLOSET
1401 | HOLLY AVE | 43212 | Active | L88351 | WILKINS | 375 | RP | 4.000 | 3607406 | MECH RM AT OFFICE GUEST SERV BLDG E SIDE OF BLDG
1401 | HOLLY AVE | 43212 | Not Required by DOW | JO95260 | FEBCO | 825Y | RP | 1.000 | 3648816 | LAWN IRRIGATION RISER CLOSET
1401 | HOLLY AVE | 43212 | Active | U42978 | WILKINS | 350A | DC | 4.000 | 3607963 | MECH RM AT OFFICE GUEST SERV BLDG E SIDE OF BLDG/W METER RM
5464 | HOLLY RIVER RD | 43026- | Active | 114642060 | AMES | 4000RP | RP | 8.000 | 66955 | NE HOLLY RIVER & CANYON CREEK IN METER BLDG
5464 | HOLLY RIVER RD | 43026- | Not Required by DOW | T261848 | WILKINS | 720A | PVB | 0.750 | 3622826 | 5856 PASSAGE CREEK DR, RIGHT SIDE
5464 | HOLLY RIVER RD | 43026- | Not Required by DOW | A151030 | WILKINS | 720A | PVB | 0.750 | 94602 | RIGHT SIDE OF CLUBHOUSE - 5555 LIME CREEK DRIVE
6943 | HOLLYHOCK DR | 43054 | Active | T345831 | WILKINS | 720A | PVB | 0.750 | 3646216
1379 | HOLLYWOOD PL | 43212-2941 | Active | CB653295 | WILKINS | 7201 | PVB | 0.750 | 3446851 | OUTSIDE
2263 | HOLT AVE | 43219-1418 | Active | 01741 | AMES | LF4000B | RP | 2.000 | 3446915 | IN MECH ROOM AT WATER METER
1577 | HOLT RD | 43228-3774 | Active | 36050 | WATTS | 919AQT | RP | 1.000 | 101624 | NEAR WATER METER. CLOSET W OF HOT WATER TANK
1601 | HOLT RD | 43228 | Active | WG-1290 | AMES | COLT | DCDA | 6.000 | 3654514
1601 | HOLT RD | 43228 | Active | 259763 | WATTS | LF009M2QT | RP | 1.000 | 3654513
1601 | HOLT RD | 43228 | Active | 70156 | AMES | 2000BM | DC | 0.750 | 3654515
1617 | HOLT RD | 43228-3776 | Not Required by DOW | 790308 | WATTS | 800M2QT | PVB | 1.000 | 55618 | METER ROOM NEXT TO EXIT IN REAR
1617 | HOLT RD | 43228-3776 | Not Required by DOW | W007967 | WILKINS | 975 | RP | 0.750 | 55619 | METER ROOM NEXT TO REAR EXIT
1617 | HOLT RD | 43228-3776 | Active | 126315 | WILKINS | 975 | RP | 1.500 | 55617 | METER ROOM NEXT TO REAR EXIT
1635 | HOLT RD | 43228-3776 | Active | 236453 | WATTS | 009M2PCQT | RP | 1.000 | 55666 | NORTH WALL STORAGE ROOM
1635 | HOLT RD | 43228-3776 | Not Required by DOW | 216458 | WATTS | 800M4QT | PVB | 0.750 | 55665 | NORTH WALL STORAGE ROOM
1640 | HOLT RD | 43228-3649 | Active | 180429 | WATTS | 009QT | RP | 1.000 | 55675 | BACK WAREHOUSE AREA NW CORNER
1640 | HOLT RD | 43228-3649 | Not Required by DOW | W074884 | WILKINS | 975XLBMS | RP | 1.000 | 55676 | BACK WAREHOUSE AREA NW CORNER
1645 | HOLT RD | 43228-3776 | Active | 17533 | WATTS | 009M2PCQT | RP | 1.000 | 93062 | MECH ROOM, EAST SIDE OF BUILDING BY ENTRANCE
1654 | HOLT RD | 43228-3649 | Active | ACE2757 | WILKINS | 975XL | RP | 2.000 | 96309 | NEXT TO WATER METER
1654 | HOLT RD | 43228-3649 | Active | 2862226 | WILKINS | 975XLBMS | RP | 0.750 | 96257 | NEXT TO WATER METER
1669 | HOLT RD | 43228-3776 | Active | 225447 | WATTS | 009M2QT | RP | 0.750 | 55795 | MECHANICAL ROOM AT WATER METER
1675 | HOLT RD | 43228-3776 | Active | W208208 | WILKINS | 975XL | RP | 1.500 | 87968 | Mechanical-Janitor Room Rear West Building
1699 | HOLT RD | 43228-3776 | Active | 250356 | WATTS | 009M2QT | RP | 1.000 | 99106 | IN MECHANIC ROOM OFF BREAK ROOM ABOVE METER
1826 | HOLT RD | 43228- | Active | 0000864 | AMES | 4000B | RP | 2.000 | 56322 | RISER ROOM BUILDING 5
1826 | HOLT RD | 43228- | Active | 774 | AMES | 4000B | RP | 2.000 | 56321 | RISER ROOM RIGHT SIDE OF BUILDING 8
1826 | HOLT RD | 43228- | Active | 165 | AMES | 4000B | RP | 2.000 | 56316 | RISER ROOM RIGHT REAR OF BUILDING 4
1826 | HOLT RD | 43228- | Active | 984 | AMES | 4000B | RP | 2.000 | 56324 | WEST END IN SPRINKLER ROOM BLDG 12
1826 | HOLT RD | 43228- | Active | 11479 | AMES | 4000B | RP | 2.000 | 56320 | RISER ROOM LEFT SIDE OF BUILDING 7
1826 | HOLT RD | 43228- | Active | 00166 | AMES | 4000B | RP | 2.000 | 89538 | BY SPRINKLER VALVE IN MECH ROOM BLDG 6
1826 | HOLT RD | 43228- | Active | 12153 | AMES | 4000B | RP | 2.000 | 102398 | RISER ROOM BUILDING 11
1826 | HOLT RD | 43228- | Active | 11256 | AMES | 4000B | RP | 2.000 | 102399 | RISER ROOM BUILDING 10
1826 | HOLT RD | 43228- | Active | 00210 | AMES | 4000B | RP | 2.000 | 56314 | RISER ROOM LEFT SIDE OF GARAGE BLDG 9
1826 | HOLT RD | 43228- | Active | 168 | AMES | 4000B | RP | 2.000 | 56317 | E SIDE FIRE SPRINKLER UTILITY RM BLDG 2
1826 | HOLT RD | 43228- | Active | 37126 | WATTS | 009QT | RP | 1.500 | 56319 | WEST WALL KEY ROOM -- PARTY HOUSE BLDG 1
1826 | HOLT RD | 43228- | Active | 217 | AMES | 4000B | RP | 2.000 | 56318 | W SIDE FIRE SPRINKLER UTILITY RM BLDG 3
1970 | HOLT RD | 43228- | Due Install |  |  |  | RP | 8.000 | 3629820
1970 | HOLT RD | 43228- | Active | 565904 | WILKINS | 975 | RP | 1.500 | 56797 | POOL EQUIPMENT ROOM
2400 | HOLT RD | 43123- | Active | T294050 | WILKINS | 720A | PVB | 0.750 | 58191 | RIGHT SIDE OF HOUSE @ 2414 LYNCROSS
2400 | HOLT RD | 43123- | Active | G215488 | WILKINS | 720A | PVB | 0.750 | 96749 | LEFT SIDE @ 2535 HOTCHKISS ST
2400 | HOLT RD | 43123- | Active | 571432 | WILKINS | 975 | RP | 2.000 | 58189 | POOL EQUIPMENT MECHANICAL ROOM
2400 | HOLT RD | 43123- | Active | A008649 | WILKINS | 720A | PVB | 0.750 | 97255 | RT SIDE OF HOUSE @ 2500 LUBBOCK
2400 | HOLT RD | 43123- | Active | T000616 | WILKINS | 720A | PVB | 1.500 | 102806 | UNDER FAKE ROCK ENTRANCE
2400 | HOLT RD | 43123- | Active | T084047 | WILKINS | 720A | PVB | 0.750 | 103268 | 2415 HOTCHKISS ST, RIGHT SIDE
2400 | HOLT RD | 43123- | Due Install |  |  |  | RP | 8.000 | 3629821
2695 | HOLT RD | 43123 | Not Required by DOW | 220210 | WATTS |  | RP | 0.750 | 3641215 | NEW MECHANICAL ROOM
2695 | HOLT RD | 43123 | Active | 1156060514 | WATTS | 774 | DCDA | 8.000 | 3609998 | METER PIT NE CORNER OF PROPERTY
2695 | HOLT RD | 43123 | Not Required by DOW | 18189 | WATTS |  | RP | 0.750 | 3641214 | NEW MECHANICAL ROOM
2695 | HOLT RD | 43123 | Not Required by DOW | 3913677 | WILKINS | 375XL | RP | 1.250 | 3613279 | MECHANICAL ROOM
2695 | HOLT RD | 43123 | Active | 21043 | WATTS | 007M1PCQT | DC | 0.750 | 3613277 | METER PIT NE CORNER OF PROPERTY
2695 | HOLT RD | 43123 | Active | 3459C | WILKINS | 375 | RP | 3.000 | 3613278 | NW MECHANICAL ROOM
2706 | HOLT RD | 43123-9688 | Active | 1075268 | WILKINS | 975XL | RP | 1.000 | 59046 | UNDER SINK - N Concession Satnd Central Crossing HS
2706 | HOLT RD | 43123-9688 | Active | LI-1463 | WATTS | 957 | RP | 4.000 | 59047 | MECHANICAL ROOM - 4750 BIG RUN S RD - Career Academy
2706 | HOLT RD | 43123-9688 | Active | 367118 | WATTS | 009 | RP | 0.500 | 59048 | DENTAL X-RAY ROOM CEILING - Career Academy
2706 | HOLT RD | 43123-9688 | Active | 195928 | WATTS | 909 | RP | 4.000 | 59049 | MECHANICAL ROOM WEST WALL
2706 | HOLT RD | 43123-9688 | Active | 127577 | WATTS | 709 | DCDA | 6.000 | 59050 | BOILER ROOM - 4750 BIG RUN S RD - Career Academy
2706 | HOLT RD | 43123-9688 | Active | 13777 | WILKINS | 375AST | RP | 3.000 | 59051 | FOOTBALL STADIUM STORAGE ROOM - Central Crossing HS
2706 | HOLT RD | 43123-9688 | Active | 33576 | WILKINS | 975 | RP | 4.000 | 59052 | MAIN BUILDING MECH ROOM - Central Crossing HS
2706 | HOLT RD | 43123-9688 | Active | 1075286 | WILKINS | 975XLBMS | RP | 1.000 | 59045 | UNDER SINK - S Concession Stand Central Crossing HS
2706 | HOLT RD | 43123-9688 | Active | 34278 | WILKINS | 975 | RP | 4.000 | 59053 | MAIN BUILDING MECH ROOM Central Crossing HS
2706 | HOLT RD | 43123-9688 | Active | 1055833 | WILKINS | 975 | RP | 1.250 | 59044 | MAIN BUILDING MECH ROOM - Central Crossing HS
2706 | HOLT RD | 43123-9688 | Active | 74846 | WATTS | 007M1QT | DC | 0.750 | 3636324 | 4750 BIG RUN SOUTH RD SW
2706 | HOLT RD | 43123-9688 | Due Install |  |  |  | RP |  | 3633412
2706 | HOLT RD | 43123-9688 | Active | 490120 | WATTS | 909HWQT | RP | 1.000 | 59054 | MECHANICAL ROOM- CEILING
2706 | HOLT RD | 43123-9688 | Not required by DOW | 624189 | WATTS | 909HWQT | RP | 0.750 | 59055 | S GREENHOUSE CEILING - 4750 BIG RUN S RD
2706 | HOLT RD | 43123-9688 | Not Required by DOW | 510923 | WATTS | 909QT | RP | 1.000 | 59056 | ABOVE BOILER MECH ROOM - 4750 BIG RUN S RD - Career Academy
2706 | HOLT RD | 43123-9688 | Active | J01980 | WILKINS | 350 | DC | 6.000 | 59060 | FOOTBALL STADIUM STORAGE ROOM - Central Crossing HS
2706 | HOLT RD | 43123-9688 | Not required by DOW | 622786 | WATTS | 909HWQT | RP | 0.750 | 59057 | N GREENHOUSE CEILING - 4750 BIG RUN S RD
2706 | HOLT RD | 43123-9688 | Active | J00397 | WILKINS | 350 | DC | 6.000 | 59059 | MAIN BUILDING MECH ROOM - Central Crossing HS 4500 BIG RUN SOUTH
2706 | HOLT RD | 43123-9688 | Active | 9809031305 | FEBCO | 850 | DC | 6.000 | 59058 | MECH ROOM WEST SIDE OF BUILDING
2767 | HOLT RD | 43123 | Active | VA-0590 | AMES | COLT 400 | RP | 3.000 | 3649369 | HOTBOX NEAR STREET
2767 | HOLT RD | 43123 | Active | UJ-0599 | AMES | COLT 500-GV | RPDA | 8.000 | 3649370 | HOTBOX NEAR STREET - FIRE METER
2767 | HOLT RD | 43123 | Active | 87663 | WATTS | 919AQT | RP | 0.750 | 3649371 | HOTBOX NEAR STREET - FIRE METER 3/4" SIDE CAR
4661 | HOLT RUN DR | 43228-3863 | Active | 24847 | AMES | 2000B | DC | 2.000 | 103805 | RISER ROOM
4661 | HOLT RUN DR | 43228-3863 | Due Install |  |  |  | DC | 6.000 | 3654528 | AT MTR PIT
1332 | HOLTON RD | 43123 | Active | 4731650 | WILKINS | 975XL | RP | 1.000 | 102740 | REAR OF PROPERTY LOCATED AT HOT BOX
2007 | HOLTON RD | 43123-8981 | Active | 11905 | WATTS | 919T | RP | 0.750 | 92535 | NEXT TO METER
2271 | HOLTON RD | 43123-8983 | Not Required by DOW | 9068C | WATTS | 909 | RP | 4.000 | 57820 | MECH ROOM-WATER METER ROOM
2271 | HOLTON RD | 43123-8983 | Active | VD-0453 | AMES | COLT 300ABF | DCDA | 6.000 | 3635520
2271 | HOLTON RD | 43123-8983 | Active | VE-0200 | AMES | 400 | RP | 4.000 | 3649822 | HOT BOX
2271 | HOLTON RD | 43123-8983 | Active | 64999 | AMES | 2000BM3 | DC | 0.750 | 3654319
2271 | HOLTON RD | 43123-8983 | Active | 13599 | AMES | 2000SS | DC | 6.000 | 57819 | MECH ROOM
2271 | HOLTON RD | 43123-8983 | Not Required by DOW | 034835 | WATTS | LF909QT | RP | 1.000 | 57818 | BOILER ROOM ABOVE BOILER
2426 | HOLTON RD | 43123-8984 | Active | A02913 | WATTS | 909PCHWQT | RP | 0.750 | 92529 | SE CORNER OF BASEMENT
2525 | HOLTON RD | 43123-8985 | Due Install |  |  |  | DCDA |  | 3636343
2525 | HOLTON RD | 43123-8985 | Not Required by DOW | 75518 | WATTS | 919QT | RP | 0.750 | 58540 | MECH /BOILER ROOM
2525 | HOLTON RD | 43123-8985 | Active | 193281 | WATTS | 909 | RP | 3.000 | 58541 | MECHANICAL ROOM W WALL AT WATER SERVICE ENTRANCE
2525 | HOLTON RD | 43123-8985 | Not Required by DOW | 34473 | WATTS | 009M2QT | RP | 0.750 | 58543 | KITCHEN, ABOVE ICE MACHINE, ABOVE CEILING
398 | HOLTZMAN AVE | 43205-1605 | Not Required by DOW | [5 empty] | 3446975
410 | HOLTZMAN AVE | 43205- | Not Required by DOW | 16926 | WATTS | 919QT | RP | 1.500 | 3446976 | WATER TRUCK FILL STATION, FRONT WALL SW SIDE
410 | HOLTZMAN AVE | 43205- | Active | 17069 | WATTS | 919QT | RP | 1.500 | 3603656 | FRONT WALL SW SIDE
411 | HOLTZMAN AVE | 43205-1604 | Active | 4489551 | WILKINS | 975XL2 | RP | 0.750 | 3446977 | MECH ROOM IN WAREHOUSE
419 | HOLTZMAN AVE | 43205-1604 | Not Required by DOW | 36475 | WATTS | 009QT | RP | 1.500 | 63198 | DOWNSTREAM OF WATER METER
419 | HOLTZMAN AVE | 43205-1604 | Active | 43356 | WATTS | 009QT | RP | 1.500 | 63199 | SOUTHEAST CORNER OF BUILDING
7957 | HOLYROOD CT | 43017-9700 | Active | CB451929 | WILKINS | 720A | PVB | 1.000 | 73071 | RIGHT HAND SIDE
7964 | HOLYROOD CT | 43017-9700 | Active | 757713 | WILKINS | 720A | PVB | 0.750 | 73075 | FRONT OF HOUSE RIGHT OF FRONT DOOR
7969 | HOLYROOD CT | 43017-9700 | Active | T391804 | WILKINS | 720A | PVB | 1.000 | 73079 | FRONT OF HOUSE
7976 | HOLYROOD CT | 43017-9700 | Active | 06601 | FEBCO | 765 | PVB | 1.000 | 73085 | RT SIDE
7990 | HOLYROOD CT | 43017-9700 | Active | CAA36823 | WILKINS | 720A | PVB | 0.750 | 93568 | RIGHT CENTER BY A/C
7993 | HOLYROOD CT | 43017-9700 | Active | ED337 | FEBCO | 765 | PVB | 1.000 | 73107 | LEFT FRONT
8002 | HOLYROOD CT | 43017-9700 | Active | 154334 | WILKINS | 720A | PVB | 1.000 | 73195 | LEFT SIDE OF HOUSE
8017 | HOLYROOD CT | 43017-9700 | Active | 16558 | FEBCO | 765 | PVB | 1.000 | 73211 | LEFT FRONT
8028 | HOLYROOD CT | 43017-9700 | Active | T046439 | WILKINS | 720A | PVB | 0.750 | 97616 | LEFT FRONT
8029 | HOLYROOD CT | 43017-9700 | Active | H997877 | FEBCO | 765 | PVB | 1.000 | 73226 | LEFT REAR SIDE OF HOUSE BY AC
8041 | HOLYROOD CT | 43017-9700 | Active | T345835 | Wilkins | 720AU | PVB | 0.750 | 73245 | RIGHT FRONT
8042 | HOLYROOD CT | 43017-9700 | Active | T386131 | WILKINS | 720A | PVB | 0.750 | 73247 | FRONT RIGHT OF DOOR
8053 | HOLYROOD CT | 43017-9700 | Active | G201409 | WILKINS | 720A | PVB | 1.000 | 73259 | REAR OF HSE
8054 | HOLYROOD CT | 43017-9700 | Active | CB083026 | WILKINS | 720A | PVB | 0.750 | 73261 | FRONT OF HOUSE RIGHT OF FRONT DOOR
8065 | HOLYROOD CT | 43017-9700 | Active | 011764 | WATTS | 800M4FR | PVB | 1.000 | 3609799 | RIGHT SIDE OF HOUSE
8068 | HOLYROOD CT | 43017-9700 | Active | cb886927 | WILKINS | 720A | PVB | 1.000 | 73272 | RIGHT CENTER BY A/C
8077 | HOLYROOD CT | 43017-9700 | Active | T339613 | WILKINS | 720A | PVB | 1.000 | 73278 | LH SIDE
8080 | HOLYROOD CT | 43017-9700 | Active | BB8188 | FEBCO | 765 | PVB | 0.750 | 73285 | RIGHT FRONT CORNER
8089 | HOLYROOD CT | 43017-9700 | Active | 24433 | FEBCO | 765 | PVB | 1.000 | 73288 | RIGHT SIDE FRONT
8094 | HOLYROOD CT | 43017-9700 | Active | 444283 | WILKINS | 720A | PVB | 0.750 | 73294 | LEFT FRONT
8101 | HOLYROOD CT | 43017 | Active | RX108 | CONBRACO | 40204T2 | RP | 0.750 | 73321 | BASEMENT AT WATER METER
8106 | HOLYROOD CT | 43017-9700 | Active | 150044 | WILKINS | 720A | PVB | 0.750 | 73324 | FRONT RIGHT FRONT DOOR
8113 | HOLYROOD CT | 43017-9700 | Active | 263411 | WILKINS | 420 | PVB | 1.000 | 73335 | RIGHT SIDE OF HOUSE
8120 | HOLYROOD CT | 43017-9700 | Active | DK5064 | FEBCO | 765 | PVB | 1.000 | 73340 | FRONT OF HOUSE RIGHT FRONT DOOR
8125 | HOLYROOD CT | 43017-9700 | Active | T205248 | Wilkins | 720A | PVB | 0.750 | 73348 | FRONT -RIGHT OF DOOR
6008 | HOLYWELL DR | 43017-2700 | Active | 303877 | WATTS | 800M4QT | PVB | 0.750 | 68687 | LEFT SIDE OF HOUSE
6032 | HOLYWELL DR | 43017-2700 | Active | 157735 | WATTS | 009QT | RP | 0.750 | 93569 | BASEMENT
6033 | HOLYWELL DR | 43017-2721 | Active | HB09658 | FEBCO | 765 | PVB | 0.750 | 68748 | RIGHT SIDE OF HOUSE
6040 | HOLYWELL DR | 43017-2700 | Active | G200460 | WILKINS | 720A | PVB | 1.000 | 68768 | LEFT SIDE
6048 | HOLYWELL DR | 43017-2700 | Active | CAB38000 | WILKINS | 720A | PVB | 1.000 | 93570 | LEFT SIDE
6049 | HOLYWELL DR | 43017-2721 | Active | 22260 | WATTS | 800M4QT | PVB | 0.750 | 68790 | RIGHT FRONT
6081 | HOLYWELL DR | 43017-2718 | Active | G204957 | WILKINS | 720A | PVB | 0.750 | 93389 | RIGHT SIDE BY ELECTRIC AND GAS METER
6097 | HOLYWELL DR | 43017-2718 | Active | FL3582 | FEBCO | 765 | PVB | 1.000 | 93571 | LEFT SIDE
6120 | HOLYWELL DR | 43017-2717 | Active | A151062 | WILKINS | 720A | PVB | 0.750 | 91725 | RIGHT SIDE
6137 | HOLYWELL DR | 43017-2719 | Active | T131891 | WILKINS | 720A | PVB | 0.750 | 102842 | FRONT OF HOUSE
6144 | HOLYWELL DR | 43017-2717 | Active | 283503 | WATTS | 800M4QT | PVB | 0.750 | 69129 | LT SIDE
6145 | HOLYWELL DR | 43017-2719 | Active | 4637 | FEBCO | 765 | PVB | 1.000 | 69133 | LEFT SIDE OF HOUSE
2500 | HOME ACRE DR | 43231-1688 | Active | 356781 | WILKINS | 975 | RP | 0.750 | 58494 | MECHANICAL ROOM of Dentist Office 'Smiles Ahead'
2500 | HOME ACRE DR | 43231-1688 | Active | 5016 | WATTS | 800MQT | PVB | 0.500 | 58495 | DARK ROOM -Protecting proccessor of Dentist office 'Smiles Ahead'
2070 | HOME RD | 43123 | Active | QI-0063 | AMES | COLT 300GV | DCDA | 6.000 | 3618532 | POOL HOUSE MECHANICAL ROOM
2070 | HOME RD | 43123 | Active | 45075 | AMES | 2000B | DC | 0.750 | 3618533 | POOL HOUSE MECHANICAL ROOM
2070 | HOME RD | 43123 | Active | QJ-0596 | AMES | COLT 400 | RP | 3.000 | 3618534 | POOL HOUSE MECHANICAL ROOM
2160 | HOME RD | 43123- | Active | 1249061202 | AMES | 3000SS | DCDA | 6.000 | 57476 | LEFT SIDE OF ENTRANCE OFF OF HOME ROAD
2160 | HOME RD | 43123- | Active | UE2948 | WATTS | 957 | RP | 3.000 | 3633534
2160 | HOME RD | 43123- | Active | 55821 | WATTS | 007M1QT | DC | 0.750 | 57477 | LEFT SIDE OF ENTRANCE OFF OF HOME ROAD
2259 | HOME RD | 43123- | Active | 210118 | WATTS | LF009M2QT | RP | 1.000 | 3447025 | HOTBOX AFTER FORD BOX 50FT W OF GANTZ FARM SIGN
2416 | HOME RD | 43123 | Active | 266767 | WATTS | 009M2-FP | RP | 1.000 | 3652909 | BASEMENT UTILITY ROOM OFF KITCHEN
2641 | HOME RD | 43123- | Due Install |  |  |  | RP | 6.000 | 3447037
2734 | HOME RD | 43123-1701 | Not Required by DOW | [5 empty] | 3447043
2878 | HOME RD | 43123-1771 | Active | 09074 | WATTS | 007QT | DC | 1.500 | 59480 | AT WATER METER IN NW CORNER OF BUILDING
2878 | HOME RD | 43123-1771 | Active | 257529 | WATTS | 909M1QT | RP | 2.000 | 59479 | AT WATER METER IN N.W. CORNER OF BUILDING
4569 | HOMER OHIO LN | 43125-9082 | Active | A10532 | WATTS | 009QT | RP | 1.500 | 91856 | MECH ROOM
4581 | HOMER OHIO LN | 43125-9082 | Active | 114264 | FEBCO | 765 | PVB | 1.000 | 64402 | REAR OF BUILDING ..OUTSIDE
4581 | HOMER OHIO LN | 43125-9082 | Active | ABU1078 | WILKINS | 975XL | RP | 1.000 | 64403 | MECHANICAL ROOM
4600 | HOMER OHIO LN | 43125-9288 | Due Install |  |  |  | DCDA |  | 3635986
4600 | HOMER OHIO LN | 43125-9288 | Not Required by DOW |  |  |  | RP |  | 3447315
4601 | HOMER OHIO LN | 43125-9231 | Active | 3366184 | WILKINS | 975 | RP | 1.000 | 64534 | IN MIDDLE OF BUILDING IN SMALL STORAGE ROOM
4633 | HOMER OHIO LN | 43125-9231 | Active | WJ-1161 | WATTS | 757 | DC | 6.000 | 3652589
4633 | HOMER OHIO LN | 43125-9231 | Active | ABS0915 | WILKINS | 975XL | RP | 1.000 | 3447317
4633 | HOMER OHIO LN | 43125-9231 | Active | 232329 | WATTS | 007M3-FP | DC | 0.750 | 3653961
4675 | HOMER OHIO LN | 43125-9231 | Due Install |  |  |  | RP | 1.500 | 3447318
4675 | HOMER OHIO LN | 43125-9231 | Due Install |  |  |  | DCDA | 6.000 | 3652588
4685 | HOMER OHIO LN | 43125-9231 | Not Required by DOW | 431058 | WILKINS | 975 | RP | 1.000 | 64803 | AT WATER METER
4700 | HOMER OHIO LN | 43125-9230 | Not Required by DOW |  |  |  | RP |  | 3447320
4800 | HOMER OHIO LN | 43125-9390 | Active | 954793 | WILKINS | 975XLBMS | RP | 2.000 | 65100 | NEXT TO FIRE RAISERS SE CORNER OF PRODUCTION AREA
4800 | HOMER OHIO LN | 43125-9390 | Active | 1J1894 | AMES | 3000SS | DCDA | 4.000 | 65096 | NEXT TO DRIVE IN OVERHEAD DOOR
4800 | HOMER OHIO LN | 43125-9390 | Active | 8968 | AMES | 2000B | DC | 0.750 | 65098 | NEXT TO DRIVE W OVER HEAD DOOR
4800 | HOMER OHIO LN | 43125-9390 | Not Required by DOW | 953105 | WILKINS | 975XLBMS | RP | 1.000 | 65099 | NORTH WEST END OF PRODUCTION AREA
5985 | HOMESTEAD CT | 43026-7369 | Active | 792875 | WILKINS | 720A | PVB | 0.750 | 68473 | LEFT FRONT OUTSIDE
5991 | HOMESTEAD CT | 43026 | Active | CB440254 | WILKINS | 720A | PVB | 0.750 | 68487 | LEFT SIDE
5998 | HOMESTEAD CT | 43026-7369 | Active | 672218 | WILKINS | 720A | PVB | 0.750 | 93575 | LEFT SID EOF HOUSE
5999 | HOMESTEAD CT | 43026-7369 | Active | 779501 | WILKINS | 720A | PVB | 0.750 | 68500 | FRONT LEFT SIDE
6023 | HOMESTEAD CT | 43026-7369 | Active | G246892 | WILKINS | 720A | PVB | 0.750 | 68725 | FRONT LEFT OF HOUSE
6024 | HOMESTEAD CT | 43026-7369 | Active | H687239 | FEBCO | 765 | PVB | 0.750 | 102490 | RIGHT SIDE
6032 | HOMESTEAD CT | 43026-7369 | Active | CB636576 | WILKINS | 720A | PVB | 0.750 | 3585813 | LEFT FRONT
6048 | HOMEWELL ST | 43026-7265 | Active | CB597756 | WILKINS | 720A | PVB | 0.750 | 96091 | RIGHT FRONT
6059 | HOMEWELL ST | 43026-7199 | Active | CB638688 | WILKINS | 720A | PVB | 0.750 | 3585137
6065 | HOMEWELL ST | 43026-7199 | Active | G242332 | WILKINS | 720A | PVB | 0.750 | 99055 | OUTSIDE LEFT FRONT OF HOME
6113 | HONEY FARM WAY | 43123 | Active | T417965 | WILKINS | 720 | PVB | 0.750 | 3648852 | LEFT SIDE OF HOUSE
6132 | HONEY FARM WAY | 43123 | Active | T418121 | WILKINS | 720A | PVB | 1.000 | 3650020 | RIGHT FRONT
6153 | HONEY FARM WAY | 43123 | Active | CB674769 | WILKINS | 720A | PVB | 0.750 | 3649473 | RIGHT SIDE OF HOUSE
2833 | HONEYSUCKLE LN | 43026-9007 | Active | 687464 | WILKINS | 720A | PVB | 1.000 | 59417 | LEFT SIDE OF HOUSE
2677 | HOOVER CROSSING CT | 43123-9066 | Active | DJ4159 | FEBCO | 765 | PVB | 0.750 | 58941 | LEFT SIDE OF HOUSE
2518 | HOOVER CROSSING WAY | 43123- | Active | T077025 | WILKINS | 720 | PVB | 0.750 | 3447793 | ENTRANCE BUILDING
2520 | HOOVER CROSSING WAY | 43123 | Active | CB994471 | WILKINS | 720A | PVB | 0.750 | 3613687
2528 | HOOVER CROSSING WAY | 43123-9063 | Active | 373738 | WATTS | 800M4FR | PVB | 0.750 | 96477 | RIGHT SIDE
2543 | HOOVER CROSSING WAY | 43123-9064 | Active | 1553 | FEBCO | 765 | PVB | 1.000 | 58591 | EAST SIDE OF HOUSE OUTSIDE NEAR HOSE BIBB
2553 | HOOVER CROSSING WAY | 43123-9064 | Active | CH9878 | FEBCO | 765 | PVB | 0.750 | 93577 | BACK OF HOUSE
2558 | HOOVER CROSSING WAY | 43123-9063 | Active | H049997 | FEBCO | 765 | PVB | 0.750 | 58630 | RIGHT SIDE OF HOUSE
2568 | HOOVER CROSSING WAY | 43123-9063 | Active | T081713 | WILKINS | 720A | PVB | 0.750 | 58649 | RIGHT HAND SIDE OF HOUSE
2585 | HOOVER CROSSING WAY | 43123-9064 | Active | DJ4161 | FEBCO | 765 | PVB | 0.750 | 58679 | LEFT SIDE OF HOUSE
2608 | HOOVER CROSSING WAY | 43123-8904 | Active | 4540632 | WILKINS | 975XL2 | RP | 0.750 | 3630223 | BASEMENT AT SUMP PIT
2628 | HOOVER CROSSING WAY | 43123-8904 | Active | H467071 | FEBCO | 765 | PVB | 1.000 | 58817 | OUTSIDE RIGHT SIDE
2678 | HOOVER CROSSING WAY | 43123-8904 | Active | H132417 | FEBCO | 765 | PVB | 0.750 | 58947 | OUTSIDE
2683 | HOOVER CROSSING WAY | 43123-9065 | Active | CB588365 | WILKINS | 720A | PVB | 0.750 | 97770 | left side of house
3460 | HOOVER RD | 43123-1807 | Due Install |  |  |  | RP |  | 3447683
3612 | HOOVER RD | 43123-1807 | Active | 156139 | WATTS | 009QT | RP | 0.750 | 61280 | MECH ROOM
3650 | HOOVER RD | 43123-2452 | Not Required by DOW | 349414 | WATTS | 909QT | RP | 0.750 | 61373 | BOILER ROOM
3650 | HOOVER RD | 43123-2452 | Active | 143551 | WATTS | 909 | RP | 3.000 | 61372 | NORTH END OF GARAGE IN METER ROOM
3650 | HOOVER RD | 43123-2452 | Active | 230961 | WATTS | 007M3-FP | DC | 0.750 | 3653335 | RISER ROOM
3650 | HOOVER RD | 43123-2452 | Active | WC-1514 | WATTS | 757DCDAGV | DCDA |  | 3653334 | RISER ROOM
3650 | HOOVER RD | 43123-2452 | Due Install |  |  |  | DCDA | 4.000 | 3633269
3675 | HOOVER RD | 43123-2458 | Active | ACM2453 | WILKINS | 975XL | RP | 1.500 | 3447702 | BASEMENT LAUNDRY ROOM AT METER
3675 | HOOVER RD | 43123-2458 | Active | 74006 | AMES | 2000BM3 | DC | 0.750 | 3655017 | BASEMENT LAUNDRY ROOM
3675 | HOOVER RD | 43123-2458 | Active | XE-3502 | AMES | 3000SS | DCDA | 3.000 | 3650957 | BASEMENT LAUNDRY ROOM
3756 | HOOVER RD | 43123-2452 | Active | 183171 | WATTS | LF009M2QT | RP | 1.000 | 3447703 | MEETING ROOM IN CABINET WITH ACCESS PANEL
3811 | HOOVER RD | 43123 | Not Required by DOW | A340398 | WILKINS | 375XL | RP | 1.000 | 3641217 | BOILER ROOM 15' in air above water meter
3811 | HOOVER RD | 43123 | Active | Q08422 | WILKINS | 475V | RP | 3.000 | 3605778 | MECHANICAL ROOM
3811 | HOOVER RD | 43123 | Active | 1155870214 | WATTS | 774DCDA | DCDA | 8.000 | 3606021 | METER PIT AT HOOVER RD
3811 | HOOVER RD | 43123 | Active | 21032 | WATTS | 007M2QT | DC | 0.750 | 3606022 | METER PIT AT HOOVER RD
3824 | HOOVER RD | 43123-2454 | Active | 1043299 | WILKINS | 975 | RP | 1.000 | 61872 | MECH ROOM AT METER
3860 | HOOVER RD | 43123-2454 | Active | 4964900 | WILKENS/ZURN | 975XL2 | RP | 1.000 | 3447705 | UTILITY ROOM BY HOT WATER TANK
3929 | HOOVER RD | 43123-2853 | Due Install |  |  |  | DC | 6.000 | 3649986
3929 | HOOVER RD | 43123-2853 | Due Install |  |  |  | RP | 3.000 | 3626632
4041 | HOOVER RD | 43123-3604 | Active | 432136 | WILKINS | 975XL | RP | 0.750 | 62738 | WEST SIDE BY WATER METER
4060 | HOOVER RD | 43123-3605 | Active | 4135573 | WILKINS | 975XL2 | RP | 0.750 | 3447711 | IN RESTROOM
4062 | HOOVER RD | 43123-3605 | Active | 283517 | WATTS | LF009M3QT | RP | 0.750 | 3447713 | RESTROOM
4064 | HOOVER RD | 43123- | Active | B348614 | WILKINS | 375XL | RP | 0.750 | 3447715 | RESTROOM
4066 | HOOVER RD | 43123-3605 | Active | 11100 | WATTS | LF919 | RP | 0.750 | 3447716 | AT METER IN WOMENS RESTROOM
4068 | HOOVER RD | 43123-3605 | Active | 4852349 | WILKINS | WILKINS | RP | 1.500 | 3447717 | IN BACK CLOSET
4074 | HOOVER RD | 43123-3692 | Due Install | [5 empty] | 3635855
4074 | HOOVER RD | 43123-3692 | Active | 3370738 | WILKINS | 975XL2 | RP | 0.750 | 99338 | BASEMENT UTILITY ROOM
4099 | HOOVER RD | 43123-3604 | Active | 074374 | WILKINS | 975XL | RP | 0.750 | 89330 | AT MECH ROOM
4128 | HOOVER RD | 43123-3625 | Active | 200405 | WATTS | 009M3QT | RP | 0.750 | 62984 | MECH ROOM AT WATER METER
4128 | HOOVER RD | 43123-3625 | Not Required by DOW | CB113928 | WILKINS | 720A | PVB | 1.000 | 3611577 | OUTSIDE ON EAST WALL
4141 | HOOVER RD | 43123-3617 | Not Required by DOW | H427711 | FEBCO | 765 | PVB | 1.000 | 3447723 | S SIDE
4141 | HOOVER RD | 43123-3617 | Active | 269266 | WATTS | LF009M2QT | RP | 1.000 | 3651958 | JANITOR CLOSET SOUTH SIDE IF BUILDING
4166 | HOOVER RD | 43123-3625 | Active | W279452 | WILKINS | 975XLBMS | RP | 0.750 | 92666 | BACK MECH ROOM
4178 | HOOVER RD | 43123 | Not Required by DOW | 180239 | WATTS | LF009M3QT | RP | 0.750 | 3632612 | BASEMENT NEXT TO WATER METER
4178 | HOOVER RD | 43123 | Not Required by DOW | 197671 | WATTS | LF009M3QT | RP | 0.750 | 3632611 | BASEMENT NEXT TO WATER METER
4178 | HOOVER RD | 43123 | Active | 191512 | WATTS | LF009M3QT | RP | 0.750 | 3632610 | BASEMENT AT WATER METER
4200 | HOOVER RD | 43123-3602 | Active | 55427 | WATTS | 009QT | RP | 1.000 | 63239 | JANITOR'S CLOSET
4213 | HOOVER RD | 43123-3617 | Active | cb017106 | WILKINS | 720 | PVB | 0.750 | 3611498 | FRONT OF BLDG
4218 | HOOVER RD | 43123-3625 | Active | 82507 | WATTS | LF 919QT | RP | 0.750 | 3589058 | BASEMENT NW CORNER
4242 | HOOVER RD | 43123 | Active | 182647 | WATTS | LF009M2QT | RP | 2.000 | 3651601 | RISER ROOM, N/W
4242 | HOOVER RD | 43123 | Active | ABL2811 | WILKINS | 975XL | RP | 0.750 | 3652003 | RISER ROOM N/W
4242 | HOOVER RD | 43123 | Active | 15860 | WILKINS | 375 | RPDA | 6.000 | 3652004 | RISER ROOM N/W
4460 | HOOVER RD | 43123-9786 | Active | A008561 | WILKINS | 720A | PVB | 0.750 | 64083 | LEFT SIDE OF HOUSE
4501 | HOOVER RD | 43123-8620 | Active | 1891484 | WILKINS | 975 | RP | 0.750 | 64238 | NE METER ROOM
4501 | HOOVER RD | 43123-8620 | Active | 255539 | WATTS | 009M2QT | RP | 2.000 | 75058 | UTILITY/MECH ROOM
4501 | HOOVER RD | 43123-8620 | Active | M03233 | WILKINS | 375ADA | RPDA | 4.000 | 64239 | NE METER ROOM
4665 | HOOVER RD | 43123-8621 | Active | 2277954 | WILKINS | 975XL | RP | 0.750 | 100187 | PENTHOUSE #5
4665 | HOOVER RD | 43123-8621 | Active | 2862069 | WILKINS | 975 | RP | 0.750 | 98858 | PENTHOUSE #2
4665 | HOOVER RD | 43123-8621 | Active | 2277929 | WILKINS | 975 | RP | 0.750 | 98859 | PENTHOUSE #3
4665 | HOOVER RD | 43123-8621 | Active | 2277920 | WILKINS | 975 | RP | 0.750 | 98857 | PENTHOUSE # 1
4665 | HOOVER RD | 43123-8621 | Active | 200392 | WATTS | LF009M3QT | RP | 0.750 | 95749 | ROOF PENTHOUSE #4
4665 | HOOVER RD | 43123-8621 | Active | 2277964 | WILKINS | 975XLBMS | RP | 0.750 | 95748 | ROOF PRNTHOUSE #6
4665 | HOOVER RD | 43123-8621 | Active | T001474 | WILKINS | 720A | PVB | 2.00 | 64741 | SOUTH SIDE OF BUILDING OUTSIDE WALL
4665 | HOOVER RD | 43123-8621 | Due Install |  |  |  | RP | 6.000 | 3635491
4770 | HOOVER RD | 43123-8504 | Not Required by DOW | 09142 | WATTS | 719QT | DC | 1.000 | 65000 | MECHANICAL ROOM
4770 | HOOVER RD | 43123-8504 | Due Install |  |  |  | RP | 1.500 | 3653666 | BY MTR PIT
4770 | HOOVER RD | 43123-8504 | Active | 3KM0794 | AMES | 3000SS | DCDA | 4.000 | 64998 | SPRINKLER RISER ROOM--SERIAL # 3KM0794
4770 | HOOVER RD | 43123-8504 | Active | 4006 | AMES | 2000B | DC | 0.750 | 64999 | LIMITED FIRE
4770 | HOOVER RD | 43123-8504 | Active | 169741 | WATTS | 909 | RP | 3.000 | 64997 | MECH ROOM CHILDRENS BUILDING
4770 | HOOVER RD | 43123-8504 | Due Install |  |  |  | RP | 8.000 | 3653667 | BY MTR PIT
4827 | HOOVER RD | 43123- | Due Install |  |  |  | RP | 6.000 | 3647060
4895 | HOOVER RD | 43123-9788 | Not Required by DOW | 20613 | WATTS | LF919QT | RP | 1.500 | 3616598 | IN CLUBHOUSE AT MECHANICAL ROOM
4895 | HOOVER RD | 43123-9788 | Active | QC-0264 | AMES | COLT 400 | RP | 3.000 | 3447751 | HOT BOX RIGHT OF DRIVE, COURTYARDS AT HOOVER
4895 | HOOVER RD | 43123-9788 | Active | 42730 | AMES | 2000B | DC | 0.750 | 3615441 | METER VAULT RIGHT OF DRIVE, HOT BOX AT COURTYARDS AT HOOVER
4895 | HOOVER RD | 43123-9788 | Active | QC-0377 | AMES | COLT 300GV | DCDA | 8.000 | 3615442 | METER VAULT RIGHT OF DRIVE, HOT BOX AT COURTYARDS AT HOOVER
4990 | HOOVER RD | 43123 | Active | 22284 | WATTS | 007M2 | DC | 0.750 | 3639469 | METER PIT AT ENTRANCE - CORNER OF HOOVER AND ORDERS. FIRE SIDE CAR
4990 | HOOVER RD | 43123 | Active | TC-2790 | WATTS | 957 | RP | 3.000 | 3639467 | HOT BOX AT ENTRANCE - CORNER OF HOOVER AND ORDERS
4990 | HOOVER RD | 43123 | Active | 1169350610 | WATTS | 774DCDA | DCDA | 8.000 | 3639468 | METER PIT AT ENTRANCE - CORNER OF HOOVER AND ORDERS
5775 | HOOVER RD | 43123 | Active | UB-1541 | AMES | 500-GV | RPDA | 6.000 | 3652354 | HOT BOX IN FRONT OF BUILDING
5775 | HOOVER RD | 43123 | Active | 88567 | WATTS | LF919QT | RP | 0.750 | 3652356 | HOT BOX IN FRONT OF BUILDING
5775 | HOOVER RD | 43123 | Active | 249103 | WATTS | 009 | RP | 1.000 | 3652259 | HOT BOX IN FRONT OF BUILDING
5849 | HOOVER RD | 43123 | Not Required by DOW | T345599 | WILKINS | 720 | PVB | 0.750 | 3652203 | Front
5849 | HOOVER RD | 43123 | Active | 176848 | WATTS | LF009M2QT | RP | 2.000 | 3651207 | HOT BOX S/E OF BUILDING
5849 | HOOVER RD | 43123 | Active | 90794 | WATTS | LF919QT | RP | 0.750 | 3651209 | HO TBOX S/E OF BUILDING
5849 | HOOVER RD | 43123 | Active | VG-0519 | AMES | 500GV | RPDA | 6.000 | 3651208 | S/E OF BUILDING HOT BOX
5914 | HOOVER RD | 43123- | Active | 49770 | WATTS | 007QT | DC | 0.750 | 68312 | METER PIT
5914 | HOOVER RD | 43123- | Active | 143960601 | AMES | 3000SS | DCDA | 6.000 | 68311 | METER PIT
5914 | HOOVER RD | 43123- | Due Install |  |  |  | RP |  | 3633892 | HOT BOX AT METER PIT
5914 | HOOVER RD | 43123- | Active | A150215 | WILKINS | 720A | PVB | 0.750 | 90586 | RIGHT SIDE OF CLUBHOUSE BEHIND A/C
5914 | HOOVER RD | 43123- | Active | 2776660 | WILKINS | 975 | RP | 1.000 | 68313 | ABOVE METER PIT-HOOVER RD & QUAIL CREEK SE CORNER-S EDGE OF POND
5968 | HOOVER RD | 43123-8131 | Not Required by DOW | H377926 | FEBCO | 765 | PVB | 1.000 | 88616 | REAR OF BLDG BY AC UNIT
5968 | HOOVER RD | 43123-8131 | Active | A06915 | WATTS | 009M3QT | RP | 0.750 | 88611 | MECH ROOM AT METER
6011 | HOOVER RD | 43123- | Not Required by DOW | A12435 | WATTS | 009M2QT | RP | 1.000 | 92527 | NW CORNER OF HOOVER AND 665 (IN HOT BOX)
6011 | HOOVER RD | 43123- | Active | 04421 | AMES | 4000B | RP | 1.500 | 92602 | NW CORNER OF HOOVER AND 665 (IN HOT BOX)
6024 | HOOVER RD | 43123-8133 | Active | W208375 | WILKINS | 975XL | RP | 1.500 | 87967 | MECH ROOM, EAST SIDE OF BUILDING
4665 | HOOVER RD UNIT A | 43123-8621 | Active | 565065 | WILKINS | 720A | PVB | 1.500 | 64744 | BY BASEBALL FIELD INSIDE FENCE
4665 | HOOVER RD UNIT A | 43123-8621 | Active | 114988 | WATTS | 909 | RP | 2.500 | 64743 | STADIUM RESTROOM MECH ROOM
4665 | HOOVER RD UNIT A | 43123-8621 | Not required by DOW | 103810 | WATTS | 909HWQT | RP | 1.000 | 64740 | MECHANICAL ROOM OF RECREATION BUILDING
4665 | HOOVER RD UNIT A | 43123-8621 | Active | 272470 | WATTS | 009M2PCQT | RP | 1.000 | 3641216 | BOILER ROOM REC CENTER
4665 | HOOVER RD UNIT A | 43123-8621 | Active | 8049 | WILKINS | 720A | PVB | 2.000 | 64745 | TRACK STORAGE BUILDING OUTSIDE WALL
5665 | HOOVER RD UNIT A | 43123-9122 | Active | 331127 | WATTS | LF009M3QT | RP | 0.750 | 3652828 | SHELTER HOUSE UTILITY RM
5665 | HOOVER RD UNIT A | 43123-9122 | Due Install |  |  |  | RP | 1.500 | 3630321 | MESSEM HALL
5665 | HOOVER RD UNIT A | 43123-9122 | Not Required by DOW | 03153 | WATTS | 919 | RP | 0.500 | 104163 | STOWELL HOUSE MECH ROOM
5665 | HOOVER RD UNIT A | 43123-9122 | Due Install |  |  |  | DC | 4.000 | 3653579 | MESSEM HALL
5665 | HOOVER RD UNIT A | 43123-9122 | Not Required by DOW | 453720 | WATTS | 909QT | RP | 0.750 | 67541 | HORSE BARN
5665 | HOOVER RD UNIT B | 43123-9122 | Active | 1554700207 | AMES | 3000SS | DCDA | 3.000 | 92088 | NE SIDE BASEMENT-STOWELL
5665 | HOOVER RD UNIT B | 43123-9122 | Due Install |  |  |  | RP | 1.500 | 3630313 | BASMENT OF HISLOP
5665 | HOOVER RD UNIT B | 43123-9122 | Active | 53615 | AMES | 2000SS | DC | 0.750 | 92085 | NE BASEMENT-STOWELL
5665 | HOOVER RD UNIT C | 43123-9122 | Due Install |  |  |  | DCDA | 8.000 | 3447775 | IN WATER METER PIT NW CORNER OF PROPERTY
5665 | HOOVER RD UNIT C | 43123-9122 | Due Install |  |  |  | RP | 4.000 | 3630322
5665 | HOOVER RD UNIT D | 43123-9122 | Active | 141238 | WILKINS | 975 | RP | 1.500 | 67539 | NW STORAGE ROOM--FAMILY LIFE
5665 | HOOVER RD UNIT E | 43123-9122 | Active | 695637 | WILKINS | 975XL | RP | 1.500 | 67543 | FURNANCE ROOM-MARY DUNN
4054 | HOOVER RD UNIT REAR | 43123- | Not Required by DOW | [5 empty] | 3447709
1192 | HOPE AVE | 43212-3551 | Active | CB332951 | WILKINS | 720A | PVB | 0.750 | 3447825 | LEFT FRONT
1234 | HOPE AVE | 43212-3552 | Active | CAA47240 | WILKINS | 720A | PVB | 0.750 | 3447832 | LEFT SIDE
3210 | HORIZON CT | 43054 | Active | 01421C | APOLLO | CVALF4A | DC | 0.500 | 3654522 | HOTBOX
3210 | HORIZON CT | 43054 | Active | 87717 | APOLLO | A2LF4A | RPDA | 12.000 | 3654521 | HOT BOX
3210 | HORIZON CT | 43054 | Active | VL-2012 | WATTS | 957 | RP | 4.000 | 3654520 | HOT BOX
3450 | HORIZON CT | 43054 | Active | VL-1974 | WATTS | 957 | RP | 4.000 | 3654382 | HOT BOX
3450 | HORIZON CT | 43054 | Active | 91258 | APOLLO | 2LF4A | RPDA | 12.000 | 3654518 | HOT BOX
3450 | HORIZON CT | 43054 | Active | 01417C | APOLLO | CVALF4A | DDC | 0.500 | 3654519 | HOT BOX
3455 | HORIZON CT | 43054 | Active | 117433 | WATTS |  | RP | 1.500 | 3654381 | HOTBOX
7575 | HORIZON DR | 43235-5618 | Active | 97313 | WILKINS | 975XLBMS | RP | 2.000 | 96711 | Water-Utility Room / Lower Level Southeast by Dock
7575 | HORIZON DR | 43235-5618 | Active | B01881 | WILKINS | 975 | RP | 3.000 | 72266 | Water-Utility Room / Lower Level Southeast by Dock
7575 | HORIZON DR | 43235-5618 | Due Install |  |  |  | DCDA | 6.000 | 3640946 | 2 MAN PIT @ 7575 HUNTINGTON PARK
4000 | HORIZONS DR | 43220-5217 | Not Required by DOW | T427914 | WILKINS | 720A | PVB | 1.000 | 3638509 | MIDDLE AREA OF LAWN
4000 | HORIZONS DR | 43220-5217 | Active | 1033 | AMES | 4000B | RP | 1.500 | 62625 | HOT BOX AT RIGHT OF DRIVE NORTH OF HENDERSON
4000 | HORIZONS DR | 43220-5217 | Active | 104540 | AMES | 3000SS | DCDA | 6.000 | 62626 | IN GROUND METER PIT AT THE EAST END OF HORIZONS RIGHT DRIVE
4000 | HORIZONS DR | 43220-5217 | Active | 44954 | WATTS | 007QT | DC | 0.750 | 62627 | IN GROUND METER PIT AT THE EAST END OF HORIZONS RIGHT OF DRIVE
4000 | HORIZONS DR | 43220-5217 | Not Required by DOW | 859710 | WILKINS | 975XL | RP | 2.000 | 87695 | PORTABLE ASSEMBLY W/ APPROVED VAVLES
4100 | HORIZONS DR | 43220-5280 | Active | 1186231 | WILKINS | 975XLBMS | RP | 1.500 | 62906 | METER ROOM 1ST FLOOR
4100 | HORIZONS DR | 43220-5280 | Not Required by DOW | 3621405 | WILKINS | 975XL | RP | 1.000 | 62907 | JANITOR'S CLOSET
5001 | HORIZONS DR | 43220-5285 | Not Required by DOW | CB160021 | WILKINS | 720A | PVB | 1.000 | 90919 | WEST SIDE OF BLDG OUTSIDE
5001 | HORIZONS DR | 43220-5285 | Active | 571165 | WATTS | 909PCHWQT | RP | 1.000 | 65687 | EAST WALL MECH ROOM
5003 | HORIZONS DR | 43220-5286 | Active | W113962 | WILKINS | 975XLBMS | RP | 1.000 | 89085 | 1ST FLOOR MECHANICAL ROOM
5003 | HORIZONS DR | 43220-5286 | Not Required by DOW | A083610 | WILKINS | 720A | PVB | 0.750 | 98375 | WEST SIDE
5005 | HORIZONS DR | 43220-5287 | Active | N0706190139 | FEBCO | 876V | DCDA | 3.000 | 95699 | IN HOT BOX @ SE CORNER OF THE BLDG
5005 | HORIZONS DR | 43220-5287 | Active | 2776638 | WILKINS | 975XLBMS | RP | 1.000 | 95698 | MECH ROOM 1ST FLOOR
5005 | HORIZONS DR | 43220-5287 | Active | H02275 | FEBCO | 805YB | DC | 0.750 | 95701 | IN HOT BOX @ SE CORNER OF BLDG
5005 | HORIZONS DR | 43220-5287 | Not Required by DOW | W342363 | WILKINS | 975XLBMS | RP | 1.000 | 95702 | MECH ROOM 1ST FLOOR
5007 | HORIZONS DR | 43220-5288 | Active | 19396 | WATTS | 919AQT | RP | 1.000 | 96860 | 1ST FLOOR MECH ROOM NEXT TO WATER METER
5007 | HORIZONS DR | 43220-5288 | Active | H00275 | FEBCO | 805Y | DC | 0.750 | 96859 | IN HOT BOX SW CORNER OF BLDG
5007 | HORIZONS DR | 43220-5288 | Not Required by DOW | 18572 | WATTS | 919AQT | RP | 1.000 | 96524 | 1ST FLOOR MECH ROOM NEXT TO WATER METER
5007 | HORIZONS DR | 43220-5288 | Active | 706190139 | FEBCO | 876V | DCDA | 3.000 | 96858 | IN HOT BOX SW CORNER OF BLDG
5009 | HORIZONS DR | 43220-5284 | Not Required by DOW | 4583567 | WILKINS | 975XL | RP | 1.000 | 92305 | BACK OF BUILDING BY AC
5009 | HORIZONS DR | 43220-5284 | Active | 06650 | WATTS | 919 | RP | 1.000 | 89424 | MECH ROOM CENTER OF BLDG
1560 | HORTON PL | 43228-7079 | Active | AH6177 | FEBCO | 765 | PVB | 1.000 | 55409 | OUTSIDE
145 | HOSACK ST | 43207- | Active | 4625358 |  |  | RP | 2.000 | 3447986 | AT WATER METER
145 | HOSACK ST | 43207- | Not Required by DOW | 4630986 | WILKINS | 975XL2 | RP | 1.000 | 3636247
183 | HOSACK ST | 43207- | Active | 10266 | WATTS | 919QT | RP | 1.250 | 57041 | WATER METER ROOM MIS STORAGE ROOM
231 | HOSACK ST | 43207- | Due Install |  |  |  | RP | 2.000 | 3447992
258 | HOSACK ST | 43207-2351 | Not Required by DOW | [5 empty] | 3447993
349 | HOSACK ST | 43207 | Active | 46992 | WATTS | 919QT | RP | 1.000 | 3609663 | NW CORNER
6805 | HOSPITAL DR | 43016-8556 | Active | 109589 | AMES | 3000SS | DCDA | 6.000 | 70739 | 6805 PERIMETER REAR OF STORE SE STOCK ROOM
6805 | HOSPITAL DR | 43016-8556 | Not required by DOW | 104880 | WATTS | 009QT | RP | 1.000 | 70736 | 6805 PERIMETER - SE BY WATER MTR
6805 | HOSPITAL DR | 43016-8556 | Active | 47044 | WATTS | 007QT | DC | 0.750 | 70737 | 6805 PERIMETR -SE STOCK ROOM
6805 | HOSPITAL DR | 43016-8556 | Active | 56947 | WATTS | 009M2QT | RP | 1.500 | 70738 | 6805 PERIMETER DR AT WATER METER SE STOCK ROOM
6905 | HOSPITAL DR | 43016-9600 | Active | 014672 | WATTS | 909 | RP | 3.000 | 70919 | MID N METER ROOM AT WATER METER OUTSIDE DOOR
6955 | HOSPITAL DR | 43016-8580 | Active | 103323 | AMES | 2000SS | DC | 4.000 | 71013 | IN DBLE DOOR CLOSET OFF KITCHN/BREAK AREA FIRE RISER
6955 | HOSPITAL DR | 43016-8580 | Active | 32656 | WATTS | 007M1QT | DCDA | 6.000 | 3654651 | IN PIT N PROP LINE
6955 | HOSPITAL DR | 43016-8580 | Active | 11031220922 | AMES | 3000SS | DCDA | 6.000 | 3638308 | IN PIT N PROP LINE
6955 | HOSPITAL DR | 43016-8580 | Active | 184024 | WATTS | 909QTFDA | RP | 3.000 | 97336 | WATER ROOM SE OFF KITCHN/BREAK AREA AT WATER RISER
6955 | HOSPITAL DR | 43016-8580 | Not Required by DOW | 229797 | WATTS | 009QT | RP | 1.000 | 71016 | MRI EQ ROOM
7500 | HOSPITAL DR | 43016-8518 | Not Required by DOW | 376724 | WATTS | 909M1QT | RP | 2.000 | 92589 | CEP RM 003 NORTHWALL
7500 | HOSPITAL DR | 43016-8518 | Not Required by DOW | A08370REM | WATTS | 009QT | RP | 0.500 | 92779 | D-1 RM 1364 NW COLUMN LAB RM
7500 | HOSPITAL DR | 43016-8518 | Not Required by DOW | W604176 | WATTS | 909QT | RP | 1.000 | 92588 | CEP RM 002 NORTH WALL
7500 | HOSPITAL DR | 43016-8518 | Not Required by DOW | 433063 | WATTS | 909M1QT | RP | 2.000 | 92593 | CEP (ROOM #005) SOUTHWALL MEZZANE
7500 | HOSPITAL DR | 43016-8518 | Not Required by DOW | 259171 | WATTS | 909 | RP | 6.000 | 92587 | D-MECH ROOM RM 1550 DCW
7500 | HOSPITAL DR | 43016-8518 | Not Required by DOW | 134763 | WATTS | 709 | DC | 3.000 | 92590 | CEP RM 003 EASTWALL
7500 | HOSPITAL DR | 43016-8518 | Not Required by DOW | 259143 | WATTS | 909 | RP | 6.000 | 92586 | D-MECH ROOM RM 1550 DCW
7500 | HOSPITAL DR | 43016-8518 | Not Required by DOW | 272456 | WATTS | 909QT | RP | 1.000 | 92585 | D-MECH ROOM RM 1540 HVAC
7500 | HOSPITAL DR | 43016-8518 | Not Required by DOW | 640046 | WATTS | 909HWQT | RP | 0.750 | 100319 | 1602 STORAGE RM
7500 | HOSPITAL DR | 43016-8518 | Not Required by DOW | 431749 | WATTS | 909M1QT | RP | 1.250 | 98997 | WATER FALL PUMP ROOM 1500
7500 | HOSPITAL DR | 43016-8518 | Not Required by DOW | 183270 | WATTS | 909QTFDA | RP | 3.000 | 96990 | 7450 - FIRE PUMP ROOM OF 7450 HOSPITAL DR
7500 | HOSPITAL DR | 43016-8518 | Not Required by DOW | 08984 | WATTS | 919QT | RP | 1.500 | 96989 | 7450 -FIRE PUMP ROOM OF 7450 HOSPITAL DR
7500 | HOSPITAL DR | 43016-8518 | Active | 45021 | AMES | 2000B | DC | 0.750 | 93191 | IN E PIT E ENTRANCE SE OF 7450 CHILDRENS BLDG
7500 | HOSPITAL DR | 43016-8518 | Not Required by DOW | 639162 | WATTS | 909HWQT | RP | 0.750 | 100320 | 1602 STORAGE RM
7500 | HOSPITAL DR | 43016-8518 | Active | 1437850705 | AMES | 3000SS | DCDA | 8.000 | 93190 | IN E PIT E ENTRANCE SE OF 7450 CHILDRENS BLDG
7500 | HOSPITAL DR | 43016-8518 | Not Required by DOW | T047553 | WILKINS | 720A | PVB | 0.750 | 101241 | ROOF GARDEN 2ND FL LT OF MAIN ENT SUGRY WAITNG GARDEN
7500 | HOSPITAL DR | 43016-8518 | Not Required by DOW | W392541 | WILKINS | 975XL | RP | 0.500 | 103681 | 7450 HOSPITAL DR-RM 370 DERMTOLGST UNDER COUNTR LAB RM
7500 | HOSPITAL DR | 43016-8518 | Not Required by DOW | 50984 | WATTS | 919QT | RP | 0.750 | 3607374 | STERILIZATION EQIP 2806 DECONTAMINATION
7500 | HOSPITAL DR | 43016-8518 | Active | 1156021105 | AMES | 4000SS | RP | 4.000 | 93189 | HOT BOX AT W PIT IN PINE TREES SW OF EMERGENCY RM W ENTRANCE
7500 | HOSPITAL DR | 43016-8518 | Active | 1154341005 | AMES | 4000SS | RP | 4.000 | 93066 | HOT BOX AT E PIT IN PINE TREES -SE OF 7450 CHILDRENS BLDG E ENTRANCE
7500 | HOSPITAL DR | 43016-8518 | Not Required by DOW | 429868 | WATTS | 909M1QT | RP | 1.250 | 92784 | A-1 ROOM 1837 JC (ED)
7500 | HOSPITAL DR | 43016-8518 | Not Required by DOW | 606339 | WATTS | 909QT | RP | 1.000 | 92783 | A-1 ROOM 1837 JC (ED)
7500 | HOSPITAL DR | 43016-8518 | Not Required by DOW | A08495 removed | WATTS | 009QT | RP | 0.500 | 92780 | D-1 ROOM 1364 SE COLUMN LAB RM
7500 | HOSPITAL DR | 43016-8518 | Not Required by DOW | A32943 | WATTS | 009M2QT | RP | 1.000 | 92782 | D-2 ROOM 2608 JC L&D
7500 | HOSPITAL DR | 43016-8518 | Not Required by DOW | PA2112 | WATTS | 957 | RP | 3.000 | 3611829 | D-1 ROOM 1303 CART WASH RM 1301
7500 | HOSPITAL DR | 43016-8518 | Not Required by DOW | PB1680 | WATTS | 957 | RP | 2.500 | 3611830 | D-1 ROOM 1303 CART WASH RM 1301
7500 | HOSPITAL DR | 43016-8518 | Not Required by DOW | 4334427 | WILKINS | 975XL | RP | 0.750 | 3622737 | SECOND FLOOR GARDEN AREA
7500 | HOSPITAL DR | 43016-8518 | LPS - Active |  |  |  | LPC |  | 3629593 | DOMESTIC
7500 | HOSPITAL DR | 43016-8518 | LPS - Active |  |  |  | LST |  | 3629594 | FIRE
7500 | HOSPITAL DR | 43016-8518 | Not Required by DOW | 16070 | WILKINS | 375AST | RP | 2.500 | 3638276 | NEW SPD AREA
7500 | HOSPITAL DR | 43016-8518 | Not Required by DOW | 623699 | WATTS | 909QT | RP | 1.000 | 3638560 | 2ND FLOOR SURGERY IN CEILING IN ROOM BEHIND OR 1
7500 | HOSPITAL DR | 43016-8518 | Not Required by DOW | 68203 | WATTS | LF919QT | RP | 1.000 | 3638561 | 2ND FLOOR SURGERY IN CEILING IN ROOM 2863
7500 | HOSPITAL DR | 43016-8518 | Not Required by DOW | UK-2208 | WATTS | 757 | DC | 3.000 | 3649448 | COMPLETE BUILDING
7500 | HOSPITAL DR | 43016-8518 | Not Required by DOW | 433083 | WATTS | 909M1QT | RP | 2.000 | 92581 | CEP ROOM 005 SOUTHWALL MEZZ.
7500 | HOSPITAL DR | 43016-8518 | Not Required by DOW | 610497 | WATTS | 909QT | RP | 1.000 | 92582 | PUMP MECH ROOM RM 1500M WATERFALL
7500 | HOSPITAL DR | 43016-8518 | Not Required by DOW | 618154 | WATTS | 909QT | RP | 0.750 | 92583 | E-1 RM 1275 MAINT
7500 | HOSPITAL DR | 43016-8518 | Not Required by DOW | 618162 | WATTS | 909QT | RP | 0.750 | 92584 | D-1 RM 1385 JANITOR CLOSET
7625 | HOSPITAL DR | 43016-9649 | Active | 114316 | WATTS | 774DCDA | DCDA | 6.000 | 101401 | IN PIT AT SE ENTRANCE IN BUSHES
7625 | HOSPITAL DR | 43016-9649 | Active | LG-1641 | WATTS | 957 | RP | 4.000 | 101400 | SILVER HOT BOX AT PIT IN BUSHES AT SE ENTRANCE
7625 | HOSPITAL DR | 43016-9649 | Not Required by DOW | 19157 | WATTS | 919QT | RP | 2.000 | 101510 | ABOVE HWT IN MEC ROOM
7625 | HOSPITAL DR | 43016-9649 | Active | 18155 | WATTS | 007M1QT | DC | 0.750 | 101402 | PIT AT SE ENTRANCE IN BUSHES
7625 | HOSPITAL DR | 43016-9649 | Not Required by DOW | 19311 | WATTS | 919QT | RP | 2.000 | 101509 | MECH ROOM
3001 | HOWLER LN | 43231 | Active | T348614 | WILKINS | 720A | PVB | 0.750 | 3646318 | LEFT SIDE OF HOUSE
3044 | HOWLER LN | 43231 | Active | CB828378 | WILKINS | 720A | PVB | 0.750 | 3646711
3108 | HOWLER LN | 43231 | Active | T327639 | WILKINS | 720A | PVB | 0.750 | 3639126 | RIGHT SIDE
2288 | HOXTON CT | 43220-4739 | Active | FE5614 | FEBCO | 765 | PVB | 1.000 | 87736 | RIGHT HAND SIDE
2291 | HOXTON CT | 43220-4739 | Active | 779633 | WILKINS | 720A | PVB | 0.750 | 57868 | OUTSIDE FRONT
4532 | HULL FARM LN | 43220 | Active | T291405 | WILKINS | 720A | PVB | 0.750 | 3632487 | FRONT OF THE HOUSE LEFT OF THE FRONT DOOR
4546 | HULL FARM LN | 43220 | Active | T206046 | WILKINS | 720A | PVB | 0.750 | 3608214 | RIGHT SIDE
4560 | HULL FARM LN | 43220 | Active | T272723 | WILKINS | 720A | PVB | 0.750 | 3621146
4574 | HULL FARM LN | 43220 | Active | CB209077 | WILKINS | 720A | PVB | 0.750 | 3618607 | RIGHT SIDE
4588 | HULL FARM LN | 43220 | Active | T232800 | WILKINS | 720A | PVB | 0.750 | 3615288 | RIGHT SIDE
4602 | HULL FARM LN | 43220 | Active | T231722 | WILKINS | 720A | PVB | 0.750 | 3615074 | Front
4607 | HULL FARM LN | 43220 | Active | CB153112 | WILKINS | 720A | PVB | 0.750 | 3611880
4616 | HULL FARM LN | 43220 | Active | T345585 | WILKINS | 720 | PVB | 0.750 | 3638176 | RIGHT SIDE
4621 | HULL FARM LN | 43220 | Active | CAA41004 | WILKINS | 720A | PVB | 0.750 | 3639037 | LEFT SIDE OF HOUSE
4635 | HULL FARM LN | 43220 | Active | 001429 | WATTS | 800M2QT | PVB | 1.000 | 3639502 | FRONT
4644 | HULL FARM LN | 43220 | Active | T311052 | WILKINS | 720A | PVB | 0.750 | 3635816 | FRONT OF HOUSE
4658 | HULL FARM LN | 43220 | Active | 78134 | WATTS | 919QT | RP | 0.750 | 3624726 | AT METER SET
4658 | HULL FARM LN | 43220 | Not Required by DOW | T385377 | WILKINS | 720A | PVB | 0.750 | 3650049 | AT METER SET
4672 | HULL FARM LN | 43220 | Active | T273051 | WILKINS | 720A | PVB | 0.750 | 3622764 | FRONT LEFT OF THE HOUSE NEAR THE GARAGE
1106 | HUNTER AVE | 43201- | Active | 41521 | AMES | 4000SS | RP | 6.000 | 53827 | MAINTENANCE/PLUMBING SHOP 1106 HUNTER AVE
1106 | HUNTER AVE | 43201- | LPS - Due Install | [5 empty] | 3641142 | MAINTENANCE/PLUMBING SHOP 1106 HUNTER AVE
1160 | HUNTER AVE | 43201-3229 | Active | QG-0036 | WATTS | 957 | RP | 3.000 | 3620075 | AT WATER METER
1160 | HUNTER AVE | 43201-3229 | Not required by DOW | 204683 | WILKINS | 975XL | RP | 1.000 | 54108 | FILTER ROOM ON 1ST FL. OFF LOBBY
1486 | HUNTER AVE | 43201-2380 | Active | 188286 | WATTS | 009M2QT | RP | 1.000 | 55125 | NORTH END OF BASEMENT
4639 | HUNTING CREEK DR | 43123-3650 | Active | 371705 | WILKINS | 720A | PVB | 1.000 | 93581 | RIGHT SIDE OF HOUSE
4646 | HUNTING CREEK DR | 43123-3649 | Active | 473026 | APOLLO/CONBRACO | 4020402 | RP | 0.750 | 103212 | BASEMENT
4678 | HUNTING CREEK DR | 43123-3649 | Active | 185525 | WILKINS | 720A | PVB | 0.750 | 91505 | RIGHT SIDE OF HOUSE
4748 | HUNTING CREEK DR | 43123-3647 | Active | 117412 | WILKINS | 420 | PVB | 1.000 | 64942 | RIGHT SIDE
4758 | HUNTING CREEK DR | 43123-3647 | Active | HB99278 | FEBCO | 765 | PVB | 0.750 | 95239 | RIGHT SIDE
7272 | HUNTINGTON PARK DR | 43235-5718 | Active | 33708 | APOLLO/CONBRACO | 4020002 | RP | 3.000 | 71721 | W MECH ROOM
7272 | HUNTINGTON PARK DR | 43235-5718 | Active | N8420 | CONBRACO | 4020003 | RP | 3.000 | 71725 | MECH ROOM
7272 | HUNTINGTON PARK DR | 43235-5718 | Not Required by DOW | GF311 | APOLLO/CONBRACO | 4020802 | RP | 2.000 | 71722 | W MECH ROOM
7272 | HUNTINGTON PARK DR | 43235-5718 | Not Required by DOW | 484748 | WATTS | 909QT | RP | 1.000 | 71723 | MECH ROOM
7272 | HUNTINGTON PARK DR | 43235-5718 | Not Required by DOW | 484759 | WATTS | 909QT | RP | 1.000 | 71724 | MECH ROOM
7300 | HUNTINGTON PARK DR | 43235-5718 | Active | 9810061310 | FEBCO | 856 | DCDA | 6.000 | 71727 | PIT
7300 | HUNTINGTON PARK DR | 43235-5718 | Not Required by DOW | 4430169 | WILKINS | 975XL | RP | 1.500 | 71773 | MECH/RISER ROOM THRU LAUNDRY AT WALL AT DEDUCT METER
7300 | HUNTINGTON PARK DR | 43235-5718 | Not Required by DOW | 19668 | WATTS | 009M3QT | RP | 0.750 | 3615200 | LAUNDRY ROOM BEHIND WASHRS
7300 | HUNTINGTON PARK DR | 43235-5718 | Active | B25066 | WILKINS | 975 | RP | 4.000 | 71770 | MECH/RISER RM OFF/THRU LAUNDRY RM AT WATER RISER
7300 | HUNTINGTON PARK DR | 43235-5718 | Not Required by DOW | 226409 | WATTS | 009 | RP | 0.750 | 71769 | 1ST FL LAUNDRY BEHIND WASHERS
7300 | HUNTINGTON PARK DR | 43235-5718 | Active | H01977 | FEBCO | 805Y | DC | 0.750 | 71726 | PIT
7400 | HUNTINGTON PARK DR | 43235-5617 | Active | 1885450110 | AMES | 3000SS | DCDA | 4.000 | 3618402 | METER ROOM SW CORNER OF BUILDING
7400 | HUNTINGTON PARK DR | 43235-5617 | Active | 24289 | WATTS | 009M2QT | RP | 1.500 | 71914 | IN MECHANICAL ROOM ON S SIDE NEAR W END AT WATER METER
7400 | HUNTINGTON PARK DR | 43235-5617 | Active | 75621 | AMES | 2000B | DC | 0.750 | 3618648 | SPRINKLER ROOM
7450 | HUNTINGTON PARK DR | 43235-5740 | Not Required by DOW | 610541 | WATTS | 909QT | RP | 0.750 | 72009 | 1ST FLOOR PUMP ROOM
7450 | HUNTINGTON PARK DR | 43235-5740 | Not Required by DOW | 438557 | WATTS | 909M1 | RP | 2.000 | 72011 | 1ST FLOOR Fountain Rm
7450 | HUNTINGTON PARK DR | 43235-5740 | Not Required by DOW | 154884 | WATTS | 909M1QT | RP | 1.500 | 72010 | 1st Floor Fountain Rm - South Off Elevator Control Rm
7450 | HUNTINGTON PARK DR | 43235-5740 | LPS - Active |  |  |  | LST |  | 3626242 | LOW PRESSURE SUSTAINING DEVICE FOR BOOSTER PUMP
7450 | HUNTINGTON PARK DR | 43235-5740 | Active | 9705131324 | FEBCO | 880 | RP | 3.000 | 72013 | 1ST FLOOR PUMP ROOM
7450 | HUNTINGTON PARK DR | 43235-5740 | Due Install |  |  |  | DCDA | 6.000 | 3626241
7610 | HUNTINGTON PARK DR | 43235 | Active | OJ-1504 | WATTS | 957 | RP | 3.000 | 3613629 | METER ROOM, NORTH WEST GARAGE
7610 | HUNTINGTON PARK DR | 43235 | Active | 1157490115 | WATTS | 774 | DC | 6.000 | 3614989 | METER ROOM, NORTH WEST GARAGE
7610 | HUNTINGTON PARK DR | 43235 | Active | 23654 | WATTS | 007M1QT | DC | 0.750 | 3614990 | METER ROOM, NORTH WEST GARAGE
7610 | HUNTINGTON PARK DR | 43235 | Not required by DOW | 4142916 | WILKINS | 975XL | RP | 1.500 | 3614991 | METER ROOM, NORTH WEST GARAGE
7619 | HUNTINGTON PARK DR | 43235-5679 | Active | 9709051224 | FEBCO | 876V | DCDA | 4.000 | 72350 | NE MECH/RISER ROOM OFF KITCHEN CAMRON MITCHELL
7619 | HUNTINGTON PARK DR | 43235-5679 | Active | A005711 | FEBCO | 805YB | DC | 0.750 | 72349 | NE MECH/RISER ROOM OFF KITCHEN
7619 | HUNTINGTON PARK DR | 43235-5679 | Active | 4916469 | WILKINS | 975XL2 | RP | 2.000 | 72348 | NE MECH/ELECTRC/HWT ROOM OFF KITCHEN AT WATER METER
7651 | HUNTINGTON PARK DR | 43235 | Active | 68152 | AMES | 2000BM3 | DC | 0.750 | 3653283
7651 | HUNTINGTON PARK DR | 43235 | Active | VL-0631 | AMES | COLT 300-GV | DCDA | 8.000 | 3653282
7651 | HUNTINGTON PARK DR | 43235 | Active | WE-0262 | AMES | COLT 400 | RP | 4.000 | 3653284
6025 | HUNTLEY RD | 43229- | Active | 4349426 | WILKINS | 975XL2 | RP | 1.000 | 3432286 | BACK OF SERVICE BAY
6035 | HUNTLEY RD | 43229-1001 | Active | W104489 | WILKINS | 975 | RP | 0.750 | 68761 | BASEMENT, SE CORNER
6121 | HUNTLEY RD | 43229-1003 | Active | 798512 | WATTS | 800M4QT | PVB | 1.000 | 90797 | FRONT 20' S OF FRONT DOOR
6121 | HUNTLEY RD | 43229-1003 | Due Install |  |  |  | RP | 1.500 | 3650043 | BSMNT FRONT WALL AT WATER METER
6121 | HUNTLEY RD | 43229-1003 | Active | 23634 | WATTS | 919AQT | RP | 2.000 | 3351156 | WAY BACK OUT BLDG - GARAGE BLDG AT WATER TURN UP
6155 | HUNTLEY RD | 43229-1061 | Active | 113080 | WATTS | 009M2QT | RP | 2.000 | 69173 | METER ROOM BUILDING 6171-A
6155 | HUNTLEY RD | 43229-1061 | Due Install |  |  |  | DCDA | 6.000 | 3641320
6155 | HUNTLEY RD | 43229-1061 | Due Install |  |  |  | RP | 1.500 | 3639568
6155 | HUNTLEY RD | 43229-1061 | Active | 01270 | AMES | 2000B | DC | 1.500 | 103274 | 6185-E HUNTLEY RD - LEVEL 3 COMMUNICATIONS, BACK ROOM @ S WALL
6155 | HUNTLEY RD | 43229-1061 | Active | 97014 | WATTS | 009M2QT | RP | 2.000 | 69174 | AT WATER METER PIT ON HUNTLEY NORTH OF SOUTH DRIVE
6200 | HUNTLEY RD | 43229-1006 | Active | A142042 | WILKINS | 375 | RP | 0.750 | 102571 | BASEMENT BUILDING A BY METER
6280 | HUNTLEY RD | 43229-1006 | Active | 32119A | APOLLO | RPLF4A | RP | 0.750 | 3449249 | IN SHOP AREA JUST OUTSIDE OFFICE BY MOP SINK AT WATER METER
6325 | HUNTLEY RD | 43229-1007 | Not Required by DOW | 4123 | CONBRACO | 40204A2 | RP | 0.750 | 69699 | X-PRESS PIT BY TANKS (BP-0501)
6325 | HUNTLEY RD | 43229-1007 | Not Required by DOW | 259706 | WATTS | 909M1QT | RP | 2.000 | 69698 | A-257 MEZZ AT R/O WATER SYSTEM
6325 | HUNTLEY RD | 43229-1007 | Not Required by DOW | 438284 | WATTS | 909QT | RP | 1.000 | 69700 | PENTHOUSE #1 PROCESS MAKE-UP WATER
6325 | HUNTLEY RD | 43229-1007 | Not Required by DOW | 409392 | WATTS | 909QT | RP | 1.000 | 69697 | 2ND FLOOR MECHANICAL ROOM ON EAST WALL (A820)
6325 | HUNTLEY RD | 43229-1007 | Not Required by DOW | 01784 | FEBCO | LF860 | RP | 0.750 | 69701 | Q-PIT SOUTH WALL BY VACUUM PUMPS
6325 | HUNTLEY RD | 43229-1007 | Not Required by DOW | 405313 | WATTS | 909QT | RP | 1.000 | 69695 | A-820 BOILER ROOM
6325 | HUNTLEY RD | 43229-1007 | Not Required by DOW | 500638 | WATTS | 909QT | RP | 1.000 | 69702 | BORAZON PREP ROOM
6325 | HUNTLEY RD | 43229-1007 | Not Required by DOW | 517498 | WATTS | 909QT | RP | 1.000 | 69703 | CELL V DECK
6325 | HUNTLEY RD | 43229-1007 | Not Required by DOW | 519122 | WATTS | 909QT | RP | 0.750 | 69704 | CCM MECH MEZZ DECK
6325 | HUNTLEY RD | 43229-1007 | Not Required by DOW | 395780 | WATTS | 909QT | RP | 0.750 | 69691 | DIAMOND REC CEILING
6325 | HUNTLEY RD | 43229-1007 | Not Required by DOW | 370632 | WATTS | 909M1QT | RP | 1.500 | 69689 | FURNACE ROOM
6325 | HUNTLEY RD | 43229-1007 | Not Required by DOW | 34335 | WATTS | 909HWQT | RP | 1.000 | 69705 | 2ND FLOOR
6325 | HUNTLEY RD | 43229-1007 | Not Required by DOW | 311439 | WATTS | 909M1QT | RP | 1.500 | 69688 | UNDER DECK MICRON SEDIMENTATION
6325 | HUNTLEY RD | 43229-1007 | Not Required by DOW | 446837 | WATTS | 909HWM1QT | RP | 1.500 | 69687 | A-820 MECHANICAL ROOM
6325 | HUNTLEY RD | 43229-1007 | Active | 623183 | WATTS | 909 | RP | 8.000 | 69707 | BASEMENT NE WALL ROOM 181
6325 | HUNTLEY RD | 43229-1007 | Active | 623184 | WATTS | 909 | RP | 8.000 | 69708 | BASEMENT NE WALL ROOM #181
6325 | HUNTLEY RD | 43229-1007 | Not Required by DOW | 01819 | FEBCO | LF860 | RP | 0.750 | 69709 | COOLING WATER TO HYDRICLIC PRESSES---PIT
6325 | HUNTLEY RD | 43229-1007 | Not Required by DOW | 84801 | WATTS | 909M1QT | RP | 1.500 | 69710 | OVERHEAD - PENTHOUSE BOILER ROOM
6325 | HUNTLEY RD | 43229-1007 | Not Required by DOW | 85021 | WATTS | 909M1QT | RP | 1.500 | 69711 | BOILER ROOM A-820 MEZZANINE
6325 | HUNTLEY RD | 43229-1007 | Not Required by DOW | 85066 | WATTS | 909M1QT | RP | 1.500 | 69712 | A-257 MEZZAINE ABOVE D.I. WATER
6325 | HUNTLEY RD | 43229-1007 | Not Required by DOW | 400396 | WATTS | 909M1QT | RP | 1.500 | 90893 | SOUTH EAST CORNER OF MESH ENG LAB
6325 | HUNTLEY RD | 43229-1007 | Not Required by DOW | 414713 | WATTS | 909M1QT | RP | 1.500 | 90915 | NORTH WALL OF COMPAX SUPPORT
6325 | HUNTLEY RD | 43229-1007 | Not Required by DOW | 175417 | WATTS | 909 | RP | 3.000 | 90917 | A-257 BEHIND HEIL SRUBBERS
6325 | HUNTLEY RD | 43229-1007 | Not Required by DOW | 04885 | WATTS | 919 | RP | 0.500 | 103574 | CCM MACHINING
6325 | HUNTLEY RD | 43229-1007 | Not Required by DOW | 126220 | WATTS | 909 | RP | 3.000 | 69663 | Q-PIT VACUUM PUMP -- COOLING WATER TO AIR COMPRESSERS
6325 | HUNTLEY RD | 43229-1007 | Not Required by DOW | 283680 | WATTS | 909M1QT | RP | 1.500 | 69686 | DIAMOND RECOVERY ROOM CEILING
6325 | HUNTLEY RD | 43229-1007 | Not Required by DOW | 15300 | WATTS | 919AQT | RP | 2.000 | 69664 | A-257 MEZZ
6325 | HUNTLEY RD | 43229-1007 | Not Required by DOW | 283675 | WATTS | 909M1QT | RP | 1.500 | 69685 | ABOVE CEILING DIAMOND RECOVERY
6325 | HUNTLEY RD | 43229-1007 | Not Required by DOW | 136778 | WATTS | 909 | RP | 3.000 | 69665 | A-820-MEZ BY BOILER ROOM
6325 | HUNTLEY RD | 43229-1007 | Not Required by DOW | 281347 | WATTS | 909M1QT | RP | 2.000 | 69681 | A-920 MECH ROOM ON SOUTH WALL
6325 | HUNTLEY RD | 43229-1007 | Not Required by DOW | 143389 | WATTS | 909 | RP | 3.000 | 69666 | HYDROGEN FURNANCE ROOM AT NORTH WALL (OVERHEAD)
6325 | HUNTLEY RD | 43229-1007 | Not Required by DOW | 282891 | WATTS | 909M1QT | RP | 2.000 | 69668 | CHILLER ROOM MAIN LINE OVERHEAD
6325 | HUNTLEY RD | 43229-1007 | Not Required by DOW | 148341 | WATTS | 909 | RP | 3.000 | 69669 | COMPAX BUILDING ABOVE ASLE
6325 | HUNTLEY RD | 43229-1007 | Not Required by DOW | 155910 | WATTS | 909M1QT | RP | 2.000 | 69671 | WASTE TREATMENT BUILDING - OVERHEAD BY OFFICE
6325 | HUNTLEY RD | 43229-1007 | Not Required by DOW | 162516 | WATTS | 909 | RP | 3.000 | 69672 | ON THE WALL OF THE AISLE LEADING TO THE SPRAY DRYER ROOM
6325 | HUNTLEY RD | 43229-1007 | Not Required by DOW | 181327 | WATTS | 909 | RP | 4.000 | 69673 | TOP OF PENTHOUSE STAIRS
6325 | HUNTLEY RD | 43229-1007 | Not Required by DOW | ML1282 | WATTS | 909 | RP | 3.000 | 3608056 | A 820 MECHANICAL ROOM --OVERHEAD
6325 | HUNTLEY RD | 43229-1007 | Not Required by DOW | 015718 | WATTS | 909QT | RP | 0.750 | 3610010 | ISO PRESSES, IN ISO PRESS ROOM
6325 | HUNTLEY RD | 43229-1007 | LPS - Due Install |  |  |  | LPC |  | 3626540 | LOW PRESSURE SUSTAINING DEVICE FOR BOOSTER PUMP
6325 | HUNTLEY RD | 43229-1007 | LPS - Due Install |  |  |  | LPC |  | 3640753 | LOW PRESSURE SUSTAINING DEVICE FOR BOOSTER PUMP
6325 | HUNTLEY RD | 43229-1007 | Not Required by DOW | 264460 | WATTS | 909M1QT | RP | 1.500 | 69679 | DIAMOND REC. ROOM CEILING
6325 | HUNTLEY RD | 43229-1007 | Not Required by DOW | 256362 | WATTS | 909M1QT | RP | 2.000 | 69678 | CVDD BUILDING IN JANITOR CLOSET
6325 | HUNTLEY RD | 43229-1007 | Not Required by DOW | 255211 | WATTS | 909QT | RP | 1.000 | 69677 | ADDC LABSTRATAPAK #BP-1803 (OIL-WATER MIX ON MACHINERY)
6325 | HUNTLEY RD | 43229-1007 | Not Required by DOW | 184809 | WATTS | 909 | RP | 4.000 | 69674 | AT TOP OF 501 MEZZAINE
6325 | HUNTLEY RD | 43229-1007 | Not Required by DOW | 009445 | WATTS | 009M1QT | RP | 1.000 | 3640755
6325 | HUNTLEY RD | 43229-1007 | Not Required by DOW | 015718 | WATTS | 909QT | RP | 0.750 | 3640754 | ISO PRESSES, IN ISO PRESS ROOM
6520 | HUNTLEY RD | 43229-1012 | Due Install | [5 empty] | 3449257
6540 | HUNTLEY RD | 43229-1087 | Due Install |  |  |  | RP |  | 3449259
6575 | HUNTLEY RD | 43229-1039 | Active | XC-0145 | AMES | COLT 400 | RP | 8.000 | 3449260 | HOT BOX SE CORNER PROPERTY
6589 | HUNTLEY RD | 43229-1011 | Due Install |  |  |  | RP | 0.750 | 3449262
6600 | HUNTLEY RD | 43229-1048 | Active | 34592 | WATTS | 007 | DC | 0.750 | 70342 | WATER METER ROOM WEST WALL
6600 | HUNTLEY RD | 43229-1048 | Not Required by DOW | 561754 | RAINBIRD | 100R | PVB | 0.750 | 70345 | BY GAS METER
6600 | HUNTLEY RD | 43229-1048 | Not Required by DOW | 2862300 | WILKINS | 975XL | RP | 0.750 | 70346 | SOUTHEND OF BLDG
6600 | HUNTLEY RD | 43229-1048 | Not Required by DOW | 34508 | WATTS | 919 | RP | 0.750 | 100586 | NEXT TO DOOR ON EAST WALL
6600 | HUNTLEY RD | 43229-1048 | LPS - Active |  |  |  | LPC |  | 3632655 | LOW PRESSURE SUSTAINING DEVICE FOR BOOSTER PUMP
6600 | HUNTLEY RD | 43229-1048 | Active | 145356 | WATTS | 909 | RP | 3.000 | 70339 | MECHANICAL ROOM #133
6600 | HUNTLEY RD | 43229-1048 | Active | 3LM1268 | AMES | 3000SS | DCDA | 6.000 | 70341 | WTR MTR RM W. WALL--MECHANICAL RM #133
6601 | HUNTLEY RD | 43229-1036 | Active | 23751A | WILKINS | 350 | DC | 4.000 | 3633188 | SOUTHEND AT FIRE SPRINKLER RAISER
6601 | HUNTLEY RD | 43229-1036 | Active | 954785 | WILKINS | 975XLBMS | RP | 2.000 | 70360 | SOUTHEND AT FIRE SPRINKLER RAISER
6700 | HUNTLEY RD | 43229-1016 | Active | 4609850 | WILKINS | 975XL | RP | 1.500 | 3633418
6740 | HUNTLEY RD | 43229-1064 | Due Install |  |  |  | RP | 1.500 | 3449265
6767 | HUNTLEY RD | 43229-1029 | Active | 172256 | WATTS | 009M2QT | RP | 2.000 | 70617 | PUMP RM ON LT - 8' HIGH
6767 | HUNTLEY RD | 43229-1029 | LPS - Active | [5 empty] | 3635392 | PUMP RM
6767 | HUNTLEY RD | 43229-1029 | Active | 1307010103 | AMES | 2000SS | DC | 8.000 | 70615 | EAST SIDE INSIDE FIRE PUMP ROOM
6800 | HUNTLEY RD | 43229- | Active | 06976 | WATTS | LF919QT | RP | 0.750 | 3449266 | NEW LAB AREA SOUTH WALL
6800 | HUNTLEY RD | 43229- | Due Install |  |  |  | RP | 1.500 | 3636341
6999 | HUNTLEY RD | 43229-1030 | Active | 85023 | AMES | 2000B | DC | 0.750 | 3653059 | FIRE PUMP ROOM
6999 | HUNTLEY RD | 43229-1030 | Active | ACI9607 | WILKINS | 975-XL2 | RP | 1.500 | 3449267 | OUTSIDE DOOR ENTRY CODE 135
6999 | HUNTLEY RD | 43229-1030 | Active | 11019560022 | AMES | 3000SS | DCDA | 8.000 | 3650992 | FIRE PUMP ROOM
7000 | HUNTLEY RD | 43229-1022 | Due Install |  |  |  | RP | 1.000 | 3638460
7000 | HUNTLEY RD | 43229-1022 | Active | 4147019 | WILKINS | 975XL2 | RP | 1.000 | 3449268 | WATER IONIZATION SYS, S WALL OF LOADING DOCKS
7020 | HUNTLEY RD | 43229-1050 | Active | 4182720 | WILKINS | 975XL | RP | 1.000 | 3449269 | WEST OUTSIDE WALL BEHIND STAINLESS TANK - UNIT A
7029 | HUNTLEY RD | 43229-1099 | Active | ACJ0382 | WILKINS | 975-XL2 | RP | 2.000 | 3653099
7029 | HUNTLEY RD | 43229-1099 | Active | 11019450322 | AMES | 3000SS | DCDA | 8.000 | 3449270 | FIRE PUMP ROOM
7029 | HUNTLEY RD | 43229-1099 | Active | 86373 | AMES | 2000B | DC | 0.750 | 3653086 | FIRE PUMP ROOM
7059 | HUNTLEY RD | 43229-1055 | Due Install |  |  |  |  | 0.750 | 3449272
7063 | HUNTLEY RD | 43229-1055 | Due Install |  |  |  | RP | 0.750 | 3449274
7067 | HUNTLEY RD | 43229-1058 | Due Install |  |  |  | RP | 0.750 | 3449275
7079 | HUNTLEY RD | 43229-1058 | Active | 104770 | WATTS | 009QT | RP | 0.750 | 71378 | NE OFFICE OF 7079 SIDE NE CORNER IN BOX
7085 | HUNTLEY RD | 43229-1058 | Active | 322067 | WATTS | LF009M3QT | RP | 0.750 | 71388 | SE METER CLOSET 7085 SIDE AT WATER METER
7100 | HUNTLEY RD | 43229-1076 | Due Install |  |  |  | DCDA | 8.000 | 3636281 | MID S MECH/RISER AREA
7100 | HUNTLEY RD | 43229-1076 | Due Install |  |  |  | RP | 1.500 | 3636280 | MID S MECH/RISER ROOM AT WATER METER
7100 | HUNTLEY RD | 43229-1076 | Active | 117551 | FEBCO | 765 | PVB | 1.000 | 71414 | MID S MECH/RISER ROOM AT DEDUCT METER
6400 | HUNTLEY RD _ A | 43229-1043 | Active | 198905 | WATTS | 009M2QT | RP | 2.000 | 69872 | METER ROOM #114 SW CORNER OF BUILDING
6150 | HUNTLEY RD UNIT A | 43229 | Active | 4309496 | WILKINS | 975XL2 | RP | 1.000 | 3619777 | WEST WALL @ WATER METER
6150 | HUNTLEY RD UNIT B | 43229-1000 | Active | W010569 | WILKINS | 975XL | RP | 1.500 | 69149 | MECH ROOM NEXT TO METER
6150 | HUNTLEY RD UNIT B | 43229-1000 | Active | 54113 | WATTS | 007M1QT | DC | 0.750 | 69151 | WEST METER PIT
6150 | HUNTLEY RD UNIT B | 43229-1000 | Active | 1214030702 | AMES | 3000SS | DCDA | 6.000 | 69150 | FIRE SPRINKLER SYSTEM
4311 | HUNTWICKE CT | 43026-8260 | Active | W034645 | WILKINS | 720A | PVB | 0.750 | 63656 | OUTSIDE
4334 | HUNTWICKE CT | 43026-8260 | Active | 673128 | WILKINS | 720A | PVB | 0.750 | 63712 | OUTSIDE
4339 | HUNTWICKE CT | 43026-8260 | Active | H205698 | FEBCO | 765 | PVB | 0.750 | 63723 | LEFT SIDE OF HOUSE
4351 | HUNTWICKE CT | 43026-8260 | Active | H733447 | FEBCO | 765 | PVB | 0.750 | 103685 | LEFT SIDE OF HOUSE
4356 | HUNTWICKE CT | 43026-8260 | Active | T361540 | WILKINS | 720A | PVB | 0.750 | 63799 | RIGHT FRONT
4368 | HUNTWICKE CT | 43026-8260 | Active | 587227 | WILKINS | 720A | PVB | 0.750 | 63826 | Right Side of House
4376 | HUNTWICKE CT | 43026-8260 | Active | 158667 | WILKINS | 720A | PVB | 0.750 | 63838 | OUTSIDE RIGHT SIDE OF HOUSE
4382 | HUNTWICKE CT | 43026-8260 | Active | T361460 | WILKINS | 720A | PVB | 0.750 | 63851 | LEFT CENTER
4415 | HUNTWICKE DR | 43026-8567 | Active | 531705 | WILKINS | 720A | PVB | 0.750 | 63971 | OUTSIDE
4523 | HUNTWICKE DR | 43026-8568 | Active | H022069 | FEBCO | 765 | PVB | 0.750 | 103539 | LEFT SIDE OF HOUSE
4546 | HUNTWICKE DR | 43026-8568 | Active | H580567 | FEBCO | 765 | PVB | 0.750 | 98928 | LEFT FRONT
4595 | HUNTWICKE DR | 43026-7946 | Active | hd60179 | FEBCO | 765 | PVB | 1.000 | 91817 | LEFT SIDE AT HOUSE
4609 | HUNTWICKE DR | 43026-7949 | Active | Z4095 | FEBCO | 765 | PVB | 0.750 | 64556 | RIGHT SIDE OF HOUSE
4652 | HUNTWICKE DR | 43026-7954 | Active | CB029263 | WILKINS | 720A | PVB | 0.750 | 102980 | RIGHT SIDE OF HOUSE
4655 | HUNTWICKE DR | 43026-7950 | Active | CB636528 | WILKINS | 720A | PVB | 0.750 | 3449357 | LEFT FRONT
4658 | HUNTWICKE DR | 43026-7954 | Active | CB029568 | WILKINS | 720A | PVB | 0.750 | 102979 | RIGHT SIDE OF HOUSE
4677 | HUNTWICKE DR | 43026-7950 | Active | H379847 | FEBCO | 765 | PVB | 0.750 | 89469 | LEFT SIDE OF HOUSE
55 | HUTCHINSON AVE | 43235-1413 | Not Required by DOW | B303313 | WILKINS | 375 | RP | 1.000 | 3641219 | IN POOL PUMP ROOM
55 | HUTCHINSON AVE | 43235-1413 | Active | 181532 | AMES | 2000SS | DC | 6.000 | 3638931
55 | HUTCHINSON AVE | 43235-1413 | Active | L122628 | WILKINS | 375 | RP | 3.000 | 3638930 | IN MECH ROOM AT METER
115 | HUTCHINSON AVE | 43235-1413 | Due Install |  |  |  | RP | 3.000 | 3449561
115 | HUTCHINSON AVE | 43235-1413 | Due Install |  |  |  | DCDA | 6.000 | 3635936
115 | HUTCHINSON AVE | 43235-1413 | LPS - Active |  |  |  | LPS |  | 3635937
135 | HUTCHINSON AVE | 43235- | Due Install |  |  |  | RP |  | 3636790
135 | HUTCHINSON AVE | 43235- | Due Install |  |  |  | DCDA |  | 3636786 | PIT
135 | HUTCHINSON AVE | 43235- | LPS - Active | [5 empty] | 3636785 | AT FIRE RISER IN BOILER ROOM
135 | HUTCHINSON AVE | 43235- | LPS - Active | [5 empty] | 3636784 | AT DOMESTIC METER
135 | HUTCHINSON AVE | 43235- | Active | 261392 | WATTS | LF009M2QT | RP | 1.000 | 54771 | POOL PUMP ROOM--DEVICE LOCATED AT 201 HUTCHINSON
135 | HUTCHINSON AVE | 43235- | Active | 395001 | WATTS | 009M2QT | RP | 1.000 | 54770 | POOL PUMP ROOM--DEVICE LOCATED AT 201 HUTCHINSON
135 | HUTCHINSON AVE | 43235- | Active | 3165677 | WILKINS | 975XL2 | RP | 1.000 | 54768 | BOILER ROOM NE WALL--@ 201 HUTCHINSON
135 | HUTCHINSON AVE | 43235- | Active | 193603 | WATTS | 909PCM1QT | RP | 1.250 | 54767 | LAUNDRY RM OUTSIDE HOSE BIBB BY OUTSIDE POOL--201 HUTCHINSON
135 | HUTCHINSON AVE | 43235- | Active | 227769A | WATTS | 909 | RP | 4.000 | 54766 | AFTER METER--(201 HUTCHINSON AVE)
135 | HUTCHINSON AVE | 43235- | Active | 11056 | WATTS | 009QT | RP | 1.000 | 54764 | BOILER RM JUST INSIDE BOILER RM DOOR TO THE LEFT--201 HUTCHINSON
135 | HUTCHINSON AVE | 43235- | Active | 164325 | WILKINS | 975 | RP | 2.000 | 54765 | DIRECTLY NEXT TO METER
158 | HUTCHINSON AVE | 43235-6490 | Active | 120923 | WATTS | 009M2QT | RP | 2.000 | 55452 | MECHANICAL ROOM
158 | HUTCHINSON AVE | 43235-6490 | Not Required by DOW | 3191775 | WILKINS | 975XL | RP | 1.500 | 55458 | SUITE 130 IN CEILING ABOVE NORTH WALK IN COOLER
158 | HUTCHINSON AVE | 43235-6490 | Active | 3D00603 | AMES | 3000SS | DCDA | 4.000 | 55454 | OUTSIDE MECH ROOM BACK OF BUILDING
158 | HUTCHINSON AVE | 43235-6490 | Not Required by DOW | 27763 | WATTS | LF919QT | RP | 1.500 | 55453 | SE CORNER OF BUILDING INSIDE MECH ROOM
158 | HUTCHINSON AVE | 43235-6490 | Active | 08801 | AMES | 2000B | DC | 0.750 | 55455 | IN SPRINKLER ROOM SOUTHEAST CORNER OF BUILDING
175 | HUTCHINSON AVE | 43235-1413 | Not Required by DOW | 96517 | Febco | 765 | PVB | 1.500 | 56015 | BACK OF BUILDING BY ELECTRIC BOX
175 | HUTCHINSON AVE | 43235-1413 | LPS - Active |  |  |  | LPC |  | 3635300 | LOW PRESSURE SUSTAINING DEVICE FOR BOOSTER PUMP DOMESTIC PUMP
175 | HUTCHINSON AVE | 43235-1413 | Active | 17974C | WILKINS | 375AST | RP | 6.000 | 3641032 | IN MAINT ROOM AT BACK OF BUILDING
175 | HUTCHINSON AVE | 43235-1413 | LPS - Active | [5 empty] | 3635301 | FIRE PUMP
200 | HUTCHINSON AVE | 43235-4687 | Active | 114910 | WATTS | 009M1QT | RP | 2.000 | 56943 | EQUIPMENT ROOM WEST END OF BUILDING
200 | HUTCHINSON AVE | 43235-4687 | Active | 311659 | AMES | 3000SS | DCDA | 6.000 | 56945 | PIT SOUTH OF BLDG
200 | HUTCHINSON AVE | 43235-4687 | Active | 123114 | WATTS | 007M2QT | DC | 0.750 | 56944 | PIT SOUTH OF BLDG
330 | HUTCHINSON AVE | 43203 | Active | 21543 | WATTS | 007M1QT | DC | 0.750 | 3605599 | METER ROOM W END OF RENTAL/POOL HSE OUTSIDE DOOR
330 | HUTCHINSON AVE | 43203 | Active | 1272380813 | AMES | 4000SS | RP | 3.000 | 3605598 | METER ROOM W END RENTAL/POOL HSE AT WATER METER OUTSIDE DOOR
330 | HUTCHINSON AVE | 43203 | Active | 1818251013 | AMES | 3000SS | DCDA | 6.000 | 3604424 | METER ROOM W END OF RENTAL OFFICE/POOL HSE -OUTSIDE DOOR
330 | HUTCHINSON AVE | 43203 | Not Required by DOW | 3938145 | WILKINS | 975XL | RP | 0.750 | 3605600 | SOUTH/MIDDLE FRONT OF POOL HOUSE
375 | HUTCHINSON AVE | 43235 | Active | 21552 | WATTS | 007M1QT | DC | 0.750 | 3613409 | METER PIT BY THE ROAD
375 | HUTCHINSON AVE | 43235 | Not Required by DOW | W402002 | WILKINS | 975XL2 | RP | 0.500 | 3613408 | LAUNDRY ROOM
375 | HUTCHINSON AVE | 43235 | Active | 1817981013 | AMES | 3000SS | DCDA | 6.000 | 3607866 | METER PIT BY THE ROAD WOODSPRING
375 | HUTCHINSON AVE | 43235 | Active | X30977 | WILKINS | 375A | RP | 3.000 | 3613410 | RISER ROOM -WOODSPRING
397 | HUTCHINSON AVE | 43235 | Not Required by DOW | 4075325 | WILKINS | 975XL | RP | 0.750 | 100259 | SOUTH END OF BUILDING @ 397 HUTCHINSON
397 | HUTCHINSON AVE | 43235 | Active | 14230 | WATTS | 007M1QT | DC | 0.750 | 100258 | 397 HUTCHINSON METER ROOM
397 | HUTCHINSON AVE | 43235 | Active | 1133621009 | WATTS | 774 | DC | 6.000 | 100257 | METER ROOM
397 | HUTCHINSON AVE | 43235 | Active | KD-3115 | WATTS | 957 | RP | 3.000 | 100204 | END OF GARAGE #327 METER ROOM
445 | HUTCHINSON AVE | 43235-5677 | Due Install |  |  |  | RP | 4.000 | 3632507 | MECH ROOM IN GARAGE AT WATER METER
445 | HUTCHINSON AVE | 43235-5677 | Active | 026787 | WATTS | 909M1QT | RP | 2.000 | 98408 | 9TH FLOOR PH
445 | HUTCHINSON AVE | 43235-5677 | Active | 156387 | WATTS | 909M1QT | RP | 1.500 | 64049 | GARAGE NE SIDE MECHANICAL ROOM
445 | HUTCHINSON AVE | 43235-5677 | Active | 148590 | WATTS | 909M1QT | RP | 2.000 | 64048 | NW CORNER PARKING GARAGE MECHANICAL ROOM
445 | HUTCHINSON AVE | 43235-5677 | LPS - Active |  |  |  | LPC |  | 3632840 | ON IRRIGATION
445 | HUTCHINSON AVE | 43235-5677 | LPS - Active |  |  |  | LPC |  | 3632510 | FIRE LINE
445 | HUTCHINSON AVE | 43235-5677 | Due Install |  |  |  | DCDA | 6.000 | 3632508 | IN PIT W OF ENTRANCE
445 | HUTCHINSON AVE | 43235-5677 | LPS - Active |  |  |  | LPC |  | 3632509 | DOMESTIC
6194 | HUTCHINSON ST | 43085-2800 | Active | 98053 | WATTS | 009QT | RP | 0.750 | 69322 | BASEMENT AT METER
6239 | HUTCHINSON ST | 43085-2897 | Active | 432231 | WILKINS | 975 | RP | 0.750 | 69445 | BASEMENT AT METER
1545 | HUY RD | 43224-3531 | Active | 168680 | AMES | 3000SS | DCDA | 6.000 | 97053 | 1ST FLOOR MECH ROOM - Huy E. S.
1545 | HUY RD | 43224-3531 | Active | W352175 | WILKINS | 975XL | RP | 0.500 | 97032 | ROOM 214A CUSTODIAL CLOSET Huy E.S.
1545 | HUY RD | 43224-3531 | Active | 10329 | WILKINS | 375ADA | RPDA | 4.000 | 96796 | W SIDE OF BOILER ROOM Huy E.S.
1545 | HUY RD | 43224-3531 | Active | 2862321 | WILKINS | 975XLBMS | RP | 1.000 | 96795 | S SIDE OF BOILER ROOM Huy E.S.
1545 | HUY RD | 43224-3531 | Active | 2862344 | WILKINS | 975XLBMS | RP | 1.000 | 96794 | SW SIDE OF BOILER ROOM Huy E.S.
1545 | HUY RD | 43224-3531 | Active | 14320 | WATTS | 007M1QT | DC | 0.750 | 97054 | 1ST FLOOR MECH ROOM - Huy E. S.
5486 | HYDE PARK DR | 43026-8581 | Active | T361213 | WILKINS | 720A | PVB | 0.750 | 66983 | RIGHT FRONT
5492 | HYDE PARK DR | 43026-8581 | Active | 185303 | WILKINS | 720A | PVB | 0.750 | 93587 | LEFT SIDE OF HOUSE
5495 | HYDE PARK DR | 43026-8582 | Active | 811940 | WILKINS | 720A | PVB | 0.750 | 67002 | RT FRT CORNER
5498 | HYDE PARK DR | 43026-8583 | Active | T363439 | Wilkins | 720A | PVB | 0.750 | 67005 | RIGHT SIDE OF HOUSE
7750 | HYLAND CROY RD | 43016- | Active | W187039 | WILKINS | 975A | RP | 1.000 | 72703 | LANDSCAPE FEATURE SOUTH OF 2ND HYDRANT SOUTH OF TULLYMORE
7756 | HYLAND CROY RD | 43016- | Active | W186906 | WILKINS | 975 | RP | 1.000 | 72714 | SOUTH OF TULLYMORE IN LANDSCAPE
7770 | HYLAND CROY RD | 43016- | Active | W187028 | WILKINS | 975 | RP | 1.000 | 72770 | NORTH OF TULLYMORE IN LANDSCAPE 50 YARDS
7780 | HYLAND CROY RD | 43016- | Active | W187033 | WILKINS | 975 | RP | 1.000 | 72792 | FORD BOX 200 YARDS WEST OF TULLYMORE DRIVE
8300 | HYLAND CROY RD | 43016-7016 | Active | 167423 | WATTS | 909 | RP | 3.000 | 73685 | MECH ROOM, VISITORS CONCESSION
8300 | HYLAND CROY RD | 43016-7016 | Active | 200900 | WATTS | 909 | RP | 4.000 | 73687 | MECHANICAL RM NEXT TO DOMESTIC WTR BOOSTER
8300 | HYLAND CROY RD | 43016-7016 | Active | 55683 | WATTS | 007M1PCQT | DC | 0.750 | 73688 | METER PIT
8300 | HYLAND CROY RD | 43016-7016 | Active | 168406 | WATTS | 909 | RP | 3.000 | 73686 | OUTSIDE
8300 | HYLAND CROY RD | 43016-7016 | Active | 88873 | WATTS | 009M1PCQT | RP | 1.500 | 73689 | MECHANICAL RM NEXT TO CHILLERS
8300 | HYLAND CROY RD | 43016-7016 | Active | 55568 | WATTS | 009M2PCQT | RP | 0.750 | 92213 | MECH ROOM E113 BETWEEN PUMPS & HOT WATER TANKS OVERHEAD
8300 | HYLAND CROY RD | 43016-7016 | Active | 17076 | WATTS | 800MQT | PVB | 0.500 | 92215 | MECH ROOM
8300 | HYLAND CROY RD | 43016-7016 | Active | 1240431102 | AMES | 3000SS | DCDA | 6.000 | 73684 | IN METER PIT
8300 | HYLAND CROY RD | 43016-7016 | Active | 280070414 | AMES | 4000SS | RP | 4.000 | 3611319 | HOT BOX BY METER PIT
9800 | HYLAND CROY RD | 43017- | Active | 65416 | WATTS | 007M1PCQT | DC | 0.750 | 89368 | IN PIT NORTH OF SCHOOL
9800 | HYLAND CROY RD | 43017- | Not Required by DOW | 229092 | WATTS | 009M3QT | RP | 0.750 | 89369 | MECH.RM.NUMBER B 117
9800 | HYLAND CROY RD | 43017- | Active | 1431310605 | AMES | 3000SS | DCDA | 6.000 | 89367 | IN PIT N OF SCHOOL W OF MAIN ENTRANCE-7175 GLACIER RIDGE RD
9800 | HYLAND CROY RD | 43017- | Active | 176427 | WATTS | 909QTFDA | RP | 3.000 | 89366 | MECH.ROOM NUMBER B 117 AT WATER RISER
9801 | HYLAND CROY RD | 43064-9454 | Not Required by DOW | 1659742 | WILKINS | 975XLBMS | RP | 1.000 | 96103 | MECH ROOM WEST SIDE
9801 | HYLAND CROY RD | 43064-9454 | Not Required by DOW | 4625929 | WILKINS | 975XL | RP | 0.750 | 3635661 | WHOLE HOUSE BELOW STAIRS
9801 | HYLAND CROY RD | 43064-9454 | Active | A01016 | AMES | 4000B | RP | 2.000 | 96457 | HOT BOX SOUTH OF MAIN DRIVE
211 | HYLAND CT | 43213-3805 | Active | 2776802 | WILKINS | 975XLBMS | RP | 1.000 | 93285 | BY WATER METER
218 | HYLAND CT | 43213- | Active | W305083 | WILKINS | 975XL | RP | 1.000 | 92534 | MECH ROOM NEXT TO MOP SINK
1953 | HYTHE RD | 43220-4814 | Active | T328846 | WILKINS | 720A | PVB | 1.000 | 102556 | FRONT OF HOUSE
1990 | HYTHE RD | 43220-4875 | Active | 01598 | WATTS | 800M4FR | PVB | 1.000 | 93588 | REAR OF HOUSE
2027 | HYTHE RD | 43220-4874 | Active | H323273 | FEBCO | 765 | PVB | 0.750 | 91553 | 15FT RIGHT OF FRONT DOOR
2041 | HYTHE RD | 43220-4874 | Active | 140113 | WATTS | 800M4QT | PVB | 0.750 | 57095 | RT SIDE
1381 | IDA AVE | 43212-2882 | Active | 4872119 | WILKINS | 975 | RP | 0.750 | 54849 | 1ST FLOOR BOILER ROOM AT BOILER FEED
1381 | IDA AVE | 43212-2882 | Active | 66694 | WATTS | 009QT | RP | 0.750 | 54848 | 2ND FLOOR BOILER ROOM
1382 | IDA AVE | 43212-2908 | Due Install |  |  |  | RP | 3.000 | 3449844
1521 | IDA AVE | 43212-2854 | Active | CB548645 | WILKINS | 720A | PVB | 0.750 | 3419100 | REAR
5719 | IDELLA DR | 43119-8997 | Active | CB602970 | WILKINS | 720A | PVB | 0.750 | 3613350 | NW CORNER
1900 | IKEA WAY | 43240 | Not Required by DOW | 191857 | WATTS | LF009M2QT | RP | 2.000 | 3621266 | HWT, 2ND FLOOR MECHANICAL ROOM IN LUNCH ROOM
1900 | IKEA WAY | 43240 | Not Required by DOW | 05860 | WATTS | LF009 | RP | 3.000 | 3621262 | HWT/SOFTENER, 2ND FLOOR CAFETERIA MECHANICAL ROOM
1900 | IKEA WAY | 43240 | Not Required by DOW | 10416 | WATTS | LF007QT | DC | 0.500 | 3621265 | LUNCH ROOM EQUIPMENT, 2ND FLOOR EMPLOYEE LUNCH ROOM BY POP MACHINE
1900 | IKEA WAY | 43240 | Not Required by DOW | 072164 | WATTS | LF007M3QT | DC | 0.750 | 3621256 | KITCHEN EQUIPMENT, 1ST FLOOR KITCHEN BEHIND POP STORAGE
1900 | IKEA WAY | 43240 | Active | 189283 | AMES | 3000SS | DCDA | 10.000 | 3618614 | PIT
1900 | IKEA WAY | 43240 | Active | QJ-1364 | AMES | COLT 400 | RP | 4.000 | 3618613 | HOT BOX BY GEMINI
1900 | IKEA WAY | 43240 | Not Required by DOW | 30092 | WATTS | LF007QT | DC | 0.500 | 3621261 | EQUIPMENT, 2ND FLOOR CAFETERIA UNDER SMALL COFFEE STATION
1900 | IKEA WAY | 43240 | Not Required by DOW | 066989 | WATTS | LF007M3QT | DC | 0.750 | 3621257 | KITCHEN EQUIPMENT, 1ST FLOOR KITCHEN BEHIND ICE MACHINE
1900 | IKEA WAY | 43240 | Not Required by DOW | 14776 | WATTS | LF007QT | DC | 0.500 | 3621260 | COFFEE STATION, 2ND FLOOR CAFETERIA UNDER LARGE COFFEE STATION
1900 | IKEA WAY | 43240 | Active | 76569 | AMES | 2000B | DC | 0.750 | 3618615 | PIT
1900 | IKEA WAY | 43240 | Not Required by DOW | 13920 | AMES | 4000B | RP | 2.000 | 3618612 | HOT BOX BY GEMINI
1900 | IKEA WAY | 43240 | Not Required by DOW | 069682 | WATTS | LF007M3QT | DC | 0.750 | 3621263 | KITCHEN EQUIPMENT, 2ND FLOOR CAFETERIA IN PANEL BEHIND STEAMERS
1900 | IKEA WAY | 43240 | Not Required by DOW | 069697 | WATTS | LF007M3QT | DC | 0.750 | 3621264 | KITCHEN EQUIPMENT, 2ND FLOOR CAFETERIA IN PANEL BEHIND STEAMERS
1900 | IKEA WAY | 43240 | Not Required by DOW | 170357 | WATTS | 009M2QT | RP | 1.500 | 3621259 | HWT, IN ROOM NEXT TO RECEIVING OFFICE
1900 | IKEA WAY | 43240 | Not Required by DOW | 30997 | WATTS | LF007QT | DC | 0.500 | 3621258 | KITCHEN EQUIPMENT, 1ST FLOOR KITCHEN BY COMMERCIAL SINK
2000 | IKEA WAY | 43240 | Active | SC-0843 | AMES | COLT 400 | RP | 6.000 | 3629571 | HOT BOX AT ENTRANCE OFF OF IKEA WAY
2000 | IKEA WAY | 43240 | Not Required by DOW | 74732 | WATTS | LF919QT | RP | 0.750 | 3633335 | BALL WASHER MAINTENANCE GARAGE
2000 | IKEA WAY | 43240 | Not Required by DOW | 00198 | WATTS | LF4000B | RP | 2.000 | 3631394
2000 | IKEA WAY | 43240 | Not Required by DOW | 74755 | WATTS | 919QT | RP | 0.750 | 3633332 | CARBONATION ROOM
2000 | IKEA WAY | 43240 | Not Required by DOW | 74755 | WATTS | 919QT | RP | 0.750 | 3633333 | CARBONATION ROOM
2000 | IKEA WAY | 43240 | Not Required by DOW | 79197 | AMES | 2000B | DC | 0.750 | 3633538 | FIRE RISER ROOM NORTHWEST CORNER
2000 | IKEA WAY | 43240 | Not Required by DOW | 1937501318 | AMES | 3000SS | DC | 4.000 | 3633537 | FIRE RISER ROOM NORTHWEST CORNER
2000 | IKEA WAY | 43240 | Not Required by DOW | 179545 | WATTS | LF919QT | RP | 0.500 | 3633447 | HWT ROOM
2000 | IKEA WAY | 43240 | Not Required by DOW | RE-0576 | WATTS | 957 | RP | 3.000 | 3633334 | MECHANICAL ROOM NORTHWEST CORNER
2012 | IKEA WAY | 43240 | Active | 062396 | WATTS | LF009M2QT | RP | 1.500 | 3635964 | HOT BOX S/W CORNER OF PROP
2025 | IKEA WAY | 43240 | Active | 065594 | WATTS | LF009M2QT | RP | 1.500 | 3638722 | IN HOTBOX
2051 | IKEA WAY | 43240 | Active | 38272 | WATTS | 919QT | RP | 2.000 | 3650224 | MID EAST IN WASH BAY JUST S OF OFFICE AT WATER METER
2051 | IKEA WAY | 43240 | Not Required by DOW | 39886 | WATTS | 919QT | RP | 2.000 | 3651683 | SE MECH CHEMICAL STORAGE AREA
2700 | IMPOUND LOT RD | 43207-1891 | Active | 1125090708 | WATTS | 774 | DCDA | 8.000 | 98275 | METER PIT NEXT TO HOT BOX
2700 | IMPOUND LOT RD | 43207-1891 | Active | 18173 | WATTS | 007M2QT | DC | 0.750 | 98274 | METER PIT NEXT TO HOT BOX
2700 | IMPOUND LOT RD | 43207-1891 | Active | 113521 | WATTS | 957RPDA-GV | RP | 3.000 | 98171 | HOT BOX
2700 | IMPOUND LOT RD | 43207-1891 | Active | 12687 | WATTS | 919QT | RP | 1.500 | 98818 | MECHANIC ROOM MAINTENANCE BUILDING
2700 | IMPOUND LOT RD | 43207-1891 | Active | 90393 | WATTS | 909 | RP | 3.000 | 98817 | MECHANIC ROOM ADMINISTRATIVE BUILDING
383 | INAH AVE | 43228-1700 | Not Required by DOW | 409317 | WATTS | 009-M3 | RP | 0.750 | 61884 | MECH RM @ BOILER
383 | INAH AVE | 43228-1700 | Active | WO51331 | WILKINS | 975 | RP | 2.000 | 61886 | MECH ROOM, 1ST FLOOR REAR OF BUILDING
383 | INAH AVE | 43228-1700 | Active | 28810 | AMES | 2000B | DC | 0.750 | 61887 | MECH ROOM, 1ST FLOOR REAR OF BUILDING
383 | INAH AVE | 43228-1700 | Active | 01921 | WATTS | 919AQT | RP | 1.000 | 3609330 | 2ND FLOOR MECH ROOM
383 | INAH AVE | 43228-1700 | Active | 1239291002 | AMES | 3000SS | DCDA | 3.000 | 61885 | MECH ROOM , 1ST FLOOR REAR OF BUILDING
2231 | INCHCLIFF RD | 43221-2715 | Active | 472643 | WATTS | 800M4QT | PVB | 0.750 | 93590 | LEFT FRONT
3155 | INCHVIEW DR | 43026-7749 | Active | A072862 | WILKINS | 720A | PVB | 0.750 | 60077 | LEFT SIDE
3261 | INDIAN BOW CT | 43224- | Not Required by DOW | 376122 | WILKINS | 420 | PVB | 0.750 | 3640844 | LEFT OF FRONT DOOR - 4195 Sundance Dr
3261 | INDIAN BOW CT | 43224- | Active | SF-1071 | WATTS | 957 | RP | 6.000 | 3450171 | HOTBOX NEAR MORSE RD
5282 | INDIAN HILL RD | 43017-8208 | Active | 67766 | WATTS | 009M2PCQT | RP | 0.750 | 66548 | BASEMENT @ METER
5325 | INDIAN HILL RD | 43017-8243 | Active | ABV7989 | WILKINS | 975XL | RP | 1.000 | 66667 | RIGHT SIDE BY AC
5385 | INDIAN HILL RD | 43017-8243 | Active | 143977 | WATTS | 800M4FR | PVB | 0.750 | 93591 | REAR OF HOUSE UNDER BAY WINDOW
5475 | INDIAN HILL RD | 43017-8243 | Active | CB029257 | WILKINS | 720A | PVB | 0.750 | 103386 | LEFT SIDE OF HOUSE
333 | INDIAN MOUND RD | 43213-2629 | Active | H025442 | FEBCO | 765 | PVB | 1.000 | 96469 | LEFT SIDE OF HOUSE
336 | INDIAN MOUND RD | 43213-2630 | Active | CB120503 | WILKINS | 720A | PVB | 0.750 | 60512 | LEFT SIDE FRONT
451 | INDIAN MOUND RD | 43213-2632 | Active | 677078 | RAINBIRD | 100 R | PVB | 0.750 | 64260 | NEXT TO FRONT ENTRANCE (RIGHT)
460 | INDIAN MOUND RD | 43213-2631 | Active | 017327 | WATTS | 800M2QT | PVB | 1.000 | 87149 | N SIDE OF HOUSE EXTERIOR
485 | INDIAN MOUND RD | 43213-2632 | Active | 658587 | WILKINS | 720A | PVB | 0.750 | 65222 | FRONT OF HSE
654 | INDIAN MOUND RD | 43213-2635 | Active | W590251 | WILKINS | 720A | PVB | 0.750 | 70213 | FRONT RIGHT SIDE OF PORCH (SERIAL #W590251)
20 | INDIAN RUN DR | 43017-1113 | Active | 87257 | WATTS | 009M2PCQT | RP | 0.750 | 87043 | IN BASEMENT AT METER
50 | INDIAN RUN DR | 43017-1113 | Not Required by DOW | 1276542 | WILKINS | 975 | RP | 1.000 | 100177 | NORTH SIDE GARAGE (IN BOX WITH 12 SCREWS)
50 | INDIAN RUN DR | 43017-1113 | Active | 202181 | WATTS | 009M3QT | RP | 0.750 | 87034 | BASEMENT AT WATER METER
81 | INDIAN RUN DR | 43017-1113 | Active | 221080 | WATTS | 009M3QT | RP | 0.750 | 87978 | IN BASEMENT @ METER
90 | INDIAN RUN DR | 43017-1113 | Active | 181768 | WATTS | 009QT | RP | 0.750 | 87041 | IN BASEMENT AT METER
101 | INDIAN RUN DR | 43017-1113 | Active | 357983 | WATTS | LF009M3QT | RP | 0.750 | 87039 | UTILITY ROOM AT WATER METER
110 | INDIAN RUN DR | 43017-1113 | Active | 219125 | WATTS | 009QT | RP | 0.750 | 87040 | IN BASEMENT AT METER
135 | INDIAN RUN DR | 43017-1113 | Active | 229128 | WATTS | 009M3QT | RP | 0.750 | 87980 | BASEMENT NEXT TO METER
140 | INDIAN RUN DR | 43017-1113 | Active | 225478 | WATTS | 009M3QT | RP | 0.750 | 87031 | IN BASEMENT AT METER
165 | INDIAN RUN DR | 43017-1113 | Active | 229099 | WATTS | 009M3QT | RP | 0.750 | 87981 | LAUNDRY ROOM NEXT TO METER
180 | INDIAN RUN DR | 43017-1113 | Active | 225471 | WATTS | 009QT | RP | 0.750 | 87035 | IN BASEMENT AT METER
215 | INDIAN RUN DR | 43017-2184 | Active | 214865 | WATTS | 009M3QT | RP | 0.750 | 87983 | IN BASEMENT @ METER
230 | INDIAN RUN DR | 43017-2184 | Active | H312714 | FEBCO | 765 | PVB | 0.750 | 3598048 | REAR OF THE HOUSE
59 | INDIAN SPRINGS DR | 43214-3141 | Active | 733365 | WATTS | 800M4QT | PVB | 1.000 | 93592 | RIGHT SIDE TOWARDS BACK OF HOUSE
585 | INDIAN SUMMER DR | 43214-1800 | Active | 405110 | WATTS | 800M4QT | PVB | 1.000 | 68129 | OUTSIDE
593 | INDIAN SUMMER DR | 43214-1800 | Active | T134269 | WILKINS | 720A | PVB | 0.750 | 3450274 | RIGHT SIDE OF THE HOUSE
3568 | INDIANOLA AV UNIT B | 43214-3702 | Due Install |  |  |  | RP | 6.000 | 3599287
1265 | INDIANOLA AVE | 43201-2838 | Not Required by DOW |  |  |  | RP |  | 3638237
1425 | INDIANOLA AVE | 43201-2537 | Active | A09851 | WATTS | 007M2QT | DC | 1.500 | 3605898 | BASEMENT
1515 | INDIANOLA AVE | 43201-2118 | Active | 0007331 | AMES | 2000B | DC | 0.750 | 55269 | EAST END OF BASEMENT
1515 | INDIANOLA AVE | 43201-2118 | Active | 41193 | WATTS | 009M2PCQT | RP | 1.500 | 55271 | IN MECHANICAL ROOM
1515 | INDIANOLA AVE | 43201-2118 | Active | 3FN0928 | AMES | 3000SS | DCDA | 4.000 | 55270 | EAST END OF BASEMENT
1770 | INDIANOLA AVE | 43201-1633 | Active | 1266230503 | AMES | 3000SS | DCDA | 2.500 | 56083 | BASEMENT BOILER ROOM
1770 | INDIANOLA AVE | 43201-1633 | Active | 31064 | AMES | 2000B | DC | 0.750 | 56084 | BASEMENT BOILER ROOM
1770 | INDIANOLA AVE | 43201-1633 | Active | 03713 | FEBCO | 765-1 | PVB | 1.000 | 56085 | OUTSIDE - SOUTH END OF BUILDING BY DOOR
1770 | INDIANOLA AVE | 43201-1633 | Active | 663218 | WILKINS | 975XL | RP | 1.500 | 56086 | BASEMENT AT H20 METER
1832 | INDIANOLA AVE | 43201-1609 | Active | 4656897 | WILKINS | 975XL2 | RP | 1.50 | 3633645 | SW BSMNT AT WATER METER FOR ENTIRE BLDG
1832 | INDIANOLA AVE | 43201-1609 | Not Required by DOW | 43977 | WATTS | 007M1QT | DC | 2.000 | 56349 | SW BSMNT AT WATER METER FOR ENTIRE BLDG
1845 | INDIANOLA AVE | 43201-1608 | Active | 051524 | WATTS | LF909QT | RP | 0.750 | 3579442 | ABOVE BOILER IN NORTH BOILER ROOM
1845 | INDIANOLA AVE | 43201-1608 | Due Install |  |  |  | DC | 2.000 | 3650648 | MECHANIC ROOM IN BASEMENT
1845 | INDIANOLA AVE | 43201-1608 | Active | 03105 | AMES | 3000B | DCDA | 2.000 | 99213 | MECHANIC ROOM IN BASEMENT
1845 | INDIANOLA AVE | 43201-1608 | Due Install |  |  |  | RP |  | 3650629 | MECHANIC ROOM IN BASEMENT
1845 | INDIANOLA AVE | 43201-1608 | Active | 03144 | AMES | 2000B | DC | 0.50 | 99212 | MECHANIC ROOM IN BASEMENT
1845 | INDIANOLA AVE | 43201-1608 | Due Install |  |  |  | RP |  | 3650649 | ABOVE BOILER IN NORTH BOILER ROOM
1861 | INDIANOLA AVE | 43201-1608 | Active | 100875 | AMES | 5000ss | RPDA | 3.000 | 56439 | NW CORNER IN MECH ROOM
1861 | INDIANOLA AVE | 43201-1608 | Due Install |  |  |  | RP | 1.000 | 3633205
1861 | INDIANOLA AVE | 43201-1608 | Active | 02507 | FEBCO | 765-1 | PVB | 1.000 | 96160 | FRONT OF HOUSE EAST SIDE
1861 | INDIANOLA AVE | 43201-1608 | Active | 02629 | AMES | 4000B | RP | 0.750 | 56438 | NW CORNER IN MECH ROOM
1918 | INDIANOLA AVE | 43201-1510 | Due Install |  |  |  | RP | 4.000 | 3636421 | BASEMENT
1918 | INDIANOLA AVE | 43201-1510 | Active | 13699 | WATTS | 919QT | RP | 2.000 | 56624 | IN BASEMENT ABOVE METER
1918 | INDIANOLA AVE | 43201-1510 | Active | 3123241 | WILKINS | 975XLBMS | RP | 0.750 | 98004 | MAKE-UP ABOVE BOILER IN MECH ROOM
1935 | INDIANOLA AVE | 43201-1509 | Not Required by DOW | 3548260 | WILKINS | 975 | RP | 0.750 | 56680 | BOILER ROOM OVER BOILER
1935 | INDIANOLA AVE | 43201-1509 | Active | 3610064 | WILKINS | 975XL2 | RP | 1.250 | 102910 | BASEMENT AT WATER METER
1945 | INDIANOLA AVE | 43201-1509 | Due Install |  |  |  | RP | 0.750 | 3450477
2577 | INDIANOLA AVE | 43202-2426 | Active | 20165 | WATTS | 009QT | RP | 0.750 | 58666 | AT WATER METER
2639 | INDIANOLA AVE | 43202-2428 | Active | 962057 | WILKINS | 975XL | RP | 0.500 | 58839 | BEHIND ICE CREAM MACHINE
2639 | INDIANOLA AVE | 43202-2428 | Active | 962094 | WILKINS | 975XL | RP | 0.500 | 58840 | BEHIND ICE CREAM MECH .
2997 | INDIANOLA AVE | 43202-1303 | Due Install |  |  |  | RP | 0.750 | 3450730
3017 | INDIANOLA AVE | 43202-1303 | Active | 218153 | WATTS | LF009M3QT | RP | 0.750 | 3624348 | IN BASEMENT AFTER WATER METER
3045 | INDIANOLA AVE | 43202-1303 | Active | W068059 | WILKINS | 975 | RP | 0.750 | 59871 | BOX UP FRONT
3055 | INDIANOLA AVE | 43202-1303 | Active | 4798343 | WILKINS | 975XL2 | RP | 1.500 | 3650893 | BASEMENT
3055 | INDIANOLA AVE | 43202-1303 | Active | 82008 | AMES | 2000B | DC | 0.750 | 3650891 | BASEMENT
3055 | INDIANOLA AVE | 43202-1303 | Active | 1966920519 | AMES | 3000SS | DCDA | 4.000 | 3650890 | BASEMENT
3333 | INDIANOLA AVE | 43214- | Active | 415763 | WATTS | 909QT | RP | 1.000 | 60495 | CEILING--1ST FLOOR BOILER ROOM
3333 | INDIANOLA AVE | 43214- | Due Install |  |  |  | RP |  | 3630168
3378 | INDIANOLA AVE | 43214-4131 | Active | 4690162 | WILKINS | 975XL | RP | 0.750 | 3450799 | STORAGE ROOM BY WATER METER
3388 | INDIANOLA AVE | 43214-4130 | Due Install |  |  |  | RP |  | 3633175
3388 | INDIANOLA AVE | 43214-4130 | Active | 238544 | WATTS | 800M4QT | PVB | 0.750 | 60561 | REAR OFFICES ABOVE THE WATER METER
3419 | INDIANOLA AVE | 43214-4129 | Active | 113586 | WATTS | 009M1PCQT | RP | 1.500 | 60671 | BASEMENT -MECHANICAL ROOM
3419 | INDIANOLA AVE | 43214-4129 | Due Install |  |  |  | RP |  | 3629912 | BASEMENT
3419 | INDIANOLA AVE | 43214-4129 | Active | ABF2497 | WILKINS | 975XL2 | RP | 0.750 | 60672 | BASEMENT - BOILER ROOM
3420 | INDIANOLA AVE | 43214-3810 | Active | 60414 | WATTS | 009-M3QT | RP | 0.750 | 60676 | MOP SINK ROOM BEHIND WATER HEATER
3450 | INDIANOLA AVE | 43214-3810 | Active |  |  |  | LPC |  | 3654971 | SPRINKLER RISER ROOM
3450 | INDIANOLA AVE | 43214-3810 | Not Required by DOW | 21862 | WATTS | 919QT | RP | 1.500 | 3622825 | MECHANICAL ROOM
3450 | INDIANOLA AVE | 43214-3810 | Active |  |  |  | LST |  | 3654972 | SPRINKLER RISER ROOM
3450 | INDIANOLA AVE | 43214-3810 | Active | 107689 | WILKINS | 375 | RP | 4.000 | 3622789 | SPRINKLER RISER ROOM
3450 | INDIANOLA AVE | 43214-3810 | Active | 1784231216 | AMES | 2000SS | DC | 6.000 | 3622658 | SPRINKLER RISER ROOM
3480 | INDIANOLA AVE | 43214 | Active | 19052 | WATTS | 919QT | RP | 1.500 | 3609823 | HOT BOX ON INDIANOLA AVE
3500 | INDIANOLA AVE | 43214-3702 | Due Install |  |  |  | DCDA | 8.000 | 3633297
3500 | INDIANOLA AVE | 43214-3702 | Due Install |  |  |  | RP | 1.500 | 3450805
3586 | INDIANOLA AVE | 43214-3758 | Active | 171750 | WATTS | 009QT | RP | 1.000 | 61158 | DANTE'S PIZZA SHOP/LADIES RM.
3714 | INDIANOLA AVE | 43214 | Not Required by DOW | B296563 | WILKINS | 375XL | RP | 2.000 | 3639288 | SW OF POOL MECH ROOM
3714 | INDIANOLA AVE | 43214 | Active | 74429 | WATTS | 919QT | RP | 0.750 | 3630286
3714 | INDIANOLA AVE | 43214 | Active | SD-0805 | WATTS | 957 | RPDA | 8.000 | 3630285
3714 | INDIANOLA AVE | 43214 | Active | RI-0843 | WATTS | 957 | RP | 6.000 | 3630252
3717 | INDIANOLA AVE | 43214-3735 | Active | 89130 | WATTS | 919QT | RP | 0.750 | 61564 | IN MEN'S ROOM AT WATER METER
3757 | INDIANOLA AVE | 43214-3753 | Not Required by DOW | [5 empty] | 3450812
3770 | INDIANOLA AVE | 43214-3759 | Due Install |  |  |  | DCDA |  | 3629834 | PUMP HSE BLDG IN PARKING LOT
3770 | INDIANOLA AVE | 43214-3759 | Active | ACF1655 | WILKINS | 975 | RP | 1.500 | 3450813 | FRONT MECH/RISER ROOM THRU BREAK/BY OFFICE AT WATER METER
3785 | INDIANOLA AVE | 43214-3754 | Active | 204239 | WILKINS | 975XL | RP | 2.000 | 61776 | BASEMENT BY WATER METER
3837 | INDIANOLA AVE | 43214-3755 | Active | PRD00157268-112 | ARI | RP-500 | RP | 0.750 | 3450815 | AT METER
3838 | INDIANOLA AVE | 43214-3202 | Not Required by DOW | acf8934 | WILKINS | 975XL2 | RP | 2.000 | 61906 | TANK ROOM
3838 | INDIANOLA AVE | 43214-3202 | Not Required by DOW | 431416 | WATTS | 909M1QT | RP | 1.250 | 91650 | WASTE WATER ROOM UNDER PPE CABNET
3838 | INDIANOLA AVE | 43214-3202 | Active | N1504090711 | FEBCO | 880V | RP | 4.000 | 96503 | NEXT TO WATER METER SW CORNER OF BLDG
3838 | INDIANOLA AVE | 43214-3202 | Not Required by DOW | A14448 | WATTS | 009M2QT | RP | 1.250 | 99959 | STAIRWAY IN WASTE WATER ROOM
3838 | INDIANOLA AVE | 43214-3202 | Due Install |  |  |  | DCDA | 8.000 | 3639641
3838 | INDIANOLA AVE | 43214-3202 | LPS - Active |  |  |  | LPC | 4.000 | 3639642 | DOMESTIC PUMP
3867 | INDIANOLA AVE | 43214-3201 | Active | 2862125 | WILKINS | 975XL | RP | 0.750 | 61980 | IN OFFICE
3940 | INDIANOLA AVE | 43214- | Due Install |  |  |  | RP | 0.750 | 3450821 | UNDER BATHROOM SINK
3950 | INDIANOLA AVE | 43214-3167 | Active | 148464 | WATTS | 009QT | RP | 1.000 | 62336 | AT WATER METER, CLOSET BY ELECTRIC BOX
3986 | INDIANOLA AVE | 43214-3158 | Active | 1775045 | WILKINS | 975XL | RP | 2.000 | 62458 | NEXT TO METER
4100 | INDIANOLA AVE | 43214-3160 | Active | 219849 | APOLLO/CONBRACO | RP40 | RP | 0.750 | 98731 | AT METER SETTING
4216 | INDIANOLA AVE | 43214-2826 | Active | 99541 | WATTS | LF919AQT | RP | 0.750 | 3450847 | BASEMENT AT WATER METER
4260 | INDIANOLA AVE | 43214-2826 | Due Install |  |  |  | RP |  | 3450850
4272 | INDIANOLA AVE | 43214-2826 | Active | 409745 | WATTS | 909QT | RP | 0.750 | 63483 | TRICHERATOR BLDG - EAST WALL
4272 | INDIANOLA AVE | 43214-2826 | Due Install |  |  |  | RP | 0.750 | 3629972 | TRICHERATOR BLDG - EAST WALL
4300 | INDIANOLA AVE | 43214-2221 | Active | 23507 | AMES | 2000SS | DC | 0.750 | 63586 | SW END OF WAREHOUSE
4300 | INDIANOLA AVE | 43214-2221 | Active | 1198351002 | AMES | 3000 | DCDA | 4.000 | 63585 | SW END OF WAREHOUSE
4300 | INDIANOLA AVE | 43214-2221 | Active | 24230 | WATTS | 919 | RP | 1.500 | 3636325
4402 | INDIANOLA AVE | 43214-2226 | Active | 13857 | WATTS | 719QT | RP | 0.750 | 63939 | WOMEN'S REST ROOM
4444 | INDIANOLA AVE | 43214-2226 | Active | 24580 | WATTS | 919AQT | RP | 0.750 | 64022 | RESTROOMS BY WATER METER
4490 | INDIANOLA AVE | 43214-2244 | Due Install |  |  |  | RP |  | 3635099
4490 | INDIANOLA AVE | 43214-2244 | Active | G211308 | WILKINS | 720 | PVB | 0.750 | 95829 | LEFT SIDE
4580 | INDIANOLA AVE | 43214- | Active | 1263310 | WILKINS | 975XL | RP | 1.500 | 64397 | 4590 INDIANOLA AVE, WEST WALL MECH ROOM
4580 | INDIANOLA AVE | 43214- | Active | 2980 | AMES | 2000B | DC | 1.250 | 64398 | 4590 INDIANOLA AVE, WEST WALL OF MECH ROOM
4580 | INDIANOLA AVE | 43214- | Active | G006568 | WILKINS | 720A | PVB | 1.000 | 64399 | OUTSIDE W SIDE CENTER OF BUILDING
4636 | INDIANOLA AVE | 43214-1846 | Not Required by DOW | [5 empty] | 3450882
4650 | INDIANOLA AVE | 43214-1884 | Due Install |  |  |  | RP | 0.750 | 3450883 | AT WATER METER
4672 | INDIANOLA AVE | 43214-1807 | Due Install |  |  |  | RP |  | 3450885
4686 | INDIANOLA AVE | 43214-1807 | Active | 400808 | WATTS | 909QT | RP | 0.750 | 64806 | MECHANICAL ROOM -- N WALL @ METER
4686 | INDIANOLA AVE | 43214-1807 | Active | 392499 | WATTS | 909QT | RP | 1.000 | 64805 | MECHANICAL ROOM--N WALL @ METER
4688 | INDIANOLA AVE | 43214- | Active | 283664 | WATTS | 909M1QT | RP | 1.500 | 64809 | AT METER -- MECHANICAL ROOM
4770 | INDIANOLA AVE | 43214-1862 | Not Required by DOW | 89085 | WATTS | 919QT | RP | 0.500 | 100011 | SUITE 100 DENTIST MECH ROOM TOP DEVICE ABOVE PVT METER
4770 | INDIANOLA AVE | 43214-1862 | Active | 66527 | WATTS | LF919QT | RP | 1.000 | 3633776 | BSMNT MECH ROOM AT BOTTOM OF STEPS BACK WALL AT WATER METER
4770 | INDIANOLA AVE | 43214-1862 | Not Required by DOW | 303369 | WATTS | 919QT | RP | 0.750 | 99989 | SUTIE 100 DENTIST MECH ROOM BOTTM DEVICE ABOVE PVT METER
4800 | INDIANOLA AVE | 43214-1823 | Active | 09974 | WATTS | 919 | RP | 0.750 | 3450889 | AT WATER METER ABOVE UTLTY SINK W/HWT & FURN VFW
4816 | INDIANOLA AVE | 43214- | Active | 561382 | WATTS | 909QT | RP | 0.750 | 3450890 | MECHANICAL CLOSET
3568 | INDIANOLA AVE UNIT A | 43214-3702 | Due Install |  |  |  | RP | 10.000 | 3633298
5504 | INGLECREST PL | 43119-8466 | Active | G213669 | WILKINS | 720A | PVB | 0.750 | 95828 | LEFT SIDE
829 | INGLESIDE AVE | 43215-1144 | Active | 73821 | WATTS | 919QT | RP | 0.750 | 3618277 | Building A, hot water tank room SNS STORAGE (555 BUTTLES)
829 | INGLESIDE AVE | 43215-1144 | Active | 22642 | WATTS | 007MIPCQT | DC | 0.750 | 3450997 | NORTH OUTSIDE DOOR DOOR BY A/C UNITS SNS STORAGE (555 BUTTLES)
829 | INGLESIDE AVE | 43215-1144 | Active | 1854490115 | AMES | 3000SS | DCDA | 6.000 | 3618243 | N OUTSIDE DOOR FURN/UTILITY ROOM
862 | INGLESIDE AVE | 43215 | Active | 72905 | WATTS | 919 | RPDA | 0.750 | 3632915 | METER ROOM W BLDG - N OUTSIDE DOOR
862 | INGLESIDE AVE | 43215 | Active | SA-3136 | WATTS | 957 | RPDA | 4.000 | 3632914 | METER ROOM W BLDG - N OUTSIDE DOOR
862 | INGLESIDE AVE | 43215 | Active | RL-0420 | WATTS | 957 | RP | 3.000 | 3632916 | METER ROOM W BLDG - N OUTSIDE DR AT WATER METER
1370 | INGLIS AVE | 43212-3556 | Active | T065568 | WILKINS | 720A | PVB | 1.000 | 101161 | RIGHT SIDE OF HOUSE
1464 | INGLIS AVE | 43212-3441 | Active | CB002913 | WILKINS | 720A | PVB | 0.750 | 103306 | LEFT SIDE
4791 | INISHEER CT | 43017-9170 | Active | 149597 | WATTS | 009M2PCQT | RP | 0.750 | 65060 | SOUTH SIDE OF BASEMENT ABOVE WATER METER
4797 | INISHEER CT | 43017-9170 | Active | T131847 | WILKINS | 720A | PVB | 0.750 | 103255 | RIGHT SIDE OF HOUSE
4810 | INISHEER CT | 43017-9170 | Active | G246877 | WILKINS | 720A | PVB | 0.750 | 3451068 | LEFT SIDE
4816 | INISHEER CT | 43017-9170 | Active | EAA0513 | WILKINS | 720A | PVB | 0.750 | 65134 | RIGHT FRONT
4851 | INISHEER CT | 43017-9170 | Active | 4876 | FEBCO | 765 | PVB | 0.750 | 65248 | RIGHT FRONT
4875 | INISHEER CT | 43017-9170 | Active | G281079 | WILKINS | 720A | PVB | 1.000 | 3630283 | RIGHT SIDE OF HOUSE
8202 | INISTORK CT | 43017-8638 | Active | T415628 | WILKINS | 720A | PVB | 0.750 | 73510 | BACK RIGHT SOUTH EAST CORNER
8210 | INISTORK CT | 43017-8638 | Active | DJ9726 | FEBCO | 765 | PVB | 0.750 | 73532 | REAR OF HOUSE
8218 | INISTORK CT | 43017-8638 | Active | H392524 | FEBCO | 765 | PVB | 1.000 | 73545 | Right front
8221 | INISTORK CT | 43017-8666 | Active | G045439 | WILKINS | 720A | PVB | 0.750 | 73549 | RIGHT SIDE OF HOUSE
8226 | INISTORK CT | 43017-8638 | Active | 311049 | WILKINS | 720A | PVB | 0.750 | 73561 | RT SIDE
8245 | INISTORK CT | 43017-8666 | Active | 427040 | WILKINS | 720A | PVB | 0.750 | 73593 | LEFT REAR
8255 | INISTORK CT | 43017-8666 | Active | 108753 | WATTS | 800QT | PVB | 0.750 | 73614 | RIGHT SIDE OF HOUSE
8258 | INISTORK CT | 43017-8638 | Active | A151182 | WILKINS | 720A | PVB | 0.750 | 73618 | RIGHT FRONT
7972 | INISTORK DR | 43017-9171 | Active | 28917 | FEBCO | 765 | PVB | 1.000 | 73082 | LEFT HAND SIDE
8009 | INISTORK DR | 43017-9172 | Active | CB653268 | WILKINS | 720A | PVB | 0.750 | 3451084 | LEFT SIDE OF HOUSE
8025 | INISTORK DR | 43017-9520 | Active | CB113292 | WILKINS | 720A | PVB | 0.750 | 3611312 | S SIDE OF HOUSE E OF FRONT DOOR
8090 | INISTORK DR | 43017-9175 | Active | 586587 | WILKINS | 720A | PVB | 0.750 | 73292 | OUTSIDE
8106 | INISTORK DR | 43017-8667 | Active | 367544 | WILKINS | 720A | PVB | 1.000 | 93595 | REAR OF HOUSE UNDER DECK
5759 | INLET POINT LN | 43081 | Active | B071218 | WATTS | 800M4QT | PVB | 1.000 | 3653884 | LEFT CENTER
5765 | INLET POINT LN | 43081 | Active | B111583 | WATTS | 800M4FR | PVB | 1.000 | 3654086 | RIGHT SIDE OF HOUSE
5778 | INLET POINT LN | 43081 | Active | B094449 | WATTS | 800M4FR | PVB | 1.000 | 3653533 | LEFT SIDE OF HOUSE
5783 | INLET POINT LN | 43081 | Active | CAB63149 | WILKINS | 720A | PVB | 1.000 | 3654354 | RIGHT CENTER
5794 | INLET POINT LN | 43081 | Active | EAE7504 | WILKINS | 720A | PVB | 1.000 | 3654717 | LEFT SIDE OF HOUSE
7624 | INNBROOK PL | 43235-1640 | Active | T566039 | WILKINS | 720-A | PVB | 1.000 | 72358 | FRONT CENTER RT OF FRT DR
510 | INNIS AVE | 43207- | Active | 64421 | WATTS | 009QT | RP | 2.000 | 66007 | 1879 FEDERAL PKWY, BASEMENT METER ROOM
510 | INNIS AVE | 43207- | Not Required by DOW | 258283 | WATTS | 009M3QT | RP | 0.750 | 66006 | 1879 FEDERAL PKWY, BASEMENT BOILER ROOM
1959 | INNIS RD | 43224-3672 | Active | 3961151 | WILKINS | 975XL | RP | 1.000 | 89014 | METER ROOM ON BACK OF BUILDING
2035 | INNIS RD | 43224-3646 | LPS - Due Install | [5 empty] | 3635134
2035 | INNIS RD | 43224-3646 | Due Install |  |  |  | DCDA | 10.000 | 3630202
2035 | INNIS RD | 43224-3646 | Due Install |  |  |  | RP |  | 3451292
2160 | INNIS RD | 43224-3647 | Active | 92930 | WATTS | LF919 | RP | 0.750 | 3635959 | AT METER IN APT. RENTAL
2160 | INNIS RD | 43224-3647 | Active | 2A01074 | AMES | 2000SS | DC | 6.000 | 57478 | RISER ROOM
2200 | INNIS RD | 43224-8900 | Not Required by DOW | 2234499 | WILKINS | 975XL | RP | 0.750 | 95514 | MECH ROOM
2200 | INNIS RD | 43224-8900 | Not Required by DOW | 1891078 | WILKINS | 975XL | RP | 0.750 | 95524 | MECH ROOM
2200 | INNIS RD | 43224-8900 | Due Install |  |  |  | DC | 3.000 | 3649069 | BOILER RM AT METER NORTHWEST SECTION OF BLDG
2200 | INNIS RD | 43224-8900 | Active | 42251 | WILKINS | 475 | RP | 3.000 | 3623119 | BOILER RM AT METER NORTHWEST SECTION OF BLDG
2250 | INNIS RD | 43224-3726 | Active | 07600 | WATTS | 919AQT | RP | 0.750 | 57761 | IN BUILDING NEXT TO WATER METER
2258 | INNIS RD | 43224-3726 | Active | 146802 | WATTS | 009QT | RP | 1.000 | 57796 | ABOVE WATER METER
2365 | INNIS RD | 43224-3730 | Active | 1138340810 | WATTS | 774DCDA | DCDA | 6.000 | 103952 | SW OF MAIN BUILDING IN WATER METER PIT ON WESTERVILLE RD
2365 | INNIS RD | 43224-3730 | Active | 16674 | WATTS | 007M1QT | DC | 0.750 | 103953 | SW OF MAIN BUILDING IN WATER METER PIT ON WESTERVILLE RD
2365 | INNIS RD | 43224-3730 | Active | 293011 | WATTS | 009M1QT | RP | 2.000 | 101755 | SW OF MAIN BUILDING IN HOT BOX LOCATED ON WESTERVILLE RD
2395 | INNIS RD | 43224- | Due Install |  |  |  | RP |  | 3451297
7279 | INNISFREE LN | 43017-2632 | Active | G145728 | WILKINS | 720A | PVB | 0.750 | 97433 | RIGHT SIDE OF HOUSE
7287 | INNISFREE LN | 43017-2632 | Active | H377363 | FEBCO | 765 | PVB | 1.250 | 95364 | RIGHT SIDE
8880 | INNOVATION CAMPUS CT | 43031 | Active | 1255431011 | AMES | 4000SS | RP | 4.000 | 102479 | NORTH/WEST IN HOT BOX
8880 | INNOVATION CAMPUS CT | 43031 | Not Required by DOW | LH1893 | WATTS | 957 | RP | 4.000 | 102318 | MECH RM REAR OF BLDG
8880 | INNOVATION CAMPUS CT | 43031 | Not Required by DOW | 26843 | WATTS | LF919QT | RP | 2.000 | 3611837 | MECH ROOM 106A
8200 | INNOVATION CAMPUS W WAY | 43054 | Active | 1005440421 | AMES | 3000SS | DCDA | 8.000 | 3651360
8200 | INNOVATION CAMPUS W WAY | 43054 | Active | VB-1472 | WATTS | 957 | RP | 3.000 | 3651359
8200 | INNOVATION CAMPUS W WAY | 43054 | LPS - Active | [5 empty] | 3651582 | OUTSIDE DOOR ENTRANCE ONLY
8200 | INNOVATION CAMPUS W WAY | 43054 | Active | 83635 | AMES | 2000 | DC | 0.750 | 3651361
8255 | INNOVATION CAMPUS W WAY | 43054 | Active | 11031760322 | AMES | 30000SS | DCDA | 8.000 | 3653656 | NORTH SIDE
8255 | INNOVATION CAMPUS W WAY | 43054 | Active | WH-3140 | WATTS | 957 | RP | 3.000 | 3653654 | NORTH SIDE
8255 | INNOVATION CAMPUS W WAY | 43054 | Active | 87168 | AMES | 2000B | DC | 0.750 | 3653657 | NORTH SIDE
8300 | INNOVATION CAMPUS W WAY | 43054 | Active | 84065 | AMES | 2000B | DC | 0.750 | 3648707 | SOUTH CENTER WALL OUTSIDE MECH RM
8300 | INNOVATION CAMPUS W WAY | 43054 | Active | 1989210620 | AMES | 3000 | DCDA | 8.000 | 3648706 | SOUTH CENTER WALL OUTSIDE MECH RM
8300 | INNOVATION CAMPUS W WAY | 43054 | Active | UE-2910 | WATTS | 957 | RP | 3.000 | 3648702 | SOUTH CENTER WALL OUTSIDE MECH ROOM
8300 | INNOVATION CAMPUS W WAY | 43054 | LPS - Active |  |  |  | LPC |  | 3648719 | SOUTH CENTER WALL OUTSIDE MECH RM - FIRE PUMP
8600 | INNOVATION CAMPUS W WAY | 43054 | Active | 4311963 | WILKINS | 950XL | DC | 0.750 | 3630115 | FIRE SIDE CAR
8600 | INNOVATION CAMPUS W WAY | 43054 | Active | 7146 | WILKINS | 350 | DCDA | 8.000 | 3630112 | FIRE
8600 | INNOVATION CAMPUS W WAY | 43054 | Active | 5431 | WILKINS | 375 | RP | 3.000 | 3630107
8606 | INNOVATION CAMPUS W WAY | 43054 | Active | 077742 | WATTS | LF009M2QT | RP | 1.500 | 3646678 | HOTBOX W OF BEECH RD ALL THE WAY TO END AT CUL DE SAC N SIDE
8606 | INNOVATION CAMPUS W WAY | 43054 | Active | AG |  |  | AG |  | 3649036 | HOTBOX W OF BEECH RD ALL THE WAY TO END AT CUL DE SAC N SIDE, NEXT TO HOTBOX
8640 | INNOVATION CAMPUS W WAY | 43031 | LPS - Active | [5 empty] | 3636676 | FIRE PUMP METER RM SW CORNER
8640 | INNOVATION CAMPUS W WAY | 43031 | Active | SB-1123 | AMES | COLT 500-GV | RPDA | 8.000 | 3629412 | METER RM SW CORNER
8640 | INNOVATION CAMPUS W WAY | 43031 | Active | 72903 | WATTS | 919QT | RP | 0.750 | 3629413 | METER RM SW CORNER
8640 | INNOVATION CAMPUS W WAY | 43031 | Active | B1798868 | WILKINS | 375XL | RP | 2.000 | 3629497 | WATER RISER ROOM/PUMP ROOM
8807 | INNOVATION CAMPUS WAY | 43054 | Active | 224485 | WATTS | 909 | RP | 4.000 | 102418 | IN PUMP HOUSE
8807 | INNOVATION CAMPUS WAY | 43054 | Active | 1664280710 | AMES | 2000SS | DC | 4.000 | 102218 | FIRE PUMP HOUSE
8807 | INNOVATION CAMPUS WAY | 43054 | Active | AG-8807A | XX | XX | AG | 4.000 | 102217 | IN PUMP HOUSE
8982 | INNOVATION CAMPUS WAY | 43054 | Active | 132467 | WILKINS | 375 | RP | 3.000 | 3648703 | NORTHEAST CORNER OF BLDG IN MECH ROOM
8982 | INNOVATION CAMPUS WAY | 43054 | LPS - Active |  |  |  | LPC |  | 3649000 | ON MEZZANINE ABOVE WATER METER - NE CORNER OF BUILDING
9040 | INNOVATION CAMPUS WAY | 43054 | Active | 093134 | WATTS | LF009M2QT | RP | 1.500 | 3633115 | GREEN HOT BOX ON INNOVATION CAMPUS WAY AND MINK RD
9040 | INNOVATION CAMPUS WAY | 43054 | Active | AG-1 |  |  | AG |  | 3649035 | NEXT TO GREEN HOT BOX ON SOUTH SIDE OF 9040 INNOVATION CAMPUS WAY
9360 | INNOVATION CAMPUS WAY | 43054 | Active | 1101600 | AMES | 3000SS | DCDA | 8.000 | 3652795 | Fire Pump - Riser Room SE Corner Building
9360 | INNOVATION CAMPUS WAY | 43054 | Active | 192168 | WATTS | LF009M2QT | RP | 2.000 | 3652754 | Fire Pump - Riser Room SE Corner Building
9360 | INNOVATION CAMPUS WAY | 43054 | Active | 85572 | AMES | AMES | DC | 0.750 | 3652796 | Fire Pump - Riser Room SE Corner Building
9360 | INNOVATION CAMPUS WAY | 43054 | LPS - Active |  |  |  | LPC |  | 3652797 | WATER RISER/PUMP ROOM SOUTHEAST CORNER
9485 | INNOVATION CAMPUS WAY | 43054 | Active | 83697 | AMES | 2000B | DC | 0.750 | 3646922 | NORTHEAST OUTSIDE DOOR FIRE PUMP ROOM
9485 | INNOVATION CAMPUS WAY | 43054 | LPS - Active |  |  |  | LST |  | 3646923 | NORTHEAST OUTSIDE DOOR FIRE PUMPROOM
9485 | INNOVATION CAMPUS WAY | 43054 | Active | 1987480420 | AMES | 3000 | DCDA | 8.000 | 3646921 | NORTHEAST OUTSIDE DOOR FIRE PUMP ROOM
9485 | INNOVATION CAMPUS WAY | 43054 | Active | 149100 | WATTS | LF009M2QT | RP | 2.000 | 3646838 | ALENE CANDLES UNIT AT WATER METER - PUMP ROOM AREA
9485 | INNOVATION CAMPUS WAY | 43054 | Not Required by DOW | 151908 | Watts | LF009M2 | RP | 2.000 | 3650657 | PUMP ROOM..THIS IS IRRIGATION NOT DOW
9750 | INNOVATION CAMPUS WAY | 43054 | Active | 82431 | AMES | 2000 | DC | 0.750 | 3641180 | SOUTH OUTSIDE MECH RM
9750 | INNOVATION CAMPUS WAY | 43054 | Active | 132981 | AMES | 4000SS | RP | 3.000 | 3640968 | SOUTH OUTSIDE MECH RM
9750 | INNOVATION CAMPUS WAY | 43054 | Not Required by DOW | 149100 | WATTS | LF009M2QT | RP | 2.000 | 3646837 | ALENE CANDLES UNIT AT WATER RISER - PUMP ROOM AREA
9750 | INNOVATION CAMPUS WAY | 43054 | LPS - Active |  |  |  | LST |  | 3641241 | SOUTH OUTSIDE MECH RM
9750 | INNOVATION CAMPUS WAY | 43054 | Active | 1972360819 | AMES | 3000 | DCDA | 8.000 | 3641179 | SOUTH OUTSIDE MECH RM
9850 | INNOVATION CAMPUS WAY | 43054 | Active | 70195 | AMES | 2000BM3 | DC | 0.750 | 3653405
9850 | INNOVATION CAMPUS WAY | 43054 | Active | WE-2406 | AMES | COLT400 | RP | 3.000 | 3653403 | HOTBOX
9850 | INNOVATION CAMPUS WAY | 43054 | Active | WF-2303 | AMES | 300GV | DCDA | 10.000 | 3653404 | HOTBOX
9885 | INNOVATION CAMPUS WAY | 43054 | Active | L145850 | WILKINS | 375 | RP | 3.000 | 3653582 | RISER ROOM
9885 | INNOVATION CAMPUS WAY | 43054 | LPS - Active |  |  |  | LST |  | 3653476
9885 | INNOVATION CAMPUS WAY | 43054 | Active | WC-0977 | AMES | 300GV | DCDA | 8.000 | 3653406
9885 | INNOVATION CAMPUS WAY | 43054 | Active | 68359 | AMES | 2000BM3 | DC | 0.750 | 3653407
10015 | innovation campus way |  | Active | HC50952 | WILKINS | 950XLD | DC | 0.750 | 3652513
10015 | innovation campus way |  | LPS - Active |  |  |  | LPC |  | 3652972
10015 | innovation campus way |  | Active | 24382B | WILKINS | 350ASTDA | DCDA | 10.000 | 3652512
10015 | innovation campus way |  | Active | 029799 | WATTS | LF909 | RP | 2.000 | 3652511 | SPRINKLER ROOM ON N SIDE
5600 | INNOVATION DR | 43016 | Active | UC-1949 | WATTS | 757 | DCDA | 6.000 | 3650051 | SW MECH/RISER ROOM Outside Door
5600 | INNOVATION DR | 43016 | Active | 086601 | WATTS | LF009M2QT | RP | 1.500 | 3650050 | IN HOT BOX AT SW CORNER OF BLDG AT WATER METER
5600 | INNOVATION DR | 43016 | Active | 224665 | WATTS | 007M3QT | DC | 0.750 | 3650052 | SW MECH/RISER ROOM Outside Door
5695 | INNOVATION DR | 43016 | Active | 20580 | WATTS | 919QT | RP | 1.500 | 3615371 | HOT BOX ON EMERALD PKWY WITH/AT WATER METER
5700 | INNOVATION DR | 43016 | Active | 1287690215 | AMES | 4000SS | RP | 3.000 | 3613195 | HOT BOX AT PIT
5700 | INNOVATION DR | 43016 | Not Required by DOW | 018742 | WATTS | LF909QT | RP | 0.750 | 3618405 | MECHANICAL ROOM
5800 | INNOVATION DR | 43016-3271 | Not required by DOW | 19057 | WATTS | 919AQT | RP | 1.500 | 3618668 | AREA RUG ROOM STANLEY STEAMER
5800 | INNOVATION DR | 43016-3271 | Active | 14075B | WILKINS | 350ASTDA | DCDA | 6.000 | 3635217 | FRONT MECH AREA W OF FRONT DR THRU PHONE ROOM STANLEY STEAMER
5800 | INNOVATION DR | 43016-3271 | Active | HC24141 | WILKINS | 950XL | DC | 0.750 | 3638167 | FRONT MECH AREA STANLEY STEAMER
5800 | INNOVATION DR | 43016-3271 | Not required by DOW | 320932 | WILKINS | 975 | RP | 0.750 | 68009 | MIDDLE OF WAREHOUSE UNDER HUMIDIFIERS
5800 | INNOVATION DR | 43016-3271 | Active | 159115 | WILKINS | 975 | RP | 2.000 | 68008 | RISER RM AT WATER MTR -S CENTER BLDG OFF PHONE ROOM STANLY STEMR
5900 | INNOVATION DR | 43016-3294 | Active | 4541873 | WILKINS | 975XL2 | RP | 1.500 | 90556 | MIDDLE MECH/METER RM -AT WATER METER
6028 | INNOVATION DR | 43016-6422 | Active | G231113 | WILKINS | 720A | PVB | 0.750 | 98732 | LEFT SIDE
6315 | INNOVATION DR | 43016- | Active | 47899 | AMES | 2000B | DC | 0.750 | 88826 | IN PIT UP HILL BY CLUBHSE IN BUSHES/PINE TREES JUST E OF AVERY
6315 | INNOVATION DR | 43016- | Active | 115926 | AMES | 4000SS | RP | 3.000 | 88833 | IN HOT BOX AT PIT BY CLUBHOUSE IN BUSHES/PINE TREES
6315 | INNOVATION DR | 43016- | Active | 147775 | AMES | 3000SS | DCDA | 8.000 | 88834 | IN PIT BY CLUBHOUSE IN BUSHES/PINE TREES
1565 | INTEGRITY E DR | 43209-2707 | Active | 10070 | AMES | 4000B | RP | 0.750 | 98436 | MECHANIC ROOM
1565 | INTEGRITY E DR | 43209-2707 | Active | 104572 | AMES | 5000 | RPDA | 6.000 | 98435 | MECHANIC ROOM
1565 | INTEGRITY E DR | 43209-2707 | Active | 2860978 | WILKINS | 975XL | RP | 1.500 | 98434 | MECHANIC ROOM
1570 | INTEGRITY E DR | 43209-2704 | Due Install |  |  |  | DCDA | 6.000 | 3652593
1570 | INTEGRITY E DR | 43209-2704 | Due Install |  |  |  | RP | 1.000 | 3451454
1611 | INTEGRITY E DR | 43209-2730 | Active | 4769292 | WILKINS | 975XL2 | RP | 1.000 | 3451460 | FRONT ENTRY CLOSET
1611 | INTEGRITY E DR | 43209-2730 | Due Install |  |  |  | DCDA | 6.000 | 3605707
1666 | INTEGRITY E DR | 43209-2700 | Active | 637213 | WATTS | 919AQT | RP | 1.000 | 101615 | AT METER
1688 | INTEGRITY E DR | 43209-2700 | Active | 189222 | WATTS | 009QT | RP | 0.750 | 55832 | IN SOUTH EAST CORNER BY WATER METER
2060 | INTEGRITY N DR | 43209- | Active | 87503 | AMES | 2000B | DC | 0.750 | 3654366 | MECH ROOM REAR OF 2060 ON CORNER
2060 | INTEGRITY N DR | 43209- | Active | ACF9321 | WILKINS | 975XL | RP | 2.000 | 3451456
2060 | INTEGRITY N DR | 43209- | Active | WL-1001 | AMES | 3000GDCDA | DCDA | 8.000 | 3638641 | MECH ROOM REAR OF 2060 ON CORNER
1990 | INTEGRITY S DR | 43209- | Active | 953416 | WILKINS | 975XLBMS | RP | 1.500 | 56879 | WEST WALL SERVICE BAY
1990 | INTEGRITY S DR | 43209- | Active | 1128601008 | WATTS | 774 | DCDA | 6.000 | 96761 | HOT BOX
1990 | INTEGRITY S DR | 43209- | Active | 13477 | WATTS | 007M1PCQT | DC | 0.750 | 96760 | HOT BOX
1990 | INTEGRITY S DR | 43209- | Not Required by DOW | 238896 | WILKINS | 720A | PVB | 1.500 | 56878 | MECHANICAL ROOM
2001 | INTEGRITY S DR | 43209-2729 | Not Required by DOW | [5 empty] | 3451457
2020 | INTEGRITY S DR | 43209-2726 | Active | 3176491 | WILKINS | 975XL | RP | 0.750 | 98023 | by meter back of warehouse
2100 | INTEGRITY S DR | 43209-2752 | Active | 3933 | WILKINS | 975XL | RP | 1.500 | 57238 | MECH ROOM AT METER -MID S WALL
2140 | INTEGRITY S DR | 43209-2752 | Active | A144743 | WILKINS | 375 | RP | 2.000 | 103948 | NEXT TO MOP SINK NEXT TO OFFICES
2140 | INTEGRITY S DR | 43209-2752 | Active | 33591 | AMES | 2000B | DC | 2.000 | 104041 | BEHIND FRONT OFFICE
3600 | INTERCHANGE RD | 43204-1434 | Due Install |  |  |  | RP | 3.000 | 3638010 | OUTSIDE MECH ROOM IN BACK OF PILOT
3600 | INTERCHANGE RD | 43204-1434 | Active | 695632 | WILKINS | 975XL | RP | 1.500 | 61236 | MECHANICAL ROOM
3611 | INTERCHANGE RD | 43204-1499 | Due Install |  |  |  | DCDA | 8.000 | 3646163 | MTR IN PIT AT N SIDE OF BLDG BY PHONE BOX
3611 | INTERCHANGE RD | 43204-1499 | Active | 204099 | WILKINS | 975XL | RP | 2.000 | 61277 | 3563 INTERCHANGE RD, LOADING DOCK NEXT TO WATER METER
3611 | INTERCHANGE RD | 43204-1499 | Not Required by DOW | W167350 | WILKINS | 975XL | RP | 2.000 | 61278 | 3563 INTERCHANGE RD, WAREHOUSE, NEXT TO METER REAR WAREHOUSE
3623 | INTERCHANGE RD | 43204- | Active | 221421 | WATTS | 009QT | RP | 2.000 | 61307 | NORTH WALL IN MECH ROOM
3623 | INTERCHANGE RD | 43204- | Due Install |  |  |  | RP | 2.000 | 3638025
3623 | INTERCHANGE RD | 43204- | Due Install |  |  |  | DCDA |  | 3638026
3640 | INTERCHANGE RD | 43204-1434 | Active | ABN9323 | WILKINS | 975XL | RP | 1.000 | 3603960 | UTILITY ROOM WEST
3640 | INTERCHANGE RD | 43204-1434 | Due Install |  |  |  | DCDA | 6.000 | 3651280 | METER VAULT EAST OF DRIVE
3660 | INTERCHANGE RD | 43204-1434 | Active | 15184 | AMES | 2000B | DC | 0.750 | 96943 | RISER ROOM / MECH CAGE
3660 | INTERCHANGE RD | 43204-1434 | Active | 47153 | WATTS | 009M1QT | RP | 1.500 | 61396 | JUST ABOVE WATER METER IN UTILITY ROOM (cage)
3660 | INTERCHANGE RD | 43204-1434 | Active | TL-1561 | AMES | 3000 | DCDA | 4.000 | 96944 | RISER ROOM (cage)
3701 | INTERCHANGE RD | 43204- | Active | 094068 | WATTS | LF009M2 | RP | 1.500 | 3633814 | HOT BOX AT PIT IFO 3707
3701 | INTERCHANGE RD | 43204- | Active | 04742 | WATTS | 919 | RP | 0.500 | 104040 | 3699 INTERCHANGE DR OCEAN PROVIDENCE IN COOLER BEHIND ICE MACHINE
3701 | INTERCHANGE RD | 43204- | Active | 98726 | WATTS | 009M1PCQT | RP | 1.500 | 61532 | 3671 INTERCHANGE DR ESSILOR USA N WALL MEN'S RESTROOM
3701 | INTERCHANGE RD | 43204- | Active | 17565 | WATTS | 919QT | RP | 1.500 | 61531 | 3707 INTERCHANGE DR IN NEW AQUA'S WATER TREATMENT ROOM
3701 | INTERCHANGE RD | 43204- | Active | WI-1633 | AMES | 300GV | DCDA | 8.000 | 3633815 | IN METER PIT IFO 3707
3701 | INTERCHANGE RD | 43204- | Active | 70692 | AMES | 2000BM3 | DC | 0.750 | 3653409 | IN METER PIT IFO 3707
3760 | INTERCHANGE RD | 43204-4131 | Due Install |  |  |  | DCDA | 6.000 | 3651274 | IN WAREHOUSE AREA SOUTH WALL WATER RISER
3760 | INTERCHANGE RD | 43204-4131 | Active | 191511 | WATTS | 009QT | RP | 2.000 | 61685 | IN WAREHOUSE AREA SOUTH WALL WATER RISER
3770 | INTERCHANGE RD | 43204- | Active | 17457 | WATTS | 919AQT | RP | 1.000 | 93596 | E MECHANICAL ROOM
3770 | INTERCHANGE RD | 43204- | Due Install |  |  |  | RP | 1.000 | 3638017 | E MECHANICAL ROOM. IN BACK ROOM BY ELECTRIC PANELS
3775 | INTERCHANGE RD | 43204- | Active | 69529 | AMES | 2000BM3 | DC | 0.750 | 3652872
3775 | INTERCHANGE RD | 43204- | Active | 104752 | WATTS | LF009M2QT | RP | 1.500 | 3451463
3775 | INTERCHANGE RD | 43204- | Active | WD0003 | AMES | COLT 300GV | DCDA | 6.000 | 3652869
9224 | INTERMODAL CT N | 43217 | Not Required by DOW | 53973 | WATTS | LF919QT | RP | 1.000 | 3619857 | EARNHART HILL, NOT COLUMBUS DOW, WEST END OF BUILDING
9224 | INTERMODAL CT N | 43217 | Not Required by DOW | 27424 | WATTS | LF919QT | RP | 2.000 | 3619856 | EARNHART HILL, NOT COLUMBUS DOW, PUMP ROOM SIDE OF BUILDING
9224 | INTERMODAL CT N | 43217 | Not Required by DOW | 51695 | APOLLO/CONBRACO | DCLF4A | DC | 8.000 | 3619855 | EARNHART HILL, NOT COLUMBUS DOW, PUMP ROOM SIDE OF BUILDING
9224 | INTERMODAL CT N | 43217 | Not Required by DOW | 52904 | WATTS | LF919QT | RP | 1.000 | 3619858 | EARNHART HILL, NOT COLUMBUS DOW, EAST END OF BUILDING
4389 | INTERNATIONAL GATEWAY | 43219-3819 | Active | 47603 | AMES | 2000B | DC | 0.750 | 90553 | HOT BOX SW CORNER OF BUILDING
4389 | INTERNATIONAL GATEWAY | 43219-3819 | Active | 2401400 | WILKINS | 975XL | RP | 1.500 | 90551 | FIRE PUMP ROOM NW CORNER OF BUILDING
4389 | INTERNATIONAL GATEWAY | 43219-3819 | Active | 152509 | AMES | 3000SS | DCDA | 8.000 | 90552 | HOT BOX SW CORNER OF BUILDING
3735 | INTERNATIONAL GTWY | 43219- | Due Install |  |  |  | RP |  | 3599768
3737 | INTERNATIONAL GTWY | 43219- | Active | 429462 | WATTS | 909QT | RP | 1.000 | 61561 | NEW ELECTRICAL VAULT--3737 INTERNATIONAL GTWY
3737 | INTERNATIONAL GTWY | 43219- | Active | 32842 | WATTS | 009QT | RP | 0.750 | 61560 | NEW ELECTRICAL VAULT--3737 INTERNATIONAL GTWY
3772 | INTERNATIONAL GTWY | 43219- | Active | 431946 | WATTS | 909M1QT | RP | 1.500 | 92565 | HOT BOX OFF OF STELZER W/METER
3939 | INTERNATIONAL GTWY | 43219- | Due Install |  |  |  | RP |  | 3451465
4002 | INTERNATIONAL GTWY | 43219 | LPS - Active |  |  |  | LPC |  | 3648274 | MECH ROOM - DOMESTIC WATER BOOSTER PUMP
4002 | INTERNATIONAL GTWY | 43219 | Active | UD-1139 | WATTS | 957 | RP | 6.000 | 3648861 | MECH ROOM OUTSIDE DOOR SOUTHEAST SECTION OF BLDG BYPASS LINE
4002 | INTERNATIONAL GTWY | 43219 | Not Required by DOW | 160014 | WATTS | LF009M | RP | 2.000 | 3649409 | CAR WASH BUILDING ROOM Q305
4002 | INTERNATIONAL GTWY | 43219 | Not Required by DOW | UD-1076 | WATTS | LF009M | RP | 4.000 | 3649410 | CAR WASH BUILDING ROOM Q205
4002 | INTERNATIONAL GTWY | 43219 | Not Required by DOW | 157894 | WATTS | LF009M | RP | 2.000 | 3649411 | CAR WASH BUILDING ROOM Q105
4002 | INTERNATIONAL GTWY | 43219 | Not Required by DOW | UH-2888 | WATTS | 957 | RP | 3.000 | 3650184 | BUS WASH ROOM 4092 INTERNATIONAL
4002 | INTERNATIONAL GTWY | 43219 | Not Required by DOW | UJ-3042 | WATTS | 957 | RP | 3.000 | 3650185 | BUS WASH ROOM 4092 INTERNATIONAL - INTER CLEAN SYSTEM
4002 | INTERNATIONAL GTWY | 43219 | Active | UD-1339 | WATTS | 957 | RP | 6.000 | 3648271 | MECH ROOM OUTSIDE DOOR SOUTHEAST SECTION OF BLDG MAIN LINE
4002 | INTERNATIONAL GTWY | 43219 | Active | 75955 | APOLLO | RPDA2LF | RPDA | 12.000 | 3648272 | MECH ROOM - FIRE METER SOUTHWEST SECTION OUTSIDE DOOR
4002 | INTERNATIONAL GTWY | 43219 | Active | 83383A | APOLLO | CVALF4A | RP | 0.500 | 3648273 | MECH ROOM - FIRE METER BYPASS SOUTHWEST SECTION OUTSIDE DOOR
4054 | INTERNATIONAL GTWY | 43219 | Not Required by DOW | 155867 | WATTS | LF009M2QT | RP | 2.000 | 3649408 | IRRIGATION IN WATER ROOM
4054 | INTERNATIONAL GTWY | 43219 | Active | UE-1068 | WATTS | 957 | RP | 4.000 | 3648275 | SOUTHEAST CORNER OF PARKING GARAGE MECH ROOM AT METER - TOP DEVICE
4054 | INTERNATIONAL GTWY | 43219 | LPS - Active | 22TA03XXX | SYNCROFLO |  | LPC |  | 3648276 | SOUTHEAST CORNER OF PARKING GARAGE MECH ROOM - DOMESTIC WATER BOOSTER PUMP
4054 | INTERNATIONAL GTWY | 43219 | Active | 79926 | APOLLO | RPDALF4A | RPDA | 6.000 | 3648277 | SOUTHEAST CORNER OF PARKING GARAGE MECH ROOM - FIRE METER
4054 | INTERNATIONAL GTWY | 43219 | Active | UE-1036 | WATTS | 957 | RP | 4.000 | 3648331 | SOUTHEAST CORNER OF PARKING GARAGE MECH ROOM AT METER - BOTTOM DEVICE
4054 | INTERNATIONAL GTWY | 43219 | Active | 967848 | APOLLO | RPLF4A | RP | 0.500 | 3648278 | SOUTHEAST CORNER OF PARKING GARAGE MECH ROOM - FIRE METER BYPASS
4250 | INTERNATIONAL GTWY | 43219-1747 | Active | J070801 | FEBCO | 825Y | RP | 0.750 | 63425 | REAR OF BLDG AT WATER METER
4250 | INTERNATIONAL GTWY | 43219-1747 | Due Install |  |  |  | RP |  | 3632537
4277 | INTERNATIONAL GTWY | 43219-1746 | Not Required by DOW | 391463 | WATTS | 909M1QT | RP | 1.250 | 63495 | B09 SUMP ROOM (BASEMENT) AIR TRAFFIC CONTROL TOWER BLDG
4277 | INTERNATIONAL GTWY | 43219-1746 | Active | 166120 | WATTS | 909 | RP | 3.000 | 63493 | B24 A MECH ROOM (BASEMENT) AIR TRAFFIC CONTROL TOWER BLDG
4277 | INTERNATIONAL GTWY | 43219-1746 | Not Required by DOW | 530236 | WATTS | 909QT | RP | 0.750 | 63496 | B24A MECH ROOM (BASEMENT) AIR TRAFFIC CONTROL TOWER BLDG
4277 | INTERNATIONAL GTWY | 43219-1746 | Active | 165995 | WATTS | 909 | RP | 3.000 | 63492 | B24A MECH ROOM (BASEMENT) AIR TRAFFIC CONTROL TOWER BLDG
4277 | INTERNATIONAL GTWY | 43219-1746 | Active | 1208230502 | AMES | 3000SS | DCDA | 6.000 | 63491 | MECH ROOM B -24 AIR TRAFFIC CONTROL TOWER BLDG
4277 | INTERNATIONAL GTWY | 43219-1746 | Not Required by DOW | 176856 | WATTS | 009M2QT | RP | 1.000 | 63494 | 219 MECH ROOM 2ND FLOOR AIR TRAFFIC CONTROL TOWER BLDG
4277 | INTERNATIONAL GTWY | 43219-1746 | LPS - Active |  |  |  | LST |  | 3635526 | FIRE PUMP
4277 | INTERNATIONAL GTWY | 43219-1746 | LPS - Active |  |  |  | LPC |  | 3635525 | DOM PUMP
4277 | INTERNATIONAL GTWY | 43219-1746 | Active | 547518 | WATTS | 909QT | RP | 0.750 | 63498 | AIR HANDLER ROOM AIR TRAFFIC CONTROL TOWER BLDG
4277 | INTERNATIONAL GTWY | 43219-1746 | Active | 53849 | WATTS | 007M1 | DC | 0.750 | 63497 | IN THE MECH ROOM AIR TRAFFIC CONTROL TOWER BLDG
4280 | INTERNATIONAL GTWY | 43219-1747 | Active | 3HL0756 | AMES | 3000SS | DCDA | 4.000 | 63501 | METER ROOM
4280 | INTERNATIONAL GTWY | 43219-1747 | Not Required by DOW | 620879 | WATTS | 800M4QT | PVB | 1.000 | 87759 | BY GAS METER AT POOL
4280 | INTERNATIONAL GTWY | 43219-1747 | Active | A006436 | FEBCO | 825YA | RP | 2.000 | 63502 | MECHANICAL ROOM AT METER
4280 | INTERNATIONAL GTWY | 43219-1747 | Active | A006446 | FEBCO | 825YA | RP | 2.000 | 63503 | MECHANICAL RM AT METER
4280 | INTERNATIONAL GTWY | 43219-1747 | Active | 83696 | WATTS | 007M2QT | DC | 2.000 | 63504 | METER ROOM
4294 | INTERNATIONAL GTWY | 43219 | Active | HC33353 | WILKINS | XLD | DC | 0.750 | 3646697 | FIRE PUMP ROOM EAST SIDE OF BUILDING OUTSIDE DOOR
4294 | INTERNATIONAL GTWY | 43219 | Active | V55260 | WILKINS | 350ADA | DCDA | 6.000 | 3646696 | FIRE PUMP ROOM EAST SIDE OF BUILDING OUTSIDE DOOR
4294 | INTERNATIONAL GTWY | 43219 | Active | 21936 | WILKINS | 375AST | RP | 4.000 | 3646695 | MECH ROOM WEST SIDE OF BUILDING
4294 | INTERNATIONAL GTWY | 43219 | Not Required by DOW | 4804211 | WILKINS | 975XL2 | RP | 2.000 | 3648267 | POOL MECH ROOM
4294 | INTERNATIONAL GTWY | 43219 | Not Required by DOW | ACA5015 | WILKINS | 975XL2 | RP | 2.000 | 3648266 | MECH ROOM WEST SIDE OF BUILDING -IRRIGATION
4294 | INTERNATIONAL GTWY | 43219 | LPS - Active |  |  |  | LST |  | 3646734 | FIRE PUMP ROOM EAST SIDE OUTSIDE DOOR
4300 | INTERNATIONAL GTWY | 43219-1749 | LPS - Active |  |  |  | LST |  | 3638865 | FIRE BOOSTR PUMP SE MECHANICAL ROOM
4300 | INTERNATIONAL GTWY | 43219-1749 | Not Required by DOW | 23503 | WATTS | LF919QT | RP | 2.000 | 3607984 | SE MECHANICAL ROOM
4300 | INTERNATIONAL GTWY | 43219-1749 | Active | 21037 | WATTS | 007M1QT | DC | 0.750 | 3607982 | SE MECH/RISER ROOM
4300 | INTERNATIONAL GTWY | 43219-1749 | Not Required by DOW | 24392 | WATTS | LF919QT | RP | 2.000 | 3607983 | SE MECHANICAL ROOM
4300 | INTERNATIONAL GTWY | 43219-1749 | Active | 1572C | WILKINS | 375AST | RP | 4.000 | 3604498 | SW MECH/WATER MTR ROOM
4300 | INTERNATIONAL GTWY | 43219-1749 | Active | 1811250913 | AMES | 3000SS | DCDA | 6.000 | 3607981 | SE MECH/RISER ROOM
4393 | INTERNATIONAL GTWY | 43219-3822 | Not Required by DOW | 4769442 | WILKINS | 975XL2 | RP | 0.750 | 63879 | MECHANICAL ROOM - HANGER #4
4393 | INTERNATIONAL GTWY | 43219-3822 | Not Required by DOW | 112262 | WATTS | 909QT | RP | 0.750 | 63875 | BOILER ROOM IN HANGER #5
4393 | INTERNATIONAL GTWY | 43219-3822 | Active | 16303 | WATTS | 919QT | RP | 2.000 | 99421 | STORAGE ROOM LOCATED IN SOUTHEAST CORNER OF HANGER #1
4393 | INTERNATIONAL GTWY | 43219-3822 | Not Required by DOW | 229603 | WILKINS | 975XL | RP | 0.750 | 63877 | BOILER ROOM HANGER #3
4600 | INTERNATIONAL GTWY | 43219-1779 | Active | 9861 | WILKINS | 975 | RP | 6.000 | 64486 | BOILER ROOM 031-ABOVE HOUSE PUMPS
4600 | INTERNATIONAL GTWY | 43219-1779 | Not Required by DOW | 2717157 | WILKINS | 375 | RP | 1.000 | 100722 | C-48 WATER CABINET
4600 | INTERNATIONAL GTWY | 43219-1779 | Not Required by DOW | 18772 | WATTS | 919QT | RP | 1.500 | 3610031 | RESTAURANT, KITCHEN BY METER
4600 | INTERNATIONAL GTWY | 43219-1779 | Not Required by DOW | 280389 | WATTS | 909M1QT | RP | 1.500 | 64468 | NORTH TERMANAL BOILER ROOM
4600 | INTERNATIONAL GTWY | 43219-1779 | Not Required by DOW | 280739 | WATTS | 909M1QT | RP | 1.500 | 64469 | NORTH TERMANAL EXSPANSION BOILER ROOM #B003
4600 | INTERNATIONAL GTWY | 43219-1779 | Due Install |  |  |  | DCDA | 8.000 | 3651960
4600 | INTERNATIONAL GTWY | 43219-1779 | Not Required by DOW | 26434 | WATTS | LF909 | RP | 4.000 | 3652204 | RO REJECT ROOM
4600 | INTERNATIONAL GTWY | 43219-1779 | Active | 9862 | WILKINS | 975 | RP | 6.000 | 64487 | BOILER ROOM 031-ABOVE HOUSE PUMPS
4600 | INTERNATIONAL GTWY | 43219-1779 | Not Required by DOW | 281103 | WATTS | 909M1QT | RP | 2.000 | 64471 | NORTH CONCORSE MECHANICAL ROOM (ROOM C151-A,
4600 | INTERNATIONAL GTWY | 43219-1779 | Not Required by DOW | 309924 | AMES | 4000B | RP | 1.500 | 64472 | OVER DOOR 031
4600 | INTERNATIONAL GTWY | 43219-1779 | Not Required by DOW | 280245 | WATTS | 909M1QT | RP | 1.500 | 64467 | NORTH TERMANAL BOILER ROOM #B003
4600 | INTERNATIONAL GTWY | 43219-1779 | Active | 71088 | WATTS | 919QT | RP | 1.000 | 3652377 | ELECTRICAL VAULT
4600 | INTERNATIONAL GTWY | 43219-1779 | Not Required by DOW | 311967 | WATTS | 909M1QT | RP | 1.500 | 64473 | ROOM B108, NEXT TO CHILLED WATER PUMP
4600 | INTERNATIONAL GTWY | 43219-1779 | Active | 106355 | WATTS | LF009M2QT | RP | 1.500 | 3653539 | BOILER ROOM 031-ABOVE HOUSE PUMPS
4600 | INTERNATIONAL GTWY | 43219-1779 | Not Required by DOW | 314922 | WATTS | 909QT | RP | 1.000 | 64474 | US AIR HANDLER ROOM A-108-B (CEILING) BY AH-3
4600 | INTERNATIONAL GTWY | 43219-1779 | Not Required by DOW | 10274 | WATTS | 009QT | RP | 0.750 | 64456 | A300A US BOILER ROOM
4600 | INTERNATIONAL GTWY | 43219-1779 | Not Required by DOW | 314930 | WATTS | 909QT | RP | 0.750 | 64475 | A109 ROOM (CEILING) SOUTHWEST AIRLINE
4600 | INTERNATIONAL GTWY | 43219-1779 | Not Required by DOW | 319450 | WATTS | 909M1QT | RP | 1.500 | 64476 | ROOM B003
4600 | INTERNATIONAL GTWY | 43219-1779 | Not Required by DOW | 506888 | WILKINS | 975 | RP | 2.000 | 64477 | BASEMENT DELTA LUGGAGE AREA AT DEDUCT METER
4600 | INTERNATIONAL GTWY | 43219-1779 | Not Required by DOW | 263385 | WATTS | 909HWQT | RP | 0.750 | 64466 | NATIONWIDE HANGAR -- NEXT TO BOILER ROOM
4600 | INTERNATIONAL GTWY | 43219-1779 | Not Required by DOW | 555028 | WILKINS | 950 | DC | 0.750 | 64478 | ABOVE WATER HEATER
4600 | INTERNATIONAL GTWY | 43219-1779 | Not Required by DOW | 1346049 | WILKINS | 975 | RP | 1.000 | 64458 | CONCOURSE C
4600 | INTERNATIONAL GTWY | 43219-1779 | Not Required by DOW | 683210 | WILKINS | 975 | RP | 10.000 | 64479 | KITCHEN AT ICE MACHINE
4600 | INTERNATIONAL GTWY | 43219-1779 | Not Required by DOW | 1346056 | WILKINS | 975 | RP | 1.000 | 64459 | RM C170A NEW C-CONCOURSE EXPANSION
4600 | INTERNATIONAL GTWY | 43219-1779 | Not Required by DOW | 4682561 | WILKINS | 975XL | RP | 0.750 | 64480 | BASEMENT OVERHEAD AT COOLER
4600 | INTERNATIONAL GTWY | 43219-1779 | Not Required by DOW | 8073 | WATTS | 009QT | RP | 0.750 | 64484 | A104A CHILLER ROOM, 1ST FLOOR
4600 | INTERNATIONAL GTWY | 43219-1779 | Not Required by DOW | 748230 | WATTS | 919AQT | RP | 1.500 | 64481 | MECH ROOM- CAR WASH- PARKING GARAGE
4600 | INTERNATIONAL GTWY | 43219-1779 | Not Required by DOW | 182332 | WATTS | 909 | RP | 4.000 | 64462 | "C" CONCOURSE BOILER ROOM #B003
4600 | INTERNATIONAL GTWY | 43219-1779 | Not Required by DOW | 4490535 | WILKINS | 975XL | RP | 0.750 | 64461 | WOMENS RESTROOM IN T-HANGER BY AIRFIELD MAINT BLDG
4600 | INTERNATIONAL GTWY | 43219-1779 | Not Required by DOW | 201714 | WATTS | 909 | RP | 4.000 | 64465 | MECH ROOM C151A
4600 | INTERNATIONAL GTWY | 43219-1779 | Not Required by DOW | 1346059 | WILKINS | 975 | RP | 1.000 | 64460 | CONCOURSE C
4600 | INTERNATIONAL GTWY | 43219-1779 | Not Required by DOW | 199629 | WATTS | 909 | RP | 4.000 | 64464 | CONCOURSE C
4600 | INTERNATIONAL GTWY | 43219-1779 | Not Required by DOW | A60634 | WATTS | 009M3QT | RP | 0.750 | 98367 | ABOVE MOP SINK - NEXT TO WATER FILTERS
4600 | INTERNATIONAL GTWY | 43219-1779 | Not Required by DOW | 766561 | WILKINS | 975 | RP | 2.000 | 64489 | ROOM T002, PARKING GARAGE
4600 | INTERNATIONAL GTWY | 43219-1779 | Not Required by DOW | 748272 | WILKINS | 975XL | RP | 1.500 | 64483 | MECH ROOM PARKING GARAGE CARWASH P137D
4600 | INTERNATIONAL GTWY | 43219-1779 | Not Required by DOW | 182375 | WATTS | 909 | RP | 4.000 | 64463 | C-CON COURSE BOILER ROOM (N. TERMANL BOILER #8003)
4389 | INTERNATIONAL GTWY EAST END BLDG | 43219 | Active | 3940662 | WILKINS | 975XL | RP | 0.750 | 3607803 | NORTHEAST WATER METER ROOM OF CUSTOMS BUILDING
4600 | INTERNATIONAL GTWY UNIT A | 43219-1779 | Active | A048849 | WILKINS | 375 | RP | 1.000 | 88661 | B-34 WATER CAB
4600 | INTERNATIONAL GTWY UNIT A | 43219-1779 | Active | 7602 | WATTS | 995QT | RP | 1.000 | 88658 | C-56 WATER CAB
4600 | INTERNATIONAL GTWY UNIT A | 43219-1779 | Active | 19491 | WATTS | 919AQT | RP | 1.000 | 88657 | C-51 WATER CAB
4600 | INTERNATIONAL GTWY UNIT A | 43219-1779 | Active | 7592 | WATTS | 995QT | RP | 1.000 | 88662 | B-33 WATER CAB
4600 | INTERNATIONAL GTWY UNIT A | 43219-1779 | Active | 7537 | WATTS | 995QT | RP | 1.000 | 88656 | C-48 WATER CABIneT
4600 | INTERNATIONAL GTWY UNIT A | 43219-1779 | Active | 7631 | WATTS | 995QT | RP | 1.000 | 88663 | B-32 WATER CAB
4600 | INTERNATIONAL GTWY UNIT A | 43219-1779 | Due Install |  |  |  | RP | 8.000 | 3651643 | RM 125 SEE PICS
4600 | INTERNATIONAL GTWY UNIT A | 43219-1779 | Active | 748232 | WILKINS | 975XL | RP | 1.500 | 64503 | PEA PARKING GARAGE, NATIONAL CAR RENTAL, RM P140 D
4600 | INTERNATIONAL GTWY UNIT A | 43219-1779 | Active | 485 | APOLLO/CONBRACO | 40208A2 | RP | 2.000 | 64502 | NORTHEND HOT BOX ON GLYCOL PAD
4600 | INTERNATIONAL GTWY UNIT A | 43219-1779 | Active | 021698 | WATTS | LF009M2QT | RP | 1.000 | 64501 | ROOM 4-005
4600 | INTERNATIONAL GTWY UNIT A | 43219-1779 | Active | FK586 | CONBRACO | 40205A2 | RP | 1.000 | 64500 | ROOM 4-008
4600 | INTERNATIONAL GTWY UNIT A | 43219-1779 | Active | 7623 | WATTS | 800M4QT | PVB | 1.500 | 64498 | BY DOOR A 104C (OUTSIDE)
4600 | INTERNATIONAL GTWY UNIT A | 43219-1779 | Active | 13898 | WATTS | 919QT | RP | 2.000 | 64497 | HOT BOX AT SOUTHEND OF GLYCOL PLANT
4600 | INTERNATIONAL GTWY UNIT A | 43219-1779 | Active | 020457 | WATTS | LF009M2QT | RP | 1.000 | 88664 | B-32 WATER CAB
4600 | INTERNATIONAL GTWY UNIT A | 43219-1779 | Active | 62209 | WATTS | 919QT | RP | 1.000 | 88665 | B-28 WATER CAB
4600 | INTERNATIONAL GTWY UNIT A | 43219-1779 | Active | 321797 | WATTS | 909M1QT | RP | 0.750 | 64496 | PARKING GARAGE, ROOM 116
4600 | INTERNATIONAL GTWY UNIT A | 43219-1779 | Active | 7574 | WATTS | 995QT | RP | 1.000 | 88666 | B-29 WATER CAB
4600 | INTERNATIONAL GTWY UNIT A | 43219-1779 | Active | 3001164 | AMES | 3000SS | DCDA | 8.000 | 64494 | RPP, P116
4600 | INTERNATIONAL GTWY UNIT A | 43219-1779 | Active | 07589 | WATTS | 995QT | RP | 1.000 | 88667 | B-16 WATER CAB
4600 | INTERNATIONAL GTWY UNIT A | 43219-1779 | Active | 07575 | WATTS | 995QT | RP | 1.000 | 88668 | A-6 WATER CAB
4600 | INTERNATIONAL GTWY UNIT A | 43219-1779 | Active | 07601 | WATTS | 995QT | RP | 1.000 | 88669 | A-3 WATER CAB
4600 | INTERNATIONAL GTWY UNIT A | 43219-1779 | Active | 7593 | WATTS | 995QT | RP | 1.000 | 88659 | C-55 WATER CAB
4600 | INTERNATIONAL GTWY UNIT A | 43219-1779 | Active | 280918 | WATTS | 909M1QT | RP | 2.000 | 64493 | C-CONCOURSE ROOM #205 ABOVE CEILING
4600 | INTERNATIONAL GTWY UNIT A | 43219-1779 | Active | 57249 | WATTS | 919AQT | RP | 1.000 | 3618658 | STOCK AREA
4600 | INTERNATIONAL GTWY UNIT A | 43219-1779 | Active | 1346062 | WILKINS | 975 | RP | 1.000 | 64491 | DELTA OPS, C-CONCOURSE
4600 | INTERNATIONAL GTWY UNIT A | 43219-1779 | Active | 1591 | WATTS | 009QT | RP | 2.000 | 64492 | ROOM A-105 ABOVE DOOR
4600 | INTERNATIONAL GTWY UNIT B | 43219-1779 | Due Install |  |  |  | DCDA | 8.000 | 3651259 | MTR IN PIT AT EXIT FROM N DOCK BY DELIVERIES
4600 | INTERNATIONAL GTWY UNIT B | 43219-1779 | Active | 4974394 | WILKINS | 975XL2 | RP | 1.000 | 64504 | KITCHEN
4600 | INTERNATIONAL GTWY UNIT C | 43219-1779 | Active | 3085 | AMES | 2000B | DC | 0.750 | 64505 | NW CORNER OF GARAGE
2160 | INTERNATIONAL ST | 43228 | Active | 98543 | WATTS | 919QT | RP | 0.750 | 3636980 | IN LARGER HOT BOX
2160 | INTERNATIONAL ST | 43228 | Active | SD-0439 | AMES | COLT 500-GV | RPDA | 6.000 | 3636979 | IN HOT BOX
2160 | INTERNATIONAL ST | 43228 | Active | 061843 | WATTS | LF009M2QT | RP | 1.500 | 3636978 | IN HOT BOX AT WATER METER
2238 | INTERNATIONAL ST | 43228- | Active | 28551B | WILKINS | 350AST | DCDA | 8.000 | 3629730 | METER PIT VAULT
2238 | INTERNATIONAL ST | 43228- | Active | HC60130 | WILKINS | 950XLD | DC | 0.750 | 3654029 | METER PIT VAULT
2300 | INTERNATIONAL ST | 43228-4621 | Active | W186822 | WILKINS | 975XLBMS | RP | 1.000 | 57894 | Between 2310 & 2320 entrances @ 2300
2323 | INTERNATIONAL ST | 43228-4622 | Active | 422969 | WATTS | 909M1QT | RP | 1.250 | 57960 | BETWEEN SPACE 2333 & 2353 IN OFFICE CLOSET
2325 | INTERNATIONAL ST | 43228- | Due Install |  |  |  | DCDA | 8.000 | 3605933
2350 | INTERNATIONAL ST | 43228-4621 | Active | 3868665 | WILKINS | 975 | RP | 1.000 | 58039 | 2370 INTERNATIONAL ST, JUST SOUTH OF OFFICE IN WAREHOUSE
2375 | INTERNATIONAL ST | 43228-4622 | Active | 33120 | WATTS | 009QT | RP | 1.250 | 96879 | FRONT WALL MIDDLE OF THE WAREHOUSE
2500 | INTERNATIONAL ST | 43228-4601 | Due Install |  |  |  |  | 2.000 | 3603888 | SOUTH MIDDLE OF BLDG
2500 | INTERNATIONAL ST | 43228-4601 | Due Install |  |  |  | DCDA | 6.000 | 3652261 | VAULT SOUTH OF BLDG
2515 | INTERNATIONAL ST | 43228 | Active | 4780939 | WILKINS | 975XL | RP | 1.000 | 3640853 | IN THE NORTH UNIT, IN WAREHOUSE ON WEST WALL AT METER
2555 | INTERNATIONAL ST | 43228-4604 | Active | 57365 | AMES | 2000B | DC | 0.750 | 94483 | MECH ROOM SW CORNER OF BLDG
2555 | INTERNATIONAL ST | 43228-4604 | Active | 1628540208 | AMES | 3000SS | DCDA | 4.000 | 94484 | MECH ROOM SW CORNER OF BLDG
2555 | INTERNATIONAL ST | 43228-4604 | Active | A01740 | WATTS | 009M2QT | RP | 2.000 | 95073 | SOUTH WALL CLOSET BY WATER METER
2600 | INTERNATIONAL ST | 43228-4602 | Not Required by DOW | 396305 | WILKINS | 720 | PVB | 1.500 | 101221 | OUTSIDE WEST WALL
2600 | INTERNATIONAL ST | 43228-4602 | LPS - Active |  |  |  | LPC |  | 3636408
2600 | INTERNATIONAL ST | 43228-4602 | Active | 1576585 | WILKINS | 975XL | RP | 2.000 | 87977 | WEST WALL BY FIRE RISERS
2600 | INTERNATIONAL ST | 43228-4602 | Active | 161574 | AMES | 3000SS | DCDA | 6.000 | 95776 | PIT IN FRONT OF FENCE IN FRONT OF BUILDING
2600 | INTERNATIONAL ST | 43228-4602 | Active | 10507 | WATTS | 007M1QT | DC | 0.750 | 93412 | PIT IN FRONT OF FENCE IN FRONT OF BLDG
2625 | INTERNATIONAL ST | 43228-4604 | Active | 695633 | WILKINS | 975XL | RP | 1.500 | 58794 | SOUTH WALL AT METER
2625 | INTERNATIONAL ST | 43228-4604 | Active | 39218 | WATTS | 007QT | DC | 0.750 | 58793 | AT METER SET
2625 | INTERNATIONAL ST | 43228-4604 | Active | 3KN1411 | AMES | 3000SS | DCDA | 6.000 | 58792 | AT METER SET -- SERIAL # 3KN1411
2681 | INTERNATIONAL ST | 43228- | Due Install |  |  |  | RP | 2.000 | 3451469 | VAULT CENTER OF 2711
2681 | INTERNATIONAL ST | 43228- | Due Install |  |  |  | DCDA | 8.000 | 3652263 | VAULT CENTER OF 2711
2700 | INTERNATIONAL ST | 43228- | Active | 1940810118 | AMES | 3000SS | DCDA | 8.000 | 3628102 | METER PIT
2700 | INTERNATIONAL ST | 43228- | Active | 80170 | AMES | 2000B | DC | 0.750 | 3628103 | METER PIT
2700 | INTERNATIONAL ST | 43228- | Not Required by DOW | 3618511 | WILKINS | 975XL | RP | 1.500 | 103564 | 2700 INTERNATIONAL ST, MIDDLE @ WEST SIDE
2700 | INTERNATIONAL ST | 43228- | Active | 3402382 | WILKINS | 975XLBMS | RP | 1.500 | 100852 | NW CORNER @ WATER METER SET
2800 | INTERNATIONAL ST | 43228-4612 | Active | 430930 | WILKINS | 975 | RP | 1.000 | 59320 | NEXT TO WATER METER
2807 | INTERNATIONAL ST | 43228- | Active | 11051 | WATTS | 009QT | RP | 1.000 | 59064 | CENTER OF BUILDING BY WATER METER
2807 | INTERNATIONAL ST | 43228- | Active | 73585 | AMES | 2000BM3 | DC | 0.750 | 3654646
2807 | INTERNATIONAL ST | 43228- | Active | XD-1601 | AMES | COLT 300-GV | DCDA | 6.000 | 3630094
2850 | INTERNATIONAL ST | 43228-4612 | Active | 24484 | WATTS | 007M1QT | DC | 0.750 | 59448 | FIRE PIT--METER BYPASS FIRE PROTECTION SYSTEM (FEDERAL EXPR)
2850 | INTERNATIONAL ST | 43228-4612 | Active | 4123024 | WILKINS | 975XL | RP | 1.500 | 3611337 | GARAGE AREA BY SPRINKLER RISER
2850 | INTERNATIONAL ST | 43228-4612 | Active | 16871771015 | AMES | 3000SS | DCDA | 6.000 | 59445 | PIT
2885 | INTERNATIONAL ST | 43228-4616 | Active | 07521 | WATTS | 919QT | RP | 1.000 | 59511 | OUTSIDE RIGHT SIDE
2885 | INTERNATIONAL ST | 43228-4616 | Active | W104577 | WILKINS | 975 | RP | 1.000 | 59512 | N SIDE OF WHAREHOUSE
3013 | INTERNATIONAL ST | 43228-4637 | Active | 31610 | WATTS | 009M2QT | RP | 1.500 | 59801 | REAR OF WAREHOUSE IN 3001 SPRINKLER RM
3013 | INTERNATIONAL ST | 43228-4637 | Not Required by DOW | 31211 | WATTS | 009M2QT | RP | 1.500 | 59800 | SPRINKLER RM IN 3001
3013 | INTERNATIONAL ST | 43228-4637 | Not Required by DOW | CW820 | CONBRACO | 40207A2 | RP | 1.500 | 59803 | JANITOR CLOSET AT 3031
3041 | INTERNATIONAL ST | 43228-4635 | Active | 2EM0531 | AMES | 2000SS | DC | 8.000 | 59860 | PIT NORTHWEST CORNER OF LOT
3041 | INTERNATIONAL ST | 43228-4635 | Active | AY133 | CONBRACO | 40208A2 | RP | 2.000 | 59802 | MECH ROOM IN CAGE OF 3013
3041 | INTERNATIONAL ST | 43228-4635 | Due Install |  |  |  | DCDA | 8.000 | 3651264 | PIT NORTHWEST CORNER OF LOT
2250 | INTERNATIONAL ST UNIT D | 43228-4630 | Active | 12145 | WATTS | 009M2QT | RP | 1.500 | 57762 | SOUTH END OF BUILDING
2236 | INTERNATIONAL ST UNIT E | 43228- | Active | 4973511 | WILKINS | 975XL | RP | 1.500 | 57709 | NORTH END OF BUILDING MECHANICAL ROOM
2236 | INTERNATIONAL ST UNIT E | 43228- | Active | 1714581112 | AMES | 2000SS | DC | 8.000 | 103682 | 2020 INTERNATIONAL, SPRINKLER RISER ROOM
2275 | INTERNATIONAL ST UNIT F | 43228-4632 | Active | 102563 | WATTS | 009M2QT | RP | 1.500 | 57823 | BACK SOUTH WESST CORNER. ITRON INSIDE ENTER THRU BACK DOOR AT SW CORNER
2111 | INTERNATIONAL ST UNIT G | 43228-4631 | Active | 29291B | WILKINS | 350 | DCDA | 8.000 | 3653419 | METERPIT OFF OF INTERNATIONAL STREET
2111 | INTERNATIONAL ST UNIT G | 43228-4631 | Active | HC61610 | WILKINS | 950XL | DC | 0.750 | 3653420 | METER PIT OFF OF INTERNATIONAL STREET
2111 | INTERNATIONAL ST UNIT G | 43228-4631 | Active | 14768 | WATTS | 009M2QT | RP | 1.500 | 57330 | MECHANICAL ROOM / SIDE OF BUILDING
2111 | INTERNATIONAL ST UNIT G | 43228-4631 | Not Required by DOW | 2JL1912 | AMES | 2000SS | DC | 4.000 | 57331 | MECHANICAL ROOM/SIDE OF BUILDING
764 | INTERNET DR | 43207 | Active | 76023 | WATTS | 919QT | RP | 0.750 | 3635390 | IN HOTBOX
764 | INTERNET DR | 43207 | Active | 057058 | WATTS | LF009M2QT | RP | 1.500 | 3635388 | IN HOTBOX
764 | INTERNET DR | 43207 | Active | SG129 | WATTS | 957 | RPDA | 6.000 | 3635389 | IN HOTBOX
786 | INTERNET DR | 43207-2589 | Active | 161373 | AMES | 3000SS | DCDA | 4.000 | 94633 | 774 HITTLE HOUSE, MECH ROOM
786 | INTERNET DR | 43207-2589 | Active | A06057 | WATTS | 009M2 | RP | 1.500 | 94632 | 774 HITTLE HOUSE, KITCHEN REAR
786 | INTERNET DR | 43207-2589 | Active | 57908 | AMES | 2000B | DC | 0.750 | 94634 | 774 HITTLE HOUSE, MECH ROOM
3646 | INVERARY DR | 43228-9436 | Active | A133809 | WILKINS | 720A | PVB | 0.750 | 96919 | RIGHT SIDE OF HOUSE
8462 | INVERGORDON CT | 43017-9735 | Active | G094619 | WILKINS | 720A | PVB | 1.000 | 73893 | RIGHT HAND SIDE
3421 | INVERNESS WAY | 43221-1421 | Active | CAB63137 | WILKINS | 720A | PVB | 1.000 | 60677 | RIGHT HAND SIDE
6128 | INVERURIE E DR | 43017-9472 | Active | 30324 | FEBCO | 765 | PVB | 1.000 | 69091 | FRONT OF HOUSE
6157 | INVERURIE E DR | 43017-9469 | Active | 300893 | WILKINS | 420 | PVB | 1.000 | 69177 | REAR OF HOUSE SE CORNER
6158 | INVERURIE E DR | 43017-9472 | Active | FH2146 | FEBCO | 765 | PVB | 1.000 | 93597 | LEFT CENTER
6168 | INVERURIE E DR | 43017-9472 | Active | 43567 | FEBCO | 765 | PVB | 0.750 | 69215 | RIGHT SIDE OF HOUSE
6188 | INVERURIE E DR | 43017-9472 | Active | T076944 | WILKINS | 720 | PVB | 1.000 | 3609422 | FRONT OF HOUSE LEFT FRONT DOOR
6198 | INVERURIE E DR | 43017 | Active | 001499 | WATTS | 800M4FR | PVB | 1.000 | 69331 | FRONT OF HOUSE LEFT OF DOOR
6201 | INVERURIE E DR | 43017-9470 | Active | 03690 | FEBCO | 765 | PVB | 1.000 | 69373 | LEFT HAND SIDE
6208 | INVERURIE E DR | 43017-9472 | Active | FH9098 | FEBCO | 765 | PVB | 1.000 | 69380 | RIGHT HAND SIDE
6215 | INVERURIE W DR | 43017-9464 | Active | A008738 | WILKINS | 720A | PVB | 0.750 | 87538 | BACK OF HOUSE UNDER WINDOW
6218 | INVERURIE W DR | 43017-8438 | Active | H08384 | FEBCO | 765 | PVB | 1.000 | 69405 | LEFT HAND SIDE
6228 | INVERURIE W DR | 43017-8438 | Active | AB0210 | FEBCO | 765 | PVB | 1.000 | 69424 | FRONT OF HOUSE EAST OF FRONTDOOR
6231 | INVERURIE W DR | 43017-9464 | Active | Hb72737 | FEBCO | 765 | PVB | 0.750 | 69434 | LEFT FRONT
6234 | INVERURIE W DR | 43017-8438 | Active | 23882 | WATTS | 800QT | PVB | 1.000 | 69439 | FRONT OF HOUSE
6242 | INVERURIE W DR | 43017-9463 | Active | T195469 | WILKINS | 720A | PVB | 0.750 | 69461 | LEFT CENTER
6243 | INVERURIE W DR | 43017 | Active | FH2102 | FEBCO | 765 | PVB | 1.000 | 93598 | FRONT LEFT FRONT DOOR
6246 | INVERURIE W DR | 43017-9463 | Active | F023784 | WILKINS | 720A | PVB | 0.750 | 3451572 | BACK RIGHT
2706 | IONE CT | 43235-2810 | Active | T075191 | WILKINS | 720A | PVB | 0.750 | 59061 | FRONT RIGHT OF DOOR
6300 | IRELAN PL | 43016-1278 | Active | 60249 | WATTS | 007QT | DC | 0.750 | 69600 | NEXT TO MAINT
6300 | IRELAN PL | 43016-1278 | Active | 1323680204 | AMES | 3000SS | DCDA | 6.000 | 69598 | NEXT TO MAINT CAGE
6300 | IRELAN PL | 43016-1278 | Active | 224180 | WATTS | 009QT | RP | 1.000 | 69599 | BY WATER METER IN FRONT OF WAREHOUSE
6321 | IRELAN PL | 43016-1278 | Active | 172195 | WATTS | 009M3QT | RP | 0.750 | 69657 | WOMENS RESTROOM ON OUTSIDE WALL
1864 | IRIS CT | 43123-8395 | Active | G086002 | WILKINS | 720A | PVB | 0.750 | 3593161 | LEFT SIDE
1900 | IRIS CT | 43123-8398 | Active | 320644 | WILKINS | 420 | PVB | 1.000 | 92153 | SW CORNER OF HOUSE
1921 | IRIS CT | 43123-8398 | Active | 997031 | WILKINS | 720A | PVB | 0.750 | 56644 | LEFT SIDE OF HOUSE
1933 | IRIS CT | 43123-8398 | Active | 580013 | WATTS | 800M4QT | PVB | 1.000 | 87112 | LEFT SIDE OF HOUSE
1936 | IRIS CT | 43123-8398 | Active | 580032 | WATTS | 800M4QT | PVB | 1.000 | 87193 | LEFT SIDE OF HOUSE
1281 | IRONWOOD DR | 43123 | Active | T081669 | WILKINS | 720A | PVB | 0.750 | 101519 | LEFT SIDE OF HOUSE
1291 | IRONWOOD DR | 43123 | Active | CB023847 | WILKINS | 720A | PVB | 0.750 | 103673 | LEFT SIDE
1294 | IRONWOOD DR | 43123 | Active | T074394 | WILKINS | 720A | PVB | 0.750 | 101558 | RIGHT SIDE OF HOUSE
1306 | IRONWOOD DR | 43123 | Active | T075214 | WILKINS | 720A | PVB | 0.750 | 101816 | LEFT SIDE
1336 | IRONWOOD DR | 43123 | Active | CAA4720 | WILKINS | 720A | PVB | 0.750 | 3602056 | RIGHT SIDE OF HOUSE
1351 | IRONWOOD DR | 43123 | Active | T081709 | WILKINS | 720A | PVB | 0.750 | 101764 | RIGHT SIDE
1411 | IRONWOOD DR | 43123 | Active | T250755 | WILKINS | 720A | PVB | 0.750 | 3602984 | Left Side
1421 | IRONWOOD DR | 43123 | Active | CB011677 | WILKINS | 720A | PVB | 0.750 | 102909 | LEFT SIDE OF HOUSE (EXT)
1426 | IRONWOOD DR | 43123 | Active | T391494 | WILKINS | 720A | PVB | 0.750 | 3602947 | RIGHT SIDE
1431 | IRONWOOD DR | 43123 | Active | T272895 | WILKINS | 720A | PVB | 0.750 | 3602938 | RIGHT SIDE
1443 | IRONWOOD DR | 43123 | Active | CB079309 | WILKINS | 720A | PVB | 0.750 | 3603138 | LEFT SIDE
1453 | IRONWOOD DR | 43123 | Active | CB323313 | WILKINS | 720A | PVB | 0.750 | 3603061 | RIGHT SIDE
6092 | IROQUOIS CT | 43123-9718 | Active | T176372 | WILKINS | 720A | PVB | 0.750 | 91766 | LEFT SIDE OF HOUSE
6095 | IROQUOIS CT | 43123-9718 | Active | W255375 | WILKINS | 975XLBMS | RP | 0.750 | 87335 | IN BASEMENT ABOVE SUMP PIT
3680 | IRVING N WAY | 43214-3617 | Active | G251919 | WILKINS | 720A | PVB | 0.750 | 99038 | RIGHT SIDE OF HOUSE
211 | IRVING WAY | 43214-3618 | Active | CB075403 | WILKINS | 720 | PVB | 0.750 | 3451763 | LEFT SIDE OF THE HOUSE
247 | IRVING WAY | 43214-3618 | Active | H04745T | WILKINS | 720A | PVB | 1.000 | 93599 | RIGHT SIDE OF HOUSE
1962 | IUKA AVE | 43201-1512 | Active | 20470 | WATTS | 919AQT | RP | 1.500 | 3451867 | MECHANICAL ROOM AT WATER METER
1979 | IUKA AVE | 43201-1511 | Active | 13398 | AMES | 4000B | RP | 0.750 | 3611821 | BASEMENT MECH ROOM
1979 | IUKA AVE | 43201-1511 | Active | 007546 | WATTS | LF909M1QT | RP | 2.000 | 3611569 | BASEMENT NEXT TO WATER HEATERS
1979 | IUKA AVE | 43201-1511 | Active | 1065930415 | AMES | 5000SS | RP | 3.000 | 3611822 | BASEMENT MECH RM
2051 | IUKA AVE | 43201-1415 | Active | 431021 | WATTS | 800M4QT | PVB | 0.750 | 95084 | BACK OF HOUSE BY STEPS
2121 | IUKA AVE | 43201-1330 | Due Install |  |  |  | RP | 1.500 | 3451906
1962 | IUKA AVE UNIT A | 43201-1512 | Active | 61340 | WATTS | 007 | DC | 0.500 | 3621337 | South End Basement
1978 | IUKA AVE UNIT A | 43201-1512 | Active | 18065 | AMES | 2000B | DC | 1.500 | 92301 | BASEMENT BY WATER METER
1978 | IUKA AVE UNIT A | 43201-1512 | Active | 352949 | WATTS | 909M1QT | RP | 1.500 | 56823 | IN BASEMENT AT WATER METER
1811 | IVANHOE CT | 43220-3006 | Active | CB630393 | WILKINS | 720A | PVB | 0.750 | 3451919 | SIDE OF HOUSE
4155 | IVY CREST CT | 43026 | Active | CB653376 | WILKINS | 720A | PVB | 0.750 | 3623146 | RIGHT SIDE OF HOUSE
4176 | IVY CREST CT | 43026 | Active | T240007 | WILKINS | 720A | PVB | 0.750 | 3609659 | Left Side
4188 | IVY CREST CT | 43026 | Active | T294439 | WILKINS | 720A | PVB | 0.750 | 3623149 | RIGHT FRONT
4197 | IVY CREST CT | 43026-6249 | Active | G242368 | WILKINS | 720A | PVB | 0.750 | 98707 | RIGHT SIDE OF HOUSE
4221 | IVY CREST CT | 43026-6228 | Active | CB260701 | WILKINS | 720A | PVB | 0.750 | 3599545 | LEFT SIDE OF THE HOUSE
4227 | IVY CREST CT | 43026 | Active | T230505 | WILKINS | 720A | PVB | 0.750 | 3611519 | LEFT SIDE
4234 | IVY CREST CT | 43026 | Active | CB806667 | WILKINS | 720A | PVB | 0.750 | 3613144 | RIGHT SIDE OF HOUSE
4235 | IVY CREST CT | 43026 | Active | CB154316 | WILKINS | 720A | PVB | 0.750 | 3608294 | RIGHT SIDE OF HOUSE
6152 | JACANA DR | 43017-8239 | Active | G214982 | WILKINS | 720A | PVB | 0.750 | 96279 | LEFT FRONT
6159 | JACANA DR | 43017-8240 | Active | H088408 | FEBCO | 765 | PVB | 0.750 | 69182 | LEFT SIDE
6160 | JACANA DR | 43017-8239 | Active | H427714 | FEBCO | 765 | PVB | 1.000 | 92032 | EAST SIDE
6167 | JACANA DR | 43017-8240 | Active | 650747 | WATTS | 800M4QT | PVB | 1.000 | 96148 | LEFT FRONT
6168 | JACANA DR | 43017-8239 | Active | G125318 | WILKINS | 720A | PVB | 0.750 | 69216 | LEFT SIDE OF HOUSE
6170 | JACANA DR | 43017 | Active | 4527466 | WILKINS | 975XL | RP | 0.750 | 3638758 | IN HOX BOX SW OF 6176 JACANA DR -IRRIGATION
460 | JACK GIBBS BLVD | 43215- | Not Required by DOW | 58657 | WATTS | 919QT | RP | 1.000 | 3607354 | central Enrollment ROOM 138 ABOVE BOILERS
460 | JACK GIBBS BLVD | 43215- | Active | 152994 | WATTS | 909 | RP | 3.000 | 64444 | ROOM 138 BY OUTSIDE DOOR
530 | JACK GIBBS BLVD | 43215-1720 | Not Required by DOW | 3187272 | WILKINS | 975 | RP | 1.000 | 99280 | MECHANICAL ROOM SOUTH FHCC AUTOTECH
530 | JACK GIBBS BLVD | 43215-1720 | Not Required by DOW | 3816703 | WILKINS | 975 | RP | 0.750 | 98524 | BUS WASH STATION
530 | JACK GIBBS BLVD | 43215-1720 | Not Required by DOW | A54503 | WATTS | 009QT | RP | 0.500 | 98427 | 1ST FLOOR CUSTODIAL CLOSET Health
530 | JACK GIBBS BLVD | 43215-1720 | Not Required by DOW | 3187288 | WILKINS | 975 | RP | 1.000 | 99281 | MECHANICAL ROOM SOUTH FHCC AUTO TECH
530 | JACK GIBBS BLVD | 43215-1720 | Not Required by DOW | U05670 | WILKINS | 350A | DC | 6.000 | 99334 | MAINTENANCE BUILDING - FHCC 115, 530 CLEVELAND AVE
530 | JACK GIBBS BLVD | 43215-1720 | Not Required by DOW | U20035 | WILKINS | 350A | DC | 6.000 | 98122 | Mechanical Room - FHCC Auto Tech
530 | JACK GIBBS BLVD | 43215-1720 | Not Required by DOW | W346346 | WILKINS | 975XL | RP | 0.500 | 100733 | FORT HAYES AUTO TECH MECHANICAL ROOM 127
530 | JACK GIBBS BLVD | 43215-1720 | Not Required by DOW | 15778 | WILKINS | 375ADA | RPDA | 4.000 | 98121 | SOUTH MECHANICAL ROOM
530 | JACK GIBBS BLVD | 43215-1720 | Active | 483267 | WATTS | 909M1 | RP | 10.000 | 97916 | north east corner of project bld. #156
530 | JACK GIBBS BLVD | 43215-1720 | Not Required by DOW | U03076 | WILKINS | 350A | DC | 4.000 | 97468 | BOILER ROOM FHCC 101
530 | JACK GIBBS BLVD | 43215-1720 | Not Required by DOW | 619023 | WATTS | 909QT | RP | 1.000 | 96498 | MECH ROOM ABOVE WATER HEATER perform arts
530 | JACK GIBBS BLVD | 43215-1720 | Not Required by DOW | W402000 | WILKINS | 975 X | RP | 0.500 | 3609787 | BOILER ROOM
530 | JACK GIBBS BLVD | 43215-1720 | LPS - Active |  |  |  | LPC |  | 3629538 | DOMESTIC
530 | JACK GIBBS BLVD | 43215-1720 | Not Required by DOW | 207151 | WATTS | 909QTFDA | RP | 4.000 | 96493 | BOILER ROOM Fort Hayes CC (FHCC) - Health Bldg
530 | JACK GIBBS BLVD | 43215-1720 | LPS - Active |  |  |  | LPC |  | 3629539 | FIRE
530 | JACK GIBBS BLVD | 43215-1720 | Not Required by DOW | A10656 | WATTS | 009M2PCQT | RP | 1.000 | 93448 | 530 cleveland ave maint bldg
530 | JACK GIBBS BLVD | 43215-1720 | Not Required by DOW | A06948 | WATTS | 009M3QT | RP | 0.750 | 91298 | 1ST FLOOR MECH ROOM
530 | JACK GIBBS BLVD | 43215-1720 | Not Required by DOW | 13219 | WATTS | 008PCQT | SVB | 0.500 | 96385 | DARK ROOM 2ND FLOOR - 546 JACK GIBBS BLVD
530 | JACK GIBBS BLVD | 43215-1720 | Not Required by DOW | 10197 | WATTS | 919QT | RP | 2.000 | 95786 | BLDG 540 perform arts
530 | JACK GIBBS BLVD | 43215-1720 | Not Required by DOW | U11669 | WILKINS | 350A | DC | 6.000 | 95785 | MAIN RISER RM BLDG 540, FHCC Performing Arts
530 | JACK GIBBS BLVD | 43215-1720 | Not Required by DOW | 193602 | WATTS | 909M1QT | RP | 1.250 | 94650 | MECH ROOM SHOT TOWER - 546 JACK GIBBS BLVD
530 | JACK GIBBS BLVD | 43215-1720 | Not Required by DOW | 183137 | WATTS | 909 | RP | 3.000 | 94196 | BASEMET MECH ROOM 007 BLDG 62 - 546 JACK GIBBS BLVD
530 | JACK GIBBS BLVD | 43215-1720 | Not Required by DOW | U03015 | WILKINS | 350A | DC | 6.000 | 94195 | 546 JACK GIBBS BLVD - Shot Tower, BASEMENT MECH ROOM 007
530 | JACK GIBBS BLVD | 43215-1720 | Not Required by DOW | 1660085 | WILKINS | 975XL | RP | 1.000 | 93454 | BASEMENT MECH ROOM - BUILDING #101
530 | JACK GIBBS BLVD | 43215-1720 | Not Required by DOW | 178660 | WATTS | 909 | RP | 3.000 | 93453 | 1ST FLOOR MECH ROOM
530 | JACK GIBBS BLVD | 43215-1720 | Not Required by DOW | U05980 | WILKINS | 350A | DC | 4.000 | 93452 | BOILER ROOM EAST END OF BUILDING - Arts Impact M. S.
530 | JACK GIBBS BLVD | 43215-1720 | Not Required by DOW | 014734 | WATTS | 909OSY | RP | 3.000 | 93451 | BASEMENT MECH ROOM Bldg 101 - BUILDING 110
530 | JACK GIBBS BLVD | 43215-1720 | Not Required by DOW | 154321 | AMES | 2000SS | DC | 6.000 | 93450 | BASEMENT MECH ROOM WEST - Building 110
530 | JACK GIBBS BLVD | 43215-1720 | Not Required by DOW | A06161 | WATTS | 009M2PCQT | RP | 1.000 | 93449 | BOILER ROOM NEXT TO BOILER
530 | JACK GIBBS BLVD UNIT A | 43215-1720 | Not Required by DOW | 1142890 | WILKINS | 975XLBMS | RP | 0.750 | 96522 | COMPRESSOR ROOM
530 | JACK GIBBS BLVD UNIT A | 43215-1720 | Not Required by DOW | N0802260556 | FEBCO | 870V | DC | 6.000 | 96521 | MECH ROOM - FHCC Health
530 | JACK GIBBS BLVD UNIT A | 43215-1720 | Not Required by DOW | 45146 | WATTS | 008PCQT | SVB | 0.500 | 96387 | DARK ROOM 2ND FLOOR - 546 JACK GIBBS BLVD
530 | JACK GIBBS BLVD UNIT A | 43215-1720 | Active | 1016590106 | WATTS | 990 | RP | 8.000 | 88801 | METER HOUSE-FACING CLEVELAND AVENUE - FHCC
530 | JACK GIBBS BLVD UNIT A | 43215-1720 | Not Required by DOW | 446494 | WATTS | 909HWM1QT | RP | 2.000 | 66596 | 630 BI CLEVELAND AVE--1ST BAY DOOR IN GARAGE AREA-FHCC BUS CAMP FHCC
530 | JACK GIBBS BLVD UNIT A | 43215-1720 | Not Required by DOW | 3288117 | WILKINS | 975 | RP | 1.000 | 66595 | BOILER ROOM - HEALTH BLDG, F.H.C.C.
530 | JACK GIBBS BLVD UNIT A | 43215-1720 | Not Required by DOW | 347547 | WILKINS | 950 | DC | 2.000 | 66594 | MECH ROOM SOUTH SIDE OF BLDG _ FHCC Fleet
530 | JACK GIBBS BLVD UNIT A | 43215-1720 | Not Required by DOW | 205830 | WILKINS | 975 | RP | 0.750 | 66587 | BOILER ROOM BUILDING 110, Fort Hayes CC (FHCC)
530 | JACK GIBBS BLVD UNIT A | 43215-1720 | Not Required by DOW | 26713 | FEBCO | 825 | RP | 3.000 | 66585 | 546 JACK BIGGS BLVD FT HAYES CC (FHCC) BLDG 110-BASEMENT MECH RM CEILING
3260 | JACKLIN DR | 43147-9569 | Active | G086263 | WILKINS | 720A | PVB | 0.750 | 93609 | RIGHT SIDE
3271 | JACKLIN DR | 43147-9570 | Active | H115968 | FEBCO | 765 | PVB | 0.750 | 60341 | LEFT SIDE OF HOUSE
3880 | JACKPOT RD | 43123-7500 | Active | 3187904 | WILKINS | 975XL | RP | 2.000 | 98277 | METER ROOM 139 MECH/RISER/ELECTRIC PANEL ROOM AT WATER METER
3880 | JACKPOT RD | 43123-7500 | Active | 12421 | WATTS | 007M2QT | DC | 0.750 | 98276 | SW IN HOT BOX BEHIND BUSHES BY FDC
3880 | JACKPOT RD | 43123-7500 | Active | 1644250608 | AMES | 3000CIV | DCDA | 6.000 | 98173 | SW IN HOT BOX BEHIND BUSHES BY FDC
3925 | JACKPOT RD | 43123-8637 | Not Required by DOW | G201410 | WILKINS | 720A | PVB | 1.000 | 98250 | RIGHT SIDE
3925 | JACKPOT RD | 43123-8637 | Active | 352858 | WILKINS | 975 | RP | 1.000 | 62227 | MECHANICAL ROOM AT WATER METER
3928 | JACKPOT RD | 43123-8636 | Active | 170325 | WATTS | 009QT | RP | 2.000 | 62231 | RISER ROOM
3928 | JACKPOT RD | 43123-8636 | Active | 11899 | AMES | 2000B | DC | 0.750 | 62230 | MECH ROOM 1ST FLOOR SW END OF THE BUILDING
3928 | JACKPOT RD | 43123-8636 | Active | 105993 | AMES | 3000SS | DCDA | 4.000 | 62229 | MECH ROOM 1ST FLOOR SW END OF THE BUILDING
3928 | JACKPOT RD | 43123-8636 | Active | T239426 | WILKINS | 720A | PVB | 1.000 | 3607693 | MECH ROOM
3951 | JACKPOT RD | 43123-8637 | Not Required by DOW | J011105 | FEBCO | 825Y | RP | 1.500 | 62348 | Boiler/Riser Room-Irrigation
3951 | JACKPOT RD | 43123-8637 | Not Required by DOW | 416495 | WATTS | 009M3-FP | RP | 0.750 | 3610175 | Pool Equipment Room-Pool Fill
3951 | JACKPOT RD | 43123-8637 | Active | 109254 | AMES | 3000 | DCDA | 4.000 | 62344 | Boiler/Riser Room-Main Sprinkler
3951 | JACKPOT RD | 43123-8637 | Active | 15840 | AMES | 2000B | DC | 0.750 | 62345 | Boiler/Riser Room-Sprinkler Bypass
3951 | JACKPOT RD | 43123-8637 | Active | 165125 | WATTS | 009M2QT | RP | 2.000 | 62346 | Boiler/Riser Room
3962 | JACKPOT RD | 43123-8636 | Active | 0000606 | AMES | 4000B | RP | 0.750 | 62369 | MECH RM
3962 | JACKPOT RD | 43123-8636 | Not Required by DOW | 0230629 | WATTS | 800M4QT | PVB | 1.500 | 62370 | OUTSIDE LANDSCAPE SPRINKLER
3962 | JACKPOT RD | 43123-8636 | Active | 5cn0606 | AMES | 5000ss | RPDA | 4.000 | 62371 | SW CORNER OF BUILDING IN MECH ROOM
3962 | JACKPOT RD | 43123-8636 | Active | 267475 | WILKINS | 975 | RP | 2.000 | 62372 | SW OF MECHANICAL ROOM SW CORNER OF BLDG
3977 | JACKPOT RD | 43123-8637 | Active | 367350 | WATTS | 909QT | RP | 1.000 | 62403 | SE CORNER OF BASEMENT AT WATER METER
3983 | JACKPOT RD | 43123-8637 | Not Required by DOW | 356916 | WILKINS | 975 | RP | 0.750 | 62450 | POOL ROOM WEST CENTER OF BUILDING
3983 | JACKPOT RD | 43123-8637 | Active | 267982 | WILKINS | 975 | RP | 1.000 | 62449 | AT WATER METER IN CENTER OF BLDG -- EQUIPMENT ROOM
3989 | JACKPOT RD | 43123-8637 | Active | 231352 | WATTS | LF009M2QT | RP | 1.000 | 62465 | METER ROOM EAST CENTER OF BLDG, NEXT TO WATER METER, S UNIT
3996 | JACKPOT RD | 43123 | Active | X30483 | WILKINS | 375A | RP | 4.000 | 3607973 | MECHANICAL ROOM, EAST END
3996 | JACKPOT RD | 43123 | Active | 1726880813 | AMES | 2000SS | DC | 4.000 | 3607867 | EAST RISER ROOM
3996 | JACKPOT RD | 43123 | Not Required by DOW | J095195 | FEBCO | 825Y | RP | 1.000 | 3607974 | RISER ROOM ON EAST SIDE OF BUILDING
4017 | JACKPOT RD | 43123-9739 | Due Install |  |  |  | DCDA | 4.000 | 3639229 | LEFT SIDE OF FRONT DOOR
4017 | JACKPOT RD | 43123-9739 | Active | HC68647 | FEBCO | 765 | PVB | 1.000 | 89465 | LEFT SIDE OF FRONT DOOR
4017 | JACKPOT RD | 43123-9739 | Due Install |  |  |  | RP | 2.000 | 3639228 | LEFT SIDE OF FRONT DOOR
4055 | JACKPOT RD | 43123-9739 | Active | QK-1574 | WATTS | 957 | RP | 3.000 | 3626355 | AT WATER METER
4055 | JACKPOT RD | 43123-9739 | Not Required by DOW | [5 empty] | 3626354
2020 | JACKSON PKE | 43223 | Active | 442554 | WATTS | 909M1 | RP | 1.500 | 3633120 | WEST SIDE TRAILER OARS HOTBOX
2020 | JACKSON PKE | 43223 | Not Required by DOW | 07085 | WATTS | 009M1QT | RP | 1.500 | 3623116 | SCREEN ELECTRICAL BUILDING - UTILITY CLOSET
2020 | JACKSON PKE | 43223 | Not Required by DOW | 12748 | WATTS | 919QT | RP | 1.500 | 100002 | IN HOT BOX
2104 | JACKSON PKE | 43223-3841 | Not Required by DOW | 217053 | WATTS | 009M2PCQT | RP | 2.000 | 57282 | GRIT REMOVAL
2104 | JACKSON PKE | 43223-3841 | Not Required by DOW | DUP313470 | WATTS | 909M1QT | RP | 2.000 | 57290 | GEN. STA. BASEMENT SW CORNER
2104 | JACKSON PKE | 43223-3841 | Not Required by DOW | 382203 | WATTS | 909M1QT | RP | 1.500 | 57281 | BEHIND 3 BOILERS UNDER OFFICE
2104 | JACKSON PKE | 43223-3841 | Not Required by DOW | 202928 | WATTS | 909 | RP | 4.000 | 57279 | BASEMENT BUILDING-BY POLYMER PUMPS
2104 | JACKSON PKE | 43223-3841 | Not Required by DOW | 168098 | WATTS | 909 | RP | 3.000 | 57278 | BASEMENT old conference room admin bldg
2104 | JACKSON PKE | 43223-3841 | Not Required by DOW | 222664 | WATTS | 909 | RP | 4.000 | 57277 | ACB BASEMENT W. END ON FLOOR BY BOILER
2104 | JACKSON PKE | 43223-3841 | Not Required by DOW | 378437 | WATTS | 909M1QT | RP | 2.000 | 57292 | GTC BASEMENT AT AIR DRYERS
2104 | JACKSON PKE | 43223-3841 | Not Required by DOW | 049434 | WATTS | 800M4QT | PVB | 0.750 | 57274 | ADMIN BLDG LAB (CHEMICAL ROOM)
2104 | JACKSON PKE | 43223-3841 | Not Required by DOW | 144143 | WATTS | 909 | RP | 3.000 | 57272 | A-93 BASEMENT FOR OIL COOLERS-ACA BASEMENT AT CEILING
2104 | JACKSON PKE | 43223-3841 | Not Required by DOW | 132969 | WATTS | 909 | RP | 3.000 | 57271 | SCD LOCKER ROOM/UTILITY ROOM
2104 | JACKSON PKE | 43223-3841 | Not Required by DOW | 132967 | WATTS | 909 | RP | 3.000 | 57270 | LOCKER ROOM / UTILITY ROOM
2104 | JACKSON PKE | 43223-3841 | Not Required by DOW | 382609 | WATTS | 909M1QT | RP | 1.500 | 57293 | BASEMENT-S.V. #3 SKIMING VAULT
2104 | JACKSON PKE | 43223-3841 | Not Required by DOW | 385755 | WATTS | 909M1QT | RP | 2.000 | 57294 | MAINT STOREBOOM S WALL OVER SINK
2104 | JACKSON PKE | 43223-3841 | Not Required by DOW | 389540 | WATTS | 909M1QT | RP | 2.000 | 57295 | SOUTH END GROUND FLOOR SLUDGE LOAD
2104 | JACKSON PKE | 43223-3841 | Not Required by DOW | DUP1299 | WATTS | 009M2PCQT | RP | 1.000 | 57268 | DUPLICATE RECORD - BIO FILTER
2104 | JACKSON PKE | 43223-3841 | Not Required by DOW | 118056 | WATTS | 909 | RP | 2.500 | 57267 | PUMP AND BLOWER LEVEL 2 ABOVE AUX. BLOWER #4
2104 | JACKSON PKE | 43223-3841 | Not Required by DOW | 1071590302 | AMES | 4000SS | RP | 4.000 | 57266 | BSMT SO W CORNER-ADMIN BLDG
2104 | JACKSON PKE | 43223-3841 | Active | 402528 | WATTS | 909 | RP | 10.000 | 57296 | DIGESTER CONTROL BUILD 1 BASEMENT W/END TUNNEL S/WALL
2104 | JACKSON PKE | 43223-3841 | Not Required by DOW | 104887 | WATTS | 009M2PCQT | RP | 0.750 | 57265 | ADMIN BUILDING NW CORNER BEHIND A/C UNITS
2104 | JACKSON PKE | 43223-3841 | Not Required by DOW | 25087 | WATTS | 919AQT | RP | 2.000 | 3608154 | BY HOT H2O TANK
2104 | JACKSON PKE | 43223-3841 | Not Required by DOW | 631825 | WATTS | 909QT | RP | 1.000 | 101711 | GTC BASEMENT
2104 | JACKSON PKE | 43223-3841 | Not Required by DOW | 540725 | WATTS | 909QT | RP | 1.000 | 101710 | GTC BASEMENT-BY #3 TPS PUMP
2104 | JACKSON PKE | 43223-3841 | Active | 402618 | WATTS | 909 | RP | 10.000 | 57297 | DIGESTER CONTROL BUILD 1 BASEMENT W/END TUNNEL S/WALL
2104 | JACKSON PKE | 43223-3841 | Not Required by DOW | 447124 | WATTS | 909M1QT | RP | 1.500 | 101709 | SV4
2104 | JACKSON PKE | 43223-3841 | Not Required by DOW | 313740 | WATTS | 909M1QT | RP | 2.000 | 100086 | GENERATOR STATION BASEMENT
2104 | JACKSON PKE | 43223-3841 | Not Required by DOW | 438734 | WATTS | 909M1QT | RP | 1.500 | 100085 | SKIMMING VAULT #2
2104 | JACKSON PKE | 43223-3841 | Not Required by DOW | 438735 | WATTS | 909M1QT | RP | 1.500 | 100084 | SKIMMING VAULT #1 IN BASEMENT
2104 | JACKSON PKE | 43223-3841 | Not Required by DOW | 01299 | WATTS | SS009QT | RP | 1.000 | 98679 | DEWATERING BASEMENT NORTHEND
2104 | JACKSON PKE | 43223-3841 | Not Required by DOW | 1644751009 | AMES | 2000SS | DC | 6.000 | 98252 | UTILITY ROOM-FLUSHING WATER PUMP STATION
2104 | JACKSON PKE | 43223-3841 | Not Required by DOW | 431368 | WATTS | 909M1QT | RP | 1.500 | 89693 | DEWATERING BASEMENT-ON WALL BY FIRE EXIT
2104 | JACKSON PKE | 43223-3841 | Not Required by DOW | 166111 | WATTS | 909 | RP | 3.000 | 57310 | BASEMENT OUTSIDE BOILER ROOM
2104 | JACKSON PKE | 43223-3841 | Not Required by DOW | 88984 | WATTS | 909M1QT | RP | 2.000 | 57309 | GVT BASEMENT BY AIR DYERS
2104 | JACKSON PKE | 43223-3841 | Not Required by DOW | 623229 | WATTS | 909 | RP | 8.000 | 57307 | PUMP & BLOWER TUNNEL -UNDER SLUDGE CONTROL
2104 | JACKSON PKE | 43223-3841 | Not Required by DOW | 540726 | WATTS | 909QT | RP | 1.000 | 57306 | DCB #1 ABOVE BOILER FEED TANK
2104 | JACKSON PKE | 43223-3841 | Not Required by DOW | 53277 | WATTS | 009QT | RP | 1.500 | 57305 | ADMIN BASEMENT WEST WALL AT WATER SOFTNER
2104 | JACKSON PKE | 43223-3841 | Not Required by DOW | 52478 | WATTS | 909QT | RP | 0.750 | 57303 | BASEMENT GRAVITY THICKING BLDG BY #3 TPS PUMP ON WALL
2104 | JACKSON PKE | 43223-3841 | Not Required by DOW | 43652 | WATTS | 909QT | RP | 0.750 | 57300 | WEST GRAY THICK BLDG BASEMENT BY #1 TPS PUMP ON WALL
2104 | JACKSON PKE | 43223-3841 | Not Required by DOW | 429278 | WATTS | 909QT | RP | 1.000 | 57299 | DCB #2 BASEMENT ABOVE MAKEUP TANK CLOSE TO WALL
2425 | JACKSON PKE | 43223-3846 | Active | 78915 | WATTS | 919QT | RP | 0.750 | 58252 | SE CORNER OF WAREHOUSE
2460 | JACKSON PKE | 43223-3847 | Active | 85258 | WATTS | LF 919QT | RP | 0.750 | 3648617 | HOT BOX BY DRIVE
2460 | JACKSON PKE | 43223-3847 | Active | UC-0583 | AMES |  | RPDA | 8.000 | 3648616 | HOT BOX BY DRIVE
2460 | JACKSON PKE | 43223-3847 | Not Required by DOW | 004523 | WATTS | 909QT | RP | 0.750 | 58371 | BASEMENT NORTH DOOR WAY
2460 | JACKSON PKE | 43223-3847 | Not Required by DOW | 18584 | WILKINS | 575A | RP | 1.000 | 58370 | 2ND FLOOR SOUTH MECHANICAL ROOM
2460 | JACKSON PKE | 43223-3847 | Not Required by DOW | 002080 | WATTS | 909 | RP | 2.500 | 58369 | MAIN BOILER ROOM
2460 | JACKSON PKE | 43223-3847 | Active | 132752 | AMES | 4000SS | RP | 6.000 | 3633791 | HOT BOX BY DRIVE
2467 | JACKSON PKE | 43223-3846 | Active | 269950 | WATTS | 009M2PCQT | RP | 1.000 | 58381 | NE CORNER OF SHOP
2506 | JACKSON PKE | 43223 | Active | 16893 | WATTS | 919QT | RP | 1.500 | 3608067 | HOT BOX #2 SERVES BLDG 2506
2512 | JACKSON PKE | 43223-3849 | Active | 16448 | WATTS | 007M1QT | DC | 0.750 | 3623085 | NORTHEAST CORNER OF BUILDING 2512
2512 | JACKSON PKE | 43223-3849 | Active | 1735071010 | AMES | 3000SS | DCDA | 6.000 | 3623084 | NORTHEAST CORNER OF BUILDING 2512
2512 | JACKSON PKE | 43223-3849 | Active | 057172 | WATTS | LF009M2QT | RP | 1.500 | 3623083 | HOT BOX #3
2665 | JACKSON PKE | 43223- | Not Required by DOW | 488385 | WATTS | 909HWQT | RP | 0.750 | 99186 | MECHANICAL ROOM
2665 | JACKSON PKE | 43223- | Active | F0502090729 | FEBCO | 870 | DC | 6.000 | 58918 | NORTH SIDE OF BUILDING - OUTSIDE
2665 | JACKSON PKE | 43223- | Active | F0504061453 | FEBCO | 880 | RP | 4.000 | 58919 | NORTH SIDE OF BUILDING - OUTSIDE
2829 | JACKSON PKE | 43123- | Active | 51374 | WATTS | 919QT | RP | 0.750 | 59403 | WASH BAY BUILDING S.W. STORE ROOM
2829 | JACKSON PKE | 43123- | Due Install |  |  |  | RP | 1.000 | 3639218 | WASH BAY BUILDING S.W. STORE ROOM
2905 | JACKSON PKE | 43123- | Active | 1601710807 | AMES | 3000SS | DCDA | 6.000 | 92247 | MECH ROOM AT THE SE CORNER OF BLDG, 2905 JACKSON PKE
2905 | JACKSON PKE | 43123- | Active | 09299 | WATTS | 007M1 | DC | 0.750 | 92248 | MECH ROOM SE CORNER OF BLDG, 2905 JACKSON PKE
2905 | JACKSON PKE | 43123- | Active | 2614397 | WILKINS | 975XL | RP | 1.500 | 92398 | MECH ROOM SE CORNER OF PLANT BLDG, 2905 JACKSON PKE
3041 | JACKSON PKE | 43123-9737 | Active | ABR7442 | WILKINS | 975XL2 | RP | 1.000 | 59862 | MECHANICAL ROOM
3041 | JACKSON PKE | 43123-9737 | Not Required by DOW | ABK1909 | WILKINS | 975XL2 | RP | 1.000 | 59863 | MECHANICAL ROOM
3300 | JACKSON PKE | 43123-8875 | Active | 135771 | WATTS | 009M2QT | RP | 1.500 | 60412 | In Hot Box NE corner of City of Col. Transfer Bldg.
3400 | JACKSON PKE | 43123-8993 | Active | PF-0311 | AMES | 3000GDCDA | DCDA | 6.000 | 3609946 | IN METER PIT
3400 | JACKSON PKE | 43123-8993 | Active | 53930 | WILKINS | 375 | RP | 3.000 | 99070 | NEW BOILER ROOM/BESIDE BETTY'S OFFICE
3400 | JACKSON PKE | 43123-8993 | Active | OC-1614 | WATTS | 957 | RP | 4.000 | 90995 | Service entrance
3400 | JACKSON PKE | 43123-8993 | Active | 15001 | WATTS | 919QT | RP | 1.500 | 60608 | EAST WALL OF PRO FAB BUILDING
3400 | JACKSON PKE | 43123-8993 | Active | 024381 | WATTS | 909M1QT | RP | 2.000 | 3606218 | FRONT PLANT BATHROOM/MECH RM/WYE BED BULDING
3400 | JACKSON PKE | 43123-8993 | Due Install |  |  |  | RP | 3.000 | 3638313
3400 | JACKSON PKE | 43123-8993 | Active | 37214 | AMES | 2000BM3 | DC | 0.750 | 3609947 | IN METER PIT
3413 | JACKSON PKE | 43123-8993 | Not Required by DOW | 1043296 | WILKINS | 975XL | RP | 1.000 | 98809 | CLUBHOUSE KITCHEN BY BACK DOOR
3413 | JACKSON PKE | 43123-8993 | Active | 034438 | WATTS | LF009M2QT | RP | 2.00 | 3607920 | ABOVE CIT PIT HOT BOX
3907 | JACKSON PKE | 43123- | Active | 91281 | WATTS | 919QT | RP | 0.750 | 3652078 | BODY SHOP N/W CORNER
3907 | JACKSON PKE | 43123- | Active | 086591 | WATTS | LF009M2QT | RP | 1.500 | 3452204 | BODY SHOP MID/WEST WALL
3907 | JACKSON PKE | 43123- | Active | VK-0411 | AMES | COLT 500-GV | RPDA | 6.000 | 3650935 | BODY SHOP N/W CORNER
3907 | JACKSON PKE | 43123- | Not Required by DOW | 195895 | WILKINS | 975XL | RP | 1.000 | 3651286 | BODY SHOP N/W CORNER
3909 | JACKSON PKE | 43123- | Active | 081126 | WATTS | LF009M2QT | RP | 1.500 | 3452205 | NORTH WALL GARAGE AREA, main building
5089 | jackson pke |  | Active | WC-0668 | WATTS | 009 | RP | 4.000 | 3655029 | HOT BOX
5172 | JACKSON PKE | 43123 | Not Required by DOW | 52974 | WATTS | 919QT | RP | 1.000 | 3616569 | BLDG YARD HYDRANTS PARK RESTROOM MECH RM
5172 | JACKSON PKE | 43123 | Active | PL-0110 | WATTS | 957 | RP | 3.000 | 3616605 | HOT BOX AT NORTH SERVICE ENTRY
5172 | JACKSON PKE | 43123 | Not Required by DOW | 4301344 | WILKINS | 975XL | RP | 2.000 | 3628087 | IN LODGE NEXT TO WATER METER
2500 | JACKSON PKE UNIT A | 43223 | Active | IG-2653 | WATTS | 957 | RPDA | 10.000 | 98071 | HOT BOX #1
2500 | JACKSON PKE UNIT A | 43223 | Active | 18599 | WATTS | 919AQT | RP | 0.750 | 98070 | HOT BOX #1
2500 | JACKSON PKE UNIT A | 43223 | Active | WG-1915 | AMES | 4000RP | RP | 10.000 | 3649096 | SE CORNER..10' IN PIT BY RUDD SIGN AT SWACO ENTRANCE 2566
2500 | JACKSON PKE UNIT A | 43223 | Not Required by DOW | 309007 | WATTS | 009M2QT | RP | 2.000 | 101163 | SE CORNER..10' IN PIT BY RUDD SIGN AT SWACO ENTRANCE 2566
2500 | JACKSON PKE UNIT A | 43223 | Not Required by DOW | 196402 | APOLLO/CONBRACO | 4020502 | RP | 1.000 | 99686 | WEST WALL
2500 | JACKSON PKE UNIT A | 43223 | Not Required by DOW | 239180 | APOLLO/CONBRACO | 4020702 | RP | 1.500 | 99685
2500 | JACKSON PKE UNIT A | 43223 | Not Required by DOW | 200878 | APOLLO/CONBRACO | 40208A4 | RP | 2.000 | 99684 | WEST WALL
3905 | JACKSON PKE UNIT A | 43123-9731 | Active | 4929826 | WILKINS | 975XL | RP | 2.000 | 3651779 | INSIDE SOUTH GARAGE DOOR BY INSPECTION BAYS DETAIL SHOP
3905 | JACKSON PKE UNIT B | 43123-9731 | Not Required by DOW | 150890 | WATTS | 009QT | RP | 2.000 | 62170 | MAIN EQUIPMENT ROOM AT WATER METER
3905 | JACKSON PKE UNIT B | 43123-9731 | Under renovation | 150882 | WATTS | 009M2QT | RP | 2.000 | 62169 | Under desk
3905 | JACKSON PKE UNIT C | 43123-9731 | Active | 342720504 | AMES | 3000SS | DCDA | 6.000 | 62167 | PIT BEHIND DETAIL SHOP
3905 | JACKSON PKE UNIT C | 43123-9731 | Active | 60574 | WATTS | 007QT | DC | 0.750 | 62168 | METER PIT BEHIND DETAIL SHOP
3905 | JACKSON PKE UNIT C | 43123-9731 | Active | L22042 | WILKINS | 375 | RP | 3.000 | 3608063 | RISER ROOM / Mechanic Shop
108 | JACKSON ST | 43137-9209 | Active | 191770 | WATTS | 009M2QT | RP | 0.750 | 53799 | BASEMENT AT WATER METER
205 | JACKSON ST | 43206- | Active | 377173 | WATTS | 009M3QT | RP | 0.750 | 57065 | BATHROOM UNDER LAV. - NORTH WALL
370 | JACKSON ST | 43206-1356 | Active | 049437 | WATTS | 800M4QT | PVB | 0.750 | 61500 | REAR OF HOUSE
426 | JACKSON ST | 43206-1355 | Active | AKB4293 | WILKINS | 375 | RP | 1.500 | 3452335
465 | JACKSON ST | 43206-1350 | Active | T396199 | Wilkins | 720 | PVB | 0.750 | 3452344 | BACK YARD IN GARDEN
6400 | JACOBSEN ST | 43016-6097 | Active | H129778 | FEBCO | 765 | PVB | 0.750 | 69873 | RIGHT SIDE OF HOUSE
4507 | JADA WAY | 43026 | Active | T386371 | WILKINS | 720A | PVB | 0.750 | 3611465 | RIGHT FRONT
4508 | JADA WAY | 43026 | Active | CB154650 | WILKINS | 720 | PVB | 0.750 | 3608117 | LEFT SIDE FRONT
6120 | JADKINS WAY | 43081 | Active | T315320 | WILKINS | 720A | PVB | 0.750 | 3628256 | RIGHT SIDE OF HOUSE
627 | JAEGER ST | 43206- | Active | GHG0308 | FEBCO | 765 | PVB | 0.750 | 95361 | LEFT SIDE OF GARAGE @ 291 E BECK ST
707 | JAEGER ST | 43206-2270 | Active | CB921583 | WILKINS | 720 | PVB | 0.750 | 3452425 | LEFT FRONT
734 | JAEGER ST | 43206-2271 | Active | t257831 | WILKINS | 720A | PVB | 0.750 | 93611 | AT REAR OF HOUSE
734 | JAEGER ST | 43206-2271 | Active | CB029152 | WILKINS | 720A | PVB | 0.750 | 3608141 | AT FRONT OF HOUSE
808 | JAEGER ST | 43206-2275 | Active | CB469335 | WILKINS | 720A | PVB | 0.750 | 3452456
972 | JAEGER ST | 43206-2625 | Active | 124662 | WILKINS | 420 | PVB | 0.750 | 90842 | FRONT OF HOUSE - 970 JAEGER
982 | JAEGER ST | 43206-2625 | Active | FA8130 | FEBCO | 765 | PVB | 1.000 | 93612 | left side of house
986 | JAEGER ST | 43206-2625 | Active | DJ8346 | FEBCO | 765 | PVB | 1.000 | 93613 | FRONT OF HOUSE
994 | JAEGER ST | 43206- | Active | 783539 | WATTS | 800M4FR | PVB | 1.000 | 93614 | SOUTH SIDE OF HOUSE... BASEMENT
1004 | JAEGER ST | 43206-2625 | Active | 169464 | WILKINS | 720 | PVB | 0.750 | 3452463 | left side of house
1010 | JAEGER ST | 43206-2625 | Active | H226919 | FEBCO | 765 | PVB | 1.000 | 98574 | RIGHT SIDE OF HOUSE
1035 | JAEGER ST | 43206- | Active | 34508 | FEBCO | 825Y | RP | 0.750 | 53686 | SOUTH WALL
1035 | JAEGER ST | 43206- | Active | 260544 | WILKINS | 975 | RP | 0.750 | 53685 | BOILER ROOM
1035 | JAEGER ST | 43206- | Active | 249649 | WATTS | 909 | RP | 6.000 | 53684 | RISER ROOM BASEMENT
1179 | JAEGER ST | 43206- | Active | 83205 | WATTS | LF919QT | RP | 0.750 | 3486007 | E SIDE OF BUILDING BY FRONT DOOR
3169 | JAKE PL | 43219-5019 | Active | 773639 | WILKINS | 720A | PVB | 0.750 | 60143 | LEFT FRONT
3185 | JAKE PL | 43219-5019 | Active | 304277 | WATTS | 800M4QT | PVB | 0.750 | 91753 | LEFT SIDE
7109 | JAMES EMMETT PL | 43235 | Active | T097032 | WILKINS | 720A | PVB | 0.750 | 102057 | RIGHT SIDE
7117 | JAMES EMMETT PL | 43235 | Active | H649270 | FEBCO | 765 | PVB | 0.750 | 100977 | LEFT SIDE
7520 | JAMES RIVER CLOSE | 43054-9026 | Active | G036463 | WILKINS | 720A | PVB | 0.750 | 91169 | FRONT RIGHT
7600 | JAMES RIVER CLOSE | 43054-9027 | Active | H516699 | FEBCO | 765 | PVB | 0.750 | 95730 | REAR OF HOUSE
7628 | JAMES RIVER CLOSE | 43054-9027 | Active | T082829 | WILKINS | 720A | PVB | 1.000 | 101947 | LEFT OF FRONT DOOR NEAR GARAGE
7222 | JAMES RIVER E RD | 43054-8985 | Active | DK6588 | FEBCO | 765 | PVB | 0.750 | 71650 | LEFT SIDE
7236 | JAMES RIVER E RD | 43054-8985 | Active | 665542 | WILKINS | 720A | PVB | 1.000 | 71667 | EAST SIDE OF HOUSE
7284 | JAMES RIVER E RD | 43054-8985 | Active | T204986 | WILKINS | 720A | PVB | 0.750 | 71744 | WEST SIDE OF HOUSE
7330 | JAMES RIVER E RD | 43054-8972 | Active | H275757 | FEBCO | 765 | PVB | 0.750 | 88727 | FRONT OF HOUSE
7348 | JAMES RIVER E RD | 43054-8972 | Active | HC01431 | FEBCO | 765 | PVB | 0.750 | 71838 | LT SIDE
7376 | JAMES RIVER E RD | 43054-8973 | Active | DL8294 | FEBCO | 765 | PVB | 1.000 | 71870 | WEST SIDE OF HOUSE
7396 | JAMES RIVER E RD | 43054-8973 | Active | T133436 | WILKINS | 720A | PVB | 1.000 | 71895 | SE CORNER
7422 | JAMES RIVER E RD | 43054-8986 | Active | H129484 | FEBCO | 765 | PVB | 0.750 | 71959 | LEFT SIDE OF HOME
7440 | JAMES RIVER E RD | 43054-8914 | Active | H107587 | FEBCO | 765 | PVB | 0.750 | 71982 | RIGHT SIDE
7500 | JAMES RIVER E RD | 43054 | Active | T329162 | WILKINS | 720A | PVB | 0.750 | 87440 | RIGHT SIDE OF HOUSE
3826 | JAMES RIVER RD | 43054-8912 | Active | BG8364 | FEBCO | 765 | PVB | 0.750 | 61876 | RIGHT SIDE OF HOUSE
3842 | JAMES RIVER RD | 43054-8912 | Active | HD44247 | FEBCO | 765 | PVB | 0.750 | 61933 | RIGHT SIDE OF HOUSE
3888 | JAMES RIVER RD | 43054-8936 | Active | he75338 | FEBCO | 765 | PVB | 0.750 | 62062 | LEFT HAND SIDE
3908 | JAMES RIVER RD | 43054-8547 | Active | HA49992 | FEBCO | 765 | PVB | 0.750 | 62178 | LEFT OF FRONT DOOR
3936 | JAMES RIVER RD | 43054-8547 | Active | DC1250 | FEBCO | 765 | PVB | 1.000 | 62262 | EAST OF FRONT DOOR IN OFFICE
3962 | JAMES RIVER RD | 43054-8547 | Active | HD5726 | FEBCO | 765 | PVB | 1.000 | 62373 | RIGHT FRONT
3990 | JAMES RIVER RD | 43054-8547 | Active | FA9203 | FEBCO | 765 | PVB | 1.000 | 62471 | NORTH SIDE OF RESIDENCE
4023 | JAMES RIVER RD | 43054-8941 | Active | H029437 | FEBCO | 765 | PVB | 0.750 | 98890 | LEFT SIDE OF HOUSE
4024 | JAMES RIVER RD | 43054-8937 | Active | A135488 | WILKINS | 720A | PVB | 0.750 | 88234 | Northwest corner of house
4038 | JAMES RIVER RD | 43054-8937 | Active | 113077 | WATTS | 800M4QT | PVB | 1.000 | 62715 | NORTH SIDE
4039 | JAMES RIVER RD | 43054-8941 | Active | AC9862 | FEBCO | 765 | PVB | 0.750 | 62717 | FRONT OF HOUSE-RIGHT OF THE FRONT DOOR
4056 | JAMES RIVER RD | 43054-8937 | Active | T250367 | WILKINS | 720A | PVB | 0.750 | 62785 | LEFT SIDE
4059 | JAMES RIVER RD | 43054-8941 | Active | T176317 | WILKINS | 720A | PVB | 0.750 | 93616 | BACK OF HOUSE
4075 | JAMES RIVER RD | 43054-8942 | Active | DH5171 | FEBCO | 765 | PVB | 1.000 | 62826 | RIGHT FRONT
4090 | JAMES RIVER RD | 43054-8937 | Active | 7264 | WATTS | 800M2QT | PVB | 1.000 | 62860 | RIGHT SIDE CORNER OF MAIN SECTION OF HOUSE
4091 | JAMES RIVER RD | 43054-8942 | Active | H156986 | FEBCO | 765 | PVB | 1.000 | 62863 | RIGHT SIDE OF HOUSE
4114 | JAMES RIVER RD | 43054-8938 | Active | 90980 | WATTS | 800QT | PVB | 0.750 | 62964 | FRONT OF HOUSE
4127 | JAMES RIVER RD | 43054-8943 | Active | BJ5373 | FEBCO | 825Y | RP | 1.000 | 62981 | BASEMENT SOUTH WALL
4128 | JAMES RIVER RD | 43054-8938 | Active | T155792 | WILKINS | 720A | PVB | 1.000 | 62985 | RIGHT FRONT
4141 | JAMES RIVER RD | 43054-8944 | Active | BB4961 | FEBCO | 765 | PVB | 0.750 | 63035 | LT SIDE
4142 | JAMES RIVER RD | 43054-8939 | Active | 255425 | WATTS | 800M4QT | PVB | 0.750 | 63060 | OUTSIDE
4166 | JAMES RIVER RD | 43054-8939 | Active | CB603009 | WILKINS | 720A | PVB | 0.750 | 3452842 | Left Side
4186 | JAMES RIVER RD | 43054-8939 | Active | 181719 | WILKINS | 720A | PVB | 0.750 | 89118 | RIGHT FRONT
4189 | JAMES RIVER RD | 43054-8944 | Active | H497976 | FEBCO | 765 | PVB | 0.750 | 95161 | FRONT LEFT OF HOUSE
4200 | JAMES RIVER RD | 43054-8939 | Active | 311058 | WILKINS | 720A | PVB | 0.750 | 93617 | BACK SIDE OF HOUSE
4214 | JAMES RIVER RD | 43054-8939 | Active | RR4931 | FEBCO | 765 | PVB | 0.750 | 63310 | LT FRT OF HSE
7300 | JAMES RIVER RD | 43054-8972 | Active | AD3206 | FEBCO | 765 | PVB | 0.750 | 71774 | LEFT SIDE OF HouSE
6107 | JANES WAY | 43026-6190 | Active | CB084238 | WILKINS | 720A | PVB | 0.750 | 91031 | FRONT OF HOUSE
6130 | JANES WAY | 43026-6189 | Active | G215514 | WILKINS | 720A | PVB | 0.750 | 95349 | LEFT SIDE
6166 | JANES WAY | 43026-6189 | Active | G242061 | WILKINS | 720A | PVB | 0.750 | 100337 | LEFT SIDE OF HOME
6178 | JANES WAY | 43026-6189 | Active | T013238 | WILKINS | 720A | PVB | 0.750 | 99613 | RIGHT SIDE
6203 | JANES WAY | 43026-7281 | Active | F082539 | WILKINS | 720A | PVB | 0.750 | 97521 | right side of home
6214 | JANES WAY | 43026-7280 | Active | G050378 | WILKINS | 720A | PVB | 0.750 | 91905 | FRONT RIGHT NORTH SIDE
6244 | JANES WAY | 43026-7280 | Active | A083619 | WILKINS | 720A | PVB | 0.750 | 87569 | LEFT SIDE
6254 | JANES WAY | 43026-7280 | Active | 4139906 | WILKINS | 975 | RP | 0.750 | 3619747 | AT METER
6254 | JANES WAY | 43026-7280 | Not required by DOW | CB02823 | WILKINS | 720A | PVB | 0.750 | 88422 | RIGHT SIDE OF HOUSE
6255 | JANES WAY | 43026-7281 | Active | CAA59371 | WILKINS | 720A | PVB | 0.750 | 101326 | BEHIND GARAGE
6266 | JANES WAY | 43026-7280 | Active | A082615 | WILKINS | 720A | PVB | 1.000 | 69518 | RIGHT SIDE OF HOME
6235 | JASON CT | 43054-9521 | Active | 578870 | WATTS | 909QT | RP | 0.750 | 87986 | AT WATER METER FRONT CORNER OF BASEMENT
6256 | JASON CT | 43054-9521 | Active | 402990 | WILKINS | 420XL | PVB | 1.000 | 69495 | FRONT MIDDLE OUTSIDE
700 | JASONWAY AVE | 43214-2458 | Due Install |  |  |  | RP | 6.000 | 3453140
700 | JASONWAY AVE | 43214-2458 | Active | 42472 | WATTS | 009M2QT | RP | 1.250 | 3638609 | MECHANICAL ROOM BY FRONT ENTRANCE
810 | JASONWAY AVE | 43214-4359 | Active | W100111 | WILKINS | 975XL2 | RP | 2.000 | 73308 | MECH ROOM NORTH END OF BLDG
810 | JASONWAY AVE | 43214-4359 | Active | 3AM1068 | AMES | 3000 | DCDA | 4.000 | 73304 | NE CORNER MECH ROOM
810 | JASONWAY AVE | 43214-4359 | Active | 98369 | WATTS | 007M2QT | DC | 0.750 | 73307 | N.E. CORNER MECH ROOM
875 | JASONWAY AVE | 43214-2328 | Active | 115205 | WILKINS | 975XL | RP | 2.000 | 74248 | MECHANICAL ROOM AT WATER METER
921 | JASONWAY AVE | 43214-2330 | Active | 571139 | WILKINS | 975XL | RP | 1.500 | 74619 | SOUTH BLDG MECH ROOM BY WATER METER
921 | JASONWAY AVE | 43214-2330 | Active | 123363 | WATTS | 007M2QT | DC | 0.750 | 74617 | MECH RM MIDDLE W WALL @ METER
921 | JASONWAY AVE | 43214-2330 | Active | 31M0564 | AMES | 3000SS | DCDA | 4.000 | 74618 | MECHANICAL ROOM BY WATER METER
929 | JASONWAY AVE | 43214-2464 | Active | 532958 | WILKINS | 975 | RP | 1.000 | 74656 | MECHANICAL ROOM
5755 | JASONWAY DR | 43026-7348 | Active | 877755 | WILKINS | 720A | PVB | 1.000 | 93618 | LEFT SIDE
5756 | JASONWAY DR | 43026-7349 | Active | AB45214 | FEBCO | 765 | PVB | 1.000 | 67839 | RIGHT HAND SIDE
5778 | JASONWAY DR | 43026-7349 | Active | T046137 | WILKINS | 720A | PVB | 0.750 | 93619 | LEFT SIDE
5786 | JASONWAY DR | 43026-7349 | Active | 587297 | WILKINS | 720A | PVB | 0.750 | 67957 | LEFT SIDE OF HOUSE
5797 | JASONWAY DR | 43026-7348 | Active | G251972 | WILKINS | 720A | PVB | 0.750 | 99852 | LEFT SIDE OF HOUSE
5798 | JASONWAY DR | 43026-7349 | Active | H286212 | FEBCO | 765 | PVB | 1.000 | 67975 | RIGHT SIDE FRONT
4711 | JEANETTE RD | 43026-1689 | Active | 131993 | WATTS | 709 | DCDA | 6.000 | 64843 | METER PIT
4711 | JEANETTE RD | 43026-1689 | Active | 15881 | WATTS | 007QT | DC | 0.750 | 64844 | METER PIT
112 | JEFFERSON AV | 43215-1861 | Active | 45945 | AMES | 3000SS | DCDA | 4.000 | 90684 | MID S MECH/RISER PUMP RM -OUSIDE DOUBLE DRS
112 | JEFFERSON AV | 43215-1861 | Active | 73726 | AMES | 2000B | DC | 0.750 | 90685 | MID S MECH/RISER PUMP RM -OUTSIDE DOUBLE DRS
112 | JEFFERSON AV | 43215-1861 | Active | W210468 | WILKINS | 975 | RP | 1.500 | 90655 | MID S MECH/RISER RM -AT WATER METER -OUTSIDE DOUBLE Doors
50 | JEFFERSON AVE | 43215-3829 | Active | 10816 | AMES | 4000B | RP | 0.750 | 98583 | BASEMENT MAINTENANCE ROOM
50 | JEFFERSON AVE | 43215-3829 | Active | L53928 | WILKINS | 375 | RP | 3.000 | 98582 | BASEMENT MAINTENANCE SHOP
50 | JEFFERSON AVE | 43215-3829 | Active | 1050470709 | AMES | 5000 | RPDA | 4.000 | 98581 | BASEMENT MAINTENANCE SHOP
51 | JEFFERSON AVE | 43215-3887 | Active | 251242 | WATTS | LF009M2QT | RP | 1.000 | 3453196
57 | JEFFERSON AVE | 43215-3866 | Active | 259374 | WATTS | LF009M3QT | RP | 0.750 | 3453197 | BASEMENT AT METER
61 | JEFFERSON AVE | 43215-3862 | Active | 344555 | WATTS | LF009M3QT | RP | 0.750 | 3453198
67 | JEFFERSON AVE | 43215-3890 | Active | 343119 | WATTS | LF009M3QT | RP | 0.750 | 3453200
78 | JEFFERSON AVE | 43215-3841 | Active | 179696 | WATTS | LF009M2QT | RP | 1.000 | 3453199 | BASEMENT
91 | JEFFERSON AVE | 43215-3840 | Active | 294915 | WATTS | 009M-2QT | RP | 1.000 | 74542 | S.W. CORNER OF BUILDING IN UTILITY ROOM
92 | JEFFERSON AVE | 43215-3841 | Active | 251241 | WATTS | LF009M2QT | RP | 1.000 | 3453202
170 | JEFFERSON AVE | 43215-1772 | Due Install |  |  |  | RP |  | 3453207
1990 | JEFFERSON AVE | 43211-2175 | Active | 131034 | WILKINS | 975 | RP | 2.000 | 56881 | METER ROOM
1990 | JEFFERSON AVE | 43211-2175 | Active | 131027 | WILKINS | 975 | RP | 2.000 | 56880 | METER ROOM
6144 | JEFFRELYN DR | 43026-6068 | Active | G045382 | WILKINS | 720A | PVB | 0.750 | 88549 | RIGHT SIDE OF HOUSE
6156 | JEFFRELYN DR | 43026-6068 | Active | A151013 | WILKINS | 720A | PVB | 0.750 | 88928 | RIGHT SIDE
6178 | JEFFRELYN DR | 43026-6068 | Active | 337092 | WILKINS | 720A | PVB | 0.750 | 99901 | LEFT SIDE
6238 | JEFFRELYN DR | 43026-6160 | Active | H262142 | FEBCO | 765 | PVB | 0.750 | 88423 | RIGHT FRONT
6238 | JEFFRELYN DR | 43026-6160 | Active | 4419151 | WILKINS | 975XL | RP | 0.750 | 3625048 | BASEMENT AT THE WATER METER
6251 | JEFFRELYN DR | 43026-6072 | Active | T258136 | WILKINS | 720A | PVB | 0.750 | 3595125 | LEFT FRONT
6261 | JEFFRELYN DR | 43026-6072 | Active | 263461 | WILKINS | 720A | PVB | 1.000 | 87623 | RIGHT FRONT
6294 | JEFFRELYN DR | 43026-6160 | Active | T338745 | WILKINS | 720A | PVB | 0.750 | 3597927 | EAST SIDE OF HOUSE
6364 | JEFFRELYN DR | 43026-6167 | Active | T081556 | WILKINS | 720A | PVB | 0.750 | 101466 | RIGHT FRONT
6250 | JEFFRELYN PL | 43026-6160 | Active | G046029 | WILKINS | 720A | PVB | 0.750 | 91211 | LEFT SIDE
5539 | JENNYBROOK LN | 43026-8138 | Active | A008687 | WILKINS | 720A | PVB | 0.750 | 67201 | LEFT SIDE OF HOME
5560 | JENNYBROOK LN | 43026-7772 | Active | H492476 | FEBCO | 765 | PVB | 0.750 | 95259 | RIGHT SIDE
5602 | JENNYBROOK LN | 43026-7756 | Active | T432588 | WILKINS | 720 | PVB | 0.750 | 3587097 | RIGHT SIDE OF HOUSE
5618 | JENNYBROOK LN | 43026-7756 | Active | CB000403 | WILKINS | 720A | PVB | 0.750 | 97788 | FRONT RIGHT
5628 | JENNYBROOK LN | 43026-7756 | Active | T417978 | WILKINS | 720A | PVB | 0.750 | 67454 | SIDE OF HOUSE
5655 | JENNYBROOK LN | 43026-8138 | Active | T304950 | WILKINS | 720A | PVB | 0.750 | 67516 | LEFT SIDE OF HOUSE
5656 | JENNYBROOK LN | 43026-7756 | Active | T046342 | WILKINS | 720A | PVB | 0.750 | 67522 | LEFT SIDE OF HOUSE
5703 | JENNYBROOK LN | 43026-8833 | Active | 377158 | WILKINS | 720A | PVB | 0.750 | 99527 | RIGHT SIDE
3142 | JERGENS PL | 43026-5004 | Active | G217314 | WILKINS | 720A | PVB | 0.750 | 95830 | RIGHT SIDE OF HOUSE
3150 | JERGENS PL | 43026-5004 | Active | 997038 | WILKINS | 720A | PVB | 0.750 | 60058 | OUTSIDE RIGHT SIDE SW
3157 | JERGENS PL | 43026-5006 | Active | 954760 | WILKINS | 720A | PVB | 0.750 | 60079 | LEFT SIDE OF HOUSE
3165 | JERGENS PL | 43026-5006 | Active | 835587 | WILKINS | 720A | PVB | 0.750 | 60131 | FRONT LEFT SIDE
3166 | JERGENS PL | 43026-5004 | Active | G185520 | WILKINS | 720A | PVB | 0.750 | 92223 | RIGHT SIDE
3173 | JERGENS PL | 43026-5006 | Active | G245679 | WILKINS | 720A | PVB | 0.750 | 98621 | FRONT OF HOUSE
2566 | JERRIE MOCK AVE | 43217 | Active | 46145 | WATTS | 007M1QT | DC | 0.750 | 102105 | WAREHOUSE
2566 | JERRIE MOCK AVE | 43217 | Active | 106758 | AMES | 3000SS | DCDA | 6.000 | 102104 | WAREHOUSE
2566 | JERRIE MOCK AVE | 43217 | Active | 1074182 | WILKINS | 975XL | RP | 1.500 | 102106 | WAREHOUSE
5644 | JERSEY DR | 43054-9110 | Active | 902212 | WILKINS | 720A | PVB | 1.000 | 67478 | RIGHT SIDE OF HOUSE
5667 | JERSEY DR | 43054-9124 | Active | T147267 | WILKINS | 720A | PVB | 0.750 | 3595065 | RIGHT SIDE OF THE HOUSE
5685 | JERSEY DR | 43054-9124 | Active | t303632 | WILKINS | 720A | PVB | 0.750 | 92092 | LEFT SIDE OF HOUSE
5794 | JERSEY DR | 43054-9109 | Active | T134030 | WILKINS | 720A | PVB | 0.750 | 3593115 | RIGHT SIDE
5818 | JERSEY DR | 43054-9117 | Active | 143615 | WILKINS | 420 | PVB | 0.750 | 95725 | LEFT SIDE OF HOUSE
6880 | JERSEY DR | 43054 | Active | CB113862 | WILKINS | 720A | PVB | 0.750 | 3603128 | RIGHT SIDE OF HOUSE
6881 | JERSEY DR | 43054 | Active | CB073881 | WILKINS | 720A | PVB | 0.750 | 3603359 | LEFT SIDE OF HOUSE
6882 | JERSEY DR | 43054 | Active | CB333223 | WILKINS | 720A | PVB | 0.750 | 3618379 | RIGHT SIDE OF HOUSE
6884 | JERSEY DR | 43054 | Active | T236942 | WILKINS | 720A | PVB | 0.750 | 3616764 | FRONT OF HOUSE
6891 | JERSEY DR | 43054 | Active | T230516 | WILKINS | 720 | PVB | 0.750 | 3608301 | LEFT SIDE OF HOUSE
6897 | JERSEY DR | 43054 | Active | T236939 | WILKINS | 720A | PVB | 0.750 | 3611789 | RIGHT SIDE OF HOUSE
308 | JESSING TR | 43235-1473 | Active | G086322 | WILKINS | 720A | PVB | 0.750 | 91194 | LEFT OF HOUSE
314 | JESSING TR | 43235-1473 | Active | A215988 | FEBCO | 765 | PVB | 1.000 | 60035 | RIGHT SIDE OF HOUSE
320 | JESSING TR | 43235-1473 | Active | 749760 | WILKINS | 720A | PVB | 1.000 | 93623 | RIGHT OF FRONT DOOR
325 | JESSING TR | 43235-8409 | Active | 31995 | WILKINS | 720A | PVB | 1.000 | 93624 | LEFT OF FRONT DOOR
336 | JESSING TR | 43235-1473 | Active | 352428 | WATTS | 800M4FR | PVB | 0.750 | 96090 | MECH ROOM
339 | JESSING TR | 43235-8409 | Active | 044322 | WATTS | 800M4 | PVB | 0.750 | 3454135 | FRONT OF HOUSE
353 | JESSING TR | 43235-8409 | Active | caa34612 | WILKINS | 720A | PVB | 1.000 | 60964 | FRONT OF HOUSE LEFT OF ENTRY
360 | JESSING TR | 43235-1473 | Active | QK094 | CONBRACO | PVB | PVB | 0.750 | 61217 | FRONT RIGHT SIDE OF HOUSE
369 | JESSING TR | 43235-8409 | Active | 328646 | WILKINS | 420 | PVB | 1.000 | 61471 | FRONT LEFT OF DOOR
374 | JESSING TR | 43235-1473 | Active | CB440198 | WILKINS | 720A | PVB | 1.000 | 3635022 | FRONT RIGHT OF DOOR IN COVE
388 | JESSING TR | 43235-1473 | Active | 651303 | WATTS | 800M4QT | PVB | 1.000 | 92854 | RIGHT SIDE OF HOUSE
400 | JESSING TR | 43235-1473 | Active | A072773 | WILKINS | 720A | PVB | 0.750 | 3454139 | FRONT RIGHT SIDE
423 | JESSING TR | 43235-1474 | Active | FL0892 | FEBCO | 765 | PVB | 1.000 | 87133 | Front of house
424 | JESSING TR | 43235-1473 | Active | 060070 | Watts | 800M4QT | PVB | 0.750 | 90864 | RIGHT OF FRONT DOOR
437 | JESSING TR | 43235-1474 | Active | 10174 | WATTS | 800M4FR | PVB | 0.750 | 93625 | LEFT SIDE OF HOUSE
446 | JESSING TR | 43235-1473 | Active | T392389 | WILKINS | 720A | PVB | 1.000 | 93626 | RIGHT REAR
449 | JESSING TR | 43235-1474 | Active | A818HA | FEBCO | 765 | PVB | 0.750 | 3454142 | Front of House
455 | JESSING TR | 43235-1474 | Active | 07900 | WATTS | 919QT | RP | 1.000 | 93627 | IN BASMENT ON NORTHWEST CORNER OF HOUSE
458 | JESSING TR | 43235-1473 | Active | G150177 | WILKINS | 720A | PVB | 1.000 | 64388 | JUST LEFT OF FRONT DOOR
463 | JESSING TR | 43235-1474 | Active | CB323817 | WILKINS | 720A | PVB | 0.750 | 64620 | RIGHT SIDE BEHIND CHIMNEY
469 | JESSING TR | 43235-1474 | Active | T212091 | WILKINS | 720 | PVB | 1.000 | 3609725 | FRONT OF HOUSE
475 | JESSING TR | 43235-1474 | Active | G038364 | WILKINS | 720A | PVB | 0.750 | 64943 | LEFT SIDE OF HOUSE
1680 | JETWAY BLVD | 43219-1671 | Not Required by DOW | 2821850 | WILKINS | 975XLBMS | RP | 1.500 | 93040 | IN CAR WASH ON SOUTH WALL
1680 | JETWAY BLVD | 43219-1671 | Active | 4647802 | WILKINS | 975XL2 | RP | 1.500 | 94408 | MECH ROOM
1687 | JETWAY BLVD | 43219-1674 | Active | 176643 | WATTS | 009M2PCQT | RP | 1.000 | 55830 | AT WATER METER BELOW STAIRCASE
1695 | JETWAY BLVD | 43219-1674 | Active | 486289 | WATTS | 909QT | RP | 1.000 | 55857 | EAST WALL WAREHOUSE AREA
1700 | JETWAY BLVD | 43219-1675 | Active | 3779674 | WILKINS | 975 | RP | 1.500 | 102703 | SOUTH WALL OF WAREHOUSE
1725 | JETWAY BLVD | 43219-1674 | Active | 99363 | WATTS | 009QT | RP | 1.000 | 55959 | WEST WALL OF WAREHOUSE
1725 | JETWAY BLVD | 43219-1674 | Active | 100198 | WATTS | 009QT | RP | 1.000 | 55957 | WEST WALL OF WAREHOUSE
1725 | JETWAY BLVD | 43219-1674 | Active | 572527 | WATTS | 909QT | RP | 1.000 | 55958 | warehouse #2 east wall by hot water tank
1750 | JETWAY BLVD | 43219 | Active | 3686672 | WILKINS | 975XL | RP | 1.500 | 102622 | HOT WATER CLOSET
1900 | JETWAY BLVD | 43219-1681 | Active | W010578 | WILKINS | 975XLBMS | RP | 1.500 | 56558 | NEXT TO METER
1900 | JETWAY BLVD | 43219-1681 | Not Required by DOW | 814392 | WILKINS | 420 | PVB | 1.000 | 56561 | RIGHT SIDE OF BUILDING
1900 | JETWAY BLVD | 43219-1681 | Active | 28502 | AMES | 2000B | DC | 0.750 | 56560 | NEXT TO METER
1900 | JETWAY BLVD | 43219-1681 | Active | 1239231002 | AMES | 3000 | DCDA | 4.000 | 56559 | NEXT TO METER
6101 | JIMSON DR | 43119-8621 | Active | T454444 | WILKINS | 720A | PVB | 0.750 | 98824 | LEFT HAND SIDE
2241 | JOHN CIRCLE DR | 43217 | Active | 24578 | AMES | 2000B | DC | 0.750 | 101474 | MECHANICAL ROOM - TERMINAL
2241 | JOHN CIRCLE DR | 43217 | Active | 203073 | WATTS | 909 | RP | 4.000 | 101473 | MECHANICAL ROOM - TERMINAL
2241 | JOHN CIRCLE DR | 43217 | Active | 117888 | AMES | 3000SS | DCDA | 8.000 | 101472 | MECHANICAL ROOM - TERMINAL
2144 | JOHN GLENN AVE | 43217-1154 | Active | 49261 | WATTS | 007M1 | DC | 0.750 | 57437 | SE END OF BUILDING
2144 | JOHN GLENN AVE | 43217-1154 | Active | 141107 | WATTS | 009M2QT | RP | 1.000 | 57436 | NORTH SIDE OF BUILDING IN MECH ROOM AT WATER METER
2144 | JOHN GLENN AVE | 43217-1154 | Active | 1125070301 | AMES | 3000SS | DCDA | 6.000 | 57435 | SE END OF BUILDING
2221 | JOHN GLENN AVE | 43217-1180 | Due Install |  |  |  | DCDA |  | 3636446 | FIRE PUMP ROOM
2221 | JOHN GLENN AVE | 43217-1180 | LPS - Active | [5 empty] | 3636448 | FIRE PUMP ROOM
2221 | JOHN GLENN AVE | 43217-1180 | Active | 330253 | WATTS | 909M1QT | RP | 2.000 | 57651 | FIRE PUMP ROOM
2550 | JOHN GLENN AVE | 43217- | Due Install |  |  |  | DCDA | 8.000 | 3629684
2550 | JOHN GLENN AVE | 43217- | Not Required by DOW | 1227936 | WILKINS | 975XL | RP | 0.500 | 103345 | 2550 JOHN GLENN AVE, MEZZANINE ABOVE PRODUCTION ROOM 125
2550 | JOHN GLENN AVE | 43217- | Not Required by DOW | 405990 | WATTS | 909QT | RP | 1.000 | 103344 | 2550 JOHN GLENN AVE, MEZZANINE ABOVE WASH ROOM
2550 | JOHN GLENN AVE | 43217- | Active | 135496 | WATTS | LF009M2QT | RP | 2.000 | 103343 | 2550 JOHN GLENN AVE, FIRE PUMP ROOM OUTSIDE
2550 | JOHN GLENN AVE | 43217- | LPS - Active |  |  |  | LPC |  | 3629686 | FIRE BOOSTER PUMP - 2550 JOHN GLENN AVE
325 | JOHN H MCCONNELL BLVD | 43215-2672 | Active | 205798 | WATTS | 909QTFDA | RP | 4.000 | 60295 | BASEMENT MECHANICAL
325 | JOHN H MCCONNELL BLVD | 43215-2672 | Active | 00110 | AMES | 2000B | DC | 0.750 | 60293 | PARKING GARAGE
325 | JOHN H MCCONNELL BLVD | 43215-2672 | LPS - Active |  |  |  |  | 8.000 | 3638469 | GARAGE STORAGE ROOM
325 | JOHN H MCCONNELL BLVD | 43215-2672 | LPS - Active |  |  |  |  | 8.000 | 3638468 | GARAGE STORAGE ROOM
325 | JOHN H MCCONNELL BLVD | 43215-2672 | Active | 1305191103 | AMES | 3000SS | DCDA | 8.000 | 89455 | GARAGE STORAGE ROOM
325 | JOHN H MCCONNELL BLVD | 43215-2672 | Not Required by DOW | W149004 | WILKINS | 975XL | RP | 1.500 | 60297 | ROOF MECHANICAL
325 | JOHN H MCCONNELL BLVD | 43215-2672 | Not Required by DOW | W143285 | Wilkins | 975XL | RP | 1.000 | 60296 | BASEMENT MECH. ROOM
355 | JOHN H MCCONNELL BLVD | 43215 | Not Required by DOW | 3509190 | WILKINS | 975XL | RP | 1.000 | 102131 | FIRST FLOOR MECHANIC ROOM
355 | JOHN H MCCONNELL BLVD | 43215 | Active | 3560182 | WILKINS | 975XL | RP | 2.000 | 102129 | FIRST FLOOR MECHANIC ROOM
355 | JOHN H MCCONNELL BLVD | 43215 | Not Required by DOW | 3560183 | WILKINS | 975XL | RP | 2.000 | 102130
812 | JOHN MICHAEL WAY | 43235-5150 | Active | 250659 | WATTS | 800M2QT | PVB | 0.750 | 89130 | WEST SIDE OF HOUSE
828 | JOHN MICHAEL WAY | 43235-5150 | Active | A151118 | WILKINS | 720A | PVB | 0.750 | 91173 | LEFT SIDE
836 | JOHN MICHAEL WAY | 43235 | Active | T154983 | WILKINS | 720A | PVB | 1.000 | 102869 | LEFT SIDE
844 | JOHN MICHAEL WAY | 43235 | Active | T097014 | WILKINS | 720A | PVB | 0.750 | 102693 | LEFT SIDE
852 | JOHN MICHAEL WAY | 43235-5150 | Active | 181993 | WILKINS | 720A | PVB | 0.750 | 91174 | RIGHT CENTER
860 | JOHN MICHAEL WAY | 43235-5150 | Active | A072724 | WILKINS | 720A | PVB | 0.750 | 74112 | LEFT SIDE
868 | JOHN MICHAEL WAY | 43235-5150 | Active | G050382 | WILKINS | 720A | PVB | 0.750 | 91171 | LEFT OF HOUSE
875 | JOHN MICHAEL WAY | 43235-5151 | Active | T440061 | WILKINS | 720A | PVB | 0.750 | 97149 | RIGHT SIDE
876 | JOHN MICHAEL WAY | 43235 | Active | CB017517 | WILKINS | 720A | PVB | 0.750 | 3603290 | WEST SIDE OF HOUSE
883 | JOHN MICHAEL WAY | 43235 | Active | 81674 | WATTS | 800M4QT | PVB | 1.000 | 102495 | RIGHT SIDE
884 | JOHN MICHAEL WAY | 43235 | Active | CB075277 | WILKINS | 720A | PVB | 0.750 | 3603291 | LEFT SIDE
891 | JOHN MICHAEL WAY | 43235 | Active | 801692 | WATTS | 800M4QT | PVB | 1.000 | 102493 | RIGHT SIDE
892 | JOHN MICHAEL WAY | 43235-5150 | Active | G046000 | WILKINS | 720A | PVB | 0.750 | 91175 | LEFT SIDE OF HOUSE
899 | JOHN MICHAEL WAY | 43235-5151 | Active | G186227 | WILKINS | 720A | PVB | 0.750 | 91924 | RIGHT SIDE
900 | JOHN MICHAEL WAY | 43235-5150 | Active | G208236 | WILKINS | 720A | PVB | 0.750 | 92998 | RIGHT SIDE OF HOUSE
907 | JOHN MICHAEL WAY | 43235 | Active | T154997 | WILKINS | 720A | PVB | 1.000 | 102695 | FRONT
908 | JOHN MICHAEL WAY | 43235 | Active | T133645 | WILKINS | 720A | PVB | 1.000 | 102694 | LEFT HAND SIDE
916 | JOHN MICHAEL WAY | 43235-5150 | Active | G044071 | WILKINS | 720A | PVB | 0.750 | 91670 | EAST SIDE OF HOUSE
924 | JOHN MICHAEL WAY | 43235-5150 | Active | 176061 | WILKINS | 720A | PVB | 0.750 | 91162 | RIGHT SIDE
4231 | JOHN SHIELDS PKWY | 43017 | Active | QF-0022 | WATTS | 957 | RP | 3.000 | 3626510 | Building # 29 (4239) Sprinkler-Meter Rm in Hallway
4231 | JOHN SHIELDS PKWY | 43017 | Active | 1923420817 | AMES | 3000SS | DCDA | 4.000 | 3626514 | Building # 29 (4239) Sprinkler-Meter Rm in Hallway
4231 | JOHN SHIELDS PKWY | 43017 | Active | 78812 | AMES | 2000B | DC | 0.750 | 3626515 | Building # 29 (4239) Sprinkler-Meter Rm in Hallway
4259 | JOHN SHIELDS PKWY | 43017 | Active | 216565 | WATTS | 007M3QT | DC | 0.750 | 3623167 | 4259 John Shields Meter House East - Off Deardorff
4259 | JOHN SHIELDS PKWY | 43017 | Active | QC-2422 | WATTS | 957 | RP | 3.000 | 3623165 | 4259 John Shields Meter House East - Off Deardorff
4259 | JOHN SHIELDS PKWY | 43017 | Active | RF-3202 | WATTS | 757 | DCDA | 4.000 | 3623166 | 4259 John Shields Meter House East - Off Deardorff
4303 | JOHN SHIELDS PKWY | 43017 | Active | 1932311217 | AMES | 3000SS | DCDA | 4.000 | 3629386 | Building # 25 (4319) Sprinkler-Meter Rm in Hallway
4303 | JOHN SHIELDS PKWY | 43017 | Active | 11123C | WILKINS | 375AST | RP | 3.000 | 3626642 | Building # 25 (4319) Sprinkler-Meter Rm in Hallway
4303 | JOHN SHIELDS PKWY | 43017 | Active | 79468 | AMES | 2000B | DC | 0.750 | 3629387 | Building # 25 (4319) Sprinkler-Meter Rm in Hallway
4500 | JOHN SHIELDS PKWY | 43017 | Active | 1813150713 | AMES | 3000SS | DCDA | 6.000 | 3607815 | HOT BOX OFF OF TULLER RD
4500 | JOHN SHIELDS PKWY | 43017 | Active | 146062 | WATTS | LF007M3QT | DC | 0.750 | 3607816 | HOT BOX OFF OF TULLER RD
4500 | JOHN SHIELDS PKWY | 43017 | Active | N1311060529 | FEBCO | LF880V | RP | 3.000 | 3605774 | MECH/ FIRE PUMP RM AT DOCK AT METER
910 | JOHN ST | 43222 | Active | 59156 | AMES | 2000B | DC | 0.750 | 3648338 | FIRE METER BYPASS IN PIT, S/E OF BUILDING
910 | JOHN ST | 43222 | Active | TK-0161 | AMES | COLT 300 | DCDA | 6.000 | 3648337 | FIRE METER IN PIT, S/E OF BUILDING
910 | JOHN ST | 43222 | Active | UD-2076 | AMES | 400 GV | RP | 3.000 | 3648336 | HOTBOX, S/E OF BUILDING
911 | JOHN ST | 43222 | Not Required by DOW | 26470 | WATTS | LF919 | RP | 1.500 | 3649358 | IRRIGATION AT FIRE RISER
911 | JOHN ST | 43222 | Active | 15150 | AMES | 4000B | RP | 0.750 | 3648867 | MECH ROOM AT FIRE RISER - FIRE SIDE CAR
911 | JOHN ST | 43222 | Active | L135499 | WILKINS | 375 | RP | 4.000 | 3648865 | MECH ROOM AT METER
911 | JOHN ST | 43222 | Not Required by DOW | 39907 | WATTS | LF008PCQT | RP | 0.500 | 3649425 | KITCHEN DISH ROOM
911 | JOHN ST | 43222 | Not Required by DOW | 35178 | WATTS | LF008PCQT | SVB | 0.500 | 3649511 | 1ST FLOOR GLASS WASH
911 | JOHN ST | 43222 | Not Required by DOW | ABE0003 | WILKINS | 975XL2 | RP | 1.000 | 3649359 | EXHAUST SCRUBBER KITCHEN MECH ROOM
911 | JOHN ST | 43222 | Not Required by DOW | ACB5602 | WILKINS | 975XL2 | RP | 1.500 | 3649999 | EAST METER ROOM
911 | JOHN ST | 43222 | Not Required by DOW | 62324A | APOLLO | RPLF4A | RP | 1.500 | 3649361 | HVAC MAKE UP BOILER ROOM
911 | JOHN ST | 43222 | Not Required by DOW | 40532 | WATTS | LF008PCQT | SVB | 0.500 | 3649510 | KITCHEN STEAMER
911 | JOHN ST | 43222 | Active | 1077920221 | AMES | 5000SS | RPDA | 6.000 | 3648866 | MECH ROOM AT FIRE RISER
911 | JOHN ST | 43222 | Not Required by DOW | 62320A | APOLLO | RPLF4A | RP | 1.500 | 3649360 | HVAC MAKE UP CHILLER ROOM
911 | JOHN ST | 43222 | Not Required by DOW | 40530 | WATTS | LF008PCQT | SVB | 0.500 | 3649509 | KITCHEN STEAMER
3474 | JOHNNY APPLESEED CT | 43231- | Active | 4291221 | WILKINS | 975XL2 | RP | 1.000 | 3624616 | WEST MIDDLE MECHANICAL ROOM AT METER
3518 | JOHNNY APPLESEED CT | 43231-4985 | Active | ABH7403 | WILKINS | 975XL2 | RP | 1.000 | 101975 | MECH ROOM OF WAREHOUSE AT WATER METER
3595 | JOHNNY APPLESEED CT | 43231- | Active | 149467 | WATTS | LF-009M2 | RP | 1.000 | 3638754 | OUTSIDE IN HOTBOX
6863 | JOHNSTON DR | 43016 | Active | 160596 | WATTS | LF009M2QT | RP | 1.000 | 3638767 | HOTBOX S SIDE OF ENTRANCE BEHIND PILAR
2396 | JOHNSTON RD | 43220-4747 | Active | W580552 | WILKINS | 720A | PVB | 1.000 | 58141 | EAST SIDE OF FRONT WING OF HOUSE
2407 | JOHNSTON RD | 43220-4746 | Active | 119370 | WATTS | 009M3QT | RP | 0.750 | 99650 | IN BASEMENT ABOVE SUMP PUMP
2540 | JOHNSTON RD | 43220-4602 | Active | 727717 | WATTS | 800M4QT | PVB | 1.000 | 92991 | BACK OF HOUSE
2600 | JOHNSTON RD | 43220-4533 | Active | 506299 | RAINBIRD | AC4000 | PVB | 0.750 | 93628 | back of house by door
2615 | JOHNSTON RD | 43220-4532 | Active | T424712 | WILKINS | 720A | PVB | 0.750 | 3454386 | BACK OF HOUSE
2627 | JOHNSTON RD | 43220-4532 | Active | 4837561 | WILKINS | 975XL | RP | 1.000 | 94310 | IN BASEMENT @ WATER METER
2625 | JOHNSTOWN RD | 43219-2333 | Active | 119367 | WATTS | 009QT | RP | 0.750 | 58795 | LOCKER ROOM NEXT TO WATER HEATER
2629 | JOHNSTOWN RD | 43219-2333 | Active | 53508 | WATTS | LF919QT | RP | 1.000 | 3454395 | WATER RISER ROOM, MECH ROOM
2631 | JOHNSTOWN RD | 43219-2333 | Due Install |  |  |  | RP | 0.750 | 3454396
2651 | JOHNSTOWN RD | 43219-2307 | Not Required by DOW | 103682 | WATTS | LF009M3QT | RP | 1.500 | 3652940
2651 | JOHNSTOWN RD | 43219-2307 | Active | 369458 | WATTS | LF009M3QT | RP | 0.750 | 3454397
2661 | JOHNSTOWN RD | 43219- | Not Required by DOW | [5 empty] | 3454399
2761 | JOHNSTOWN RD | 43219-2319 | Active | ABF1961 | WATTS | 975XL2 | RP | 0.750 | 3454406 | LAUNDRY ROOM
2840 | JOHNSTOWN RD | 43219 | Active | 35583B | APOLLO | RPLF40 | RP | 2.000 | 3536786 | IN HOT BOX
2840 | JOHNSTOWN RD | 43219 | Not Required by DOW | 250481 | WATTS | LF009M2QT | RP | 1.000 | 3652045 | IN HOT BOX
2862 | JOHNSTOWN RD | 43219-1793 | Active | W603345 | WATTS | 909QT | RP | 0.750 | 87985 | EQUIPMENT ROOM
2887 | JOHNSTOWN RD | 43219-1719 | Not Required by DOW |  |  |  | RP |  | 3615209
2887 | JOHNSTOWN RD | 43219-1719 | Due Install |  |  |  | RP |  | 3639147
5089 | JOHNSTOWN RD | 43054-9578 | Not Required by DOW | ACJ7791 | WILKINS | 975XL2 | RP | 0.750 | 65971 | IN EAST ATTIC BOILER ROOM
5089 | JOHNSTOWN RD | 43054-9578 | Active | ACJ7791 | WILKINS | 975 | RP | 2.000 | 3651351 | NORTH END OF BASEMENT ELECTRICAL ROOM
5089 | JOHNSTOWN RD | 43054-9578 | Active | 375313 | WILKINS | 950 | DC | 2.000 | 65972 | NORTH END OF BASEMENT ELECTRICAL ROOM
5101 | JOHNSTOWN RD | 43054-8964 | Active | 1076140305 | WATTS | 774 | DCDA | 6.000 | 3596592 | IN PIT BY ROAD RIGHT OF DR
5101 | JOHNSTOWN RD | 43054-8964 | Active | 2105010 | WILKINS | 975 | RP | 2.000 | 3628110 | MECH RM NORTHWEST CORNER OF BLDG
5101 | JOHNSTOWN RD | 43054-8964 | Active | T436096 | WILKINS | 720 | PVB | 0.750 | 3654601 | RIGHT REAR OF BUILDING
5101 | JOHNSTOWN RD | 43054-8964 | Active | 63938 | WATTS | 007 | DC | 0.750 | 3628127 | IN PIT BY ROAD RIGHT OF DR
5155 | JOHNSTOWN RD | 43054-9501 | Active | 4837421 | WILKINS | 975XL2 | RP | 0.750 | 66180 | FOR DOMESTIC WATER - WELL (IN BASEMENT AT WATER METER)
5211 | JOHNSTOWN RD | 43054-9518 | Active | 353165 | WILKINS | 975 | RP | 1.000 | 66423 | BASEMENT AT WATER METER
5220 | JOHNSTOWN RD | 43054 | Active | 1143340811 | WATTS | 774 | DCDA | 4.000 | 101724 | METER PIT
5220 | JOHNSTOWN RD | 43054 | Active | 18765 | WATTS | 919QT | RP | 2.000 | 101675 | IN MECH ROOM
5220 | JOHNSTOWN RD | 43054 | Active | 19740 | WATTS | 007M2 | DC | 0.750 | 101725 | METER PIT
5434 | JOHNSTOWN RD | 43054 | Active | 4420282 | WILKINS | 975XL2 | RP | 1.000 | 3623260 | INSIDE HEXAGONAL BLDG SE CORNER OF LAMBTON PK & RT 62
5886 | JOHNSTOWN RD | 43054 | Active | CAA67497 | WILKINS | 720A | PVB | 0.750 | 3635348
6057 | JOHNSTOWN RD | 43054 | Active | 3572772 | WILKINS | 975 | RP | 0.750 | 101243 | BACK OF GARAGE INSIDE FENCE AREA
9500 | JOHNSTOWN RD | 43054- | Active | 95533 | WATTS | 009M2QT | RP | 2.000 | 74772 | WATER METER ROOM NE CORNER OF BUILDING
9500 | JOHNSTOWN RD | 43054- | Active | 3AM0246 | AMES | 3000SS | DCDA | 4.000 | 74771 | WATER METER ROOM N.E. CORNER OF BUILDING
9500 | JOHNSTOWN RD | 43054- | Not Required by DOW | 19909 | WATTS | 009M2PCQT | RP | 1.500 | 74770 | UPSTAIR STORAGE ROOM
9500 | JOHNSTOWN RD | 43054- | Active | 97860 | WATTS | 007M2QT | DC | 0.750 | 74773 | WATER METER ROOM N.E. CORNER OF BUILDING
9550 | JOHNSTOWN RD | 43054 | Active | 87270 | WATTS | 919 | RP | 0.750 | 3648309 | HOTBOX - FIRE METER BYPASS SOUTHEAST CORNER OF PROPERTY
9550 | JOHNSTOWN RD | 43054 | Active | UJ-2199 | AMES | COLT 500 | RPDA | 6.000 | 3648308 | HOTBOX - FIRE SYSTEM SOUTHEAST CORNER OF PROPERTY
9550 | JOHNSTOWN RD | 43054 | Active | B073301 | WILKINS | 375 | RP | 2.000 | 3648307 | MECH ROOM SOUTH OUTSIDE DOOR
9555 | JOHNSTOWN RD | 43054 | Active | 29406 | WATTS | LF919QT | RP | 2.000 | 3619944 | MECH RM W CENTER SIDE OF BLDG
9555 | JOHNSTOWN RD | 43054 | Active | 5584B | WILKINS | 350ASTDA | DCDA | 8.000 | 3618536 | MECH RM W SIDE CENTER OF BLDG
9555 | JOHNSTOWN RD | 43054 | Active | 4236034 | WILKINS | 950XLD | DC | 0.750 | 3618535 | MECH RM W SIDE CENTER OF BLDG
9685 | JOHNSTOWN RD | 43054-9750 | LPS - Due Install |  |  |  | LPC |  | 3636678
9685 | JOHNSTOWN RD | 43054-9750 | Active | 2281027 | WILKINS | 975XLBMS | RP | 1.500 | 90403 | OUTSIDE REAR MECH ROOM
9685 | JOHNSTOWN RD | 43054-9750 | Active | 06577 | WATTS | 919QT | RP | 1.500 | 90405 | MECH ROOM
9685 | JOHNSTOWN RD | 43054-9750 | Not Required by DOW | A03684 | WATTS | 009M2PCQT | RP | 1.500 | 97867 | Back room of Tim Hortons 9685 by water meter
9835 | JOHNSTOWN RD | 43054-9128 | Active | 1563612 | WILKINS | 975 | RP | 1.000 | 95922 | SW FURN/MECH ROOM AT SAM- METER ---OLD KEY BANK---
9855 | JOHNSTOWN RD | 43054 | Active | ACA5918 | WILKINS | 975XL2 | RP | 1.500 | 3653682 | BACK OF BUILDING BETWEEN DRIVE THRU WINDOW AND REAR EXIT
9875 | JOHNSTOWN RD | 43054 | Active | 268421 | WATTS | LF009M2 | RP | 1.000 | 3653783 | STREET SIDE END OF ALDI MARKET
9880 | JOHNSTOWN RD | 43054 | Active | 4156701 | WILKINS | 975XL2 | RP | 2.000 | 3614992 | NE MECH/METER AREA OF CAR WASH AT WATER METER
9880 | JOHNSTOWN RD | 43054 | Active | 4117376 | WILKINS | 975XL2 | RP | 1.500 | 3613543 | IN CAR WASH MECH RM NE CORNER ON LINE TO TURKEY HILL STORE
9880 | JOHNSTOWN RD | 43054 | Not Required by DOW | 018754 | WATTS | LF909QT | RP | 1.000 | 3626426 | IN NE CAR WASH MECH RM
9895 | JOHNSTOWN RD | 43054 | Active | 101522 | WATTS | LF009 | RP | 1.500 | 3653557 | HOTBOX
9895 | JOHNSTOWN RD | 43054 | Active | WD-2063 | AMES | COLT500GV | RPDA | 6.000 | 3653558 | HOTBOX NE CORNER OF LOT
9895 | JOHNSTOWN RD | 43054 | Active | 93569 | WATTS | 919QT | RP | 0.750 | 3653559 | HOTBOX
9905 | JOHNSTOWN RD | 43054 | Active | 089000 | WATTS | LF009M2QT | RP | 1.500 | 3649714 | HOT BOX NORTH EAST CORNER OF PROPERTY
9905 | JOHNSTOWN RD | 43054 | Not Required by DOW | 053637 | WATTS | 800M4 | PVB | 1.000 | 3651330
9940 | JOHNSTOWN RD | 43054 | Active | B026075 | WILKINS | 375XL | RP | 1.500 | 3613373 | SE KITCHEN AREA AT WATER METER DAIRY QUEEN
9980 | JOHNSTOWN RD | 43054 | Active | 106509 | WATTS | LF009M2QT | RP | 1.500 | 3653655 | HOTBOX SE CORNER OF LOT
10000 | johnstown rd |  | Active | ACI2855 | WILKINS | 975XL2 | RP | 2.000 | 3654607
10160 | JOHNSTOWN RD | 43054-9751 | Active | 2732247 | WILKINS | 975XL | RP | 1.000 | 96277 | Mechanical Room In Break Room
2879 | JOHNSTOWN RD UNIT B | 43219-1719 | Not Required by DOW | 287630 | WATTS | 909QTFDA | RP | 2.500 | 59487 | ON THE WEST WALL IN THE BUS GARAGE
2879 | JOHNSTOWN RD UNIT B | 43219-1719 | Not Required by DOW | 44533 | WATTS | 919QT | RP | 0.750 | 3613576 | MOP CLOSET EARLY CHILDHOOD HALLWAY
2879 | JOHNSTOWN RD UNIT B | 43219-1719 | Not Required by DOW | 198591 | WATTS | 009QT | RP | 0.500 | 59484 | IN MECH ROOM FOR DENTAL EQUIPMENT
2879 | JOHNSTOWN RD UNIT B | 43219-1719 | Active | 1163430201 | AMES | 2000SS | DC | 6.000 | 59482 | SW CORNER (STORAGE ROOM)
2879 | JOHNSTOWN RD UNIT B | 43219-1719 | Not Required by DOW | 44531 | WATTS | 919QT | RP | 0.750 | 3613577 | MOP CLOSET - EARLY CHILDHOOD HALLWAY
2879 | JOHNSTOWN RD UNIT B | 43219-1719 | Not Required by DOW | 428423 | WATTS | 009QT | RP | 1.250 | 59486 | BOILER ROOM
2879 | JOHNSTOWN RD UNIT B | 43219-1719 | Active | 148089 | WATTS | 909 | RP | 3.000 | 59483 | ON THE WEST WALL IN THE BUS GARAGE
2879 | JOHNSTOWN RD UNIT B | 43219-1719 | Not Required by DOW | 198602 | WATTS | 009QT | RP | 0.500 | 59485 | IN MECH ROOM FOR DENTAL CHAIRS
7602 | JOHNTIMM CT | 43017-3427 | Active | G216218 | WILKINS | 720A | PVB | 0.750 | 96042 | RIGHT SIDE OF HOUSE
7610 | JOHNTIMM CT | 43017-3427 | Active | G216820 | WILKINS | 720A | PVB | 0.750 | 97405 | RIGHT SIDE OF HOUSE
7618 | JOHNTIMM CT | 43017-3427 | Active | T205012 | WILKINS | 720A | PVB | 0.750 | 97167 | RIGHT OF FRONT DR -IN COVE
7673 | JOHNTIMM CT | 43017-3427 | Active | DJ1290 | FEBCO | 765 | PVB | 1.000 | 72472 | LEFT SIDE
7674 | JOHNTIMM CT | 43017-3427 | Active | G086198 | WILKINS | 720A | PVB | 0.750 | 92104 | RIGHT FRONT
7682 | JOHNTIMM CT | 43017-3427 | Active | 32020 | WATTS | 800M4QT | PVB | 0.750 | 93630 | LEFT SIDE
7689 | JOHNTIMM CT | 43017-3427 | Active | CB544577 | WILKINS | 720A | PVB | 0.750 | 72516 | RIGHT FRONT
3511 | JOHNY APPLESEED CT | 43231-4985 | Active | 19610 | WATTS | 009QT | RP | 1.000 | 60935 | WAREHOUSE NEXT TO WATER METER
3550 | JOHNY APPLESEED CT | 43231-4985 | Active | 10612 | WATTS | 009QT | RP | 1.500 | 61050 | MECHANICAL ROOM
3550 | JOHNY APPLESEED CT | 43231-4985 | Active | 77358 | WATTS | 007QT | DC | 0.750 | 61052 | BACK WAREHOUSE SOUTH WALL
3550 | JOHNY APPLESEED CT | 43231-4985 | Active | 3FL0456 | AMES | 3000SS | DCDA | 4.000 | 61051 | BACK WAREHOUSE
7816 | JONELL SQ | 43054-9324 | Active | 122064 | WATTS | 800M4QT | PVB | 1.000 | 72849 | FRONT, SOUTH OF DOOR
7817 | JONELL SQ | 43054-9327 | Active | 665481 | WILKINS | 720A | PVB | 1.000 | 72852 | SE CORNER
7824 | JONELL SQ | 43054-9324 | Active | CB414115 | WILKINS | 720A | PVB | 1.000 | 72866 | LEFT SIDE
7825 | JONELL SQ | 43054-9327 | Active | T428973 | WILKINS | 720A | PVB | 1.000 | 72870 | WEST SIDE OF HOUSE
7834 | JONELL SQ | 43054-9324 | Active | 122056 | WATTS | 800QT | PVB | 1.000 | 72886 | EAST SIDE MIDDLE
7835 | JONELL SQ | 43054-9327 | Active | G281122 | WILKINS | 720A | PVB | 0.750 | 72888 | OUTSIDE ON WEST SIDE OF HOUSE
7847 | JONELL SQ | 43054-9327 | Active | 267187 | WATTS | 800QT | PVB | 1.000 | 72909 | LEFT HAND SIDE
7860 | JONELL SQ | 43054-9324 | Active | T252156 | WILKINS | 720A | PVB | 1.000 | 3609980 | FRONT OF HOUSE
7861 | JONELL SQ | 43054-9327 | Active | T172115 | WILKINS | 720A | PVB | 1.000 | 72930 | POND SID OF HOUSE, EAST SIDE
7874 | JONELL SQ | 43054-9324 | Active | 94261 | WATTS | 800M2QT | PVB | 1.000 | 72937 | WEST SIDE OF HOUSE
7886 | JONELL SQ | 43054-9324 | Active | 861521 | WILKINS | 720A | PVB | 1.000 | 72945 | EAST SIDE
100 | JONES AVE | 43222-1226 | Active | 253136 | WATTS | LF009M3QT | RP | 0.750 | 3454535 | IN BATHROOM AT METER
6080 | JONESWOOD DR | 43026-7268 | Active | 4883 | FEBCO | 765 | PVB | 0.750 | 68942 | RIGHT FRONT
6100 | JONESWOOD DR | 43026-7268 | Active | H069968 | FEBCO | 765 | PVB | 0.750 | 93631 | RIGHT SIDE
2580 | JORDAN RD | 43231-4066 | Not Required by DOW | [5 empty] | 3454621
2754 | JORDAN RD | 43231-4046 | Active | 119599 | WATTS | 007QT | DC | 0.750 | 59214 | ON EAST WALL OF BASEMENT
3411 | JOSEPHINE CIR | 43123-1813 | Active | 4973880 | WILKINS | 975XL | RP | 0.750 | 3454798
4560 | JOURNAL ST | 43228-4627 | Due Install |  |  |  | DCDA | 6.000 | 3626368
4560 | JOURNAL ST | 43228-4627 | Active | 210936 | WATTS | LF909M1QT | RP | 2.000 | 3655015 | HOT BOX
4630 | JOURNAL ST | 43228-4614 | Active | 67414 | WATTS | 009QT | RP | 2.000 | 64623 | 1ST FLOOR BOILER ROOM (WATER METER RM)
4630 | JOURNAL ST | 43228-4614 | Not Required by DOW | 47061 | WATTS | 919AQT | RP | 0.750 | 102912 | BAY 7 CAR WASH BAY
4646 | JOURNAL ST | 43228 | Active | 1938220618 | AMES | 3000SS | DCDA | 6.000 | 3635180 | IN WATER METER PIT FIRE SIDE CAR
4646 | JOURNAL ST | 43228 | Active | 28178 | WATTS | 007MI-QT | DC | 0.750 | 3635179 | IN WATER METER PIT FIRE SIDE CAR
4660 | JOURNAL ST | 43228 | Active | 23343 | WATTS | LF919QT | RP | 1.500 | 3635512 | E SE MECH/RISER AREA AT WATER METER
4660 | JOURNAL ST | 43228 | Active | 12974B | WILKINS | 350ASTDA | DCDA | 8.000 | 3635686 | E SE MECH/RISER AREA
4660 | JOURNAL ST | 43228 | Active | 4651184 | WILKINS | 950XLD | DC | 0.750 | 3635687 | SE CORNER OF BUILDING FIRE SIDE CAR
4800 | JOURNAL ST | 43228-4611 | Active | 010969 | WATTS | 909 | RP | 3.000 | 65101 | SE FRONT METER ROOM
4800 | JOURNAL ST | 43228-4611 | Active | 2E03112 | AMES | 2000SE | DC | 8.000 | 65102 | S FRONT OF OFFICE AREA (SPRINKLER ROOM)
1000 | JOYCE AVE | 43219-2449 | Active | 4238893 | WILKINS | 975 | RP | 1.500 | 3454816 | MECHANICAL ROOM
1009 | JOYCE AVE | 43219-2448 | Due Install |  |  |  | DCDA |  | 3454817
1049 | JOYCE AVE | 43219-2448 | Due Install | [5 empty] | 3454818
1177 | JOYCE AVE | 43219-2198 | Active | 376274 | WATTS | 009QT | RP | 0.500 | 101335 | BACK OF BUILDING IN LAB AREA
1178 | JOYCE AVE | 43219-2135 | Active | RH1063 | AMES | COLT 500 | RPDA | 8.000 | 3625053 | AT ENTRANCE NORTH OF DRIVE IN LARGE HOT BOX
1178 | JOYCE AVE | 43219-2135 | Active | 70459 | WATTS | 919 | RP | 0.750 | 3625054 | AT ENTRANCE NORTH OF DRIVE IN LARGE HOT BOX
1180 | JOYCE AVE | 43219-2135 | Active | 117028 | WATTS | LF009 | RP | 1.000 | 3454820 | AT ENTRANCE NORTH OF DRIVE IN SMALL HOT BOX
1283 | JOYCE AVE | 43219-2134 | Active | IJ-2825 | WATTS | 757 | DCDA | 6.000 | 99146 | RISER ROOM
1283 | JOYCE AVE | 43219-2134 | Active | 201207 | WATTS | 007M3-FP | DC | 0.750 | 99147 | RISER ROOM
1283 | JOYCE AVE | 43219-2134 | Due Install |  |  |  |  | 0.250 | 3638117 | RISER ROOM
1385 | JOYCE AVE | 43219 | Not Required by DOW | [5 empty] | 3623182
1394 | JOYCE AVE | 43219-1948 | Due Install |  |  |  | RP |  | 3454824
1547 | JOYCE AVE | 43219-1951 | Due Install |  |  |  | RP | 0.750 | 3454829
1562 | JOYCE AVE | 43219-1952 | Active | SJ656 | CONBRACO | 4020 | RP | 0.750 | 55415 | WEST WALL OF OFFICE
1580 | JOYCE AVE | 43219-1952 | Not Required by DOW | [5 empty] | 3454831
1701 | JOYCE AVE | 43219- | Due Install |  |  |  | RP | 0.750 | 3454833 | MALONEY PARK
1720 | JOYCE AVE | 43219-1026 | Active | 135371 | WILKINS | 975 | RP | 2.000 | 55946 | WEST SIDE OF BLDG ON OUTSIDE IN METER CLOSET
1740 | JOYCE AVE | 43219-1026 | Active | IL0168 | WATTS | 957 | RP | 4.000 | 93729 | BY NE ENTRANCE OUTSIDE (hotbox)
1740 | JOYCE AVE | 43219-1026 | Active | 1119900109 | WATTS | 774 | DC | 10.000 | 96854 | BY NE ENTRANCE OUTSIDE (HOTBOX)
1770 | JOYCE AVE | 43219-1026 | Active | 182024 | WATTS | 909 | RP | 4.000 | 56087 | WEST WALL TOOL ROOM LOWER DEVICE
1770 | JOYCE AVE | 43219-1026 | Active | T417545 | WILKINS | 720A | PVB | 1.000 | 56089 | SE CORNER OF OFFICE BLDG
1770 | JOYCE AVE | 43219-1026 | Active | 182118 | WATTS | 909 | RP | 4.000 | 56088 | WEST WALL TOOL ROOM UPPER DEVICE
1772 | JOYCE AVE | 43219- | Active | 024474 | WATTS | 909M1QT | RP | 2.000 | 56099 | OVEN ROOM CP
1782 | JOYCE AVE | 43219- | Active | AG-1782A | XX | XX | AG | 0.750 | 56131 | BOILER ROOM BY FFED WATER PUMPS
1782 | JOYCE AVE | 43219- | Active | 780379 | WATTS | 909HWM1QT | RP | 1.500 | 56132 | SOUTHWEST CORNER OF LAB UNDER COUNTER
1917 | JOYCE AVE | 43219-1029 | Active | 184130 | WATTS | 909 | RP | 4.000 | 56618 | FRONT BSMNT AT WATER MTR
2121 | JOYCE AVE | 43219-1055 | Active | 2690881 | WILKINS | 975 | RP | 0.750 | 92024 | IN THE MECH ROOM
2121 | JOYCE AVE | 43219-1055 | Due Install |  |  |  | RP | 0.750 | 3638208 | BSMT MECH ROOM NORTHWEST SECTION ON NORTH WALL OF ROOM
2200 | JOYCE AVE | 43219- | Active | 59279 | WATTS | 007M1QT | DC | 0.750 | 57595 | METER PIT ON JOYCE - 1870 ARTANE PL
2200 | JOYCE AVE | 43219- | Active | 1545627 | WILKINS | 950 | DC | 1.500 | 57594 | CLUB HOUSE, BACK MECH ROOM
2200 | JOYCE AVE | 43219- | Due Install |  |  |  | RP |  | 3635714
2200 | JOYCE AVE | 43219- | Active | 1317000104 | AMES | 3000SS | DCDA | 6.000 | 57593 | METER PIT ON JOYCE AVENUE - 1870 ARTANE PL
4351 | JOYCE RD | 43123-3555 | Active | G193228 | WILKINS | 720A | PVB | 0.750 | 97583 | right side
6922 | JOYSMITH CIR | 43054-9077 | Active | AC4433 | FEBCO | 765 | PVB | 0.750 | 70949 | WEST
6933 | JOYSMITH CIR | 43054-9076 | Active | T304826 | WILKINS | 720A | PVB | 0.750 | 70974 | LEFT FRONT
6934 | JOYSMITH CIR | 43054-9077 | Active | A152317 | WILKINS | 720A | PVB | 0.750 | 87962 | RIGHT REAR OF HOUSE
6935 | JOYSMITH CIR | 43054-9076 | Active | H046614 | FEBCO | 765 | PVB | 0.750 | 70976 | EAST SIDE
6939 | JOYSMITH CIR | 43054-9076 | Active | H066604 | FEBCO | 765 | PVB | 0.750 | 70981 | LEFT HAND SIDE
4698 | JULIAN DR | 43227-2556 | Active | AG3870 | FEBCO | 765 | PVB | 0.750 | 64825 | SOUTH SIDE
5692 | JULIANA PL | 43235-3505 | Active | 902863 | WILKINS | 720A | PVB | 0.750 | 67619 | EAST SIDE OF FRONT
5693 | JULIANA PL | 43235-3505 | Active | 250872 | WATTS | 800M4FR | PVB | 0.750 | 89304 | RIGHT FRONT
5704 | JULIANA PL | 43235-3505 | Active | T023562 | WILKINS | 720A | PVB | 0.750 | 100371 | LEFT SIDE
5705 | JULIANA PL | 43235 | Active | CL081514 | WILKINS | 720 | PVB | 0.750 | 3605801 | RIGHT SIDE
825 | JUNCTION WAY | 43212 | Active | 16932 | WATTS | 909 | RP | 6.000 | 3623076 | WATER METER ROOM
825 | JUNCTION WAY | 43212 | Active | 26497 | WATTS | 007M1PCQT | DC | 0.750 | 3623074 | NORTH RISER ROOM
825 | JUNCTION WAY | 43212 | Not Required by DOW | B128106 | WILKINS | 375 | RP | 1.500 | 3623079 | WATER METER ROOM
825 | JUNCTION WAY | 43212 | Active | 191064 | AMES | 3000SS | DCDA | 6.000 | 3623075 | NORTH RISER ROOM
8832 | JUNEBERRY RD | 43035-7229 | Active | H025124 | FEBCO | 765 | PVB | 1.000 | 99440 | RIGHT SIDE OF HOUSE OUTSIDE
3210 | JUSTUS RD | 43123- | Not Required by DOW | B13165 | FEBCO | 825YA | RP | 2.000 | 60205 | MECHANICAL ROOM--3210 URBANCREST IND DR
3210 | JUSTUS RD | 43123- | LPS - Active | [5 empty] | 3638369
3210 | JUSTUS RD | 43123- | Due Install |  |  |  | DCDA |  | 3638367
3210 | JUSTUS RD | 43123- | Active | 260074 | WATTS | 909M1QT | RP | 2.000 | 60206 | MECHANICAL ROOM--3210 URBANCREST IND DR
701 | KADERLY DR | 43228-1031 | Active | 166339 | WILKINS | 975 | RP | 1.500 | 71274 | NEXT TO METER IN MECHANICAL ROOM
755 | KADERLY DR | 43228-1031 | Due Install |  |  |  | RP |  | 3455311
800 | KADERLY DR | 43228-1034 | Active | 07730 | WATTS | 909 | RPDA | 8.000 | 99183 | FIRE PUMP ROOM
800 | KADERLY DR | 43228-1034 | Active | 607741 | WATTS | 909QT | RP | 0.750 | 99172 | FIRE PUMP ROOM
800 | KADERLY DR | 43228-1034 | Active | 456027 | WATTS | 909M1QT | RP | 2.000 | 98498 | BY METER
800 | KADERLY DR | 43228-1034 | Active | 310727 | WATTS | 909QT | RP | 0.750 | 3651590 | FIRE PUMP ROOM
800 | KADERLY DR | 43228-1034 | LPS - Active |  |  |  | LST |  | 3626349 | FIRE PUMP
845 | KADERLY DR | 43228-1033 | Due Install |  |  |  | DCDA | 6.000 | 3641143 | EAST SIDE OF BLDG AT WATER METER
845 | KADERLY DR | 43228-1033 | Active | 57177 | WATTS | 009M1QT | RP | 2.000 | 73867 | EAST SIDE OF BLDG AT WATER METER
870 | KADERLY DR | 43228-1034 | Active | 494717 | WILKINS | 975 | RP | 0.750 | 74190 | IN WAREHOUSE, WEST SOUTH WALL NEXT TO WATER METER
3356 | KADY LN | 43232-7454 | Active | H275513 | FEBCO | 765 | PVB | 0.750 | 96908 | RIGHT SIDE BEHIND FENCE
4738 | KAE AVE | 43213-6100 | Active | 412625 | WATTS | 909QT | RP | 0.750 | 64919 | BOILER ROOM
4750 | KAE AVE | 43213 | Not Required by DOW | 33517 | WATTS | 919AQT | RP | 0.750 | 101783 | MECH ROOM
4750 | KAE AVE | 43213 | Active | 3379501 | WILKINS | 950XLT | DC | 0.750 | 101781 | MECH ROOM
4750 | KAE AVE | 43213 | Active | N34483 | WILKINS | 350DA | DCDA | 6.000 | 101779 | MECHANICAL ROOM
4750 | KAE AVE | 43213 | Active | LA1396 | WATTS | 957Z | RP | 3.000 | 101676 | MECHANICAL ROOM
1681 | KARL CT | 43229-3657 | Due Install |  |  |  | RP |  | 3455610
3657 | KARL RD | 43224- | Due Install |  |  |  | RP | 0.750 | 3455762 | 3663 SIDE, CARRYOUT AT METER UNDER BATHROM SINK
3662 | KARL RD | 43224-2852 | Active | 13596 | WATTS | 919QT | RP | 1.500 | 99505 | SW CLOSET THRU CHAPEL AT WATER METER
3728 | KARL RD | 43224-2853 | Active | 4598330 | WILKINS | 975 | RP | 0.750 | 3455769
3745 | KARL RD | 43224-2854 | Not Required by DOW | [5 empty] | 3455771
3940 | KARL RD | 43224-2125 | Active | 14956 | WATTS | 008PCQT | SVB | 0.500 | 3618190 | RM 150C Cols. Spanish
3940 | KARL RD | 43224-2125 | Active | 12708 | WATTS | 008PCQT | SVB | 0.500 | 3618189 | RM 112R Cols. Spanish
3940 | KARL RD | 43224-2125 | Active | X34927 | WILKINS | 375A | RP | 4.000 | 3618188 | BOILER RM Cols. Spanish
3940 | KARL RD | 43224-2125 | Active | 12707 | WATTS | 008PCQT | SVB | 0.500 | 3618191 | RM 109C Cols. Spanish
3940 | KARL RD | 43224-2125 | Active | 4091783 | WILKINS | 975XL2 | RP | 1.000 | 3616753 | BOILER RM Cols. Spanish
3940 | KARL RD | 43224-2125 | Active | 01-0785 | AMES | COLT 300GV | DCDA | 8.000 | 3622678 | METER PIT COLS SPANISH IMMERSION
3940 | KARL RD | 43224-2125 | Active | 14704 | WATTS | 008PCQT | SVB | 0.500 | 3618192 | JANITOR CLOSET S END HALLWAY 2ND FL
3940 | KARL RD | 43224-2125 | Active | 35634 | AMES | 2000BM3 | DC | 0.750 | 3618193 | OUTSIDE IN PIT
3988 | KARL RD | 43224-2161 | Active | 237602 | WATTS | 009 | RP | 0.500 | 3641400
4077 | KARL RD | 43224-2137 | Active | 6565 | WATTS | 919AQT | RP | 0.750 | 75047 | NORTH TUNNEL, Brookhaven H.S.
4077 | KARL RD | 43224-2137 | Active | 60051 | WATTS | 909QT | RP | 0.750 | 62830 | BOILER ROOM-BROOKHAVEN H.S.
4077 | KARL RD | 43224-2137 | Active | AP739 | Conbraco | 4050802 | PVB | 2.000 | 62829 | PIT ROOM OF STADIUM, Brookhaven H.S.
4077 | KARL RD | 43224-2137 | Due Install |  |  |  | RP | 4.000 | 3626921
4099 | KARL RD | 43224-2137 | Due Install |  |  |  | RP | 6.000 | 3633679
4099 | KARL RD | 43224-2137 | Active | 2GM0651 | AMES | 2000SS | DC | 6.000 | 62868 | FIRE RISER ROOM SW ENTRANCE
4115 | KARL RD | 43224-7008 | Active | 149027 | WILKINS | 375 | RP | 3.000 | 3455808 | UNDER DTAIRS AT SE CORNER OF EAST BLDG
4212 | KARL RD | 43224-7004 | Not Required by DOW | 352792 | WILKINS | 720A | PVB | 1.500 | 101481 | INSIDE ON NORTHEAST CORNER OF BUILDING
4212 | KARL RD | 43224-7004 | Not Required by DOW | 2505801 | WATTS | 009M2QT | RP | 2.000 | 63306 | IN STORAGE ROOM FOR RESTROOMS AT FOOTBALL FIELD
4212 | KARL RD | 43224-7004 | Not Required by DOW | 373544 | WATTS | 800M4FR | PVB | 0.750 | 63308 | COURTYARD NORTH WALL ACCROSS FROM PRINCIPLES OFFICE
4212 | KARL RD | 43224-7004 | Active | 196985 | WATTS | 909 | RP | 4.000 | 63305 | BOILER ROOM SOUTH SIDE AT WATER METER
4212 | KARL RD | 43224-7004 | Not Required by DOW | 425736 | WATTS | 909QT | RP | 0.750 | 101287 | IN DOWNSTAIRS BOILER ROOM, ABOVE BOILER
4212 | KARL RD | 43224-7004 | Not Required by DOW | 16747 | WATTS | 009M2QT | RP | 1.500 | 63304 | IN MECH ROOM ABOVE BOILER
4212 | KARL RD | 43224-7004 | Not Required by DOW | 63455 | WATTS | 909QT | RP | 1.000 | 101480 | INSIDE ON NORTHEAST CORNER OF BUILDING
4212 | KARL RD | 43224-7004 | Not Required by DOW | 132192 | WATTS | 009QT | RP | 0.500 | 63303 | KETCHEN TRAY LINE
4212 | KARL RD | 43224-7004 | Not Required by DOW | 402343 | WILKINS | 460XL | SVB | 0.500 | 3616585 | DISHWASHER DRAIN TEMPERING
4212 | KARL RD | 43224-7004 | Not Required by DOW | 3828736 | WILKINS | 975XL2 | RP | 1.000 | 3610073 | WEIGHT ROOM BUILDING BY FIELDS
4366 | KARL RD | 43224-1107 | Active | 443148 | WILKINS | 975XLBMS | RP | 1.500 | 63821 | 4370 KARL RD-BEAUTY SHOP "NEXT TO METER"
4380 | KARL RD | 43224-1107 | Due Install |  |  |  | RP |  | 3455826
4400 | KARL RD | 43224-1107 | Active | 3914290 | WILKINS | 975XL | RP | 1.000 | 3612978 | AT METER
4536 | KARL RD | 43224-1122 | Active | 322880 | WATTS | 909HWQT | RP | 1.000 | 64308 | IN MECH RM OF BEAUTY SHOP NEXT TO WATER METER/HOT WATER HEATER
4661 | KARL RD | 43229-6421 | LPS - Active |  |  |  | LPC |  | 3626602 | JUST AFTER BKFL CONTAINMENT AT METER
4661 | KARL RD | 43229-6421 | Not Required by DOW | 4147997 | WILKINS | 975XL2 | RP | 1.500 | 64724 | WATER TREAMENT ROOM -BOTTM DEVICE
4661 | KARL RD | 43229-6421 | Not Required by DOW | 1139783 | WILKINS | 975XL2 | RP | 1.500 | 64723 | WATER TREATMENT ROOM -TOP DEVICE
4661 | KARL RD | 43229-6421 | Active | 4491567 | WILKINS | 975XL2 | RP | 1.500 | 3615154 | W WALL AT SIDE DOOR AT WATER MTR -TOP DEVICE
4661 | KARL RD | 43229-6421 | Active | 3803806 | WILKINS | 975XL2 | RP | 1.500 | 3615155 | W WALL AT SIDE DOOR AT WATER MTR -BOTTM DEVICE
4675 | KARL RD | 43229-6456 | Active | 15482 | WATTS | 919AQT | RP | 1.500 | 101959 | BACK BLDG SE (OLD OFFICE) AT WATER METER AUTO REPAIR OLD CHESROWN GARAGES
4681 | KARL RD | 43229 | Active | 258078 | WATTS | LF009M2QT | RP | 1.000 | 101960 | SE CORNER OF BASEMENT AT WATER METER
5100 | KARL RD | 43229-5141 | Active | 488163 | WATTS | 909QT | RP | 1.000 | 66011 | UNDER SINK IN KITCHEN AT METER
5147 | KARL RD | 43229-4431 | Due Install |  |  |  | RP | 2.000 | 3455892 | WOODWARD PARK RECREATION CENTER
5151 | KARL RD | 43229-4431 | Active | 3658390 | WILKINS | 975 | RP | 1.250 | 66163 | BOILER ROOM, Woodward Park M.S.
5151 | KARL RD | 43229-4431 | Active | 514170 | WATTS | 909QT | RP | 1.000 | 66164 | DARKROOM CEILING (ROOM 210), Woodward Park M.S.
5400 | KARL RD | 43229-3606 | Active | 1074166 | WILKINS | 975XL | RP | 1.500 | 66801 | MECH ROOM NEXT TO WATER METER
5500 | KARL RD | 43229-3697 | Active | QC0417 | WATTS | 957 | RP | 6.000 | 3622474 | Hot Box by Karl rd
5500 | KARL RD | 43229-3697 | Not Required by DOW | B08150 | WATTS | 009M3QT | RP | 0.750 | 97376 | 2ND FLOOR BOILER ROOM
5500 | KARL RD | 43229-3697 | Not Required by DOW | 3768837 | WILKINS | 975 | RP | 1.000 | 102850 | SOUTH SIDE OF ROADWAY AT METER PIT UNDER ROCK
5554 | KARL RD | 43229-3608 | Not Required by DOW | T084828 | WILKINS | 720A | PVB | 1.000 | 95541 | NORTH SIDE REAR
5554 | KARL RD | 43229-3608 | Active | 358641 | WATTS | 909QT | RP | 1.000 | 93608 | MECH ROOM NORTH END OF BLDG - 5554 KARL
5554 | KARL RD | 43229-3608 | Active | 137973 | FEBCO | 765 | PVB | 1.000 | 3639558 | NORTHSIDE OF BUILDING
5590 | KARL RD | 43229-3608 | Not Required by DOW | 14280 | WATTS | 009QT | RP | 1.500 | 67348 | IN MECHANICAL ROOM EAST WALL
5590 | KARL RD | 43229-3608 | Active | 4881724 | WILKINS | 950 | DC | 0.750 | 3649580 | SOUTHWEST CORNER OF BLDG IN WATER METER MECH ROOM
5590 | KARL RD | 43229-3608 | Active | 21796B | WILKINS | 350ASTDA | DCDA | 6.000 | 3635250 | SOUTHWEST CORNER OF BLDG IN WATER METER MECH ROOM
5590 | KARL RD | 43229-3608 | Active | UK-1398 | WATTS | 957 | RP | 3.000 | 3635249 | SOUTHWEST CORNER OF BLDG IN WATER METER MECH ROOM
5590 | KARL RD | 43229-3608 | Not Required by DOW | 011349 | WATTS | 909QT | RP | 0.750 | 67349 | MECH RM ABOVE CHILL WATER PUMPS
5700 | KARL RD | 43229-3602 | Not Required by DOW | 401064 | WATTS | 909QT | RP | 0.750 | 67651 | AT THE CEILING IN THE BOILER RM BETWEEN THE BOILERS & TANKS
5700 | KARL RD | 43229-3602 | Not Required by DOW | 3996088 | Wilkins | 975 | RP | 1.250 | 67653 | DIALOS RO ROOM
5700 | KARL RD | 43229-3602 | Active | 01287 | WATTS | 007M3QT | DC | 0.750 | 3622856 | IN PIT NORTHWEST SECTION OF PROPERTY OUT BY ROAD BY GREEN HOT BOXES
5700 | KARL RD | 43229-3602 | Not Required by DOW | 446452 | WATTS | 009M3 | RP | 0.750 | 3641332 | BOILER ROOM BY CEILING
5700 | KARL RD | 43229-3602 | Active | OJ-0145 | AMES | LFCOLT 300GV | DCDA | 6.000 | 3622853 | IN PIT NORTHWEST SECTION OF PROPERTY OUT BY ROAD BY GREEN HOT BOXES
5700 | KARL RD | 43229-3602 | Not Required by DOW | 118452 | WATTS | 009M2PCQT | RP | 0.750 | 103178 | BOILER ROOM
5700 | KARL RD | 43229-3602 | Active | QC-2420 | WATTS | 957 | RP | 3.000 | 3622857 | IN HOTBOX NORTHWEST SECTION OF PROPERTY OUT BY ROAD
5763 | KARL RD | 43229-3603 | Active | 294546 | WATTS | 909HWM1QT | RP | 1.500 | 97919 | IN SW WATER METER CLOSET AT WATER METER 2 MTRS IN CLOSET
5775 | KARL RD | 43229- | Due Install |  |  |  | DCDA |  | 3632459 | IN "CAL FIT" SE METER/RISER CLOSET
5775 | KARL RD | 43229- | Active | 298486 | WATTS | 909M1QT | RP | 2.000 | 67922 | IN "CAL FIT" SE METER/RISER CLOSET AT WATER METER
5798 | KARL RD | 43229-3659 | Due Install |  |  |  | RP |  | 3408965
5801 | KARL RD | 43229-3603 | Active | ABD3445 | WILKINS | 975XL2 | RP | 0.750 | 3455970 | MECH ROOM AT METER
5895 | KARL RD | 43229-2635 | Due Install |  |  |  | RP | 1.000 | 3455972
5915 | KARL RD | 43229-2664 | Due Install |  |  |  | RP | 1.500 | 3455973
6735 | KARL RD | 43229-9009 | Active | 4240193 | WILKINS | 975 | RP | 0.750 | 3456117 | AT METER NW WALL
5750 | KARL RD UNIT A | 43229-3604 | Due Install |  |  |  | DCDA | 3.000 | 3630110 | BSMNT MECH ROOM
5750 | KARL RD UNIT A | 43229-3604 | Due Install |  |  |  | RP | 1.500 | 3630109 | BSMNT AT WATR METER
9789 | KARMAR CT | 43054-7065 | Active | 190457 | WATTS | 009M2 | RP | 0.750 | 74897 | CENTER OF BUILDING
9798 | KARMAR CT | 43054-8210 | Active | 51868 | WATTS | 009QT | RP | 0.750 | 74901 | CENTER REAR OF BLDG
6100 | KARRER PL | 43017-1408 | Active | T100607 | WILKINS | 720A | PVB | 1.000 | 87167 | RIGHT CENTER/BACK CENTER
6103 | KARRER PL | 43017-1408 | Active | W614612 | WILKINS | 720A | PVB | 1.000 | 87168 | LEFT SIDE FRONT
6112 | KARRER PL | 43017-1408 | Active | BL1602 | FEBCO | 825Y | RP | 0.750 | 69039 | FRONT OF HOUSE RT FRONT DOOR OFFSET
6118 | KARRER PL | 43017-1408 | Active | CB489404 | WILKINS | 720A | PVB | 0.750 | 3456185 | FRONT OF HOUSE
6124 | KARRER PL | 43017-1408 | Active | G281136 | WILKINS | 720A | PVB | 1.000 | 93386 | FRONT RIGHT OF FRONT DOOR
6125 | KARRER PL | 43017-1408 | Active | 877767 | WILKINS | 720-A | PVB | 1.000 | 3456186 | FRONT OF HOUSE- RT OF FRONT DOOR
6151 | KARRER PL | 43017-1408 | Active | 24455 | FEBCO | 765 | PVB | 1.000 | 90759 | RIGHT HAND SIDE
6164 | KARRER PL | 43017 | Active | 620111 | RAINBIRD | 100 | PVB | 1.000 | 93633 | FRONT OF HOUSE
6176 | KARRER PL | 43017-1408 | Active | 02379 | FEBCO | 765 | PVB | 1.000 | 87166 | LEFT CENTER BY GARAGE DOOR
7742 | KATE BROWN DR | 43017-8330 | Active | T417665 | WILKINS | 720A | PVB | 1.000 | 103316 | RIGHT FRONT
7748 | KATE BROWN DR | 43017-8330 | Active | T042175 | WILKINS | 720A | PVB | 0.750 | 101180 | RIGHT SIDE OF HOUSE
7760 | KATE BROWN DR | 43017-8330 | Active | G044111 | WILKINS | 720A | PVB | 0.750 | 91893 | RIGHT FRONT
7785 | KATE BROWN DR | 43017-8331 | Active | CAB28861 | WILKINS | 720A | PVB | 1.000 | 72799 | LEFT FRONT
7799 | KATE BROWN DR | 43017-8331 | Active | 190151 | WILKINS | 720A | PVB | 1.000 | 93634 | LEFT CENTER
7802 | KATE BROWN DR | 43017-8330 | Active | 792834 | WILKINS | 720A | PVB | 0.750 | 72827 | LEFT SIDE
7805 | KATE BROWN DR | 43017-8331 | Active | F10857 | FEBCO | 765 | PVB | 1.000 | 72833 | LT SIDE
7810 | KATE BROWN DR | 43017-8330 | Active | GB0099 | FEBCO | 765 | PVB | 1.000 | 93635 | LEFT SIDE
7813 | KATE BROWN DR | 43017-8331 | Active | HE45467 | FEBCO | 765 | PVB | 1.000 | 72841 | LEFT HAND SIDE
7819 | KATE BROWN DR | 43017-8331 | Active | FH2506 | FEBCO | 765 | PVB | 1.000 | 91284 | RIGHT CENTER
7826 | KATE BROWN DR | 43017-8330 | Active | G215778 | WILKINS | 720A | PVB | 0.750 | 99957 | LEFT REAR
7827 | KATE BROWN DR | 43017-8331 | Active | CB093027 | WILKINS | 720 | PVB | 0.750 | 3609583 | RIGHT SIDE
7833 | KATE BROWN DR | 43017-8331 | Active | 696072 | WATTS | 800M4QT | PVB | 1.000 | 97520 | RIGHT CENTER
7841 | KATE BROWN DR | 43017-8331 | Active | T386651 | WILKINS | 720A | PVB | 0.750 | 3456199 | RIGHT FRONT
7847 | KATE BROWN DR | 43017-8331 | Active | C215205 | WILKINS | 720A | PVB | 1.000 | 100700 | RIGHT SIDE OF HOUSE
7855 | KATE BROWN DR | 43017-8331 | Active | CAA99287 | WILKINS | 720A | PVB | 1.000 | 72921 | S/E CORNER
7459 | KATESBRIDGE CT | 43017-8281 | Active | 362616 | WATTS | 800QT | PVB | 1.000 | 72028 | LT SIDE
7465 | KATESBRIDGE CT | 43017-8281 | Active | T345896 | WILKINS | 720A | PVB | 0.750 | 3456208 | RIGHT FRONT
7472 | KATESBRIDGE CT | 43017-8281 | Active | CB432253 | WILKINS | 720A | PVB | 0.750 | 3456211 | LEFT SIDE OF HOUSE
7484 | KATESBRIDGE CT | 43017-8281 | Active | 33013 | WATTS | 800M2QT | PVB | 1.000 | 72082 | LT SIDE
6342 | KATHERINE CT | 43026-7466 | Active | T150345 | WILKINS | 720A | PVB | 0.750 | 91933 | WEST SIDE OF HOUSE
6352 | KATHERINE CT | 43026-7466 | Active | T085870 | WILKINS | 720A | PVB | 0.750 | 101756 | LEFT SIDE OF HOUSE (SOUTH)
6347 | KATHERINE DR | 43026-7466 | Active | H227128 | FEBCO | 765 | PVB | 0.750 | 91166 | LEFT REAR OF HOUSE
788 | KATHERINES RDGE LN | 43235-3462 | Active | DD4903 | FEBCO | 765 | PVB | 1.000 | 72941 | LEFT CENTER
789 | KATHERINES RDGE LN | 43235-3463 | Active | 36183 | WATTS | 800QT | PVB | 1.000 | 72949 | WEST SIDE OF HOUSE BEHIND A/C UNIT
794 | KATHERINES RDGE LN | 43235-3462 | Active | 6194 | WATTS | 800QT | PVB | 0.750 | 73061 | EAST SIDE OF HOUSE
800 | KATHERINES RDGE LN | 43235-3462 | Active | 23769 | WATTS | 800QT | PVB | 1.000 | 73150 | EAST SIDE
801 | KATHERINES RDGE LN | 43235-3463 | Active | T366057 | WILKINS | 720A | PVB | 1.000 | 73206 | LEFT FRONT
809 | KATHERINES RDGE LN | 43235-3463 | Active | AG8844 | FEBCO | 765 | PVB | 1.000 | 73289 | L.H. SIDE OF HOUSE
812 | KATHERINES RDGE LN | 43235-3462 | Active | H323050 | FEBCO | 765 | PVB | 0.750 | 73337 | FRONT OF HOUSE
817 | KATHERINES RDGE LN | 43235-3463 | Active | 630062 | WILKINS | 720A | PVB | 1.000 | 73456 | EAST OF FRONT DOOR
824 | KATHERINES RDGE LN | 43235-3462 | Active | 82766 | WATTS | 800QT | PVB | 1.000 | 73584 | EAST SIDE MIDDLE
825 | KATHERINES RDGE LN | 43235-3463 | Active | 12999 | WATTS | 800QT | PVB | 0.750 | 73600 | IN GARAGE
833 | KATHERINES RDGE LN | 43235-3463 | Active | A13658 | FEBCO | 765 | PVB | 1.000 | 73713 | LEFT FRONT
836 | KATHERINES RDGE LN | 43235-3462 | Active | 11812 | WATTS | 800QT | PVB | 1.000 | 73757 | WEST OF FRONT DOOR
839 | KATHERINES RDGE LN | 43235-3463 | Active | CB086040 | WATTS | 800QT | PVB | 1.000 | 73774 | WEST SIDE OF HOUSE
842 | KATHERINES RDGE LN | 43235-3462 | Active | 1780 | WATTS | 800QT | PVB | 1.000 | 73826 | FRONT CORNER LEFT OF FRONT DOOR
845 | KATHERINES RDGE LN | 43235-3463 | Active | A19876 | FEBCO | 765 | PVB | 1.000 | 73868 | EAST OUTSIDE WALL
850 | KATHERINES RDGE LN | 43235-3462 | Active | 32983 | WATTS | 800QT | PVB | 1.000 | 73976 | WEST SIDE FRONT CORNER
851 | KATHERINES RDGE LN | 43235-3463 | Active | 03006A | WATTS | 800M2QT | PVB | 0.750 | 74003 | FRONT OF HOUSE RIGHT OF FRONT DOOR
857 | KATHERINES RDGE LN | 43235-3463 | Active | 19826 | WATTS | 800QT | PVB | 1.000 | 74088 | WEST SIDE OF HOUSE
858 | KATHERINES RDGE LN | 43235-3462 | Active | 955000 | WILKINS | 720A | PVB | 1.000 | 74094 | LEFT SIDE OF HOUSE
863 | KATHERINES RDGE LN | 43235-3463 | Active | A060344 | WILKINS | 720A | PVB | 1.000 | 74130 | NORTH SIDE
869 | KATHERINES RDGE LN | 43235-3463 | Active | AH2394 | FEBCO | 765 | PVB | 0.750 | 74185 | RIGHT CENTER
871 | KATHERINES RDGE LN | 43235- | Active | AG7971 | FEBCO | 765 | PVB | 1.000 | 74212 | MIDDLE OF COURT, (SERIAL #AG7971)
783 | KATHERINES WOOD DR | 43235-3461 | Active | 75047 | FEBCO | 765 | PVB | 1.000 | 72878 | SOUTH SIDE NEXT TO GAS
791 | KATHERINES WOOD DR | 43235-3461 | Active | T055374 | WILKINS | 720A | PVB | 0.750 | 72973 | LEFT HAND SIDE OF HOUSE
803 | KATHERINES WOOD DR | 43235-3461 | Active | 614615 | WILKINS | 720A | PVB | 0.750 | 73227 | FRONT OF HOUSE LEFT FRONT DOOR
811 | KATHERINES WOOD DR | 43235-3461 | Active | W614603 | WILKINS | 720A | PVB | 1.000 | 73329 | WEST SIDE - FRONT
817 | KATHERINES WOOD DR | 43235-3461 | Active | T223391 | WILKINS | 720A | PVB | 0.750 | 73457 | EAST FRONT CORNER
823 | KATHERINES WOOD DR | 43235-3461 | Active | 30234 | FEBCO | 765 | PVB | 1.000 | 73570 | LEFT CENTER
829 | KATHERINES WOOD DR | 43235-3461 | Active | 614589 | WILKINS | 720A | PVB | 1.000 | 73639 | EAST SIDE OF HOUSE--BY ELECTRIC METER (S#W614589)
835 | KATHERINES WOOD DR | 43235-3461 | Active | 21654 | WATTS | 800QT | PVB | 0.750 | 73735 | EASTSIDE
841 | KATHERINES WOOD DR | 43235-3461 | Active | W614302 | WILKINS | 720A | PVB | 1.000 | 73814 | SOUTH SIDE
842 | KATHERINES WOOD DR | 43235-3460 | Active | W638500 | WILKINS | 720A | PVB | 1.000 | 73827 | NORTH SIDE OF HOUSE BY GAS
847 | KATHERINES WOOD DR | 43235-3461 | Active | 82353 | WATTS | 800QT | PVB | 1.000 | 73894 | FRONT OF HOUSE
850 | KATHERINES WOOD DR | 43235-3460 | Active | W018181 | WILKINS | 720A | PVB | 1.000 | 73977 | IN GARAGE
853 | KATHERINES WOOD DR | 43235-3461 | Active | 3602 | FEBCO | 765 | PVB | 1.000 | 74017 | BACK WEST SIDE OF HOUSE
4382 | KATHRYNS WAY | 43026-7453 | Active | T422645 | WILKINS | 720A | PVB | 0.750 | 87442 | LEFT SIDE OF HOUSE
4497 | KATHRYNS WAY | 43026 | Active | T386408 | Wilkins | 720A | PVB | 0.750 | 3606182 | RIGHT FRONT
4501 | KATHRYNS WAY | 43026 | Active | CB602586 | WILKINS | 720A | PVB | 0.750 | 3606181 | RIGHT FRONT
4509 | KATHRYNS WAY | 43026 | Active | CB333259 | WILKINS | 720A | PVB | 0.750 | 3608287 | RIGHT SIDE OF HOUSE
4525 | KATHRYNS WAY | 43026 | Active | T294433 | WILKINS | 720A | PVB | 0.750 | 3602522 | LEFT SIDE
4548 | KATHRYNS WAY | 43026 | Active | T415365 | Wilkins | 720A | PVB | 0.750 | 3603381 | LEFT FRONT
4549 | KATHRYNS WAY | 43026 | Active | CB120427 | WILKINS | 720A | PVB | 0.750 | 3603000 | RIGHT SIDE
4486 | KAY CT | 43123-3200 | Active | 330276 | WATTS | 800M4FR | PVB | 0.750 | 91080 | RIGHT SIDE
4526 | KAY CT | 43123-3200 | Active | 333940 | WATTS | 800M2QT | PVB | 0.750 | 93637 | LEFT SIDE
3151 | KAYLYN LN | 43026-7098 | Active | F136623 | WILKINS | 720A | PVB | 0.750 | 99577 | RIGHT SIDE
3152 | KAYLYN LN | 43026-7099 | Active | EAC4665 | WILKINS | 720A | PVB | 0.750 | 99819 | LEFT SIDE OF HOUSE
3159 | KAYLYN LN | 43026-7098 | Active | H743036 | FEBCO | 765 | PVB | 0.750 | 3592433 | RIGHT SIDE
3175 | KAYLYN LN | 43026-7098 | Active | G185948 | WILKINS | 720A | PVB | 0.750 | 91659 | RIGHT SIDE
3176 | KAYLYN LN | 43026-7099 | Active | G241301 | WILKINS | 720A | PVB | 0.750 | 99169 | OUTSIDE, LEFT FRONT CORNER OF HOME
3184 | KAYLYN LN | 43026-7099 | Active | 337177 | WILKINS | 720A | PVB | 0.750 | 102612 | RIGHT SIDE
3208 | KAYLYN LN | 43026-7271 | Active | 303367 | WATTS | LF009M3QT | RP | 0.750 | 3593994
5649 | KEATING DR | 43016-4155 | Active | HC97590 | FEBCO | 765 | PVB | 0.750 | 93638 | LEFT SIDE
4994 | KEEFER LN | 43123 | Active | T385607 | WILKINS | 720A | PVB | 0.750 | 3613603 | LEFT FRONT
5018 | KEEFER LN | 43123 | Active | CB332849 | WILKINS | 720 | PVB | 0.750 | 3618175 | RIGHT SIDE OF HOUSE
5043 | KEEFER LN | 43123 | Active | CB544427 | WILKINS | 720A | PVB | 0.750 | 3611757 | RIGHT SIDE
6905 | KEESEE CIR | 43054-8819 | Active | 108754 | WATTS | 800M4FR | PVB | 0.750 | 91960 | LEFT SIDE OF HOUSE
6914 | KEESEE CIR | 43054-8876 | Active | H039050 | FEBCO | 765 | PVB | 0.750 | 70931 | SIDE OF HOUSE
7051 | KEESEE CIR | 43054-8877 | Active | AD5376 | FEBCO | 765 | PVB | 0.750 | 71327 | LEFT SIDE
7053 | KEESEE CIR | 43054-8877 | Active | 9622 | FEBCO | 765 | PVB | 0.750 | 71335 | RIGHT SIDE
7055 | KEESEE CIR | 43054-8877 | Active | A05853 | FEBCO | 765 | PVB | 0.750 | 71340 | SOUT SIDE
7058 | KEESEE CIR | 43054-8878 | Active | H154034 | FEBCO | 765 | PVB | 0.750 | 71346 | NORTHSIDE FRONT
7061 | KEESEE CIR | 43054-8877 | Active | T294879 | WILKINS | 720A | PVB | 0.750 | 71352 | LEFT SIDE
5505 | KEIM CIR | 43228-7328 | Active | 00247 | AMES | 2000SS | DC | 0.750 | 67126 | AFTER MTR ON 4 1048 IN RISER RM (00247)
5505 | KEIM CIR | 43228-7328 | Active | 156708 | WATTS | 909 | RP | 3.000 | 67125 | NORTH EQUIPMENT ROOM--1ST FL. MECH RM
5505 | KEIM CIR | 43228-7328 | Active | 3KN1449 | AMES | 3000SS | DCDA | 4.000 | 67127 | RISER RM N. END OF BLDG (3KN1449)
5547 | KEIM CIR | 43228-7328 | Active | 3JN2136 | AMES | 3000SS | DCDA | 4.000 | 74971 | Mech room by pool
5547 | KEIM CIR | 43228-7328 | Active | M2389790 | WILKINS | 720A | PVB | 1.500 | 3630181
5547 | KEIM CIR | 43228-7328 | LPS - Active | [5 empty] | 3638327
5547 | KEIM CIR | 43228-7328 | Active | 01457 | AMES | 2000B | DC | 0.750 | 67209 | MECHANICAL ROOM
5547 | KEIM CIR | 43228-7328 | Active | 113704 | WATTS | 909 | RP | 2.500 | 67208 | SPRINKLER RISER ROOM
5575 | KEIM CIR | 43228-7328 | Active | 37265 | WATTS | 007QT | DC | 0.750 | 67322 | PLUMBING/ELECTRICAL ROOM ON THE E SIDE OF THE BLDG
5575 | KEIM CIR | 43228-7328 | Active | 333204 | WATTS | 909M1QT | RP | 2.000 | 67321 | MECHANICAL ROOM
5575 | KEIM CIR | 43228-7328 | Active | 31555 | AMES | 3000SS | DCDA | 6.000 | 67320 | E SIDE OF THE BLDG IN THE ELECTRICAL ROOM (SERIAL #3JN1555)
5601 | KEIM CIR | 43228- | Not Required by DOW | 6183 | AMES | 200B-A | DC | 1.000 | 67397 | NEXT TO MOP SINK IN SE CORNER OF NW MECH ROOM
5601 | KEIM CIR | 43228- | Active | 1318695 | WILKINS | 975XL | RP | 1.500 | 67395 | NEXT TO MOP SINK IN SE CORNER OF NW MECH ROOM
5601 | KEIM CIR | 43228- | Not Required by DOW | 14766 | WATTS | 009QT | RP | 1.500 | 67396 | MECH RM NEXT TO MOP SINK
971 | KELENARD AVE | 43219-2605 | Active | AK6064 | FEBCO | 825YA | RP | 0.750 | 93639 | BASEMENT
4021 | KELLY CT | 43016 | Active | T366079 | WILKINS | 720A | PVB | 0.750 | 3644651 | RIGHT SIDE
4034 | KELLY CT | 43016 | Active | T304295 | WILKINS | 720A | PVB | 0.750 | 3629933 | RIGHT FRONT
7510 | KELLY DR | 43016 | Active | T258893 | WILKINS | 720A | PVB | 0.750 | 3606284 | LEFT SIDE OF HOUSE
7518 | KELLY DR | 43016 | Active | CB153090 | WILKINS | 720A | PVB | 0.750 | 3608110 | RIGHT FRONT
7550 | KELLY DR | 43016 | Active | CB280165 | WILKINS | 720 | PVB | 0.750 | 3638290 | RIGHT SIDE OF HOUSE
7566 | KELLY DR | 43016 | Active | T309807 | WILKINS | 720A | PVB | 0.750 | 3632622 | RIGHT CENTER
7675 | KELLY DR | 43016-7918 | Active | G186269 | WILKINS | 720A | PVB | 0.750 | 92137 | LEFT SIDE
7678 | KELLY DR | 43016-7917 | Active | H241421 | FEBCO | 765 | PVB | 0.750 | 72489 | RIGHT SIDE OF HOUSE
7686 | KELLY DR | 43016-7917 | Active | H676907 | Febco | 765 | PVB | 0.750 | 95765 | LEFT SIDE
7701 | KELLY DR | 43016-7904 | Active | T178612 | WILKINS | 720A | PVB | 0.750 | 3610234 | LEFT FRONT
7702 | KELLY DR | 43016-7905 | Active | HB18618 | FEBCO | 765 | PVB | 0.750 | 95831 | LEFT SIDE
7733 | KELLY DR | 43016-7904 | Active | cb547124 | WILKINS | 720A | PVB | 0.750 | 72659 | RIGHT SIDE OF HOUSE - OUTSIDE
7742 | KELLY DR | 43016-7905 | Active | T197658 | WILKINS | 720A | PVB | 0.750 | 3610180 | OUTSIDE
7750 | KELLY DR | 43016-7905 | Active | CAB79210 | WILKINS | 720 | PVB | 0.750 | 3595558 | LEFT SIDE OF HOUSE
7757 | KELLY DR | 43016-7904 | Active | A107146 | WILKINS | 720A | PVB | 0.750 | 72717 | RIGHT FRONT
7765 | KELLY DR | 43016-7904 | Active | A083668 | WILKINS | 720A | PVB | 0.750 | 72739 | LEFT SIDE OF HOME
7774 | KELLY DR | 43016-7905 | Active | 997182 | WILKINS | 720A | PVB | 0.750 | 72778 | RIGHT SIDE OF HOME
7781 | KELLY DR | 43016-7904 | Active | cab44156 | WILKINS | 720A | PVB | 0.750 | 72794 | LEFT FRONT
7789 | KELLY DR | 43016-7904 | Active | T146965 | WILKINS | 720A | PVB | 0.750 | 93093 | LEFT SIDE OF HOUSE
7797 | KELLY DR | 43016-7904 | Active | 953318 | WILKINS | 720A | PVB | 0.750 | 72818 | LEFT SIDE OF HOME
7798 | KELLY DR | 43016-7905 | Active | G167572 | WILKINS | 720A | PVB | 0.750 | 93226 | LEFT SIDE
4155 | KELNOR DR | 43123-2960 | Active | 08552 | WATTS | 919AQT | RP | 2.000 | 92374 | 4155 KELNOR DR, IN MECHANICAL ROOM
4155 | KELNOR DR | 43123-2960 | Not Required by DOW | A06009 | WATTS | 009M2PCQT | RP | 1.500 | 92375 | 4155 KELNOR DR, IN MECHANICAL ROOM
4157 | KELNOR DR | 43123-2960 | Due Install |  |  |  | RP |  | 3630218
4176 | KELNOR DR | 43123-2959 | Active | 55415 | WATTS | 009qt | RP | 1.000 | 63159 | AT WATER METER IN BASEMENT AT SW CORNER OF BLDG
4176 | KELNOR DR | 43123-2959 | Not Required by DOW | 135571 | WATTS | LF009M2QT | RP | 1.000 | 3641152 | BASEMENT UTILITY ROOM
4191 | KELNOR DR | 43123-3990 | Active | F088216 | WILKINS | 720A | PVB | 1.000 | 63201 | IN EQUIPMENT RM BY WATER METER N SIDE OF BLDG
4191 | KELNOR DR | 43123-3990 | Active | 258425 | WATTS | 909HWM1QT | RP | 1.500 | 63202 | AT WATER METER IN EQUIPMENT ROOM N SIDE OF BLDG
4200 | KELNOR DR | 43123-2944 | Due Install |  |  |  | RP | 1.500 | 3456833
4288 | KELNOR DR | 43123-2944 | Active | 71354 | WATTS | 919QT | RP | 0.750 | 3456850 | ABOVE SUPPRESSION TANK
4217 | KELNOR ST | 43123-2942 | Active | T145574 | WILKINS | 720A | PVB | 0.750 | 91043 | RIGHT OF HOUSE
200 | KELTON AVE | 43205 | Active | 101471 | AMES | 3000SS | DCDA | 4.000 | 3648328 | MECH ROOM NE CORNER OF BUILDING - FIRE METER
200 | KELTON AVE | 43205 | Active | 85611 | AMES | 2000B | DC | 0.750 | 3648329 | MECH ROOM NE CORNER OF BUILDING - FIRE METER SIDE CAR
200 | KELTON AVE | 43205 | Active | WJ-0322 | WATTS | 975 | RP | 3.000 | 3651687 | Brewery Riser Room
212 | KELTON AVE | 43205 | Active | VA-0358 | WATTS | 957 | RP | 3.000 | 3648327 | MECH ROOM NE CORNER OF BUILDING
212 | KELTON AVE | 43205 | Active | VJ-0707 | AMES | 3000SSA | DCDA | 6.000 | 3651720 | MECH ROOM NE CORNER OF BUILDING - FIRE METER
212 | KELTON AVE | 43205 | Active | 66059 | AMES | 2000B | DC | 0.750 | 3651721 | MECH ROOM NE CORNER OF BUILDING - FIRE METER SIDE CAR
478 | KELTON AVE | 43205-2432 | Due Install |  |  |  | RP |  | 3457037
611 | KELTON AVE | 43205-2424 | Not Required by DOW | [5 empty] | 3457070
5743 | KEMPTON RUN CT | 43235 | Active | CB655485 | WILKINS | 720A | PVB | 0.750 | 3638191 | RIGHT SIDE
5759 | KEMPTON RUN CT | 43235 | Active | T433565 | WILKINS | 720A | PVB | 0.750 | 3654026
5760 | KEMPTON RUN CT | 43235-3509 | Active | 263152 | WATTS | 800M4QT | PVB | 0.750 | 87884 | LEFT FRONT
5767 | KEMPTON RUN CT | 43235-3509 | Active | G215223 | WILKINS | 720 | PVB | 0.750 | 3600326 | LEFT SIDE
5768 | KEMPTON RUN CT | 43235-3509 | Active | 222727 | WATTS | 800M4FR | PVB | 0.750 | 89305 | EAST SIDE OF RESIDENCE
1059 | KEMPTON RUN DR | 43235-3508 | Active | 269216 | WATTS | 800M2QT | PVB | 0.750 | 89059 | EAST SIDE OF HOUSE
1060 | KEMPTON RUN DR | 43235-3507 | Active | G215833 | WILKINS | 720A | PVB | 0.750 | 98181 | RIGHT SIDE
1067 | KEMPTON RUN DR | 43235-3508 | Active | T081532 | WILKINS | 720A | PVB | 0.750 | 88400 | EAST SIDE
1068 | KEMPTON RUN DR | 43235-3507 | Active | 239994 | WATTS | 800M4QT | PVB | 0.750 | 87032 | EAST SIDE OF RESIDENCE
1075 | KEMPTON RUN DR | 43235-3508 | Active | 239992 | WATTS | 800QT | PVB | 0.750 | 53788 | EAST SIDE OF RESIDENCE
1076 | KEMPTON RUN DR | 43235-3507 | Active | 214553 | WATTS | 800QT | PVB | 0.750 | 53790 | EAST SIDE OF RESIDENCE
1083 | KEMPTON RUN DR | 43235-3508 | Active | 236998 | WATTS | 800M4QT | PVB | 0.750 | 53812 | EAST SIDE OF IRRIGATION
1084 | KEMPTON RUN DR | 43235-3507 | Active | 287951 | WATTS | 800M4QT | PVB | 0.750 | 92566 | EAST SIDE
1091 | KEMPTON RUN DR | 43235-3508 | Active | 259181 | WATTS | 800QT | PVB | 0.750 | 87162 | EAST SIDE OF RESIDENCE
1092 | KEMPTON RUN DR | 43235-3507 | Active | G216829 | WILKINS | 720A | PVB | 0.750 | 96247 | RIGHT SIDE
1099 | KEMPTON RUN DR | 43235-3508 | Active | 382627 | WILKINS | 420 | PVB | 0.750 | 53851 | EAST SIDE OF RESIDENCE
1100 | KEMPTON RUN DR | 43235-3507 | Active | G213644 | WILKINS | 720A | PVB | 0.750 | 96960 | RIGHT SIDE
1115 | KEMPTON RUN DR | 43235-3508 | Active | 214881 | WATTS | 800QT | PVB | 0.750 | 53981 | WEST SIDE OF RESIDENCE
5727 | KEMPTON RUN DR | 43235-3509 | Active | 250870 | WATTS | 800M4QT | PVB | 0.750 | 86989 | SOUTH EAST WALL MIDDLE OF HOUSE LEFT CENTER
5735 | KEMPTON RUN DR | 43235-3509 | Active | 250675 | WATTS | 800M4QT | PVB | 0.750 | 86990 | EAST SIDE OF RESIDENCE
1107 | KEMPTON RUN PL | 43235-3508 | Active | 185664 | WATTS | 800QT | PVB | 0.750 | 87383 | EAST SIDE OF HOUSE
2626 | KENBRIDGE DR | 43219-3478 | Active | 60907 | WATTS | LF919QT | RP | 1.000 | 58809 | WATER HEATER ROOM
347 | KENDALL PL | 43205-2016 | Active | H025163 | FEBCO | 765 | PVB | 1.000 | 97999 | Frnt of house
6202 | KENDALL RIDGE BLVD | 43016-9200 | Active | H543936 | FEBCO | 765 | PVB | 0.750 | 99713 | RIGHT FRONT
6210 | KENDALL RIDGE BLVD | 43016-9200 | Active | 207554 | WATTS | 800M4QT | PVB | 1.000 | 69384 | EAST
6242 | KENDALL RIDGE BLVD | 43016-9200 | Active | HB99653 | FEBCO | 765 | PVB | 1.000 | 69462 | RIGHT SIDE
6316 | KENDALL RIDGE BLVD | 43016-9259 | Active | T230338 | WILKINS | 720A | PVB | 0.750 | 87532 | RIGHT FRONT CORNER OF HOUSE
6324 | KENDALL RIDGE BLVD | 43016-9259 | Active | T038727 | WILKINS | 720A | PVB | 0.750 | 100075 | RIGHT SIDE OF HOUSE
6325 | KENDALL RIDGE BLVD | 43016-9025 | Active | T038485 | WILKINS | 720A | PVB | 0.750 | 100378 | LEFT SIDE OF HOUSE
6333 | KENDALL RIDGE BLVD | 43016-9025 | Active | A082360 | WILKINS | 720A | PVB | 0.750 | 69731 | RIGHT FRONT
1010 | KENLEY AVE | 43220-4014 | Active | H811369 | FEBCO | 765 | PVB | 1.000 | 100379 | REAR OF HOUSE
4365 | KENMONT PL | 43220-4058 | Active | AC3274 | FEBCO | 765 | PVB | 0.750 | 63820 | BACK OF HOUSE
7700 | KENNEDY RD | 43004-8803 | Active | 74797 | WILKINS | 975XL | RP | 1.000 | 92567 | MECH ROOM
7824 | KENNEDY RD | 43004- | Active | 989919 | WILKINS | 975 | RP | 1.000 | 72867 | AT EAST ENTRANCE WALL
3501 | KENNETH BLVD | 43147- | Not Required by DOW | J001924 | FEBCO | LF825YA | RP | 1.000 | 3629873 | 3655 ROSSLARE HARBOUR DR - FLOWER BED
3501 | KENNETH BLVD | 43147- | Not Required by DOW | J001619 | FEBCO | LF825YA | RP | 0.750 | 3609965 | IN COURTYARD BETWEEN 3513 AND 3515
3501 | KENNETH BLVD | 43147- | Active | 183724 | WATTS | 909 | RP | 3.000 | 96306 | IN HOT BOX NEXT TO METER PIT
3501 | KENNETH BLVD | 43147- | Active | 67732 | WATTS | 007M2QT | DC | 0.750 | 96305 | IN METER PIT BESIDE HOT BOX
3501 | KENNETH BLVD | 43147- | Active | 111832 | WATTS | 774X | DCDA | 8.000 | 96250 | IN METER PIT BESIDE HOT BOX
3536 | KENNETH BLVD | 43147 | Active | 25567 | WATTS | 007M1QT | DC | 0.750 | 3621481 | METER ROOM -N STAIRWAY OF BLDG 3551
3536 | KENNETH BLVD | 43147 | Active | 1162420616 | WATTS | 774 | DCDA | 6.000 | 3621480 | METER ROOM -N STAIRWAY W DOOR OF 3551 BLDG
3536 | KENNETH BLVD | 43147 | Active | RA-0460 | WATTS | 957 | RP | 3.000 | 3621479 | METER ROOM -N BREEZWAY/STAIRWAY OF 3551 BLDG W DOOR, AT WATER METER
2597 | KENNY LN | 43123-3344 | Active | CH2407 | FEBCO | 765 | PVB | 0.750 | 93645 | WEST SIDE OF HOUSE
1550 | KENNY RD | 43212-2564 | Active | 66970 | AMES | 2000BM3 | DC | 0.750 | 3651018 | HOT BOX
1550 | KENNY RD | 43212-2564 | Active | VI-1956 | AMES | COLT-400 | RP | 4.000 | 3652996 | HOT BOX FRONT OF PROPERTY
1550 | KENNY RD | 43212-2564 | Active | VI-1093 | AMES | COLT-300GV | DCDA | 6.000 | 3651017 | HOT BOX
1574 | KENNY RD | 43212-2564 | Active | 3637377 | WILKINS | 975XL | RP | 0.750 | 55437 | BY WATER METER SOUTH WEST CORNER OF BUILDING
1661 | KENNY RD | 43212-2263 | Not Required by DOW | T085927 | WILKINS | 720A | PVB | 0.750 | 55788 | IN SHOP NEXT TO N OVERHEAD DOOR
1661 | KENNY RD | 43212-2263 | Active | 066730 | WATTS | LF009M2QT | RP | 1.500 | 3635284
1661 | KENNY RD | 43212-2263 | Active | 81574 | AMES | 2000B | DCDA | 0.750 | 3636839 | EAST WALL WAREHOUSE
1661 | KENNY RD | 43212-2263 | Active | 1958220119 | AMES | 3000SS | DCDA | 4.000 | 3635285 | EAST WALL WAREHOUSE
1661 | KENNY RD | 43212-2263 | Not Required by DOW | 5917 | WATTS | 009QT | RP | 1.000 | 55789 | SHOP NEXT TO DOOR TO PATIO
1791 | KENNY RD | 43212-1311 | Active | 1114280807 | WATTS | 774 | DC | 8.000 | 97014 | OUTSIDE PIT
1791 | KENNY RD | 43212-1311 | Active | 030852 | WATTS | 007M2QT | DC | 0.750 | 97015 | OUTSIDE PIT
1791 | KENNY RD | 43212-1311 | Not Required by DOW | 447095 | WATTS | 909M1QT | RP | 1.500 | 102008 | WATER TREATMENT ROOM WEST WALL
1791 | KENNY RD | 43212-1311 | Not Required by DOW | 446343 | WATTS | 909M1QT | RP | 1.500 | 100569 | MED EQUIP ROOM
1791 | KENNY RD | 43212-1311 | Active | 10084 | WATTS | 919 | RP | 1.500 | 97469 | SE CORNER OF BUILDING, law office
1877 | KENNY RD | 43212-1311 | Not Required by DOW | [5 empty] | 3458170
2014 | KENNY RD | 43221- | Active | 682696 | WILKINS | 975 | RP | 2.000 | 57026 | MECHANICAL ROOM - 2030 KENNY RD
2929 | KENNY RD | 43221-2415 | Due Install |  |  |  | RP | 1.500 | 3636328 | MECH ROOM
2941 | KENNY RD | 43220 | Active | 23081 | WATTS | 007M1PCQT | DC | 0.750 | 3613207 | HOT BOX AT ENTRY DRIVE
2941 | KENNY RD | 43220 | Active | 1844430914 | AMES | 3000CIV | DCDA | 6.000 | 3613206 | HOT BOX AT ENTRY DRIVE
2941 | KENNY RD | 43220 | Active | 19526 | WATTS | 919AQT | RP | 1.500 | 3611748 | Riser - Electrical Room
3500 | KENNY RD | 43221-1514 | Active | cfa8780 | WILKINS | 975XL2 | RP | 0.500 | 87505 | TENNIS PRO-SHOP
3500 | KENNY RD | 43221-1514 | Active | 121566 | WATTS | 009M2QT | RP | 1.500 | 75094 | SE CORNER OF BASEMENT
3500 | KENNY RD | 43221-1514 | Due Install |  |  |  | RP | 1.500 | 3640746 | METER IS IN BASEMENT BY SUMP
3500 | KENNY RD | 43221-1514 | Active | 118847 | WATTS | 009M2QT | RP | 1.500 | 60901 | IN POOL FILTER HOUSE
3541 | KENNY RD | 43221- | Active | 74395 | WATTS | 919-QT | RP | 1.000 | 3458181 | FB 3FT S, 6FT E OF HYDRANT IN FRONT OF 3536 LA ROCHELLE DR
3761 | KENNY RD | 43220- | Active | 184845 | FEBCO | 825Y | RP | 2.00 | 3458184 | HOT BOX BY FAIRWAY OFF KENNY
4181 | KENNY RD | 43220-4028 | Active | H577456 | FEBCO | 765 | PVB | 1.000 | 92676 | FRONT OF HOUSE
4448 | KENNY RD | 43220-4033 | Active | 51185 | WATTS | 009M3QT | RP | 0.750 | 64035 | SE CORNER OF BUILDING DRY CLEANERS
4485 | KENNY RD | 43220- | Active | 051112 | WATTS | 009M2 | RP | 1.000 | 64153 | BESIDE RD IN FLOWER BED
4517 | KENNY RD | 43220-3710 | Active | 43215 | WATTS | 919AQT | RP | 1.000 | 104160 | NEXT TO ROOF ACCESS LADDER
4521 | KENNY RD | 43220-3710 | Active | ABB7983 | WILKINS | 975XL | RP | 0.750 | 64282 | AT WATER METER IN EQUIPMENT ROOM WEST SIDE OF BLDG
4521 | KENNY RD | 43220-3710 | Active | 2222224521 | WATTS | 909M1QT | RP | 2.000 | 64281 | AT WATER METER IN EQUIPMENT ROOM W SIDE OF BLDG
4525 | KENNY RD | 43220-3710 | Not Required by DOW | 362258 | WATTS | 909M1QT | RP | 1.500 | 90472 | INSIDE AT METER NORTH WALL IRRIGATION
4525 | KENNY RD | 43220-3710 | Active | W208400 | WILKINS | 975XLBMS | RP | 1.500 | 64291 | INSIDE AT METER NORTH WALL
4530 | KENNY RD | 43220-3509 | Active | 40586 | AMES | 2000B | DC | 0.750 | 64301 | E WALL SE MECH AREA BY BACK DOOR
4530 | KENNY RD | 43220-3509 | Not Required by DOW | 260433 | WATTS | 009QT | RP | 1.000 | 64302 | EAST WALL OF MECH AREA ABOVE WTR METER
4530 | KENNY RD | 43220-3509 | Active | 110787 | WATTS | 009M2QT | RP | 1.500 | 64298 | EAST WALL MECH AREA BY BACK DOOR AT WATER METER
4530 | KENNY RD | 43220-3509 | Active | 1390351104 | AMES | 3000SS | DCDA | 4.000 | 64299 | SE MECH AREA BY BACK DOOR
4545 | KENNY RD | 43220-3778 | Active | H018644 | FEBCO | 805YB | DC | 0.750 | 102237 | MECHANIC ROOM
4545 | KENNY RD | 43220-3778 | Active | 3524508 | WILKINS | 975XL | RP | 1.500 | 102340 | METER ROOM
4545 | KENNY RD | 43220-3778 | Active | N1211061116 | FEBCO | 876V | DCDA | 6.000 | 102236 | MECHANIC ROOM
4546 | KENNY RD | 43220 | Active | 3637419 | WILKINS | 975XL2 | RP | 0.750 | 103697 | 1240 BENCHMARK PARK PLACE, POOL ROOM
4546 | KENNY RD | 43220 | Active | H017352 | FEBCO | 805YB | DC | 0.750 | 103494 | 1240 BENCHMARK PARK PLACE, ON DCDA IN METER PIT
4546 | KENNY RD | 43220 | Active | N1204270614 | FEBCO | 860 | RP | 3.000 | 103493 | HOT BOX S SIDE OF MAIN ENTRANCE
4546 | KENNY RD | 43220 | Active | N1204110744 | FEBCO | 856 | DCDA | 8.000 | 103491 | 1240 BENCHMARK PARK PLACE, METER PIT S SIDE OF MAIN ENTRANCE
4547 | KENNY RD | 43220-3564 | Due Install |  |  |  | RP | 6.000 | 3458229
4550 | KENNY RD | 43220-3589 | Due Install |  |  |  | RP | 8.000 | 3458230
4569 | KENNY RD | 43220-3301 | Due Install |  |  |  | RP | 6.000 | 3458231
4589 | KENNY RD | 43220-2770 | Active | 132292 | WILKINS | 975XL | RP | 1.000 | 64415 | IN BASEMENT IN MECH RM BY WATER METER
4600 | KENNY RD | 43220-2705 | Not Required by DOW |  |  |  | RP |  | 3458234
4619 | KENNY RD | 43220-2779 | Active | 2456973 | WILKINS | 975XL | RP | 1.000 | 92802 | BACK SIDE OF BLDG NEXT TO GAS METER
4619 | KENNY RD | 43220-2779 | Due Install |  |  |  | RP |  | 3633250
4644 | KENNY RD | 43220-2705 | Active | 68025 | WILKINS | 975 | RP | 0.750 | 64675 | 4644 KENNY RD NE CORNER OF BUILDING AT BACKHALL IN
4644 | KENNY RD | 43220-2705 | Active | 47090 | WILKINS | 975 | RP | 1.000 | 64673 | 4650 KENNY NE CORNER OF BUILDING AT BACK WALL
4644 | KENNY RD | 43220-2705 | Active | 68016 | WILKINS | 975 | RP | 0.750 | 64674 | 4654 KENNY NE CORNER OF BUILDING AT BACK WALL
4661 | KENNY RD | 43220-2704 | Active | 19920 | WATTS | 919AQT | RP | 1.000 | 96720 | SW CORNER OF GARAGE AT WATER METER
4674 | kenny rd |  | Active | WH-1781 | AMES | 300-GV | DCDA | 6.000 | 3654138 | IN HOT BOX NORTH OF DRIVE EAST OF KENNY RD
4674 | kenny rd |  | Active | WE-2398 | AMES | 400 | RP | 3.000 | 3654137 | IN HOT BOX NORTH OF DRIVE EAST OF KENNY RD
4674 | kenny rd |  | Active | 62384 | AMES | 2000BM3 | DC | 0.750 | 3654139 | IN HOT BOX NORTH OF DRIVE EAST OF KENNY RD
4714 | KENNY RD | 43220 | Active | J026807 | FEBCO | 825Y | RP | 1.500 | 3616994 | INSIDE WATER ROOM
4714 | KENNY RD | 43220 | Active | PH-0278 | WATTS | 957 | RP | 3.000 | 3615456 | METER ROOM N/W CORNER OF PROP
4714 | KENNY RD | 43220 | Active | 23807 | WATTS | 007M1QT | DC | 0.750 | 3615455 | METER ROOM N/W CORNER OF PROP
4714 | KENNY RD | 43220 | Active | 1159450515 | WATTS | 774DCDA | DCDA | 6.000 | 3615072 | METER ROOM N/W CORNER OF PROP
4720 | KENNY RD | 43220-2705 | Active | 244353 | WATTS | LF009M3QT | RP | 0.750 | 3458238 | AT METER
4766 | KENNY RD | 43220-2768 | Active | 3602978 | WILKINS | 975XL | RP | 0.750 | 101594 | FRONT BASEMENT AT SERVICE ENTRANCE
4494 | KENNY RD UNIT A | 43220-4035 | Active | 1039802 | WILKINS | 975XLBMS | RP | 0.750 | 64172 | E WALL KITCHEN AREA NEXT TO DR ST# 1180
4494 | KENNY RD UNIT B | 43220-4035 | Active | 1039372 | WILKINS | 975XL | RP | 0.750 | 64171 | EAST WALL OF KITCHEN AREA NEXT TO DOOR
1172 | KENNY SQUARE MALL | 43220-4036 | Active | 4661703 | WILKINS | 975XL2 | RP | 1.500 | 3458248 | IN 1174 BACK BATHROOM AT WATER METER
3730 | KENNYBROOK BLF | 43220-5083 | Active | H616742 | FEBCO | 765 | PVB | 0.750 | 99961 | FRONT OF HOUSE
3711 | KENNYBROOK LN | 43220-5058 | Active | 198681 | WATTS | 800M4QT | PVB | 1.000 | 61556 | FRONT
4330 | KENRIDGE DR | 43220-4178 | Active | T361757 | WILKINS | 720A | PVB | 0.750 | 3458340 | FRONT RIGHT OF DOOR
15 | KENSINGTON CT | 43054 | Active | CB179874 | WILKINS | 720A | PVB | 1.000 | 3611435 | LEFT SIDE
2354 | KENSINGTON DR | 43221-3770 | Under renovation | 03174A | WATTS | 800M3QT | PVB | 0.750 | 93649 | RIGHT OF FRONT DOOR BEHIND EVERGREENS
2390 | KENSINGTON DR | 43221-3770 | Active | T361456 | WILKINS | 725 | PVB | 0.750 | 3458341 | LEFT SIDE
2457 | KENSINGTON DR | 43221-3711 | Active | T295158 | WILKINS | 720A | PVB | 1.000 | 3458342 | RIGHT SIDE
2304 | KENSINGTON RD | 43221-4245 | Active | CB113744 | WILKINS | 720A | PVB | 0.750 | 3611293 | RIGHT SIDE
2338 | KENSINGTON RD | 43221-3770 | Active | CB583125 | WILKINS | 720A | PVB | 0.750 | 3458400 | FRONT OF HOUSE
2351 | KENSINGTON RD | 43221-3711 | Active | T258138 | WILKINS | 720A | PVB | 0.750 | 103826 | FRONT OF HOUSE BY FRONT DOOR
2365 | KENSINGTON RD | 43221-3711 | Active | T373876 | FEBCO | 765 | PVB | 0.750 | 3458403 | right front
2366 | KENSINGTON RD | 43221-3770 | Active | 15783 | WATTS | 800M2 | PVB | 1.000 | 58088 | LEFT OF FRONT DOOR ON SIDE FRONT CORNER
2375 | KENSINGTON RD | 43221-3711 | Active | AD5676 | FEBCO | 765 | PVB | 0.750 | 93650 | LEFT SIDE OF HOUSE
2378 | KENSINGTON RD | 43221-3770 | Active | 47889 | WATTS | 800M4 | PVB | 0.750 | 3458404
2379 | KENSINGTON RD | 43221-3711 | Active | 24614 | WATTS | 800QT | PVB | 1.000 | 58114 | RIGHT FRONT CORNER OF HOUSE
2384 | KENSINGTON RD | 43221-3770 | Active | CB113924 | WILKINS | 720A | PVB | 0.750 | 3458405 | LEFT SIDE OF HOUSE
2395 | KENSINGTON RD | 43221-3711 | Active | CAA31009 | WILKINS | 720A | PVB | 1.000 | 58135 | REAR OF HOUSE
2405 | KENSINGTON RD | 43221-3711 | Active | 196884 | WATTS | 800M4QT | PVB | 1.000 | 90922 | FRONT LEFT OF DOOR
2412 | KENSINGTON RD | 43221-3712 | Active | CAB50124 | WILKINS | 720A | PVB | 0.750 | 95111 | FRONT OF HOME LEFT FRONT DOOR
2422 | KENSINGTON RD | 43221-3712 | Active | T131879 | WILKINS | 720A | PVB | 0.750 | 102903 | FRONT OF HOUSE
2442 | KENSINGTON RD | 43221-3712 | Active | H158820 | FEBCO | 765 | PVB | 1.000 | 98472 | LEFT SIDE OF HOUSE
2448 | KENSINGTON RD | 43221-3712 | Active | G212900 | WILKINS | 720A | PVB | 0.750 | 93651 | RIGHT SIDE OF HOUSE
2454 | KENSINGTON RD | 43221-3712 | Active | 69999 | FEBCO | 765 | PVB | 1.000 | 91238 | RIGHT SIDE OF HOUSE
6670 | KENSINGTON WAY | 43085-7200 | Active | F137587 | WILKINS | 720A | PVB | 0.750 | 70465 | LEFT SIDE OF HOUSE
6754 | KENSINGTON WAY | 43085-7200 | Active | G124375 | WILKINS | 720A | PVB | 0.750 | 93653 | RIGHT SIDE BY FRONT DOOR
2595 | KENT RD | 43221-3227 | Active | T122473 | WILKINS | 720A | PVB | 1.000 | 102098 | RIGHT SIDE OF HOUSE NEAR FRONT
2618 | KENT RD | 43221-3228 | Active | T076997 | WILKINS | 720A | PVB | 0.750 | 101399 | FRONT OF HOUSE
2632 | KENT RD | 43221-3228 | Active | 739082 | WATTS | 800QT | PVB | 0.750 | 58826 | FRONT OF HOUSE
2666 | KENT RD | 43221-3230 | Active | 677050 | RAINBIRD | AC4000 | PVB | 0.750 | 58925 | OUTSIDE ON THE WEST SIDE OF THE HOUSE
2726 | KENT RD | 43221-3230 | Active | 903243 | WILKINS | 720A | PVB | 0.750 | 92165 | RIGHT SIDE
5674 | KENTFIELD DR | 43016-2244 | Active | AG7382 | FEBCO | 765 | PVB | 0.750 | 67570 | N SIDE OF HOUSE - OUTSIDE
5683 | KENTFIELD DR | 43016-3247 | Active | 144871 | WATTS | 800CMQT | PVB | 0.750 | 67592 | RIGHT SIDE OF HOUSE
6045 | KENTIGERN N CT | 43017- | Active | CB440244 | WILKINS | 720A | PVB | 0.750 | 68781 | RIGHT HAND SIDE CENTER
6048 | KENTIGERN N CT | 43017- | Active | 122931 | WATTS | 800M4QT | PVB | 0.750 | 68787 | CENTER REAR OF HOUSE
6012 | KENTIGERN S CT | 43017-8460 | Active | 123145 | WATTS | 800QT | PVB | 0.750 | 68705 | LH SIDE
6024 | KENTIGERN S CT | 43017-8460 | Active | T315382 | WILKINS | 720A | PVB | 0.750 | 3585885 | LEFT SIDE
6028 | KENTIGERN S CT | 43017-8460 | Active | t005802 | WILKINS | 720A | PVB | 0.750 | 68734 | LEFT CENTER
6040 | KENTIGERN S CT | 43017-8460 | Active | H093018 | FEBCO | 765 | PVB | 0.750 | 68769 | LEFT REAR
6044 | KENTIGERN S CT | 43017-8460 | Active | 792836 | WILKINS | 720A | PVB | 0.750 | 68776 | LEFT SIDE OF HOUSE
6050 | KENTIGERN S CT | 43017- | Active | t471143 | WILKINS | 720A | PVB | 1.000 | 68801 | BACK CENTER IN COVE NORTH SIDE OF HOUSE
1982 | KENTON AVE | 43205-1610 | Active | 216030 | WATTS | LF009M3QT | RP | 0.750 | 3458551 | WAREHOUSE BATHROOM BEHIND MOP SINK AT WATER METER
2000 | KENTON AVE | 43205-1655 | Active | 160612 | WATTS | LF009M2QT | RP | 1.000 | 3458555 | AFTER DOMESTIC WATER METER
2006 | KENTON AVE | 43205-1655 | Active | 157459 | WATTS | 009M3QT | RP | 0.750 | 104155 | ABOVE WATER METER SOUTH WALL AT CORK INC
2060 | KENTON AVE | 43205- | Active | 215532 | WATTS | 009M3QT | RP | 0.750 | 57013 | ABOVE WATER METER
1269 | KENWICK RD | 43209-2936 | Active | H125912 | FEBCO | 765 | PVB | 0.750 | 87006
1554 | KENWICK RD | 43209-3157 | Active | 443078 | WILKINS | 720A | PVB | 0.750 | 87074 | REAR OF HOUSE
1710 | KENWICK RD | 43209-3248 | Active | H022070 | FEBCO | 765 | PVB | 0.750 | 3458869 | LEFT SIDE OF HOUSE IN FRONT OF FENCE
1720 | KENWICK RD | 43209-3248 | [6 empty] | 3458871
1766 | KENWICK RD | 43209-3249 | Active | 183371 | WATTS | 800QT | PVB | 1.000 | 93657 | LEFT SIDE
1788 | KENWICK RD | 43209-3249 | Active | 200235 | WILKINS | 720A | PVB | 0.750 | 56143 | LEFT HAND SIDE
967 | KENWOOD LN | 43220-4122 | Active | F031618 | WILKINS | 720A | PVB | 0.750 | 97152 | BACK OF HOUSE
15 | KENYON BROOK DR | 43085-3629 | Active | 3335301 | WILKINS | 975XL | RP | 1.000 | 93658 | left of front door
25 | KENYON BROOK DR | 43085-3629 | Active | H834071 | FEBCO | 765 | PVB | 1.000 | 93659 | FRONT MIDDLE OF HOUSE
35 | KENYON BROOK DR | 43085-3629 | Active | 672985 | WILKINS | 720A | PVB | 0.750 | 93660 | LEFT SIDE
60 | KENYON BROOK DR | 43085-3629 | Active | 82114 | WATTS | 919QT | RP | 0.750 | 68508 | BASEMENT METER
70 | KENYON BROOK DR | 43085-3629 | Active | F031692 | WILKINS | 720A | PVB | 0.750 | 91392 | RIGHT SIDE
80 | KENYON BROOK DR | 43085-3629 | Active | 649952 | WATTS | 800M4QT | PVB | 1.000 | 93661 | left side of house
90 | KENYON BROOK DR | 43085-3629 | Active | 644575 | WILKINS | 720A | PVB | 1.000 | 74451 | LEFT SIDE OF HOUSE (WEST)
110 | KENYON BROOK DR | 43085-3629 | Active | AE6469 | FEBCO | 765 | PVB | 1.000 | 53858 | WEST SIDE OF HOUSE
3183 | KENYON RD | 43221-2630 | Active | T176292 | WILKINS | 720A | PVB | 0.750 | 3459037 | RIGHT
673 | KERR ST | 43215-1511 | Active | T432635 | WILKINS | 720A | PVB | 0.750 | 3459138 | REAR OF HOUSE
840 | KERR ST | 43215-1461 | Not Required by DOW |  |  |  | RP |  | 3459173 | AT METER
844 | KERR ST | 43215-1461 | Active | A59917 | WATTS | 009M3QT | RP | 0.750 | 73852 | BACK CENTER OF WAREHOUSE FOR WELDER
4249 | KERSEY CT | 43221-4928 | Active | T188369 | WILKINS | 720A | PVB | 0.750 | 3609959 | RIGHT SIDE OF HOUSE
4255 | KERSEY CT | 43221-4928 | Active | AB7994 | FEBCO | 765 | PVB | 0.750 | 63429 | WESTSIDE
7614 | KESTREL E WAY | 43017- | Active | 375389 | WILKINS | 720A | PVB | 0.750 | 72339 | LEFT SIDE OF HOUSE
7625 | KESTREL E WAY | 43017- | Active | 444345 | WILKINS | 720A | PVB | 0.750 | 72360 | RIGHT CENTER BY ELECTRIC
7637 | KESTREL E WAY | 43017- | Active | T247485 | WILKINS | 720A | PVB | 1.000 | 3613106 | LEFT FRONT
7638 | KESTREL E WAY | 43017- | Active | 73451 | WATTS | 800QT | PVB | 0.750 | 72387 | LEFT SIDE OF HOUSE
7645 | KESTREL E WAY | 43017- | Active | G167594 | WILKINS | 720A | PVB | 0.750 | 95450 | LEFT FRONT
7646 | KESTREL E WAY | 43017- | Active | CB655332 | WILKINS | 720A | PVB | 0.750 | 3580014 | RIGHT SIDE OF HOUSE
7651 | KESTREL E WAY | 43017- | Active | G045706 | WILKINS | 720A | PVB | 0.750 | 88708 | NORTH SIDE OF HOUSE
7658 | KESTREL E WAY | 43017- | Active | T439817 | WILKINS | 720A | PVB | 0.750 | 72437 | LH SIDE
7666 | KESTREL E WAY | 43017- | Active | t417881 | WILKINS | 720A | PVB | 0.750 | 72452 | RT SIDE
7667 | KESTREL E WAY | 43017- | Active | 375296 | WILKINS | 720A | PVB | 0.750 | 72453 | LEFT SIDE OF HOUSE
7706 | KESTREL E WAY | 43017- | Active | G204716 | WILKINS | 720A | PVB | 0.750 | 92102 | RIGHT FRONT
7714 | KESTREL E WAY | 43017- | Active | 587198 | WILKINS | 720A | PVB | 0.750 | 72612 | RT SIDE MIDDLE BY GAS MTR.
7722 | KESTREL E WAY | 43017- | Active | F17584 | FEBCO | 765 | PVB | 1.000 | 72631 | RIGHT HAND SIDE
7730 | KESTREL E WAY | 43017- | Active | G086204 | WILKINS | 720A | PVB | 0.750 | 89218 | RIGHT SIDE OF HOUSE
7738 | KESTREL E WAY | 43017- | Active | T417940 | WILKINS | 720A | PVB | 0.750 | 72668 | RIGHT FRONT
7610 | KESTREL W WAY | 43017- | Active | 200186 | WILKINS | 720A | PVB | 0.750 | 72333 | OUTSIDE
7615 | KESTREL W WAY | 43017- | Active | H157041 | FEBCO | 765 | PVB | 1.000 | 72341 | RIGHT FRONT CORNER
7628 | KESTREL W WAY | 43017- | Active | 9944 | FEBCO | 765 | PVB | 0.750 | 72374 | FRT LT OF PORCH
7654 | KESTREL W WAY | 43017- | Active | CB003066 | WILKINS | 720A | PVB | 0.750 | 72432 | LT SIDE
7657 | KESTREL W WAY | 43017- | Active | CH2154 | FEBCO | 765 | PVB | 0.750 | 72436 | LEFT SIDE OF HOUSE NEAR FRONT
7668 | KESTREL W WAY | 43017- | Active | CAB07528 | WILKINS | 720A | PVB | 1.000 | 92703 | LEFT FRONT
7676 | KESTREL W WAY | 43017- | Active | A083637 | WILKINS | 720A | PVB | 0.750 | 89382 | RIGHT SIDE
7681 | KESTREL W WAY | 43017- | Active | H492465 | FEBCO | 745 | PVB | 0.750 | 97257 | OUTSIDE FRONT LEFT SIDE OF HOUSE
7684 | KESTREL W WAY | 43017- | Active | 168330 | WATTS | 800M4QT | PVB | 0.750 | 72505 | LEFT SIDE OF HOUSE
7705 | KESTREL W WAY | 43017- | Active | CB602892 | WILKINS | 720A | PVB | 0.750 | 72586 | RIGHT FRONT
7713 | KESTREL W WAY | 43017- | Active | 601442 | WILKINS | 720A | PVB | 0.750 | 72610 | RIGHT SIDE OF HOUSE
7753 | KESTREL W WAY | 43017- | Active | AC7301 | FEBCO | 765 | PVB | 0.750 | 72708 | LT SIDE MIDDLE
58 | KESWICK DR | 43054 | Active | T231661 | WILKINS | 720A | PVB | 0.750 | 3615424 | RIGHT SIDE OF HOUSE
65 | KESWICK DR | 43054 | Active | 017581 | WATTS | 800 | PVB | 0.750 | 3613255 | RIGHT FRONT
68 | KESWICK DR | 43054 | Active | T230597 | WILKINS | 720A | PVB | 0.750 | 3615425 | LEFT SIDE OF HOUSE
75 | KESWICK DR | 43054 | Active | CB209121 | WILKINS | 720A | PVB | 0.750 | 3619789 | LEFT SIDE
78 | KESWICK DR | 43054 | Active | T280832 | WILKINS | 720A | PVB | 0.750 | 3630076 | RIGHT CENTER IN CORNER
85 | KESWICK DR | 43054 | Active | T261896 | WILKINS | 720A | PVB | 0.750 | 3619971 | LEFT SIDE
88 | KESWICK DR | 43054 | Active | CB333301 | WILKINS | 720A | PVB | 0.750 | 3630075 | LEFT CENTER AROUND CORNER
95 | KESWICK DR | 43054 | Active | CB317621 | WILKINS | 720A | PVB | 0.750 | 3624923 | RIGHT FRONT
95 | KESWICK DR | 43054 | Active | 70898 | WATTS | 919QT | RP | 0.750 | 3626235 | REAR WALL IN BASEMENT
101 | KESWICK DR | 43054 | Active | T0038084 | WILKINS | 720A | PVB | 0.750 | 102976 | RIGHT SIDE OF HOUSE
109 | KESWICK DR | 43054 | Active | T166257 | WILKINS | 720 | PVB | 0.750 | 3606313 | LEFT SIDE OF HOUSE
117 | KESWICK DR | 43054 | Active | CB030170 | WILKINS | 720 | PVB | 0.750 | 3602895 | LEFT SIDE OF HOUSE
125 | KESWICK DR | 43054 | Active | F136666 | WILKINS | 720A | PVB | 0.750 | 99482 | FRONT OF HOUSE
133 | KESWICK DR | 43054 | Active | T240174 | WILKINS | 720A | PVB | 0.750 | 3616772 | LEFT SIDE OF HOUSE
141 | KESWICK DR | 43054 | Active | T013219 | WILKINS | 720A | PVB | 0.750 | 100206 | RIGHT SIDE
149 | KESWICK DR | 43054 | Active | F136634 | WILKINS | 720A | PVB | 0.750 | 99791 | LEFT SIDE
157 | KESWICK DR | 43054 | Active | H023279 | FEBCO | 765 | PVB | 0.750 | 3604518 | LEFT SIDE OF HOUSE
173 | KESWICK DR | 43054 | Active | 322306 | WATTS | 800CMQT | PVB | 0.750 | 100156 | LEFT SIDE
181 | KESWICK DR | 43054 | Active | G000501 | WILKINS | 720A | PVB | 0.750 | 102973 | RIGHT SIDE OF HOUSE
197 | KESWICK DR | 43054 | Active | CB113618 | WILKINS | 720 | PVB | 0.750 | 3611456 | RIGHT FRONT
1957 | KESWICK DR | 43220-3034 | Active | 669006 | WILKINS | 720A | PVB | 0.750 | 56747 | REAR OF HOUSE
1971 | KESWICK DR | 43220-3034 | Active | 52633 | WILKINS | 720A | PVB | 1.000 | 56800 | FRONT OF HOUSE RIGHT OF FRONT DOOR
1997 | KESWICK DR | 43220-3034 | Active | 659608 | WILKINS | 720A | PVB | 0.750 | 93662 | FRONT OF HOUSE
2009 | KESWICK DR | 43220-3036 | Active | AC4814 | FEBCO | 765 | PVB | 0.750 | 93663 | RIGHT CORNER FRONT OF HOUSE
2012 | KESWICK DR | 43220-3037 | Active | H758611 | FEBCO | 765 | PVB | 0.750 | 57022 | RIGHT SIDE OF HOUSE
580 | KEYES LN | 43085-3503 | Active | G215472 | WILKINS | 720A | PVB | 0.750 | 93664 | RIGHT SIDE OF HOUSE
600 | KEYES LN | 43085-3503 | Active | CAA36805 | Wilkins | 720 | PVB | 0.750 | 3459420
2941 | KICKING BIRD TRCE | 43017-3592 | Active | G214740 | WILKINS | 720A | PVB | 0.750 | 96122 | RIGHT SIDE
8403 | KIERNAN DR | 43054-7152 | Active | CB363169 | WILKINS | 720A | PVB | 0.750 | 3600794 | RIGHT SIDE
8413 | KIERNAN DR | 43054-7152 | Active | T191730 | WILKINS | 720A | PVB | 0.750 | 3598722 | FRONT LEFT
8433 | KIERNAN DR | 43054-7152 | Active | G169710 | WILKINS | 720A | PVB | 0.750 | 95368 | RIGHT SIDE OF HOUSE
8443 | KIERNAN DR | 43054-7152 | Active | T047879 | WILKINS | 720A | PVB | 0.750 | 100942 | RIGHT SIDE OF HOUSE
5795 | KILBANNAN CT | 43017-8721 | Active | F006148 | WILKINS | 720A | PVB | 0.750 | 98228 | OUTSIDE, BACK OF HOUSE, MIDDLE
5815 | KILBANNAN CT | 43017-7602 | Active | H245780 | FEBCO | 765 | PVB | 1.000 | 68063 | SOUTH SIDE
5845 | KILBANNAN CT | 43017-7602 | Active | 4700088 | WILKINS | 975XL | RP | 0.750 | 98369 | RIGHT SIDE OF HOUSE CENTER
5865 | KILBANNAN CT | 43017-7602 | Active | 277661 | WILKINS | 975XLBMS | RP | 1.000 | 87033 | BASEMENT IN CLOSET AT METER
5875 | KILBANNAN CT | 43017-7602 | Active | A13177 | FEBCO | 765 | PVB | 1.000 | 91513 | FRONT OF HOUSE
5997 | KILBEGGAN ST | 43119 | Active | T236950 | WILKINS | 720 | PVB | 0.750 | 3616888
8401 | KILBIRNIE CT | 43017-9732 | Active | 89133 | WATTS | 009QT | RP | 0.750 | 73803 | IN CRAWL SPACE
8417 | KILBIRNIE CT | 43017-9732 | Active | A215118 | WILKINS | 720A | PVB | 1.000 | 73823 | RIGHT SIDE OF HOUSE
515 | KILBOURNE | 43215 | Active | 26474 | WATTS | 919QT | RP | 1.500 | 3648315 | IN PARKING GARAGE MECH ROOM AT METER
515 | KILBOURNE | 43215 | Not Required by DOW | 86466 | WATTS | 919QT | RP | 0.750 | 3649113 | IN PARKING GARAGE MECH ROOM
515 | KILBOURNE | 43215 | Not Required by DOW | 26436 | WATTS | 919QT | RP | 1.500 | 3649112 | IN PARKING GARAGE MECH ROOM
7429 | KILBRITTAIN LN | 43017-8279 | Active | 336801 | WATTS | 800M3QT | PVB | 0.750 | 71967 | LEFT FRONT
7430 | KILBRITTAIN LN | 43017-8280 | Active | HC5199 | FEBCO | 765 | PVB | 1.000 | 71970 | RIGHT HAND SIDE REAR
7436 | KILBRITTAIN LN | 43017-8280 | Active | 212717 | WATTS | 800QT | PVB | 0.750 | 71974 | FRONT OF HOUSE LEFT OF FT.DOOR
7441 | KILBRITTAIN LN | 43017-8279 | Active | F136436 | WILKINS | 420 | PVB | 0.750 | 71985 | LEFT SIDE FRONT
7442 | KILBRITTAIN LN | 43017-8280 | Active | F10329 | FEBCO | 765 | PVB | 1.000 | 71986 | LH SIDE
7448 | KILBRITTAIN LN | 43017-8280 | Active | 036058 | WILKINS | 720A | PVB | 0.750 | 71995 | RIGHT SIDE
7454 | KILBRITTAIN LN | 43017-8280 | Active | F19188 | FEBCO | 765 | PVB | 1.000 | 72019 | LEFTSIDE CORNER OF HOUSE
7465 | KILBRITTAIN LN | 43017-8279 | Active | 55434 | WATTS | 800M2QT | PVB | 1.000 | 72042 | SIDE OF HOUSE N.E. CORNER
7472 | KILBRITTAIN LN | 43017-8280 | Active | CB263055 | WILKINS | 720A | PVB | 0.750 | 72060 | LH SIDE
7496 | KILBRITTAIN LN | 43017-9787 | Active | G30111 | FEBCO | 765 | PVB | 1.000 | 72105 | REAR OF HOUSE
7514 | KILBRITTAIN LN | 43017-9787 | Active | 279386 | WILKINS | 720A | PVB | 0.750 | 72150 | REAR OF HOUSE SOUTH WEST
2976 | KILCULLEN DR | 43221-4538 | Active | H277341 | FEBCO | 765 | PVB | 0.750 | 59638 | RIGHT SIDE AT A/C UNIT
9058 | KILDOON CT | 43017-9425 | Active | cb203584 | WILKINS | 720A | PVB | 0.750 | 74518 | BASEMENT AT WATER METER
1181 | KILHAM CT | 43235-2198 | Active | FK3583 | FEBCO | 765 | PVB | 1.000 | 93667 | FRONT OF HOUSE
1201 | KILHAM CT | 43235-2198 | Active | G086292 | WILKINS | 720A | PVB | 0.750 | 88628 | FRONT OF HOUSE RIGHT OF FRONT DOOR
1212 | KILHAM CT | 43235-2198 | Active | H561235 | FEBCO | 765 | PVB | 0.750 | 98676 | OUTSIDE, FRONT LEFT SIDE OF HOUSE
1215 | KILHAM CT | 43235-2198 | Active | FL0719 | FEBCO | 765 | PVB | 1.000 | 93668 | RIGHT SIDE OF HOUSE
6949 | KILIMANJARO CT | 43017-3020 | Active | 149365 | WILKINS | 720A | PVB | 1.000 | 93669 | RIGHT SDIE FRONT
3999 | KILLARY DR | 43016-4165 | Active | AK2517 | FEBCO | 765 | PVB | 0.750 | 62488 | LEFT SIDE OF HOUSE
1798 | KILLDEER DR | 43123-8072 | Active | 3788736 | WILKINS | 975 | RP | 0.750 | 56162 | NEXT TO METER
1788 | KILLDEER RD | 43123-8072 | Active | W275294 | WILKINS | 975XLBMS | RP | 0.750 | 56144 | NEXT TO METER
8797 | KILLIE CT | 43017-8333 | Active | T291315 | WILKINS | 720A | PVB | 0.750 | 74293 | RIGHT FRONT
8798 | KILLIE CT | 43017-8333 | Active | 22719 | WATTS | 800QT | PVB | 1.000 | 74295 | LEFT SIDE FRONT
6820 | KILLILEA CT | 43017-8588 | Active | 615814 | WATTS | 800QT | PVB | 1.000 | 70759 | LEFT SIDE
6835 | KILLILEA DR | 43017-8570 | Active | 507904 | WILKINS | 720A | PVB | 0.750 | 70793 | LEFT REAR
6843 | KILLILEA DR | 43017-8570 | Active | 444350 | WILKINS | 720A | PVB | 0.750 | 70811 | RIGHT SIDE
6844 | KILLILEA DR | 43017-8568 | Active | CB074836 | Wilkins | 720A | PVB | 1.000 | 70816 | LEFT HAND SIDE
5709 | KILLINEY LN | 43016-3238 | Active | G262822 | WILKINS | 720A | PVB | 1.000 | 67684 | LEFTSIDE BY GAS METER
5717 | KILLINEY LN | 43016-3238 | Active | T363432 | WILKINS | 720A | PVB | 0.750 | 98885 | RIGHT FRONT
5734 | KILLINEY LN | 43016-3240 | Active | T438401 | WILKINS | 720A | PVB | 1.000 | 67750 | LEFT FRONT
5758 | KILLINEY LN | 43016-3240 | Active | CB598512 | WILKINS | 720A | PVB | 0.750 | 67850 | SIDE OF HOME
5807 | KILLINEY LN | 43016-3239 | Active | G241525 | WILKINS | 720A | PVB | 0.750 | 98884 | LEFT CENTER
3687 | KILMUIR DR | 43221-5630 | Active | A04732 | FEBCO | 765 | PVB | 0.750 | 93670 | RIGHT SIDE
4939 | KILMURRY CT | 43017-8483 | Active | h872034 | FEBCO | 765 | PVB | 0.750 | 3613294 | LEFT HAND SIDE
7293 | KILNSTONE CT | 43068-7093 | Active | CB318395 | WILKINS | 720 | PVB | 0.750 | 3459942 | RIGHT SIDE
6854 | KILT CT | 43085-2921 | Active | CB647218 | WILKINS | 720A | PVB | 0.750 | 3459963 | LEFT SIDE OF HOUSE
810 | KIMBALL PL | 43205-2813 | Active | 484970 | WILKINS | 975XLTCU | RP | 0.750 | 3460058 | AT METER
2255 | KIMBERLY E PKWY | 43232-7210 | Active | 165817 | WATTS | 009QT | RP | 2.000 | 57790 | NW MECH/ELECTRIC ROOM AT WTR RISER
2255 | KIMBERLY E PKWY | 43232-7210 | Due Install |  |  |  | DCDA | 6.000 | 3633134
2255 | KIMBERLY E PKWY | 43232-7210 | Active | 1363951103 | AMES | 2000SS | DC | 4.000 | 57789 | NW CORNER OF BUILDING
2315 | KIMBERLY E PKWY | 43232- | Due Install |  |  |  | RP | 3.000 | 3460100
2425 | KIMBERLY E PKWY | 43232-4271 | Due Install |  |  |  | RP | 6.000 | 3635468 | IN HOT BOX AT PIT
2425 | KIMBERLY E PKWY | 43232-4271 | Active | 339487 | WATTS | 909M1QT | RP | 2.000 | 58255 | MAINTENANCE OFFICE AT RISER
2469 | KIMBERLY E PKWY | 43232-4273 | Active | U57790 | WILKINS | 350A | DC | 6.000 | 3641166 | IN METER ROOM
2469 | KIMBERLY E PKWY | 43232-4273 | Active | X46552 | WILKINS | 375A | RP | 4.000 | 3641165 | IN METER ROOM
4251 | KIMBERLY E PKWY | 43232- | Active | 22749 | WATTS | 009QT | RP | 1.500 | 63361 | BACK ROOM BY WATER METER
3840 | kimberly n pkwy |  | Active | 72019 | AMES | 2000B | DC | 0.750 | 3654292
3840 | kimberly n pkwy |  | Active | WL-1025 | AMES | 300 | DCDA | 2.500 | 3654291
3840 | kimberly n pkwy |  | Active | WJ-2006 | WATTS | 957 | RP | 4.000 | 3654293
3860 | KIMBERLY N PKWY | 43232-4267 | Active | 68963 | AMES | 2000 BM3 | DC | 0.750 | 3652496 | Riser Room
3860 | KIMBERLY N PKWY | 43232-4267 | Active | 0860972 | WATTS | 900 | RP | 1.500 | 3460112
3860 | KIMBERLY N PKWY | 43232-4267 | Active | WC- 1442 | WATTS | COLT 300GV | DCDA | 4.000 | 3650226 | Riser Room
3880 | KIMBERLY N PKWY | 43232- | Active | 164053 | WATTS | 007M1QT | DC | 1.000 | 99367 | 2393 CANAL BAY WAY, FURNACE ROOM (BEHIND HOT WATER TANK)
4041 | KIMBERLY N PKWY | 43232- | Active | SI-0103 | AMES | COLT-400 | RP | 6.000 | 3460138 | IN HOT BOX AT PIT (AT PVT RD KIMBERLY WOODS SIGN 2397-2460)
4150 | KIMBERLY N PKWY | 43232-4284 | Active | W069389 | WILKINS | 975 | RP | 1.500 | 63077 | MECH ROOM
4150 | KIMBERLY N PKWY | 43232-4284 | Not Required by DOW | W001312 | WILKINS | 975XL | RP | 0.750 | 63076 | MECH ROOM
4241 | KIMBERLY N PKWY | 43232-7225 | Active | 4184564 | WILKINS | 975XL | RP | 1.000 | 63388 | OLD MECH ROOM
4241 | KIMBERLY N PKWY | 43232-7225 | Not Required by DOW | 61366 | WATTS | 919 | RP | 0.750 | 63387 | IN NEW MECH ROOM (UTILITY ROOM)
4255 | KIMBERLY N PKWY | 43232- | Active | 2279694 | WILKINS | 975XL | RP | 2.000 | 92805 | CARWASH AFTER MAIN
4255 | KIMBERLY N PKWY | 43232- | Active | 2860955 | WILKINS | 975XL | RP | 2.000 | 93078 | CAR WASH AFTER MAIN SHUT OFF
4283 | KIMBERLY N PKWY | 43232-7226 | Due Install | [5 empty] | 3460097
4299 | KIMBERLY N PKWY | 43232-7226 | Due Install |  |  |  | RP |  | 3460098 | AT METER
4300 | KIMBERLY PKWY | 43232-8296 | Active | 742833 | WILKINS | 975 | RP | 2.000 | 63598 | 1ST FL MIDDLE MECH/JANITOR RM AT WTR METER
4300 | KIMBERLY PKWY | 43232-8296 | Not required by DOW | 3591123 | WILKINS | 975XL | RP | 1.000 | 63597 | BASEMENT BOILER/ELECTRIC RM 9' HIGH
4300 | KIMBERLY PKWY | 43232-8296 | Active | 40692 | WATTS | 007M1QT | DC | 0.750 | 63596 | SE MECH/RISER RM 1ST FL
4300 | KIMBERLY PKWY | 43232-8296 | Active | 3C00168 | AMES | 3000SS | DCDA | 6.000 | 63595 | SE MECH/RISER RM 1ST FL - SN # 3C00168
6900 | KINDLER DR | 43054-9071 | Active | H200456 | FEBCO | 765 | PVB | 0.750 | 70908 | LEFT SIDE OF HOUSE
6910 | KINDLER DR | 43054-9071 | Active | 025069 | WATTS | LF800M4QT | PVB | 0.750 | 70927 | RIGHT FRONT
6915 | KINDLER DR | 43054-9062 | Active | A135529 | WILKINS | 720A | PVB | 0.750 | 70935 | RIGHT SIDE
6920 | KINDLER DR | 43054-9071 | Active | 902653 | WILKINS | 720A | PVB | 0.750 | 70947 | OUTSIDE
6925 | KINDLER DR | 43054-9062 | Active | 902634 | WILKINS | 720A | PVB | 0.750 | 70957 | RIGHT SIDE
6930 | KINDLER DR | 43054-9071 | Active | T309712 | WILKINS | 720A | PVB | 0.750 | 3611348 | RIGHT HAND SIDE FROM STREET
6935 | KINDLER DR | 43054-9062 | Active | T131852 | WILKINS | 720A | PVB | 0.750 | 70977 | OUTSIDE
6940 | KINDLER DR | 43054-9071 | Active | T309934 | WILKINS | 720A | PVB | 0.750 | 96217 | RIGHT CENTER
6945 | KINDLER DR | 43054-9062 | Active | G050417 | WILKINS | 720A | PVB | 0.750 | 70990 | OUTSIDE
6950 | KINDLER DR | 43054-9071 | Active | 306942 | WATTS | 800M4QT | PVB | 0.750 | 71003 | LEFT SIDE OF HOUSE
6974 | KINDLER DR | 43054-9071 | Active | 377815 | WILKINS | 420 | PVB | 0.750 | 71056 | LEFT SIDE
6981 | KINDLER DR | 43054-9062 | Active | F022391 | WILKINS | 720A | PVB | 0.750 | 97393 | LEFT SIDE OF HOUSE FROM FRONT
6984 | KINDLER DR | 43054-9071 | Active | 828590 | WILKINS | 720A | PVB | 0.750 | 71099 | OUTSIDE
203 | KING AVE | 43201-2774 | Due Install | [5 empty] | 3460236
407 | KING AVE | 43201-2617 | Not Required by DOW | [5 empty] | 3460286
426 | KING AVE | 43201-2663 | Due Install |  |  |  | RP | 0.750 | 3460288
505 | KING AVE | 43201-2696 | Active | PK-0473 | WATTS | 957 | RP | 6.000 | 3614937 | GROUND FLOOR BY MECHANICAL ROOM B-A
505 | KING AVE | 43201-2696 | Active | W416441 | Wilkins | 975xl | RP | 0.250 | 3619937 | BUILDING 9 MACHINE SHOP ON PARTS WASHER
505 | KING AVE | 43201-2696 | Active | 61359 | WATTS | 008PCQT | SVB | 0.500 | 98099 | 2ND FLOOR BUILDING 7-SOUTH
505 | KING AVE | 43201-2696 | Active | 249449 | WATTS | 800QT | PVB | 0.750 | 87638 | BLDG 7 - 3 HALLWAY ABOVE CEILING AT CONTROL PANEL
505 | KING AVE | 43201-2696 | Active | 002798 | WATTS | 909QT | RP | 1.000 | 3613864 | Sterilizer Room Building 8, sterilizer
505 | KING AVE | 43201-2696 | Active | 36391 | WATTS | 008PCQT | SVB | 0.500 | 87637 | BLDG 7 3RD FLOOR ROOM 022
505 | KING AVE | 43201-2696 | Active | 432373 | WATTS | 909HWM1QT | RP | 1.250 | 98100 | ROOF TOP PENTHOUSE BUILDING 7-SOUTH
505 | KING AVE | 43201-2696 | Active | 35685 | WATTS | 008PCQT | SVB | 0.500 | 87636 | BLDG 7 3RD FLOOR ROOM 021
505 | KING AVE | 43201-2696 | Active | 67691 | WATTS | 008PCQT | SVB | 0.500 | 98101 | 2ND FLOOR BUILDING 7-SOUTH
505 | KING AVE | 43201-2696 | Active | 02905 | WATTS | 008PCQT | SVB | 0.500 | 87635 | BLDG 7 3RD FLOOR ROOM 019
505 | KING AVE | 43201-2696 | Active | 67690 | WATTS | 008PCQT | SVB | 0.500 | 98098 | 1ST FLOOR BUILDING 7-SOUTH
505 | KING AVE | 43201-2696 | Active | 34935 | WATTS | 008PCQT | SVB | 0.500 | 87634 | BLDG 7 3RD FLOOR ROOM 019
505 | KING AVE | 43201-2696 | Active | 67687 | WATTS | 008PCQT | SVB | 0.500 | 98102 | 2ND FLOOR CHASE BLDG 7-SOUTH
505 | KING AVE | 43201-2696 | Active | 36390 | WATTS | 008PCQT | SVB | 0.500 | 87633 | BLDG 7 3RD FLOOR ROOM 022
505 | KING AVE | 43201-2696 | Active | 35673 | WATTS | 008PCQT | SVB | 0.500 | 87632 | BLDG 7 3RD FLOOR ROOM 014
505 | KING AVE | 43201-2696 | Active | 81536 | WATTS | 008PCQT | SVB | 0.500 | 3613863 | Sterilizer Room Building 8, sink
505 | KING AVE | 43201-2696 | Active | 35666 | WATTS | 008PCQT | SVB | 0.500 | 87631 | BLDG 7 3RD FLOOR RM 014
505 | KING AVE | 43201-2696 | Active | 80280 | WATTS | 008PCQT | SVB | 0.500 | 87630 | BLDG 7 3RD FLOOR ROOM 015
505 | KING AVE | 43201-2696 | Active | 26776 | WATTS | 008PCQT | SVB | 0.500 | 87629 | BLDG 7 3RD FLOOR ROOM 015
505 | KING AVE | 43201-2696 | Active | 98580 | WATTS | 009QT | RP | 0.750 | 65851 | ROOM 5037 SOUTH WALL
505 | KING AVE | 43201-2696 | Active | 78413 | WATTS | 009QT | RP | 2.000 | 65850 | ABOVE 7B NORTH DOORWAY
505 | KING AVE | 43201-2696 | Active | 7214 | AMES | 3000 | DCDA | 4.000 | 65849 | BLDG 2 BASEMENT NORTH TUNNEL
505 | KING AVE | 43201-2696 | Active | 631962 | WATTS | 909QT | RP | 1.000 | 3607898 | #8 1ST FLOOR MECHANICAL ROOM
505 | KING AVE | 43201-2696 | Active | 275171 | WATTS | 009QT | RP | 0.500 | 3607903 | COLD WATER, 7-0-32
505 | KING AVE | 43201-2696 | Active | 528943 | WATTS | 909QT | RP | 1.000 | 65847 | BUILDING 13 EQUIP ROOM 130BS
505 | KING AVE | 43201-2696 | Active | 499094 | WATTS | 909QT | RP | 1.000 | 65846 | BASEMENT
505 | KING AVE | 43201-2696 | Active | 631811 | WATTS | 909QT | RP | 1.000 | 3607897 | #8 1ST FLOOR MECHANICAL ROOM
505 | KING AVE | 43201-2696 | Active | 43929 | WATTS | 007QT | DC | 0.500 | 65844 | MECH ROOM NORTH WALL
505 | KING AVE | 43201-2696 | Active | 433281 | WATTS | 909QT | RP | 0.750 | 65843 | BLDG 5 ROOM 5128 NE ABOVE HOODS
505 | KING AVE | 43201-2696 | Active | 3EK1035 | AMES | 3000SS | DCDA | 8.000 | 65842 | MECH ROOM NORTH WALL
505 | KING AVE | 43201-2696 | Active | 67683 | WATTS | 008PCQT | SVB | 0.500 | 98125 | 1ST FLOOR BUILDING 7-SOUTH
505 | KING AVE | 43201-2696 | Active | 25438 | WATTS | 919AQT | RP | 2.000 | 3607887 | BLDG 20 MECH ROOM
505 | KING AVE | 43201-2696 | Active | 97517 | WATTS | 009M3QT | RP | 0.750 | 98301 | PRIMUS AUTO CLAVE
505 | KING AVE | 43201-2696 | Active | 352943 | WATTS | 909M1QT | RP | 1.500 | 65841 | BASEMENT BUILDING #2
505 | KING AVE | 43201-2696 | Active | 635595 | WATTS | 909HWQT | RP | 1.000 | 65839 | BUILDING #13, BASEMENT IN FRONT AND ABOVE CHILLER
505 | KING AVE | 43201-2696 | Active | 39362 | WATTS | 009 | RP | 0.750 | 3607800 | MECHANICAL ROOM
505 | KING AVE | 43201-2696 | Active | 05380 | WATTS | 919 | RP | 0.500 | 104019 | 7-0-32
505 | KING AVE | 43201-2696 | Active | 72926 | WATTS | 009qt | RP | 0.750 | 102250 | BESIDE ICE MACHINE IN KITCHEN
505 | KING AVE | 43201-2696 | Active | 171805 | WATTS | LF009M2QT | RP | 2.000 | 3649581 | BUILDING 7B NORTH - EQUIPMENT AND MAKE UP WATER
505 | KING AVE | 43201-2696 | Active | 74013 | WATTS | 008PCQT | SVB | 0.500 | 100568 | BUILDING 8, GROUND FLOOR FEED ROOM
505 | KING AVE | 43201-2696 | Active | LF0899 | WATTS | 957 | RP | 3.000 | 100567 | BUILDING 8, GROUND FLOOR
505 | KING AVE | 43201-2696 | Due Install |  |  |  | RP | 8.000 | 3654362 | HOT BOX
505 | KING AVE | 43201-2696 | Active | LF0903 | WATTS | 957 | RP | 3.000 | 100559 | BUILDING 8 WATER SOFTENER ROOM
505 | KING AVE | 43201-2696 | Active | 2LM0549 | AMES | 2000SS | DC | 4.000 | 65838 | ?????
505 | KING AVE | 43201-2696 | Active | 261213 | WATTS | 909M1QT | RP | 2.000 | 65837 | BUILDING #11, TUNNEL, CHILLED WATER MAKE-UP
505 | KING AVE | 43201-2696 | Active | 261212 | WATTS | 909M1QT | RP | 2.000 | 65836 | BLDG #13, 7TH FLOOR, AT CEILING MIDDLE AREA
505 | KING AVE | 43201-2696 | Active | 192095 | WATTS | 909 | RP | 3.000 | 100558 | LOWER BACKFLOW TUNNEL UPPER BUILDING 8
505 | KING AVE | 43201-2696 | Active | 192096 | WATTS | 909 | RP | 3.000 | 100557 | UPPER BACKFLOW TUNNEL BUILDING 8
505 | KING AVE | 43201-2696 | Active | 97514 | WATTS | 009M2PCQT | RP | 0.750 | 98304 | BLDG 20 ROOM 20-1-21
505 | KING AVE | 43201-2696 | Due Install |  |  |  | RP | 10.000 | 3654365 | 5TH AVE VAULT
505 | KING AVE | 43201-2696 | Active | A53345 | WATTS | 009 | RP | 0.500 | 3609736 | 5-2-33
505 | KING AVE | 43201-2696 | Due Install |  |  |  | RP | 8.000 | 3654364 | KING AVE VAULT
505 | KING AVE | 43201-2696 | Due Install |  |  |  | RP | 10.000 | 3654363 | HOT BOX
505 | KING AVE | 43201-2696 | Active | 74561 | WATTS | LF009M3QT | RP | 0.750 | 3610157 | D.I. WATER SKID, BLDG 5 - 2ND FL - WATER RM #2-096
505 | KING AVE | 43201-2696 | Active | 100324 | WATTS | 007M2PCQT | DC | 1.500 | 98092 | 1ST FLOOR BUILDING 7-SOUTH
505 | KING AVE | 43201-2696 | Active | 100328 | WATTS | 007M1QT | DC | 1.500 | 98093 | 1ST FLOOR BUILDING 7-SOUTH
505 | KING AVE | 43201-2696 | Active | 100323 | WATTS | 007M2PCQT | DC | 1.500 | 98094 | 1ST FLOOR BUILDING 7-SOUTH
505 | KING AVE | 43201-2696 | Active | 67675 | WATTS | 008PCQT | SVB | 0.750 | 98095 | 1ST FLOOR BUILDING 7-SOUTH
505 | KING AVE | 43201-2696 | Active | 344764 | WATTS | 909HWQT | RP | 0.750 | 98303 | BLDG 9 MECH ROOM
505 | KING AVE | 43201-2696 | Active | 143049 | WATTS | 009M2PCQT | RP | 1.000 | 98302 | BLDG 11 11-0 S. WALL BEHIND SECURITY
505 | KING AVE | 43201-2696 | Active | 100322 | WATTS | 007SSQT | DC | 1.500 | 98096 | 1ST FLOOR BUILDING 7-SOUTH
505 | KING AVE | 43201-2696 | Active | 649409 | WATTS | 909 | RP | 0.750 | 3613728 | ROOM 6-1-025
505 | KING AVE | 43201-2696 | Active | 67680 | APOLLO/CONBRACO | SVB | SVB | 0.500 | 98097 | 1ST FLOOR BUILDING 7-SOUTH
505 | KING AVE | 43201-2696 | Active | A06048 | WATTS | 009M2QT | RP | 1.500 | 93025 | BLDG A TUNNEL
505 | KING AVE | 43201-2696 | Active | 06021 | WATTS | 719QT | DC | 0.750 | 90835 | BLDG 13 1ST FLOOR
505 | KING AVE | 43201-2696 | Active | 158456 | WATTS | 909 | RP | 3.000 | 90709 | 10-26A
505 | KING AVE | 43201-2696 | Active | 247686 | WATTS | 909 | RP | 6.000 | 65835 | BUILDING #10 STOREROOM STORAGE ROOM #10-049
505 | KING AVE | 43201-2696 | Active | 247685 | WATTS | 909 | RP | 6.000 | 65834 | BUILDING #13, BASEMENT NORTHEAST CORNER
505 | KING AVE | 43201-2696 | Active | 247683 | WATTS | 909 | RP | 6.000 | 65832 | BUILDING #11, TUNNEL EAST
505 | KING AVE | 43201-2696 | Active | 247682 | WATTS | 909 | RP | 6.000 | 65831 | BUILDING #11, WEST TUNNEL
505 | KING AVE | 43201-2696 | Active | 247681 | WATTS | 909 | RP | 6.000 | 65830 | BASEMENT 1ST ROOM NORTH OF ELEVATOR BLDG #3 METER ROOM
505 | KING AVE | 43201-2696 | Active | 184472 | WATTS | 909 | RP | 4.000 | 65829 | BUILDING 3 BASEMENT 1ST ROOM NORTH OF ELEVATOR
505 | KING AVE | 43201-2696 | Active | 180304 | WATTS | 709 | DC | 4.000 | 65828 | LIBRARY BASEMENT STAIRWELL OUTSIDE ROOM #A023
505 | KING AVE | 43201-2696 | Active | 179329 | WATTS | 909 | RP | 4.000 | 65827 | BUILDING #12, TUNNEL BESIDE ELEVATOR
505 | KING AVE | 43201-2696 | Active | 179258 | WATTS | 909 | RP | 4.000 | 65826 | BUILDING #7D, LOWER LEVEL
505 | KING AVE | 43201-2696 | Active | 12106 | AMES | 2000SS | DC | 0.750 | 65822 | BLDG 2 BASEMENT NORTH TUNNEL
505 | KING AVE | 43201-2696 | Active | 08721 | WATTS | 009 | RP | 3.000 | 87666 | BLDG 20 MECH ROOM
505 | KING AVE | 43201-2696 | Active | 01863 | WATTS | 007QT | DC | 0.750 | 87665 | BLDG 20 GROUND FLOOR WOMENS RESTROOM ABOVE CEILING
505 | KING AVE | 43201-2696 | Active | 08720 | WATTS | 909 | RP | 3.000 | 87664 | BLDG 20 MECH ROOM
505 | KING AVE | 43201-2696 | Active | 345749 | WATTS | 909M1QT | RP | 1.500 | 87663 | BLDG BASEMENT BOTT B.F.P.
505 | KING AVE | 43201-2696 | Active | 190153 | WATTS | 909 | RP | 4.000 | 87661 | BLDG 20 MECH ROOM NORTH WALL
505 | KING AVE | 43201-2696 | Active | 145774 | WATTS | 007QT | DC | 0.750 | 87660 | BLDG 20 LEVEL OI COL. 12
505 | KING AVE | 43201-2696 | Active | 494386REM | WATTS | 909QT | RP | 1.000 | 87659 | BLDG 7G SOUTH NORTH WALL 9' HIGH
505 | KING AVE | 43201-2696 | Active | 110683 | WATTS | 009QT | RP | 2.000 | 87658 | BLDG 20 MECH ROOM NORTH WALL
505 | KING AVE | 43201-2696 | Active | 39362 | WATTS | 919AQT | RP | 0.750 | 87657 | BLDG 20 MECH ROOM
505 | KING AVE | 43201-2696 | Active | 190313 | WATTS | 909 | RP | 4.000 | 87654 | BLDG 20 MECHANIC ROOM NORTH WALL
505 | KING AVE | 43201-2696 | Active | 247684 | WATTS | 909 | RP | 6.000 | 87653 | BLDG A BASEMENT ROOM 052
505 | KING AVE | 43201-2696 | Active | 34929 | WATTS | 008PCQT | SVB | 0.500 | 87652 | BLDG 7 3RD FLOOR ROOM 018
505 | KING AVE | 43201-2696 | Active | 34932 | WATTS | 008PCQT | SVB | 0.500 | 87651 | BLDG 7 3RD FLOOR ROOM 018
505 | KING AVE | 43201-2696 | Active | 34937 | WATTS | 008PCQT | SVB | 0.500 | 87650 | BLDG 7 3RD FLOOR ROOM 004 EAST WALL
505 | KING AVE | 43201-2696 | Active | 35674 | WATTS | 008PCQT | SVB | 0.500 | 87649 | BLDG 7 3RD FLOOR ROOM 004 EAST WALL
505 | KING AVE | 43201-2696 | Active | 35076 | WATTS | 008PCQT | SVB | 0.500 | 87648 | BLDG 7 3RD FLOOR ROOM 006 EAST WALL
505 | KING AVE | 43201-2696 | Active | 67678 | WATTS | 008PCQT | SVB | 0.500 | 98091 | 2ND FLOOR BUILDING 7 - SOUTH
505 | KING AVE | 43201-2696 | Active | 35626 | WATTS | 008PCQT | SVB | 0.500 | 87647 | BLDG 7 3RD FLOOR ROOM 006 EAST WALL
505 | KING AVE | 43201-2696 | Active | 35625 | WATTS | 008PCQT | SVB | 0.500 | 87646 | BLDG 7 3RD FLOOR ROOM 007 WEST WALL
505 | KING AVE | 43201-2696 | Active | 36394 | WATTS | 008PCQT | SVB | 0.500 | 87645 | BLDG 7 3RD FLOOR RM 007 WEST WALL
505 | KING AVE | 43201-2696 | Active | 35675 | WATTS | 008PCQT | SVB | 0.500 | 87643 | BLDG 7 3RD FLOOR ROOM 010 - HOSE BIBB - HOT WATER
505 | KING AVE | 43201-2696 | Active | 36392 | WATTS | 008PCQT | SVB | 0.500 | 87642 | BLDG 7 3RD FLOOR ROOM 011
505 | KING AVE | 43201-2696 | Active | 36386 | WATTS | 008PCQT | SVB | 0.500 | 87641 | BLDG 7 3RD FLOOR ROOM 011
505 | KING AVE | 43201-2696 | Active | 35672 | WATTS | 008PCQT | SVB | 0.500 | 87640 | BLDG 7 3RD FLOOR ROOM 021
505 | KING AVE | 43201-2696 | Active | 35861 | WATTS | 800M4QT | PVB | 0.750 | 87639 | BLDG 7 - 3 HALLWAY ABOVE CEILING
520 | KING AVE | 43201-2632 | Active | 444976 | WATTS | 909M1QT | RP | 1.500 | 99162 | GARAGE
520 | KING AVE | 43201-2632 | Not Required by DOW | 443405 | WATTS | 909M1QT | RP | 1.500 | 99118 | GARAGE
520 | KING AVE | 43201-2632 | Active | 444759 | WATTS | 909M1QT | RP | 1.500 | 100489
780 | KING AVE | 43212-1469 | Due Install | [5 empty] | 3460305
800 | KING AVE | 43212-2644 | Active | 63764 | WATTS | 009QT | RP | 1.500 | 73161 | MICA ROOM - TOWER CTR PLANT
800 | KING AVE | 43212-2644 | Active | 27772 | WATTS | 009QT | RP | 1.000 | 73157 | FLAT WIRE DEPT
800 | KING AVE | 43212-2644 | Active | 274579 | WATTS | 909M1QT | RP | 1.500 | 73156 | TRUCK DOCK WEST--WATER FOR BLDG #9
800 | KING AVE | 43212-2644 | Active | 181308 | WATTS | 909 | RP | 4.000 | 73154 | VALT - SOUTH WALL BASEMENT
800 | KING AVE | 43212-2644 | Active | 62212 | WATTS | 009QT | RP | 1.500 | 73153 | BASEMENT BOILER ROOM
800 | KING AVE | 43212-2644 | Due Install |  |  |  | RPDA |  | 3639496 | AT WATER METER PIT
800 | KING AVE | 43212-2644 | Due Install |  |  |  | RP |  | 3628276 | AT WATER METER PIT
800 | KING AVE | 43212-2644 | Active | 15797 | WATTS | 919 | RP | 1.500 | 3613551 | WELDING AREA
800 | KING AVE | 43212-2644 | Active | 240052 | WATTS | 009M2QT | RP | 2.000 | 89498 | SW WALL FRONT INSP OFFICE
800 | KING AVE | 43212-2644 | Active | 33002 | WATTS | 009M2PCQT | RP | 1.500 | 89497 | BALANCE PIT- PRODUCTION AREA FOR ST
860 | KING AVE | 43212-2652 | Active | 4678706 | WILKINS | 975XL | RP | 0.750 | 3460308 | MTR IN BATHROOM ON WEST WALL
865 | KING AVE | 43212-2653 | Not Required by DOW |  |  |  | RP |  | 3460309
889 | KING AVE | 43212- | Active | AG3556 | ARI | RP-500 | RP | 1.000 | 3633540 | at the water meter west side of the building
889 | KING AVE | 43212- | Not Required by DOW | CB63927276 | WILKINS | 720- A | PVB | 1.000 | 103157 | 883 W KING AVE, RIGHT SIDE OF BUILDING
907 | KING AVE | 43212- | Due Install | [5 empty] | 3460313
912 | KING AVE | 43212-2647 | Not Required by DOW | 903172 | WILKINS | 720A | PVB | 0.750 | 74564 | LEFT SIDE
912 | KING AVE | 43212-2647 | Active | 4746543 | WILKINS | 975XL2 | RP | 0.750 | 3624687 | BASEMENT NEXT TO WATER METER
920 | KING AVE | 43212-2647 | Due Install |  |  |  | RP |  | 3460314 | AT WATER METER UNDER STAIRS BY SINK
945 | KING AVE | 43212-2656 | Active | 589442 | WATTS | 909QT | RP | 1.000 | 74739 | NEXT TO WATER METER
960 | KING AVE | 43212-2655 | Active | 34811 | WATTS | 009QT | RP | 1.500 | 74815 | IN MECH ROOM HOT METER CENTER OF WEST WALL
1020 | KING AVE | 43212-2609 | Active | 93388 | WATTS | LF919AQT | RP | 0.750 | 3460325 | East wall of parts area
1027 | KING AVE | 43212-2608 | Active | 130073 | WATTS | 909M1QT | RP | 2.000 | 53658 | FRONT CORNER OF MECHANICAL ROOM
1091 | KING AVE | 43212-2204 | LPS - Active |  |  |  | LPC |  | 3632567 | BSMNT BOILER ROOM AT HWT
1091 | KING AVE | 43212-2204 | Due Install |  |  |  | DCDA | 4.000 | 3630328 | SW WAREHOUSE
1091 | KING AVE | 43212-2204 | Active | ACM4660 | WILKINS | 975 | RP | 1.500 | 3630327
1091 | KING AVE | 43212-2204 | Active | A16823 | WATTS | 009PCQT | RP | 0.750 | 93903 | MECH ROOM 002 - Kingswood Data
1091 | KING AVE | 43212-2204 | Active | 67022 | Watts | 919 | RP | 0.750 | 53844 | Outside Pump Room - Kingswood data Cntr
1091 | KING AVE | 43212-2204 | Active | 4233722 | WILKINS | 975xl | RP | 0.750 | 53843 | IN THE BOILER ROOM - Kingswood Data Cntr
1100 | KING AVE | 43212-2203 | Active | 3176635 | WILKINS | 975XL | RP | 0.750 | 53868 | BOILER ROOM ABOVE BOILER
1250 | KING AVE | 43212-2209 | Active | B178529 | WILKINS | 375XL | RP | 0.750 | 3460361
1293 | KING AVE | 43212- | Active | 83204 | WATTS | 919-QT | RP | 0.750 | 3460363 | AT WATERMETER
1335 | KING AVE | 43212-2220 | Due Install |  |  |  | RP | 0.750 | 3460371
1361 | KING AVE | 43212-2220 | Not Required by DOW |  |  |  | RP |  | 3460375
1375 | KING AVE | 43212-2220 | Active | T390827 | WILKINS | 720A | PVB | 0.750 | 103153 | RIGHT OF BUILDING
1378 | KING AVE | 43216 | Active | 4170076 | WILKINS | 950 | DC | 0.750 | 3618289 | MECHANICAL ROOM
1378 | KING AVE | 43216 | Active | QF-0998 | WATTS | 957 | RP | 3.000 | 3618256 | MECHANICAL ROOM
1378 | KING AVE | 43216 | Active | N48906 | WILKINS | 350 | DC | 3.000 | 3618288 | MECHANICAL ROOM
1429 | KING AVE | 43212-2197 | Due Install |  |  |  | RP | 1.000 | 3460387 | AT WATER MTER IN BSMNT
1429 | KING AVE | 43212-2197 | Active | 95980 | WATTS | LF009QT | RP | 0.500 | 3635320 | AT BOILER IN BASEMENT
1440 | KING AVE | 43212-2107 | Active | 4821565 | WILKINS | 975XL2 | RP | 0.750 | 3635741 | BACK HWT/MOP SINK ROOM
1440 | KING AVE | 43212-2107 | Not Required by DOW | G217844 | WILKINS | 720A | PVB | 0.750 | 96248 | FRONT OF BLDG
1565 | KING AVE | 43212-2125 | Active | ABC4230 | WILKINS | 975XL | RP | 0.750 | 3460409 | IN UTILITY ROOM
1577 | KING AVE | 43212-2060 | Active | 4468334 | WILKINS | 975XL2 | RP | 1.000 | 55446 | AT WATER METER AT BACK DOOR
1580 | KING AVE | 43212-2058 | Active | 76639 | WATTS | LF919QT | RP | 0.750 | 3460410 | FRONT BSMNT CLOSET AT BOTTM OF STEPS AT WATER METER
7460 | KING GEORGE DR | 43054-9605 | Active | 790045 | WATTS | 800QT | PVB | 1.000 | 72031 | FRONT OF HOUSE
7474 | KING GEORGE DR | 43054-9605 | Active | H245171 | FEBCO | 765 | PVB | 0.750 | 72061 | REAR OF HOUSE
7482 | KING GEORGE DR | 43054-9605 | Active | H817396 | FEBCO | 765 | PVB | 1.000 | 100436 | ON LEFT SIDE OF HOUSE TOWARDS FRONT
7487 | KING GEORGE DR | 43054-9610 | Active | CB179914 | WATTS | 800M4QT | PVB | 1.000 | 72087 | N/W CORNER
7492 | KING GEORGE DR | 43054-9605 | Active | 021137 | WATTS | 800 | PVB | 1.000 | 3611844 | RIGHT SIDE
7502 | KING GEORGE DR | 43054-9606 | Active | F031674 | WILKINS | 720A | PVB | 0.750 | 93010 | RIGHT SIDE OF HOUSE
7505 | KING GEORGE DR | 43054-9610 | Active | H173997 | FEBCO | 765 | PVB | 0.750 | 99979 | WEST SIDE OF HOME
7510 | KING GEORGE DR | 43054-9606 | Active | G046875 | WILKINS | 720A | PVB | 0.750 | 91202 | RIGHT SDIE OF HOUSE
7518 | KING GEORGE DR | 43054-9606 | Active | DF0821 | FEBCO | 765 | PVB | 1.000 | 72160 | LEFT SIDE OF HOUSE
7533 | KING GEORGE DR | 43054-9609 | Active | H148163 | FEBCO | 765 | PVB | 0.750 | 72190 | RIGHT SIDE
7534 | KING GEORGE DR | 43054-9606 | Active | FK5055 | FEBCO | 765 | PVB | 1.000 | 72192 | NORTH SIDE (SERIAL #FK5055)
7551 | KING GEORGE DR | 43054-9609 | Active | T363431 | WILKINS | 720A | PVB | 0.750 | 72228 | LEFT SIDE
7567 | KING GEORGE DR | 43054-9609 | Active | CB120381 | WILKINS | 720 | PVB | 0.750 | 3460469 | FRONT RIGHT BY DRIVEWAY
7575 | KING GEORGE DR | 43054-9609 | Active | T304390 | WILKINS | 720A | PVB | 0.750 | 72269 | OUTSIDE-FRONT AREA OF HOUSE
7583 | KING GEORGE DR | 43054-9609 | Active | G006182 | WILKINS | 720A | PVB | 0.750 | 72275 | NE SIDE OF RESIDENT
7595 | KING GEORGE DR | 43054-9609 | Active | 209071 | WILKINS | 720A | PVB | 0.750 | 72289 | FRONT OF HOUSE
7600 | KING GEORGE DR | 43054-9607 | Active | CB993292 | WILKINS | 720 | PVB | 0.750 | 3460470 | RIGHT SIDE OF HOUSE
3044 | KINGS REALM AV | 43232-5498 | Active | 347949 | WATTS | 800M4FR | PVB | 0.750 | 93676 | LEFT SIDE OF HOUSE
7163 | KINGSCOTE CT | 43017-2176 | Active | T339475 | WILKINS | 720A | PVB | 1.000 | 71524 | LEFT SIDE OF HOUSE
7170 | KINGSCOTE CT | 43017-2176 | Active | G045218 | WILKINS | 720A | PVB | 0.750 | 88269 | Left side of house
7180 | KINGSCOTE CT | 43017-2176 | Active | T070706 | WILKINS | 720A | PVB | 0.750 | 71553 | LEFT SIDE
7183 | KINGSCOTE CT | 43017-2176 | Active | BM5635 | FEBCO | 765 | PVB | 0.750 | 71559 | RIGHT SIDE OUTSIDE
3180 | KINGSDALE CTR | 43221-2000 | Active | 11035731122 | AMES | 3000SS | DCDA | 8.000 | 3640950
3180 | KINGSDALE CTR | 43221-2000 | Active | 97392 | AMES | 2000B | DC | 0.750 | 3654566
3180 | KINGSDALE CTR | 43221-2000 | Under renovation | 119126 | WATTS | 909 | RP | 2.500 | 60156 | LOADING DOCK
1101 | KINGSDALE TER | 43220-4946 | Active | F087577 | WILKINS | 720A | PVB | 1.000 | 53887 | UNDER 2ND WINDOW RIGHT OF FRONT DOOR
1129 | KINGSDALE TER | 43220-4946 | Active | CB636549 | WILKINS | 720A | PVB | 0.750 | 3460644 | RIGHT REAR
1130 | KINGSDALE TER | 43220-4947 | Active | HB96805 | FEBCO | 765 | PVB | 0.750 | 54018 | FRONT OF HOUSE
1190 | KINGSDALE TER | 43220-4959 | Active | T339387 | WILKINS | 720A | PVB | 0.750 | 54210 | OUTSIDE Front of House
1326 | KINGSGATE RD | 43221-1503 | Active | AG3900 | FEBCO | 765 | PVB | 0.750 | 54691 | SW CORNER OF HOUSE
1352 | KINGSGATE RD | 43221-1503 | Active | 28813 | FEBCO | 765 | PVB | 1.000 | 54783 | BACK SIDE OF HOUSE
1362 | KINGSGATE RD | 43221-1503 | Active | CR1362 | FEBCO | 765 | PVB | 1.000 | 3460706 | BACK OF HOUSE BEHIND BUSHES BELOW THE ELECTRIC METER
4851 | KINGSHILL DR | 43229-6237 | Due Install |  |  |  | RP |  | 3633101 | MECH/METER ROOM AT WATER METER
4851 | KINGSHILL DR | 43229-6237 | Active | 3176625 | WILKINS | 975 | RP | 0.750 | 100437 | 3RD FL BOILER ROOM
4857 | KINGSHILL DR | 43229-6238 | Due Install |  |  |  | RP |  | 3633102 | MECH/METER ROOM AT WATER METER
4857 | KINGSHILL DR | 43229-6238 | Active | 3561356 | WILKINS | 975XL | RP | 0.750 | 100438 | 3rd floor boiler room
4863 | KINGSHILL DR | 43229-6239 | Due Install |  |  |  | RP |  | 3633103
4863 | KINGSHILL DR | 43229-6239 | Active | 2943995 | WILKINS | 975 | RP | 0.750 | 100439 | 3RD FL BOILER RM - 4865 KINGSHILL DR
4869 | KINGSHILL DR | 43229-6240 | Active | 3176638 | WILKINS | 975 | RP | 0.750 | 100441 | 3RD FL BOILER RM - 4881 KINGSHILL DR
4869 | KINGSHILL DR | 43229-6240 | Due Install |  |  |  | RP |  | 3633105 | MECH/METER ROOM AT WATER METER
4875 | KINGSHILL DR | 43229-6241 | Active | 4321248 | WILKINS | 975xl2 | RP | 0.750 | 100440 | 3RD FL BOILER RM - 4881 KINGSHILL DR
4875 | KINGSHILL DR | 43229-6241 | Due Install |  |  |  | RP |  | 3633106 | MECH/METER ROOM AT WATER METER
4881 | KINGSHILL DR | 43229-6203 | Due Install |  |  |  | RP |  | 3633133 | AT WATER METER IN/UNDER S STAIRWELL OF 4851 BLDG
4881 | KINGSHILL DR | 43229-6203 | Active | 24231 | WATTS | 919QT | RP | 1.500 | 100443 | POOL EQUIPMENT ROOM
4881 | KINGSHILL DR | 43229-6203 | Due Install |  |  |  | RP |  | 3636616 | UNDER STAIRWELL OF EAST DOOR
4889 | KINGSHILL DR | 43229-6242 | Active | 3568349 | WILKINS | 975XL | RP | 0.750 | 100176 | 4881 KINGSHILL DR - 3RD FLOOR BOILER ROOM
4889 | KINGSHILL DR | 43229-6242 | Due Install |  |  |  | RP | 2.000 | 3633107 | MECH/METER ROOM AT WATER METER
4481 | KINGSLAND AVE | 43232-4311 | Active | A04647 | WATTS | 009M3QT | RP | 0.750 | 94409 | AT WATER METER
1152 | KINGSLEA RD | 43209-2908 | Active | 066265 | WATTS | LF800M4QT | PVB | 0.750 | 93674 | LEFT SIDE OF HOUSE
3106 | KINGSMEAD TRCE UNIT IRRIG | 43017-2217 | Active | 32660 | WATTS | 800QT | PVB | 1.000 | 59982 | EAST SIDE OF HOUSE
3144 | KINGSMEAD TRCE UNIT IRRIG | 43017- | Active | 131165 | FEBCO | 825YA | RP | 1.000 | 60049 | IN BUSH IN FRT YARD OF 3146 KNGSMEAD-AT METER BOX 4' N OF SIDWLK
3172 | KINGSMEAD TRCE UNIT IRRIG | 43017- | Active | 1784 | WILKINS | 975 | RP | 1.000 | 60149 | AT WATER METER PIT
6513 | KINGSMILL CT | 43229 | Active | 3971789 | WILKINS | 975XL | RP | 1.500 | 3607413
6555 | KINGSMILL CT | 43229- | Active | 4775062 | WILKINS | 975XL | RP | 1.500 | 3460902 | IN METER/PHONE ROOM. NORTH END OF BUILDING
965 | KINGSMILL PKWY | 43229-1129 | Active | T191673 | WILKINS | 720 | PVB | 0.750 | 3460906 | INSIDE FRONT OF BUILDING NEXT TO METER
990 | KINGSMILL PKWY | 43229-1175 | Due Install |  |  |  | RP |  | 3460907
1001 | KINGSMILL PKWY | 43229-1129 | Active | 15921 | WATTS | 909QT | RP | 0.750 | 94463 | EQUIP ROOM
1001 | KINGSMILL PKWY | 43229-1129 | Active | 01709 | WATTS | 800M4FR | PVB | 1.000 | 100146 | SW COVE BY GENERATOR BACK OF BUILDING
1001 | KINGSMILL PKWY | 43229-1129 | Due Install |  |  |  | RP | 1.000 | 3640953 | METER PIT IS OFF CRUPPER S/SIDE OF PROPERTY
1080 | KINGSMILL PKWY | 43229-1100 | Active | OK-0106 | WATTS | 757ADCDAGV | DCDA | 3.000 | 3654329 | BASEMENT
1080 | KINGSMILL PKWY | 43229-1100 | Active | C01322 | DERINGER | 30 | DC | 3.000 | 3460911 | MAIN ELECTRIC ROOM
1080 | KINGSMILL PKWY | 43229-1100 | Active | TG-3632 | AMES | COLT 400 | RP | 3.000 | 3638459 | BASEMENT
29 | KINGSTON AVE | 43207-2437 | Active | B203789 | WILKINS | 375 | RP | 0.750 | 3460969 | AT METER
50 | KINGSTON AVE | 43207-2436 | Not Required by DOW | W167008 | WILKINS | 975XL | RP | 1.250 | 65581 | DYNOMETER ROOM
50 | KINGSTON AVE | 43207-2436 | Active | ACJ8765 | WILKINS | 975XL2 | RP | 1.50 | 65578 | S CENTER OF BUILDING IN MECHANICAL ROOM
50 | KINGSTON AVE | 43207-2436 | Not Required by DOW | 136046 | WILKINS | 975 | RP | 0.750 | 65579 | BACK GARAGE NW CORNER OF BLDG (PARTS WASHER)
2730 | KINGSTON AVE | 43123-3386 | Active | 258551 | WILKINS | 975 | RP | 1.000 | 59127 | SW CORNER OF OLD BUILDING NEXT TO WATER METER
2975 | KINGSTON AVE | 43123-3304 | Not Required by DOW | 1572052 | WILKINS | 975 | RP | 0.750 | 103258 | MECHANICAL ROOM
2975 | KINGSTON AVE | 43123-3304 | Active | 1289700 | WILKINS | 975XLBMS | RP | 1.500 | 59632 | FRONT OFFICE MECH CLOSET
3055 | KINGSTON AVE | 43123-3304 | LPS - Due Install | [5 empty] | 3632800
3055 | KINGSTON AVE | 43123-3304 | Active | 15110713 | WATTS | 774DCDA | DCDA | 8.000 | 3613501 | METER VAULT
3055 | KINGSTON AVE | 43123-3304 | Active | 20864 | WATTS | 007M2QT | DC | 0.750 | 3613502 | METER VAULT
3055 | KINGSTON AVE | 43123-3304 | Active | 31933 | WILKINS | 375A | RP | 3.000 | 3613503 | BOILER ROOM
3055 | KINGSTON AVE | 43123-3304 | Not Required by DOW | 11176 | WATTS | 919QT | RP | 1.250 | 3613504 | AT BOILER IN BOILER ROOM
3055 | KINGSTON AVE | 43123-3304 | Not Required by DOW | 12137 | WATTS | LF800M4QT | PVB | 0.500 | 3613505 | KITCHEN
3226 | KINGSTON AVE | 43123-3226 | Not Required by DOW |  |  |  | RP | 1.500 | 3461055 | BASEMENT AT METER
3226 | KINGSTON AVE | 43123-3226 | Active | 300820 | WATTS | LF009M3 | RP | 0.750 | 3648776 | BASEMENT
4633 | KINGSTON CT | 43220-2830 | Active | H129731 | FEBCO | 765 | PVB | 0.750 | 64638 | OUTSIDE FRONT OF HOUSE
4650 | KINGSTON CT | 43220-2830 | Active | G208716 | WILKINS | 720A | PVB | 0.750 | 92294 | BACK AT DECK
3154 | KINGSTREE CT | 43017-2201 | Active | 7197 | FEBCO | 765 | PVB | 1.000 | 60071 | LEFT SIDE OF BUILDING
3170 | KINGSTREE CT | 43017-2228 | Active | 7371 | FEBCO | 765 | PVB | 1.000 | 60148 | REAR OF BUILDING
3134 | KINGSTREE CT UNIT FB | 43017-2227 | Active | 2944188 | WILKINS | 975XLBMS | RP | 1.000 | 60028 | IN FRONT YARD AT WATER METER PIT AT 3148 KINGSTREE CT
5734 | KINGSTREE DR UNIT FB | 43017-2224 | Active | 23505 | FEBCO | 825Y | RP | 1.000 | 67751 | FRONT OF BUILDING
5749 | KINGSTREE DR UNIT IRRIG | 43017-2226 | Active | 55188 | FEBCO | 765 | PVB | 1.000 | 67799 | LEFT SIDE OF BUILDING
5710 | KINGSTREE DR UNIT IRRSY | 43017-2210 | Active | 3690303 | WILKINS | 975 | RP | 0.750 | 3608220 | RIGHT SIDE OF HOUSE
1401 | KINNARDS PL | 43235-5131 | Active | 424867 | WILKINS | 720A | PVB | 0.750 | 91497 | LEFT FRONT
1409 | KINNARDS PL | 43235-5131 | Active | 335470 | WILKINS | 720A | PVB | 0.750 | 54936 | LEFT FRONT
1416 | KINNARDS PL | 43235-5131 | Active | T146533 | WILKINS | 720A | PVB | 0.750 | 3609739 | RIGHT FRONT
1430 | KINNARDS PL | 43235-5131 | Active | CB001285 | WILKINS | 720A | PVB | 0.750 | 102581 | LEFT SIDE
1431 | KINNARDS PL | 43235-5131 | Active | CB016149 | WILKINS | 765 | PVB | 0.750 | 91498 | LEFT SIDE
1445 | KINNARDS PL | 43235-5131 | Active | CC5680 | FEBCO | 765 | PVB | 0.750 | 93677 | LEFT FRONT
760 | KINNEAR RD | 43212-1440 | Due Install |  |  |  | DCDA | 6.000 | 3632770
760 | KINNEAR RD | 43212-1440 | Active | ACN1914 | WILKINS | 975XL2 | RP | 1.500 | 3632769
760 | KINNEAR RD | 43212-1440 | Active | 002704 | WATTS | 800QT | PVB | 1.500 | 72302 | MECHANICAL ROOM ABOVE WATER METER
770 | KINNEAR RD | 43212-1472 | Not Required by DOW | 67321 | WATTS | 009QT | RP | 1.500 | 72558 | 1ST FL MECH ROOM CENTER OF BLDG BY METER, POSSIBLY REPLACED??
770 | KINNEAR RD | 43212-1472 | Not Required by DOW | 4205494 | WILKINS | 975XL2 | RP | 1.500 | 3616869 | MECHANICAL ROOM #110
770 | KINNEAR RD | 43212-1472 | Active | 4184834 | WILKINS | 975XL2 | RP | 2.000 | 3616868 | MECH/FURN ROOM AT WATER METER. ROOM #110 ELECTRIC/HWT ROOM
770 | KINNEAR RD | 43212-1472 | Not Required by DOW | 87719 | WILKINS | 720A | PVB | 1.000 | 72559 | FRONT OF BUILDING ENTRANCE, REPLACED??
770 | KINNEAR RD | 43212-1472 | Not Required by DOW | 4238806 | WILKINS | 975XL2 | RP | 0.750 | 3616867 | 1ST FL ELECTRICAL RM 147, VALVED OFF - CAPPED OFF??
807 | KINNEAR RD | 43212-1421 | Active | 171744 | WATTS | 009 | RP | 3.000 | 73275 | MECH ROOM AT WATER METER
807 | KINNEAR RD | 43212-1421 | Not Required by DOW | 87538 | WATTS | LF919QT | RP | 0.750 | 89419 | MECH ROOM BACK WALL
815 | KINNEAR RD | 43212 | Not Required by DOW | 4052448 | WILKINS | 975XL2 | RP | 2.000 | 3610092 | SPRINKLER, BUILDING 6
815 | KINNEAR RD | 43212 | Not Required by DOW | 3668344 | WILKINS | 975XL | RP | 2.000 | 3610093 | SPRINKLER, BUILDING 7
815 | KINNEAR RD | 43212 | Active | N111221146 | FEBCO | 860 | RP | 4.000 | 102151 | Rear room of rental office
815 | KINNEAR RD | 43212 | Not Required by DOW | 3685801 | WILKINS | 975XL | RP | 2.000 | 3610091 | SPRINKLER, BUILDING 12
815 | KINNEAR RD | 43212 | Active | H017632 | FEBCO | 805YB | DC | 0.750 | 102150 | Rear room of rental office
815 | KINNEAR RD | 43212 | Not Required by DOW | 39767 | WATTS | 919QT | RP | 1.000 | 103200 | Pool Pump Room - 1720 Clubhouse
815 | KINNEAR RD | 43212 | Active | N1201260715 | FEBCO | 856 | DCDA | 8.000 | 102152 | Rear room of rental office
850 | KINNEAR RD | 43212- | Active | 17804 | WATTS | 919QT | RP | 1.500 | 73978 | AT WATER METER
930 | KINNEAR RD | 43212-1443 | Not Required by DOW | 441018 | WATTS | 909QT | RP | 0.750 | 96199
930 | KINNEAR RD | 43212-1443 | Not Required by DOW | 418825 | WATTS | 909 | RP | 0.750 | 3604324 | ROOM 180M
930 | KINNEAR RD | 43212-1443 | Not Required by DOW | 18679 | WATTS | 007M2PCQT | DC | 1.500 | 3613117 | 182M MECHANICAL ROOM
930 | KINNEAR RD | 43212-1443 | Active | 21219 | WATTS | 919QT | RP | 1.500 | 3621181 | IN ROOM 194 A
1003 | KINNEAR RD | 43212-1150 | LPS - Active |  |  |  | LPC |  | 3636625
1003 | KINNEAR RD | 43212-1150 | Active | 60953 | WATTS | 919 | RP | 0.750 | 3461217
1026 | KINNEAR RD | 43212- | Due Install |  |  |  | DCDA |  | 3654154 | VAULT SOUTH OF BLDG
1026 | KINNEAR RD | 43212- | Not Required by DOW | 278573 | WATTS | 009M2QT | RP | 1.000 | 3653855 | MECH ROOM
1026 | KINNEAR RD | 43212- | Active | 015183 | WATTS | 909 | RP | 3.000 | 3653854 | MECH ROOM
1026 | KINNEAR RD | 43212- | Due Install |  |  |  | DCDA | 6.000 | 3641326 | IN PIT SOUTH OF BLDG
1026 | KINNEAR RD | 43212- | Active | QQ532 | APOLLO/CONBRACO | 40205A2 | RP | 1.000 | 53656
1100 | KINNEAR RD | 43212-1183 | Active | VU158 | APOLLO/CONBRACO | 40208T2 | RP | 2.000 | 53869 | REAR - NE CORNER ABOVE MAINT. STORAGE ROOM
1100 | KINNEAR RD | 43212-1183 | Active | PG-0270 | WATTS | 957 | RP | 3.000 | 3611956 | WATER METER ROOM
1165 | KINNEAR RD | 43212-1153 | Active | 444248 | WATTS | 909HWM1QT | RP | 1.500 | 99260 | ROOM 102A FIRE PROTECTION ROOM
1165 | KINNEAR RD | 43212-1153 | Active | 171099 | AMES | 3000SS | DCDA | 6.000 | 99102 | MECHANIC ROOM NORTHWEST
1165 | KINNEAR RD | 43212-1153 | Active | 15884 | WATTS | 007M1PCQT | DC | 0.750 | 99103 | MECHANIC ROOM NORTHWEST
1170 | KINNEAR RD | 43212- | Active | 238521 | CONBRACO | 40208A2U | RP | 2.000 | 103323 | 1150 KINNEAR RD, RIGHT OFF OF KINNEAR AT SW CORNER OF BLDG, OUTSIDE
1170 | KINNEAR RD | 43212- | Active | 326467 | WATTS | 709QT-FDA | DC | 8.000 | 95611 | MECH ROOM
1170 | KINNEAR RD | 43212- | LPS - Due Install | [5 empty] | 3651196 | 1150 KINNEAR RD, RIGHT OFF OF KINNEAR AT SW CORNER OF BLDG, OUTSIDE
1170 | KINNEAR RD | 43212- | Due Install |  |  |  | DCDA | 8.000 | 3651195 | 1150 KINNEAR RD, RIGHT OFF OF KINNEAR AT SW CORNER OF BLDG, OUTSIDE
1170 | KINNEAR RD | 43212- | Due Install |  |  |  | RP | 4.000 | 3651194 | 1150 KINNEAR RD, RIGHT OFF OF KINNEAR AT SW CORNER OF BLDG, OUTSIDE
1200 | KINNEAR RD | 43212-1154 | Active | 71154 | AMES | 2000BM3 | DC | 0.750 | 3654294 | LEFT OF DOCK DOORS
1200 | KINNEAR RD | 43212-1154 | Active | XA1273 | AMES | COLT 300GV | DCDA | 8.000 | 3650298 | LEFT OF DOCK DOORS
1200 | KINNEAR RD | 43212-1154 | Active | ACF8829 | WILKINS | 975XL2 | RP | 2.000 | 3461221 | IN BREAKROOM
1212 | KINNEAR RD | 43212-1154 | Active | 1727400713 | AMES | 2000SS | DC | 3.000 | 103964 | SW CORNER OF BASEMENT AT METER
1212 | KINNEAR RD | 43212-1154 | Active | 000309 | WATTS | 909 | RP | 3.000 | 104015 | SW CORNER OF BASEMENT
1224 | KINNEAR RD | 43212-1154 | Not Required by DOW | QQ583 | APOLLO/CONBRACO | 40205A2 | RP | 1.000 | 54362 | ELECTRICAL ROOM OUTSIDE DOOR
1224 | KINNEAR RD | 43212-1154 | Active | QQ506 | APOLLO/CONBRACO | 40205A2 | RP | 1.000 | 54361 | BOILER ROOM
1224 | KINNEAR RD | 43212-1154 | Active | 105244 | WATTS | LF009M2QT | RP | 1.500 | 3651583 | ELECTRICAL ROOM OUTSIDE DOOR
1250 | KINNEAR RD | 43212-1154 | Active | 229158 | WATTS | 909 | RP | 0.750 | 101909 | BOILER ROOM (MEETING HALL)
1250 | KINNEAR RD | 43212-1154 | Due Install |  |  |  | RP | 0.750 | 3641329 | BASEMENT
1275 | KINNEAR RD | 43212-1180 | Not Required by DOW | 15663 | WATTS | 919QT | RP | 1.500 | 102372 | WEST SIDE MECHANIC ROOM
1275 | KINNEAR RD | 43212-1180 | Not Required by DOW | 3366183 | WILKINS | 975 | RP | 1.000 | 99892 | 1305 KINNEAR RD, FIRE RISER ROOM
1275 | KINNEAR RD | 43212-1180 | Active | 168026 | AMES | 3000SS | DCDA | 8.000 | 98438 | 1305 KINNEAR RD, HOT BOX ALONG KINNEAR RD
1275 | KINNEAR RD | 43212-1180 | Active | 61697 | AMES | 2000B | DC | 0.750 | 98437 | 1305 KINNEAR RD, HOT BOX ALONG KINNEAR RD
1275 | KINNEAR RD | 43212-1180 | Active | 00957 | AMES | 4000B | RP | 1.500 | 97234 | 1305 KINNEAR, LOADING DOCK
1275 | KINNEAR RD | 43212-1180 | Not Required by DOW | W282893 | WILKINS | 975XLBMS | RP | 2.000 | 96744 | R-O WATER
1275 | KINNEAR RD | 43212-1180 | Not Required by DOW | 498648 | WATTS | 909QT | RP | 0.750 | 54499 | BOILER ROOM
1275 | KINNEAR RD | 43212-1180 | Not Required by DOW | 3623637 | WILKINS | 975 | RP | 0.750 | 54498 | NORTHWEST CORNER
1275 | KINNEAR RD | 43212-1180 | Not Required by DOW | 4696355 | WILKINS | 975XL2 | RP | 2.000 | 3641459 | WAREHOUSE INTERIOR WALL - 1255 KINNEAR
1275 | KINNEAR RD | 43212-1180 | LPS - Active |  |  |  | LPC |  | 3639071
1275 | KINNEAR RD | 43212-1180 | Active | KH2133 | WATTS | 957 | RP | 6.000 | 103621 | 1255 KINNEAR RD, HOT BOX ABOVE METER PIT
1275 | KINNEAR RD | 43212-1180 | Not Required by DOW | 38213 | WATTS | 919AQT | RP | 1.000 | 103341 | 1305 KINNEAR, LAB JANITORS CLOSET ABOVE CEILING
1275 | KINNEAR RD | 43212-1180 | Not Required by DOW | 42904 | WATTS | 919AQT | RP | 0.750 | 103340 | 1305 KINNEAR RD, MECHANICAL ROOM CEILING
1330 | KINNEAR RD | 43212 | Active | 15560 | WATTS | 007M1PCQT | DC | 0.750 | 100588 | FIRST FLOOR METER ROOM
1330 | KINNEAR RD | 43212 | Active | 1698201109 | AMES | 3000CIV | DCDA | 6.000 | 100590 | FIRST FLOOR METER ROOM
1330 | KINNEAR RD | 43212 | Active | 14474 | WATTS | 919QT | RP | 2.000 | 100589 | 1320 KINNEAR RD, FIRST FLOOR METER ROOM
1381 | KINNEAR RD | 43212-1177 | Not Required by DOW | 125125 | WATTS | 009QT | RP | 1.000 | 54851 | 3RD FL. E. END OF BLDG
1381 | KINNEAR RD | 43212-1177 | Active | 13097 | WATTS | 009 | RP | 3.000 | 54852 | WEST END @ METER ROOM
1381 | KINNEAR RD | 43212-1177 | Active | 015011 | FEBCO | 805 | DC | 0.750 | 54853 | NW WTR MTR RM
1381 | KINNEAR RD | 43212-1177 | Active | 101111543 | FEBCO | 856 | DCDA | 8.000 | 54850 | SPRINKLER CONTROL ROOM
1381 | KINNEAR RD | 43212-1177 | LPS - Active |  |  |  | LPS |  | 3632700 | LOW PRESSURE SUSTAINING DEVICE FOR BOOSTER PUMP 2ND FLOOR
1381 | KINNEAR RD | 43212-1177 | Not Required by DOW | 365848 | WATTS | 909M1QT | RP | 1.250 | 54854 | METER ROOM
1381 | KINNEAR RD | 43212-1177 | Not Required by DOW | 368376 | WATTS | 909M1QT | RP | 2.000 | 88442 | MECH RM # 114
1381 | KINNEAR RD | 43212-1177 | Not Required by DOW | W339439 | wilkins | 975 | RP | 2.000 | 88443 | MECH RM #114
1381 | KINNEAR RD | 43212-1177 | Not Required by DOW | 36876 | WATTS | 909M1QT | RP | 2.000 | 3607462 | MECH RM # 114
5520 | KINVARRA CT | 43016-6027 | Active | 435838 | WILKINS | 420 | PVB | 0.750 | 67160 | RIGHT FRONT
5521 | KINVARRA CT | 43016-6027 | Active | 158860 | FEBCO | 765 | PVB | 1.000 | 67162 | OUTSIDE
5545 | KINVARRA CT | 43016-6027 | Active | 954989 | WILKINS | 720A | PVB | 1.000 | 93678 | RIGHT SIDE
5553 | KINVARRA CT | 43016-6027 | Active | 874857 | WILKINS | 720A | PVB | 0.750 | 67250 | RIGHT SIDE
5560 | KINVARRA CT | 43016-6027 | Active | CB288615 | WILKINS | 720A | PVB | 0.750 | 3592724 | RIGHT SIDE OF HOUSE
5502 | KINVARRA LN | 43016-6030 | Active | 672938 | WILKINS | 720A | PVB | 0.750 | 67119 | BACK OF HOUSE
5559 | KINVARRA LN | 43016-6029 | Active | F137564 | WILKINS | 720A | PVB | 0.750 | 67300 | LEFT FRONT
5567 | KINVARRA LN | 43016-6029 | Active | T178618 | WILKINS | 720A | PVB | 0.750 | 67311 | RIGHT FRONT
5575 | KINVARRA LN | 43016-6029 | Active | CB000398 | WILKINS | 720A | PVB | 0.750 | 102653 | RIGHT SIDE
5582 | KINVARRA LN | 43016-6031 | Active | F044985 | WILKINS | 720A | PVB | 0.750 | 97414 | LEFT SIDE
5583 | KINVARRA LN | 43016-6029 | Active | T178571 | WILKINS | 720 | PVB | 1.000 | 67333 | RIGHT FRONT
5590 | KINVARRA LN | 43016-6031 | Active | G205054 | WILKINS | 720A | PVB | 0.750 | 92692 | right side of house
5606 | KINVARRA LN | 43016-6032 | Active | A135442 | WILKINS | 720A | PVB | 0.750 | 67403 | LEFT FRONT CORNER OF HOUSE
6156 | KINVER EDGE WAY | 43213-5127 | Active | T231608 | WILKINS | 720A | PVB | 0.750 | 3615135 | FRONT RIGHT SIDE OF HOUSE
6157 | KINVER EDGE WAY | 43213-5125 | Active | 384045 | WILKINS | 420 | PVB | 0.750 | 3609476 | RIGHT SIDE
6162 | KINVER EDGE WAY | 43213-5127 | Active | T231749 | WILKINS | 720A | PVB | 0.750 | 3615368 | FRONT RIGHT SIDE
6163 | KINVER EDGE WAY | 43213-5125 | Active | T231653 | WILKINS | 720A | PVB | 0.750 | 3616551 | FRONT RIGHT SIDE
6168 | KINVER EDGE WAY | 43213-5127 | Active | T235997 | WILKINS | 720A | PVB | 0.750 | 3618324 | RIGHT SIDE
6169 | KINVER EDGE WAY | 43213-5125 | Active | G080503 | WILKINS | 720A | PVB | 0.750 | 91827 | RIGHT SIDE OF HOUSE
6174 | KINVER EDGE WAY | 43213-5127 | Active | T231743 | WILKINS | 720A | PVB | 0.750 | 3615335 | RIGHT SIDE OF HOUSE
6175 | KINVER EDGE WAY | 43213-5125 | Active | T191412 | WILKINS | 720A | PVB | 0.750 | 3597650 | FRONT RIGHT SIDE
6180 | KINVER EDGE WAY | 43213-5127 | Active | G045378 | WILKINS | 720A | PVB | 0.750 | 88571 | LEFT SIDE
6181 | KINVER EDGE WAY | 43213-5125 | Active | T231768 | WILKINS | 720A | PVB | 0.750 | 3616550 | FRONT RIGHT SIDE
6186 | KINVER EDGE WAY | 43213-5127 | Active | CB031505 | WILKINS | 720A | PVB | 0.750 | 87899 | RIGHT SIDE OF HOUSE
6187 | KINVER EDGE WAY | 43213-5125 | Active | CB153228 | WILKINS | 720A | PVB | 0.750 | 3615138 | SIDE OF HOUSE
6192 | KINVER EDGE WAY | 43213-5127 | Active | CB001048 | WILKINS | 720A | PVB | 0.750 | 90346 | FRONT OF CONDO
6193 | KINVER EDGE WAY | 43213-5125 | Active | CB153176 | WILKINS | 720A | PVB | 0.750 | 3613131 | FRONT RIGHT SIDE
6198 | KINVER EDGE WAY | 43213-5127 | Active | 185388 | WILKINS | 720A | PVB | 0.750 | 88827 | S. END CORNER OF HOME
6199 | KINVER EDGE WAY | 43213-5125 | Active | T231665 | WILKINS | 720A | PVB | 0.750 | 3615137 | FRONT RIGHT SIDE
6204 | KINVER EDGE WAY | 43213-5127 | Active | F082518 | WILKINS | 720A | PVB | 0.750 | 101286 | RIGHT SIDE OF HOUSE
6205 | KINVER EDGE WAY | 43213-5125 | Active | T235936 | WILKINS | 720-A | PVB | 0.750 | 3616930 | RIGHT SIDE OF FRONT DOOR
6210 | KINVER EDGE WAY | 43213-5127 | Active | 303579 | WATTS | 800M4FR | PVB | 0.750 | 3599135 | RIGHT SIDE OF HOUSE
6211 | KINVER EDGE WAY | 43213-5125 | Active | T235993 | WILKINS | 720A | PVB | 0.750 | 3616929 | RIGHT FRONT CORNER
6216 | KINVER EDGE WAY | 43213-5127 | Active | 267973 | WATTS | 800M4FR | PVB | 0.750 | 90347 | FRONT - MIDDLE OF CONDO
6217 | KINVER EDGE WAY | 43213-5125 | Active | T236143 | WILKINS | 720A | PVB | 0.750 | 3616849 | RIGHT SIDE OF FRONT DOOR
6223 | KINVER EDGE WAY | 43213-5125 | Active | T236000 | WILKINS | 720A | PVB | 0.750 | 3616928 | RIGHT SIDE OF FRONT DOOR
6229 | KINVER EDGE WAY | 43213-5125 | Active | T236020 | WILKINS | 720A | PVB | 0.750 | 3618253 | RIGHT FRONT CORNER
6235 | KINVER EDGE WAY | 43213-5125 | Active | T231744 | WILKINS | 720A | PVB | 0.750 | 3616549 | RIGHT SIDE OF HOUSE
6241 | KINVER EDGE WAY | 43213-5125 | Active | 245549 | WATTS | 800M4FR | PVB | 0.750 | 3598993 | RIGHT SIDE OF HOUSE
6246 | KINVER EDGE WAY | 43213-5128 | Active | 263305 | WATTS | 800M4QT | PVB | 0.750 | 92924 | SOUTH FRONT OF HOME
6252 | KINVER EDGE WAY | 43213-5128 | Active | H630588 | FEBCO | 765 | PVB | 0.750 | 97175 | RIGHT OF HOUSE
6258 | KINVER EDGE WAY | 43213-5128 | Active | T231647 | WILKINS | 720A | PVB | 0.750 | 3615136 | SIDE OF HOUSE
6264 | KINVER EDGE WAY | 43213-5128 | Active | H837257 | FEBCO | 765 | PVB | 0.750 | 3608225 | LEFT SIDE OF HOUSE
6265 | KINVER EDGE WAY | 43213-5126 | Active | T258920 | WILKINS | 720A | PVB | 1.000 | 3599197 | RIGHT SIDE
6270 | KINVER EDGE WAY | 43213-5128 | Active | 185535 | WILKINS | 720A | PVB | 0.750 | 96051 | LEFT SIDE OF HOUSE
6276 | KINVER EDGE WAY | 43213-5128 | Active | 181980 | WILKINS | 720A | PVB | 0.750 | 88962 | RIGHT SIDE
6277 | KINVER EDGE WAY | 43213-5126 | Active | 827508 | WATTS | 800M4QT | PVB | 1.000 | 3599145 | LEFT SIDE
6289 | KINVER EDGE WAY | 43213-5126 | Active | H837219 | FEBCO | 765 | PVB | 0.750 | 3606248 | RIGHT SIDE OF HOUSE
6294 | KINVER EDGE WAY | 43213-5128 | Active | 271053 | WATTS | 800M4QT | PVB | 0.750 | 96436 | RIGHT SIDE
6295 | KINVER EDGE WAY | 43213-5126 | Active | H782151 | FEBCO | 765 | PVB | 0.750 | 3606247 | RIGHT OF FRONT DOOR
6300 | KINVER EDGE WAY | 43213-5128 | Active | 181779 | WILKINS | 720A | PVB | 0.750 | 89255 | FRONT OF HOUSE
6301 | KINVER EDGE WAY | 43213-5126 | Active | 785553 | WATTS | 800M4QT | PVB | 1.000 | 103130 | RIGHT SIDE OF HOUSE
6306 | KINVER EDGE WAY | 43213-5128 | Active | 181812 | WILKINS | 720A | PVB | 0.750 | 88910 | RIGHT SIDE
6307 | KINVER EDGE WAY | 43213-5126 | Active | 780811 | WATTS | 800M4QT | PVB | 1.000 | 101542 | LEFT SIDE OF HOUSE
6312 | KINVER EDGE WAY | 43213-5128 | Active | G046617 | WILKINS | 720A | PVB | 0.750 | 89254 | FRONT OF HOUSE
6313 | KINVER EDGE WAY | 43213-5126 | Active | G046880 | WILKINS | 720A | PVB | 0.750 | 89256 | RIGHT SIDE
3245 | KIOKA AVE | 43221-2642 | Active | H132371 | FEBCO | 765 | PVB | 0.750 | 60277 | RIGHT SIDE OF HOUSE
3250 | KIOKA AVE | 43221-2643 | Active | CB636552 | WILKINS | 720A | PVB | 0.750 | 3461334 | RIGHT SIDE OF HOUSE BEHIND LOCKED GATE
3260 | KIOKA AVE | 43221-2643 | Active | F136419 | WILKINS | 720A | PVB | 0.750 | 99960 | LEFT SIDE OF HOUSE
3809 | KIOKA AVE | 43220-4536 | Active | CB269731 | WILKINS | 720A | PVB | 1.000 | 61831 | FRONT RIGHT SIDE OF DOOR
3908 | KIOKA AVE | 43220-4539 | Active | G281110 | WILKINS | 720A | PVB | 0.750 | 62179 | SOUTH SIDE OF HOUSE
3945 | KIOKA AVE | 43220-4540 | Active | CB090261 | WILKINS | 720A | PVB | 0.750 | 3461356 | LEFT SIDE
3971 | KIOKA AVE | 43220-4540 | Active | 647761 | WATTS | 800M4QT | PVB | 1.000 | 93680 | RIGHT SIDE
4023 | KIOKA AVE | 43220-4576 | Active | 122937 | WATTS | 800M2QT | PVB | 0.750 | 62700 | LT SIDE
4401 | KIPLING RD | 43220-4282 | Active | W305137 | WILKINS | 975XLBMS | RP | 1.000 | 93681 | IN BASMENT AT WATER METER
4421 | KIPLING RD | 43220-4282 | Active | H025093 | FEBCO | 765 | PVB | 1.000 | 93682 | BACK OF HOUSE
4455 | KIPLING RD | 43220-4282 | Active | 58529 | FEBCO | 765 | PVB | 1.000 | 101251 | BACK OF HOUSE
4494 | KIPLING RD | 43220-4208 | Active | 629794 | RAINBIRD | AC4000 | PVB | 1.000 | 64174 | BACK OF HOUSE
4497 | KIPLING RD | 43220-4207 | Active | 547205 | RAINBIRD | 100 | PVB | 1.000 | 64181 | AS YOU FACE HOUSE, RIGHT OF FRONT DOOR
4520 | KIPLING RD | 43220-4208 | Active | T305634 | WILKINS | 720A | PVB | 0.750 | 93683 | RIGHT FRONT OF DOOR
1032 | KIRK AVE | 43085-2923 | Active | T085836 | WILKINS | 720A | PVB | 0.750 | 102524 | LEFT SIDE
8396 | KIRKALDY CT | 43017-9730 | Active | 46280 | FEBCO | 765 | PVB | 1.000 | 73779 | FRT OF HSE
8397 | KIRKALDY CT | 43017-9730 | Active | 326949 | WATTS | 800QT | PVB | 0.750 | 73781 | FRONT OF HOUSE LEFT FRONT DOOR
8430 | KIRKALDY CT | 43017-9730 | Active | T417735 | WILKINS | 720A | PVB | 0.750 | 73845 | RIGHT FRONT
3455 | KIRKHAM RD | 43221-1314 | Active | W638496 | WILKINS | 720A | PVB | 0.750 | 60785 | SE CORNER OF HOUSE -OUTSIDE
3499 | KIRKHAM RD | 43221-1316 | Active | T065444 | WILKINS | 720A | PVB | 1.000 | 100102 | LEFT SIDE OF HOUSE
3506 | KIRKHAM RD | 43221-1317 | Active | AB7388 | FEBCO | 765 | PVB | 0.750 | 93705 | LEFT SIDE
3509 | KIRKHAM RD | 43221-1316 | Active | F10538 | FEBCO | 765 | PVB | 1.000 | 93706 | LEFT SIDE OF HOUSE
8605 | KIRKHILL CT | 43017-9610 | Active | CB987520 | WILKINS | 720A | PVB | 0.750 | 3609961 | RIGHT REAR BY ELECTRIC METER
8613 | KIRKHILL CT | 43017-9610 | Active | G215289 | WILKINS | 720A | PVB | 0.500 | 93709 | RIGHT SIDE OF HOUSE
8621 | KIRKHILL CT | 43017-9610 | Active | 779302 | WILKINS | 720A | PVB | 1.000 | 74122 | LEFTSIDE OF HOUSE
1375 | KIRKLEY RD | 43221-2360 | Active | T361347 | WILKINS | 720 | PVB | 0.750 | 3461520 | OUTSIDE
1389 | KIRKLEY RD | 43221-2360 | Active | H832097 | FEBCO | 765 | PVB | 1.000 | 54863 | LEFT HAND SIDE OF DOOR
1400 | KIRKLEY RD | 43221-2361 | Active | 813764 | WATTS | 800M4QT | PVB | 1.000 | 103591 | LEFT SIDE OF HOUSE
1401 | KIRKLEY RD | 43221-2360 | Active | T459349 | WILKINS | 720A | PVB | 0.750 | 3461522 | BACK OF HOUSE
1429 | KIRKLEY RD | 43221-2258 | Active | H629236 | FEBCO | 765 | PVB | 1.000 | 55002 | RIGHT SIDE OF BAY WINDOW
1470 | KIRKLEY RD | 43221-2261 | Active | 666174 | WATTS | 800M4FR | PVB | 1.000 | 93710 | EAST SIDE OF HOUSE
1490 | KIRKLEY RD | 43221-2261 | Active | 123157 | WATTS | 800M4QT | PVB | 0.750 | 55138 | REAR OF HOUSE
5953 | KIRKWALL E CT | 43017-9001 | Active | CAB50043 | WILKINS | 720A | PVB | 0.750 | 3461540 | LEFT FRONT
5957 | KIRKWALL E CT | 43017-9001 | Active | AI0457 | FEBCO | 765 | PVB | 0.750 | 68403 | NW SIDE CENTER
5962 | KIRKWALL E CT | 43017-9001 | Active | 200871 | WATTS | 800M4QT | PVB | 0.750 | 68417 | LT SIDE FRT
5969 | KIRKWALL E CT | 43017-9001 | Active | CB215313 | WILKINS | 720A | PVB | 1.000 | 68425 | FRONT RIGHT OF DOOR
5970 | KIRKWALL E CT | 43017-9001 | Active | 30895 | WATTS | 800M4 | PVB | 1.000 | 68430 | BEHIND GARAGE
6004 | KIRKWALL W CT | 43017-9002 | Active | 30249 | FEBCO | 765 | PVB | 1.000 | 68682 | LEFT SIDE OF HOUSE
6008 | KIRKWALL W CT | 43017 | Active | 56418 | FEBCO | 765 | PVB | 1.000 | 68688 | LEFT HAND SIDE
5969 | KITCHEN CT | 43026-7370 | Active | CB602733 | WILKINS | 720A | PVB | 0.750 | 68426 | MIDDLE RIGHT SIDE
5970 | KITCHEN CT | 43026-7370 | Active | T133534 | WILKINS | 720A | PVB | 0.750 | 68431 | LEFT SIDE OF HOUSE
5979 | KITCHEN CT | 43026-7370 | Active | 792852 | WILKINS | 720A | PVB | 0.750 | 68455 | FRONT LEFT SIDE
5980 | KITCHEN CT | 43026-7370 | Active | 200183 | FEBCO | 765 | PVB | 0.750 | 68459 | RIGHT HAND SIDE
6002 | KITCHEN CT | 43026-7370 | Active | T042178 | WILKINS | 720A | PVB | 0.750 | 68679 | RIGHT SIDE FRONT
5172 | KITTIWAKE CT | 43017-8613 | Active | 586559 | WILKINS | 720A | PVB | 0.750 | 93711 | FRONT RIGHT OF FRONT DOOR
5184 | KITTIWAKE CT | 43017-8613 | Active | t340575 | WILKINS | 720A | PVB | 2.000 | 66274 | OUTSIDE FRT LEFT OF DOOR
5185 | KITTIWAKE CT | 43017-8613 | Active | 3630 | FEBCO | 765 | PVB | 1.000 | 66276 | LEFT SIDE OF HOUSE
5196 | KITTIWAKE CT | 43017-8613 | Active | H781877 | FEBCO | 765 | PVB | 1.000 | 66292 | RIGHT SIDE OF HOUSE
5205 | KITTIWAKE CT | 43017-8613 | Active | AJ0987 | FEBCO | 765 | PVB | 0.750 | 66403 | RIGHT SIDE OF HOME
4155 | KITZMILLER RD | 43054- | Not Required by DOW | 3444110 | WILKINS | 975XL | RP | 2.000 | 103941 | CAR BARN - BASEMENT NE CORNER
4155 | KITZMILLER RD | 43054- | Not Required by DOW | Q14130 | WILKINS | 475 | RP | 3.000 | 3649164 | PAVILLION
4155 | KITZMILLER RD | 43054- | Not Required by DOW | V29152 | WILKINS | 350 | DC | 6.000 | 103942 | CAR BARN - FIRE MAIN
4155 | KITZMILLER RD | 43054- | Active | 4881942 | WILKINS | 975 | RP | 0.750 | 3648786 | IN SIILVER HOT BOX ON REYNOLDSBURG-NEW ALBANY RD
4155 | KITZMILLER RD | 43054- | Not Required by DOW | 3453567 | WILKINS | 950 | DC | 0.750 | 103943 | CAR BARN - SIDE CAR TO 6 INCH
4155 | KITZMILLER RD | 43054- | Active | 01505 | WILKINS | 475 | RPDA | 6.000 | 3648785 | IN SIILVER HOT BOX ON REYNOLDSBURG-NEW ALBANY RD
4155 | KITZMILLER RD | 43054- | Not Required by DOW | 140122 | WATTS | 909 | RP | 3.000 | 65752 | WEST WING CRAWL SPACE # W 002
4155 | KITZMILLER RD | 43054- | Not Required by DOW | 43981 | WATTS | 919AQT | RP | 1.000 | 65753 | SOUTH SIDE STABLES
4155 | KITZMILLER RD | 43054- | Not Required by DOW | 229247 | WATTS | 909M1QT | RP | 1.500 | 65754 | BASEMENT WEST WING MECHANICAL CRAWL SPACE
4155 | KITZMILLER RD | 43054- | Active | AG-5025A | XX | PVC PIPE | AG | 2.000 | 104171 | POOL MECHANICAL ROOM
4155 | KITZMILLER RD | 43054- | Active | L132018 | WILKINS | 375 | RP | 3.000 | 3648784 | IN FENCE CAGE ON REYNOLDSBURG-NEW ALBANY RD
4155 | KITZMILLER RD | 43054- | Active | L132100 | WILKINS | 375 | RP | 3.000 | 3648783 | IN FENCE CAGE ON REYNOLDSBURG-NEW ALBANY RD
4155 | KITZMILLER RD | 43054- | Not Required by DOW | B265463 | WILKINS | 375 | RP | 0.750 | 65756 | BOILER ROOM CENTER BASEMENT
4155 | KITZMILLER RD | 43054- | Not Required by DOW | 275623 | WATTS | 909QT | RP | 0.750 | 65757 | WEST MECHANICAL ROOM CRAWL SPACE
4155 | KITZMILLER RD | 43054- | Not Required by DOW | 276545 | WATTS | 909QT | RP | 0.750 | 65758 | WEST WING MECH ROOM - CRAWL SPACE
4155 | KITZMILLER RD | 43054- | Not Required by DOW | 289119 | WATTS | 909QT | RP | 0.750 | 65759 | BASEMENT --EAST MECHANICAL ROOM
4155 | KITZMILLER RD | 43054- | Not Required by DOW | 620860 | WATTS | 909QT | RP | 0.750 | 65760 | BASEMENT MECHANICAL ROOM MAINT. OFFICE
4155 | KITZMILLER RD | 43054- | Not Required by DOW | 532417 | WATTS | 909M1QT | RP | 0.750 | 3635786 | SCHOOL HOUSE
4155 | KITZMILLER RD | 43054- | Not Required by DOW | B350353 | WILKINS | 375XL | RP | 1.000 | 65761 | WEST MECHANICAL ROOM
4155 | KITZMILLER RD | 43054- | Active | AG-5025B | XX | AGAP | AG | 3.000 | 104172 | RADIANT FLOOR, MAIN MECH RM - S WALL ABOVE GLYGOL TANK
4155 | KITZMILLER RD | 43054- | Not Required by DOW | 568162 | WATTS | 909HWQT | RP | 1.000 | 102212 | ROTUNDA BOILER MAKE UP ABOVE HWT
4986 | KITZMILLER RD | 43054-9565 | Active | 20002 | WATTS | 919AQT | RP | 1.000 | 97574 | cabanna mech room n/w corner
4986 | KITZMILLER RD | 43054-9565 | Active | 16504 | WATTS | 919AQT | RP | 1.000 | 97580 | N/W corner cabanna mech room
4986 | KITZMILLER RD | 43054-9565 | Active | 16270 | WATTS | 919QT | RP | 0.750 | 97581 | S/W corner mech room
4986 | KITZMILLER RD | 43054-9565 | Active | 2860942 | WILKINS | 975XLBMS | RP | 2.000 | 97598 | S/W corner mech room
5000 | KITZMILLER RD | 43054-9565 | Active | Z165826 | WATTS | 009QT | RP | 1.000 | 65669 | BASEMENT MECHANICAL ROOM OFF LAUNDRY ROOM
5014 | KITZMILLER RD | 43054-9565 | Active | 790483 | WILKINS | 720A | PVB | 1.500 | 65724 | SOUTH SIDE
5014 | KITZMILLER RD | 43054-9565 | Active | A266123 | WILKINS | 375 | RP | 0.750 | 65723 | IN PIT AT STREET ON RIGHT HAND SIDE
5014 | KITZMILLER RD | 43054-9565 | Active | N05377 | WILKINS | 350 | DC | 6.000 | 65725 | IN PIT AT STREET ON RIGHT SIDE
5014 | KITZMILLER RD | 43054-9565 | Active | 1360872 | WILKINS | 950XL | DC | 0.750 | 3615163 | IN PIT AT STREET ON RIGHT HAND SIDE
5025 | KITZMILLER RD | 43054- | Active | 141130 | WILKINS | 475 | RP | 3.000 | 3648782 | IN FENCE CAGE OFF OF REYNOLDSBURG-NEW ALBANY
5025 | KITZMILLER RD | 43054- | Not Required by DOW | 248070 | WATTS | 909M1QT | RP | 2.000 | 65755 | GUEST HOUSE BASEMENT IN THE BOILER RM WHERE DOMESTIC SERVICE ENTERS
6300 | KITZMILLER RD | 43054- | Not Required by DOW | W178122 | WILKINS | 975XL | RP | 2.000 | 97648 | BLDG R NORTH BASEMENT - CHILLER RM
6300 | KITZMILLER RD | 43054- | Not Required by DOW | 399249 | WATTS | 909M1QT | RP | 2.000 | 95791 | BLDG S BASEMENT
6300 | KITZMILLER RD | 43054- | Not Required by DOW | W212886 | WILKINS | 975XL | RP | 0.500 | 87097 | BUILDING "R"
6300 | KITZMILLER RD | 43054- | Not Required by DOW | 153865 | WATTS | 009M2QT | RP | 2.000 | 73312 | 3RD FLOOR MECH ROOM
6300 | KITZMILLER RD | 43054- | Active | 4FN1094 | AMES | 4000SS | RP | 4.000 | 69603 | HOT BOX LOC. AT 6300 KITZMILLER BETWEEN 6309&6363 KITZMILLER
6300 | KITZMILLER RD | 43054- | Active | 108959 | AMES | 2000SS | DC | 8.000 | 69602 | 6300 KITZMILLER-IN PIT BETWEEN 6309&6363 75' E OF HYDRANT
6300 | KITZMILLER RD | 43054- | Not Required by DOW | 31981 | WATTS | 009M3QT | RP | 0.750 | 95792 | BLDG D EAST BASMENT
6300 | KITZMILLER RD | 43054- | Not Required by DOW | W197840 | WILKINS | 975XLBMS | RP | 2.000 | 95799 | BLDG R SOUTH BASEMENT
6300 | KITZMILLER RD | 43054- | Not Required by DOW | X00642 | WILKINS | 375ADA | RPDA | 4.000 | 95800 | BLDG R SOUTH BASEMENT
6300 | KITZMILLER RD | 43054- | Not Required by DOW | W166948 | WILKINS | 975XL | RP | 1.250 | 97639 | BLDG R SOUTH BASEMENT
6526 | KITZMILLER RD | 43054-8544 | Active | B13967 | FEBCO | 825Y | RP | 0.750 | 87989 | BASEMENT MECH ROOM
4600 | KNIGHTSBRIDGE BLVD | 43214- | Active | 387302 | WATTS | 009M2QT | RP | 1.000 | 64506 | 4590 KNIGHTSBRIDGE BLVD, 1ST FLOOR MECHANICAL ROOM
4600 | KNIGHTSBRIDGE BLVD | 43214- | Active | 00444 | WILKINS | 765 | PVB | 1.500 | 64507 | 4590 KNIGHTSBRIDGE BLVD, W SIDE OF BLDG BY WALK THROUGH DOOR
4625 | KNIGHTSBRIDGE BLVD | 43214-4338 | Active | 186533 | WATTS | 909 | RP | 4.000 | 64603 | EAST SIDE MIDDLE BUILDING -- 1ST FLOOR MECHANICAL RM
4625 | KNIGHTSBRIDGE BLVD | 43214-4338 | Not Required by DOW | 302122 | WATTS | 909M1QT | RP | 1.500 | 64604 | MECHANICAL ROOM #136 WEST SIDE OF BUILDING BY KITCHEN
4625 | KNIGHTSBRIDGE BLVD | 43214-4338 | Active | 31L1145 | AMES | 3000SS | DCDA | 6.000 | 64605 | PIT AT ENTRANCE
4625 | KNIGHTSBRIDGE BLVD | 43214-4338 | Active | 90396 | WATTS | 007M1QT | DC | 0.750 | 64606 | VALVE PIT AT ENTRANCE AT KNIGHTS BRIDGE BLVD
4625 | KNIGHTSBRIDGE BLVD | 43214-4338 | Active | F0411110858 | FEBCO | 880V | RP | 3.000 | 64607 | STAIRWELL ASSISTED LIVING
4625 | KNIGHTSBRIDGE BLVD | 43214-4338 | Active | D00286 | BACKFLOW DIRECT LLC | DERINGER 40 | RP | 2.500 | 3626848 | THIRD FLOOR CENTER STAIR
4625 | KNIGHTSBRIDGE BLVD | 43214-4338 | Not Required by DOW | 18480 | WATTS | 009M2QT | RP | 1.500 | 64602 | WATER METER ROOM
4775 | KNIGHTSBRIDGE BLVD | 43214-4313 | Active | 08774 | WATTS | 919QT | RP | 1.500 | 93713 | Meter closet in 1st floor men's restroom
4825 | KNIGHTSBRIDGE BLVD | 43214-4325 | Active | 4299655 | WILKINS | 975XL2 | RP | 1.000 | 3635203
4825 | KNIGHTSBRIDGE BLVD | 43214-4325 | Not Required by DOW | 220352 | WATTS | 800QT | PVB | 1.000 | 65161 | REAR OF BUILDING
4830 | KNIGHTSBRIDGE BLVD | 43214-2300 | Active | 1950820918 | AMES | 3000SS | DCDA | 6.000 | 3635206 | MECHANICAL ROOM IN SUITE A
4830 | KNIGHTSBRIDGE BLVD | 43214-2300 | Active | 4661724 | WILKINS | 975XL | RP | 1.500 | 3635205 | MECHANICAL ROOM AT WATER METER IN SUITE A
4830 | KNIGHTSBRIDGE BLVD | 43214-2300 | Not Required by DOW | 019620 | WATTS | 800M2QT | PVB | 1.500 | 90805 | MECH ROOM AT WATER METER
4830 | KNIGHTSBRIDGE BLVD | 43214-2300 | Active | 28511 | WATTS | 007M1QT | DC | 0.750 | 3636419 | MECHANICAL ROOM IN SUITE A
4845 | KNIGHTSBRIDGE BLVD | 43214-2463 | Active | 796110 | WILKINS | 975XLBMS | RP | 2.000 | 65211 | AT METER
4845 | KNIGHTSBRIDGE BLVD | 43214-2463 | Active | 04226 | AMES | 2000B | DC | 0.750 | 65210 | MECH ROOM NEXT TO WATER METER
4845 | KNIGHTSBRIDGE BLVD | 43214-2463 | Active | 3000930 | AMES | 3000 | DCDA | 4.000 | 65209 | MECH ROOM NEXT TO WATER METER
4845 | KNIGHTSBRIDGE BLVD | 43214-2463 | Active | 796125 | WILKINS | 975XLBMS | RP | 2.000 | 65212 | AT METER
4275 | KNOLL CREST DR | 43123-9442 | Active | t197868 | WILKINS | 720-A | PVB | 0.750 | 95221 | RIGHJT REAR OF HOUSE INSIDE OF FENCE
3595 | KNOLL RUN RD | 43123-4875 | Active | A085365 | WILKINS | 720A | PVB | 0.750 | 87619 | RIGHT SIDE OF HOUSE
3612 | KNOLL RUN RD | 43123-4875 | Active | t303277 | WILKINS | 720A | PVB | 0.750 | 61281 | RIGHT SIDE OF HOUSE
1859 | KNOLLRIDGE CT | 43229-2024 | Active | G213620 | WILKINS | 720A | PVB | 0.750 | 95832 | LEFT SIDE OF HOUSE
5550 | KNOLLWOOD DR | 43232-1543 | Active | H178732 | FEBCO | 765 | PVB | 0.750 | 67245 | LEFT SIDE OF HOUSE
5555 | KNOLLWOOD DR | 43232-1544 | Active | 370013 | WILKINS | 420 | PVB | 0.750 | 3609571 | LEFT SIDE
5574 | KNOLLWOOD DR | 43232-1543 | Active | F021338 | WILKINS | 720A | PVB | 0.750 | 93717 | LEFT SIDE OF HOUSE
1385 | KNOLLWOOD E DR | 43232-1541 | Active | CR21385 | FEBCO | 765 | PVB | 1.000 | 93719 | RIGHT FRONT DOOR
2303 | KOEBEL AVE | 43207 | Active | T047506 | WILKINS | 720A | PVB | 0.750 | 100575 | BASEMENT NEXT TO WATER METER
695 | KOEBEL RD | 43207-3199 | Active | 4915000 | WILKINS | 975XL2 | RP | 1.500 | 3461955 | HALLWAY EAST SIDE OF BLDG
1265 | KOEBEL RD | 43207-2620 | Not Required by DOW | 16380 | WATTS | 800QT | PVB | 2.000 | 54480 | STADIUM CENTER ROOM - Marion Franklin H. S.
1265 | KOEBEL RD | 43207-2620 | Not Required by DOW | 4014461 | WILKINS | 975 | RP | 0.750 | 3638320 | COURTYARD
1265 | KOEBEL RD | 43207-2620 | Active | 354794 | WATTS | 909M1QT | RP | 2.000 | 95378 | SCIENCE STOREROOM- BETWEEN RM 115 AND RM 116 - Marion Franklin H. S.
1265 | KOEBEL RD | 43207-2620 | Not Required by DOW | 356767 | WILKINS | 975 | RP | 0.750 | 54481 | BOILER ROOM - Marion Franklin H. S.
3399 | KOHR BLVD | 43224-3051 | Active | 356797 | WILKINS | 975 | RP | 0.750 | 60585 | BOILER ROOM - Innis E. S.
3400 | KOHR BLVD | 43224-3051 | Active | 40676 | WATTS | 007M1 | DC | 0.750 | 60611 | METER PIT SUTH OF BUILDING
3400 | KOHR BLVD | 43224-3051 | Active | 129896 | WATTS | 009M2QT | RP | 2.000 | 60609 | INSIDE BLDG IN SPRINKLER CONTROL ROOM @ FOCUS CENTER IN 3360
3400 | KOHR BLVD | 43224-3051 | Active | 3C00201 | AMES | 3000SS | DCDA | 6.000 | 60610 | METER PIT SOUTH OF BUILDING
2873 | KOOL AIR WAY | 43231-1691 | Active | H049764 | FEBCO | 765 | PVB | 0.750 | 59476 | LT SIDE
5115 | KRIEGER CT | 43228-3652 | Active | 123973 | WATTS | LF009M2QT | RP | 1.000 | 3462455 | AIR COMPRESSOR ROOM
5211 | KRIEGER CT | 43228-3652 | Active | ZN157 | APOLLO/CONBRACO | 40205T2 | RP | 1.000 | 90558 | UTILITY ROOM NEAR WATER METER
6701 | KRIER DR | 43017- | Active | 2830798 | WILKINS | 975XLBMS | RP | 1.500 | 90868 | IN POOL PUMP RM AT 2979 GREEN ARBOR LN
4297 | KRISTY CT | 43026-7416 | Active | T085896 | WILKINS | 720A | PVB | 0.750 | 3583723 | LEFT SIDE OF HOUSE
4298 | KRISTY CT | 43026-7416 | Active | 835638 | WILKINS | 720A | PVB | 0.750 | 100389 | LEFT SIDE
4307 | KRISTY CT | 43026-7416 | Active | G227890 | WILKINS | 720A | PVB | 0.750 | 97789 | LEFT SIDE
4318 | KRISTY CT | 43026-7416 | Active | 903295 | WILKINS | 720A | PVB | 0.750 | 63666 | RIGHT SIDE OF HOME
3911 | KUL N CIR | 43026- | Active | CB655383 | WILKINS | 720A | PVB | 0.750 | 3462588 | BACK LEFT
3906 | KUL S CIR | 43026- | Active | T396155 | WILKINS | 720 | PVB | 0.750 | 3462619 | RIGHT FRONT
1395 | LA ROCHELLE DR | 43221-1531 | Active | 69269 | WATTS | 919QT | RP | 1.000 | 3611414 | BASEMENT EAST SIDE
3540 | LA ROCHELLE DR UNIT A | 43221-1536 | Active | 72355 | WATTS | 919-QT | RP | 1.000 | 3462775 | NORTH SIDE OF PARK 30' N OF PLAG POLE, 10' S OF CURB OF RUE DE FLEUR
6305 | LA SALLE DR | 43137-9280 | Not Required by DOW | L08198 | WILKINS | 375DA | RPDA | 4.000 | 69620 | MECH ROOM
6305 | LA SALLE DR | 43137-9280 | Active | 206145 | WATTS | 909 | RP | 4.000 | 69614 | MECH ROOM BY WATER METER
6305 | LA SALLE DR | 43137-9280 | Not Required by DOW | 220794 | WATTS | 009QT | RP | 0.500 | 69615 | SOUTH WALL IN PRE-ACTION CAGE
6305 | LA SALLE DR | 43137-9280 | LPS - Active |  |  |  | RP |  | 3628209 | Fill station by compactor
6305 | LA SALLE DR | 43137-9280 | Not Required by DOW | 54836 | WATTS | 919 | RP | 0.750 | 3616958 | Fill station by compactor
6305 | LA SALLE DR | 43137-9280 | Not Required by DOW | 1397 | AMES | 4000B | RP | 1.250 | 88995 | NORTH WALL
6305 | LA SALLE DR | 43137-9280 | Not Required by DOW | 565702 | WATTS | 909QT | RP | 1.000 | 69619 | MECH ROOM
6305 | LA SALLE DR | 43137-9280 | Not Required by DOW | 1412 | AMES | 4000B | RP | 1.250 | 88996 | NORTH OF DOOR #24
6305 | LA SALLE DR | 43137-9280 | Not Required by DOW | 4317792 | WILKINS | 975 | RP | 2.000 | 69618 | MECH ROOM
6305 | LA SALLE DR | 43137-9280 | Active | 32754 | AMES | 2000SS | DC | 0.750 | 69617 | SOUTH PUMP ROOM
6305 | LA SALLE DR | 43137-9280 | Not Required by DOW | 00120 | AMES | 4000BM2 | RP | 1.500 | 3613352 | SW CORNER
6305 | LA SALLE DR | 43137-9280 | Active | 286490803 | AMES | 3000SS | DCDA | 10.000 | 69616 | SOUTH PUMP HOUSE
6375 | LA SALLE DR | 43137-9280 | Not Required by DOW | 876974 | WILKINS | 720A | PVB | 1.000 | 69820 | OUTSIDE
6375 | LA SALLE DR | 43137-9280 | Active | 82406 | AMES | 2000B | DC | 0.750 | 69819 | NEXT TO OFFICE-PUMP ROOM
6375 | LA SALLE DR | 43137-9280 | Active | 3054 | WATTS | 995QT | RP | 1.000 | 69818 | MECH ROOM
6375 | LA SALLE DR | 43137-9280 | LPS - Active | [5 empty] | 3634970
6375 | LA SALLE DR | 43137-9280 | Active | 1973690819 | AMES | 3000SS | DCDA | 8.000 | 69817 | PUMP ROOM - NEXT TO OFFICE
6450 | LA SALLE DR | 43137-9283 | LPS - Active | [5 empty] | 3636688
6450 | LA SALLE DR | 43137-9283 | Active | 100614 | WATTS | 009M2QT | RP | 1.500 | 69950 | MECH ROOM
6450 | LA SALLE DR | 43137-9283 | Not Required by DOW | 251215 | WILKINS | 420 | PVB | 1.000 | 69951 | OUTSIDE FIRE PUMP ROOM
6450 | LA SALLE DR | 43137-9283 | Active | F0403231322 | FEBCO | 876 | DCDA | 8.000 | 69952 | IN FIRE PUMP ROOM LEFT SIDE OF BUILDING
6450 | LA SALLE DR | 43137-9283 | Active | H003196 | FEBCO | 805YB | DC | 0.750 | 69953 | LT SIDE OF BLDG
6669 | LABURNUM DR | 43110-8597 | Active | CAA78198 | WILKINS | 720A | PVB | 1.000 | 70463 | NORTH SIDE, FRONT CORNER
6685 | LABURNUM DR | 43110-8597 | Active | 624446 | WILKINS | 720A | PVB | 0.750 | 70483 | RIGHT HAND SIDE
6838 | LABURNUM DR | 43110-8596 | Active | H603104 | FEBCO | 765 | PVB | 0.750 | 99107 | LEFT SIDE
3600 | LACON RD | 43026-1223 | Active | 135488 | WATTS | LF009M2QT | RP | 2.000 | 3633414 | MECH ROOM
3600 | LACON RD | 43026-1223 | Not Required by DOW | 422658 | WATTS | 909QT | RP | 0.750 | 61237 | BOILER ROOM
3637 | LACON RD | 43026-1222 | Active | 4534 | WATTS | 800M4QT | PVB | 1.250 | 96835 | LEFT OF 3637 LACON FRT DOOR IN COVE BY A/C GAS METER
3637 | LACON RD | 43026-1222 | Due Install |  |  |  | RP | 1.500 | 3638162 | 3637 LACON-ANNEX BLDG JANITORS CLOSET BY ELEVTOR AT WATER METER
3637 | LACON RD | 43026-1222 | Active | 274577 | WATTS | 909M1QT | RP | 1.500 | 64160 | 3637 LACON-BACK BLDG ANNEX JANITORS CLOSET BY ELEVATOR
3666 | LACON RD | 43026-1223 | Not Required by DOW | 3809080 | WILKINS | 975XL2 | RP | 0.750 | 104004 | NE SIDE OF BUILDING WASH BAY
3666 | LACON RD | 43026-1223 | Active | B250519 | WILKINS | 350 | RP | 0.750 | 3636463 | MENS ROOM OFF SHOWROOM/COUNTR SALES AT WATER METER UNDER SINK
3670 | LACON RD | 43026-1223 | Active | 276591 | WATTS | 909M1QT | RP | 1.500 | 63782 | MECHANICAL ROOM AT METER
3700 | LACON RD | 43026-2220 | Active | 70360 | AMES | 2000B | DC | 0.750 | 3639152 | IN PIT BY PUMP HSE/BLDG
3700 | LACON RD | 43026-2220 | LPS - Active |  |  |  | LPC |  | 3639153 | FIRE PUMP
3700 | LACON RD | 43026-2220 | Active | WH-0079 | AMES | COLT 300BF | DCDA | 8.000 | 3653455 | IN PIT BY PUMP HSE/BLDG
3700 | LACON RD | 43026-2220 | Active | VK-2166 | WATTS | 957 | RP | 4.000 | 3462918 | N SIDE JUST INSIDE ROLL UP DOOR #11 AT WATER METER
3701 | LACON RD | 43026-1202 | Active | 61344 | AMES | 2000B | DC | 0.750 | 102101 | IN SILVER HOT BOX SW PROPERTY
3701 | LACON RD | 43026-1202 | Active | 448375 | WATTS | 909M1QT | RP | 1.500 | 101821 | MID FRONT STORAGE ROOM AT WATER METER
3701 | LACON RD | 43026-1202 | Active | 1665341008 | AMES | 3000SS | DCDA | 8.000 | 102102 | IN SILVER HOT BOX SW PROPERTY
3737 | LACON RD | 43026-1225 | Active | W047121 | WILKINS | 975 | RP | 1.000 | 61623 | AT WATER METER
3840 | LACON RD | 43026-1253 | Active | B325760 | WILKINS | 375 | RP | 1.500 | 3462925 | IN UNIT #1 MECH/HWT CLOSET AT WATER METER
3637 | LACON RD UNIT A | 43026-1222 | Due Install |  |  |  | RP | 0.750 | 3638158 | 4490 FRONT BLDG FACES EDGEWYN
3637 | LACON RD UNIT A | 43026-1222 | Due Install |  |  |  | DCDA |  | 3638161
6213 | LAFFERRE LN | 43026-6217 | Active | CB084366 | WILKINS | 720A | PVB | 0.750 | 95616 | RIGHT SIDE
6221 | LAFFERRE LN | 43026-6217 | Active | CAB50074 | WILKINS | 720A | PVB | 0.750 | 3600918 | left side of house
6242 | LAFFERRE LN | 43026 | Active | H755467 | FEBCO | 765 | PVB | 0.750 | 3601374 | LEFT SIDE OF HOUSE
6253 | LAFFERRE LN | 43026-6217 | Active | EAF1518 | WILKINS | 720A | PVB | 0.750 | 98715 | LEFT FRONT
6254 | LAFFERRE LN | 43026 | Active | HC22241 | FEBCO | 765 | PVB | 0.750 | 101965 | RIGHT FRONT
3654 | LAGOON LN | 43026-7835 | Active | 3666 | FEBCO | 765 | PVB | 0.750 | 61382 | RIGHT SIDE OF HOUSE
3686 | LAGOON LN | 43026-7835 | Active | 190997 | WILKINS | 720A | PVB | 0.750 | 91899 | RIGHT SIDE OF HOUSE
8161 | LAKE BLUFF CT | 43235-4670 | Active | 24448 | FEBCO | 765 | PVB | 1.000 | 3463037 | RIGHT SIDE OF FRONT DOOR
8169 | LAKE BLUFF CT | 43235-4670 | Active | 25569 | WATTS | 800QT | PVB | 1.000 | 73452 | RIGHT OF FRONT DOOR
8176 | LAKE BLUFF CT | 43235-4670 | Active | 80855 | WATTS | 800M4QT | PVB | 0.750 | 93730 | LEFT SIDE FRONT
8177 | LAKE BLUFF CT | 43235-4670 | Active | 26682 | WATTS | 800M2QT | PVB | 1.000 | 73469 | NORTH SIDE OF HOUSE BY OFFSET
8185 | LAKE BLUFF CT | 43235-4670 | Active | 33275 | FEBCO | 765 | PVB | 1.000 | 90961 | LEFT FRONT OF HOUSE
8188 | LAKE BLUFF CT | 43235-4670 | Active | T070613 | WILKINS | 720A | PVB | 0.750 | 102500 | LEFT FRONT
8200 | LAKE BLUFF CT | 43235-4670 | Active | AE0285 | FEBCO | 765 | PVB | 0.750 | 73502 | RIGHT SIDE OF HOUSE
8214 | LAKE BLUFF CT | 43235-4670 | Active | 45721 | FEBCO | 765 | PVB | 1.000 | 73538 | FRONT OF HOUSE, CENTER
8240 | LAKE BLUFF CT | 43235-4670 | Active | W277584 | WILKINS | 957 | RP | 1.000 | 87566 | LEFT SIDE OF HOUSE
109 | LAKE BLUFF DR | 43235-4642 | Active | H924583 | FEBCO | 765 | PVB | 1.000 | 53833 | RIGHT OF FRONT DOOR
117 | LAKE BLUFF DR | 43235-4642 | Active | 4420081 | WILKINS | 975 | RP | 0.750 | 3463043 | RIGHT SIDE
125 | LAKE BLUFF DR | 43235-4642 | Active | 30183 | FEBCO | 765 | PVB | 1.000 | 93732 | REAR OF HOUSE
125 | LAKE BLUFF DR | 43235-4642 | Active | T189420 | WILKINS | 720A | PVB | 1.000 | 3607592 | FRONT OF HOUSE
133 | LAKE BLUFF DR | 43235-4642 | Active | EM4861 | FEBCO | 765 | PVB | 1.000 | 54697 | WEST SIDE OF HOUSE
147 | LAKE BLUFF DR | 43235-4642 | Active | CAA46791 | WILKINS | 720A | PVB | 0.750 | 93733 | LEFT SIDE OF HOUSE
160 | LAKE BLUFF DR | 43235-4671 | Active | HA69419 | FEBCO | 765 | PVB | 0.750 | 93734 | LEFT SIDE OF HOUSE
161 | LAKE BLUFF DR | 43235-4642 | Active | 39061 | WATTS | 800QT | PVB | 1.000 | 93223 | RIGHT SIDE
169 | LAKE BLUFF DR | 43235-4642 | Active | 3686644 | WILKINS | 975XL | RP | 1.000 | 3610238 | LEFT SIDE OF HOUSE
174 | LAKE BLUFF DR | 43235-4671 | Active | 667014 | WATTS | 800M4QT | PVB | 1.000 | 93735 | TO RIGHT OF FRONT DOOR
185 | LAKE BLUFF DR | 43235-4642 | Active | H331860 | FEBCO | 765 | PVB | 1.000 | 3463044
193 | LAKE BLUFF DR | 43235-4642 | Active | 58298 | RAINBIRD | 100 | PVB | 1.000 | 93736 | FRONT OF HOUSE
216 | LAKE BLUFF DR | 43235-4672 | Active | T134808 | WILKINS | 720A | PVB | 0.750 | 90510 | FRONT OF HOUSE
222 | LAKE BLUFF DR | 43235-4672 | Active | F021273 | WILKINS | 720A | PVB | 0.750 | 97626 | left side
225 | LAKE BLUFF DR | 43235-4673 | Active | 29011 | FEBCO | 765 | PVB | 1.000 | 57746 | FRONT OF HOUSE
239 | LAKE BLUFF DR | 43235-4674 | Active | T034733 | WILKINS | 720A | PVB | 0.750 | 93737 | LEFT SIDE OF HOUSE
1881 | LAKE CLUB DR | 43232- | Due Install |  |  |  | RP |  | 3463053
1904 | LAKE CLUB DR | 43232-2114 | Active | 16835 | WATTS | 919AQT | RP | 1.500 | 56578 | IN STOCK ROOM BY WATER METER
2200 | LAKE CLUB DR | 43232-3212 | Active | T252032 | WILKINS | 720A | PVB | 1.000 | 3609743 | EAST SIDE AT FRONT OF OFFICE
2200 | LAKE CLUB DR | 43232-3212 | Due Install |  |  |  | RP | 2.000 | 3632458 | IN BASEMENT IN LAUNDRY ROOM CLOSET
2200 | LAKE CLUB DR | 43232-3212 | Active | 07497 | WATTS | 719QT | DC | 1.000 | 57596 | IN BASEMENT IN LAUNDRY ROOM CLOSET
2323 | LAKE CLUB DR | 43232-3101 | Active | VE-2424 | WATTS | 957 | RP | 3.000 | 3624622 | AT WATER METER
2323 | LAKE CLUB DR | 43232-3101 | Not Required by DOW | 638507 | WATTS | 909QT | RP | 1.000 | 57961 | BOILER ROOM / CEILING, ABOVE LIGHTS
5984 | LAKE CLUB RD | 43232-2116 | Active | 42852 | WATTS | 919AQT | RP | 1.000 | 3463055 | 5971 SARANAK DR, LIFE GUARD OFFICE
5984 | LAKE CLUB RD | 43232-2116 | Active | 267977 | WILKINS | 975XL | RP | 1.000 | 3622518 | 5971 SARANAK DR
3836 | LAKE CUMBERLAND WAY | 43123-8321 | Active | G246868 | WILKINS | 720A | PVB | 0.750 | 98968 | RIGHT SIDE
2818 | LAKE HOLLOW RD | 43026-8062 | Active | T197943 | WILKINS | 720A | PVB | 0.750 | 59378 | RIGHT SIDE FRONT
3812 | LAKE LANIER DR | 43123-8350 | Active | 285757 | WATTS | 800M4QT | PVB | 0.750 | 95149 | OUTSIDE ON NORTH SIDE OF HOUSE
6319 | LAKE MATHIAS DR | 43054-7013 | Active | CB113752 | WILKINS | 720A | PVB | 0.750 | 3592606 | LEFT SIDE OF HOUSE
6343 | LAKE MATHIAS DR | 43054-7013 | Active | A006668 | WILKINS | 720A | PVB | 0.750 | 93743 | LEFT SIDE
6447 | LAKE MATHIAS DR | 43054-7035 | Active | A151166 | WILKINS | 720A | PVB | 0.750 | 87438 | LEFT SIDE OF HOUSE
6463 | LAKE MATHIAS DR | 43054-7035 | Active | H302000 | FEBCO | 765 | PVB | 0.750 | 91277 | LEFT SIDE FRONT
6479 | LAKE MATHIAS DR | 43054-7035 | Active | H581154 | FEBCO | 765 | PVB | 0.750 | 98534 | LEFT SIDE
1500 | LAKE SHORE DR | 43204-3800 | Active | 64586 | Ames | BM3 | DC | 0.750 | 3650694 | IN METER VAULT FRONT
1500 | LAKE SHORE DR | 43204-3800 | Not Required by DOW | 121669 | WATTS | 909QT | RP | 1.000 | 55204 | 5TH FLOOR BOILER ROOM (SERIAL #121669)
1500 | LAKE SHORE DR | 43204-3800 | Not Required by DOW | 77784 | WATTS | 919QT | RP | 1.000 | 55205 | LOWER FLOOR PUMP ROOM AT 1500 LAKE SHORE DR
1500 | LAKE SHORE DR | 43204-3800 | Not Required by DOW | 442006 | WATTS | 909HWM1QT | RP | 1.500 | 55206 | PUMP ROOM BASEMENT
1500 | LAKE SHORE DR | 43204-3800 | Active | VD-3324 | Watts | 957 | RP | 3.000 | 3626447 | HOT BOX FRONT BY DRIVEWAY
1500 | LAKE SHORE DR | 43204-3800 | Active | VB-1501 | Ames | COLT 300 | DCDA | 6.000 | 3626448 | IN METER VAULT FRONT
1500 | LAKE SHORE DR | 43204-3800 | LPS - Active | [5 empty] | 3626450 | FIRE PUMP
1515 | LAKE SHORE DR | 43204-4939 | Active | 158926 | WATTS | 909M1QT | RP | 1.500 | 55272 | UTILITY ROOM IN BASEMENT
1515 | LAKE SHORE DR | 43204-4939 | Due Install |  |  |  | RP | 1.500 | 3652359
1515 | LAKE SHORE DR | 43204-4939 | Active | HC70735 | WILKINS | 950XLD | DC | 0.750 | 3653825 | UTILITY ROOM IN BASEMENT
1515 | LAKE SHORE DR | 43204-4939 | Active | 32848B | WILKINS | 350ADA | DCDA | 2.500 | 3654635 | UTILITY ROOM IN BASEMENT
1533 | LAKE SHORE DR | 43204-3897 | Active | 3177012 | WILKINS | 950XLT | DC | 1.500 | 101002 | BASEMENT MECH ROOM BEHIND FURNACES
1533 | LAKE SHORE DR | 43204-3897 | Active | 40977 | WATTS | 009QT | RP | 1.000 | 55328 | SOUTH MECH RM
1555 | LAKE SHORE DR | 43204-3825 | Active | 399329 | WILKINS | 975XL | RP | 2.000 | 55388 | METER ROOM IN BASEMENT, AT WATER METER
1555 | LAKE SHORE DR | 43204-3825 | Active | 431046 | WILKINS | 975XL | RP | 1.000 | 55389 | METER ROOM, IN BASEMENT
1555 | LAKE SHORE DR | 43204-3825 | Active | 3JL1319 | AMES | 3000SS | DCDA | 4.000 | 55387 | MECHANICAL ROOM BASEMENT
1555 | LAKE SHORE DR | 43204-3825 | Active | 93789 | WATTS | 007M2QT | DC | 0.750 | 55390 | MECH. ROOM BASEMENT
1650 | LAKE SHORE DR | 43204-4941 | Not Required by DOW | 162582 | WATTS | 909M1QT | RP | 1.500 | 55724 | INSIDE MECHANICAL ROOM
1650 | LAKE SHORE DR | 43204-4941 | Active | TA-0937 | AMES | COLT | DCDA | 6.000 | 3633499 | METER PIT
1650 | LAKE SHORE DR | 43204-4941 | LPS - Active | [5 empty] | 3641111 | fire pump
1650 | LAKE SHORE DR | 43204-4941 | Active | 35060 | WATTS | 919 | RP | 2.000 | 3633642
1650 | LAKE SHORE DR | 43204-4941 | Active | 55147 | AMES | 2000BM3 | DC | 0.750 | 3639281 | METER PIT - FIRE SIDE CAR BYPASS
1700 | LAKE SHORE DR | 43204-4895 | Active | 56452 | AMES | 2000BM3 | DC | 0.750 | 3639223 | PIT OUT FRONT
1700 | LAKE SHORE DR | 43204-4895 | Not Required by DOW | 021074 | WATTS | 909M1QT | RP | 2.000 | 3351170 | IN BUILDING UTILITY ROOM
1700 | LAKE SHORE DR | 43204-4895 | Active | TF-1030 | WATTS | 957 | RP | 3.000 | 3633498
1700 | LAKE SHORE DR | 43204-4895 | Active | TD-2113 | AMES | 3000DCDA | DCDA | 8.000 | 3639154 | PIT OUT FRONT
1700 | LAKE SHORE DR | 43204-4895 | LPS - Active | [5 empty] | 3641110 | fire pump
1725 | LAKE SHORE DR | 43204- | Active | 493340506 | AMES | 3000SS | DCDA | 6.000 | 91108 | PIT ON SIDE OF ROAD
1725 | LAKE SHORE DR | 43204- | Not Required by DOW | J001252 | FEBCO | 825Y | RP | 2.000 | 100755 | ABOVE PIT ON SIDE OF ROAD
1725 | LAKE SHORE DR | 43204- | Active | 05438 | WATTS | 007M1PCQT | DC | 0.750 | 91138 | PIT ON SIDE OF THE ROAD
1725 | LAKE SHORE DR | 43204- | Active | 15531105 | AMES | 4000SS | RP | 3.000 | 91139 | SIDE OF ROAD IN HOT BOX
1758 | LAKE SHORE DR | 43204- | Active | 3569121 | WILKINS | 975XLD | RP | 0.750 | 56045 | BY METER PIT
1760 | LAKE SHORE DR | 43204- | Active | T096924 | WILKINS | 720A | PVB | 0.750 | 102405 | LEFT SIDE
1765 | LAKE SHORE DR | 43204- | Active | H817937 | FEBCO | 765 | PVB | 0.750 | 3613130 | RIGHT SIDE
1768 | LAKE SHORE DR | 43204- | Active | CB073449 | WILKINS | 720A | PVB | 0.750 | 3604246 | W SIDE BESIDE GAS/ELECTRICAL METERS
1769 | LAKE SHORE DR | 43204- | Active | T303320 | WILKINS | 720 | PVB | 0.750 | 3630143
1772 | LAKE SHORE DR | 43204-4987 | Active | T096920 | WILKINS | 720A | PVB | 0.750 | 102406 | LEFT SIDE
1773 | LAKE SHORE DR | 43204-4929 | Active | CB-289497 | WILKINS | 720A | PVB | 0.750 | 3622593
1776 | LAKE SHORE DR | 43204-4987 | Active | G050414 | WILKINS | 720A | PVB | 0.750 | 90614 | LEFT SIDE OF HOUSE
1777 | LAKE SHORE DR | 43204-4929 | Active | CB637586 | WILKINS | 720A | PVB | 0.750 | 3615114 | RIGHT SIDE
1780 | LAKE SHORE DR | 43204-4987 | Active | G152291 | WILKINS | 720A | PVB | 0.750 | 92502 | RIGHT SIDE
1781 | LAKE SHORE DR | 43204-4929 | Active | F021297 | WILKINS | 720A | PVB | 0.750 | 99323 | LEFT SIDE
1784 | LAKE SHORE DR | 43204-4987 | Active | H492492 | FEBCO | 765 | PVB | 0.750 | 94410 | LEFT SIDE
1788 | LAKE SHORE DR | 43204-4987 | Active | 298692 | WATTS | 800M4QT | PVB | 0.750 | 95217 | LEFT SIDE OF HOUSE NEXT TO GAS METER
1789 | LAKE SHORE DR | 43204-4929 | Active | CB0753373 | WILKINS | 720 | PVB | 0.750 | 3598944 | LEFT FRONT
1792 | LAKE SHORE DR | 43204-4987 | Active | 039682 | WATTS | 800M4 | PVB | 0.750 | 3626798 | RIGHT SIDE
1793 | LAKE SHORE DR | 43204-4929 | Active | H492482 | FEBCO | 765 | PVB | 0.750 | 95251 | LEFT SIDE
1796 | LAKE SHORE DR | 43204-4987 | Active | 700894 | WATTS | 800M2QT | PVB | 1.000 | 99761 | RIGHT SIDE
1797 | LAKE SHORE DR | 43204-4929 | Active | T074556 | WILKINS | 720A | PVB | 0.750 | 101175 | RIGHT SIDE
1800 | LAKE SHORE DR | 43204-4962 | Active | G046611 | WILKINS | 720A | PVB | 0.750 | 90587 | RIGHT SIDE
1801 | LAKE SHORE DR | 43204-4964 | Active | HB11795 | FEBCO | 765 | PVB | 0.750 | 90337 | LEFT SIDE OF HOUSE
1804 | LAKE SHORE DR | 43204-4962 | Active | H593094 | FEBCO | 765 | PVB | 0.750 | 98670 | RIGHT SIDE OF HOUSE
1805 | LAKE SHORE DR | 43204-4964 | Active | H493478 | FEBCO | 765 | PVB | 0.750 | 95252 | LEFT SIDE
1809 | LAKE SHORE DR | 43204-4964 | Active | T499458 | WILKINS | 720A | PVB | 0.750 | 97810 | L.H. side
1811 | LAKE SHORE DR | 43204-4964 | Active | G231010 | WILKINS | 720A | PVB | 0.750 | 98553 | LEFT SIDE OF HOUSE
1812 | LAKE SHORE DR | 43204-4962 | Active | H257198 | FEBCO | 765 | PVB | 0.750 | 56284 | LEFT HAND SIDE
1816 | LAKE SHORE DR | 43204-4962 | Active | G135969 | WILKINS | 720A | PVB | 0.750 | 95253 | LEFT SIDE
1817 | LAKE SHORE DR | 43204-4964 | Active | T197854 | WILKINS | 720 | PVB | 0.750 | 3607403 | RIGHT SIDE
1820 | LAKE SHORE DR | 43204-4962 | Active | G086258 | WILKINS | 720A | PVB | 0.750 | 88716 | LEFT HAND SIDE
1821 | LAKE SHORE DR | 43204-4964 | Active | H11513 | FEBCO | 765 | PVB | 0.750 | 56303 | RIGHT SIDE OF HOUSE
1822 | LAKE SHORE DR | 43204-4962 | Active | 212715 | WATTS | 800M2QT | PVB | 0.750 | 56306 | LH SIDE
1825 | LAKE SHORE DR | 43204-4964 | Active | A133781 | WILKINS | 720A | PVB | 0.750 | 88457 | L.H. SIDE
1826 | LAKE SHORE DR | 43204-4962 | Active | 88361 | FEBCO | 765 | PVB | 0.750 | 56325 | RIGHT SIDE
1829 | LAKE SHORE DR | 43204-4964 | Active | G046947 | WILKINS | 720A | PVB | 0.750 | 91161 | RIGHT SIDE
1830 | LAKE SHORE DR | 43204-4962 | Active | H277248 | FEBCO | 765 | PVB | 0.750 | 56343 | LEFT SIDE
1833 | LAKE SHORE DR | 43204-4964 | Active | A008571 | WILKINS | 720A | PVB | 0.750 | 56351 | LEFT OF FRONT DOOR
1834 | LAKE SHORE DR | 43204-4962 | Active | 5370 | FEBCO | 765 | PVB | 0.750 | 56353 | RIGHT SIDE OF HOUSE
1837 | LAKE SHORE DR | 43204-4964 | Active | 751434 | WILKINS | 720A | PVB | 0.750 | 56362 | N CORNER OF BUILDING
1838 | LAKE SHORE DR | 43204-4962 | Active | A006760 | WILKINS | 720A | PVB | 0.750 | 56363 | FRONT OF HOUSE
1841 | LAKE SHORE DR | 43204-4964 | Active | 145851 | WATTS | 800QT | PVB | 0.750 | 56390 | LEFT SIDE OF HOUSE
1842 | LAKE SHORE DR | 43204-4962 | Active | H115748 | FEBCO | 765 | PVB | 0.750 | 56393 | LEFT SIDE OF HOUSE
1845 | LAKE SHORE DR | 43204-4964 | Active | G217000 | WILKINS | 720A | PVB | 0.750 | 96030 | RIGHT SIDE
1846 | LAKE SHORE DR | 43204-4962 | Active | 672188 | WILKINS | 720A | PVB | 0.750 | 56396 | NORTH SIDE OF BUILDING FRONT
1849 | LAKE SHORE DR | 43204-4964 | Active | 752661 | WILKINS | 720A | PVB | 0.750 | 56400 | RIGHT SIDE OF HOUSE
1850 | LAKE SHORE DR | 43204-4962 | Active | 751409 | WILKINS | 720A | PVB | 0.750 | 56413 | FRONT LEFT OF HOUSE
1853 | LAKE SHORE DR | 43204-4964 | Active | 672224 | WILKINS | 720A | PVB | 0.750 | 56423 | RIGHT SIDE OF HOUSE
1854 | LAKE SHORE DR | 43204-4962 | Active | A082379 | WILKINS | 720A | PVB | 0.750 | 56424 | RIGHT SIDE OF HOUSE
1857 | LAKE SHORE DR | 43204-4964 | Active | H446761 | FEBCO | 765 | PVB | 0.750 | 92569 | LEFT SIDE
1858 | LAKE SHORE DR | 43204-4962 | Active | 954755 | WILKINS | 720A | PVB | 0.750 | 56431 | LEFT SIDE OF HSE
1861 | LAKE SHORE DR | 43204-4964 | Active | H446985 | FEBCO | 765 | PVB | 0.750 | 92865 | LEFT SIDE OF HOUSE
1862 | LAKE SHORE DR | 43204-4962 | Active | H375992 | FEBCO | 765 | PVB | 1.000 | 87469 | LEFT SIDE OF HOUSE
1865 | LAKE SHORE DR | 43204-4964 | Active | 902301 | WILKINS | 720A | PVB | 0.750 | 56447 | RIGHT SIDE
1866 | LAKE SHORE DR | 43204 | Active | T272869 | WILKINS | 720A | PVB | 0.750 | 3622692 | LEFT SIDE OF HOUSE
1869 | LAKE SHORE DR | 43204-4964 | Active | G176662 | WILKINS | 720A | PVB | 0.750 | 92568 | NORTH SIDE
1870 | LAKE SHORE DR | 43204-4962 | Active | 779581 | WILKINS | 720A | PVB | 0.750 | 56458 | RIGHT SIDE OF HOUSE
1873 | LAKE SHORE DR | 43204-4964 | Active | A082441 | WILKINS | 720A | PVB | 0.750 | 56464 | RIGHT SIDE OF HOUSE
1874 | LAKE SHORE DR | 43204-4962 | Active | GO86201 | WILKINS | 720A | PVB | 0.750 | 89477 | RIGHT SIDE OF HOUSE
1877 | LAKE SHORE DR | 43204-4964 | Active | H066909 | FEBCO | 765 | PVB | 0.750 | 56470 | LH SIDE
1878 | LAKE SHORE DR | 43204-4962 | Active | G036525 | WILKINS | 720A | PVB | 0.750 | 91123 | LEFT SIDE
1879 | LAKE SHORE DR | 43204-4964 | Active | 137084 | WATTS | 800M4QT | PVB | 0.750 | 56474 | OUTSIDE IRRIGATION
1885 | LAKE SHORE DR | 43204-4964 | Active | 6918 | FEBCO | 765 | PVB | 0.750 | 56510 | RIGHT SIDE OF HOUSE
1886 | LAKE SHORE DR | 43204-4962 | Active | 81563 | WATTS | 800QT | PVB | 0.750 | 56513 | RIGHT SIDE OF HOUSE
1894 | LAKE SHORE DR | 43204-4962 | Active | 5709 | FEBCO | 765 | PVB | 0.750 | 56534 | LEFT SIDE OF HOUSE
1901 | LAKE SHORE DR | 43204-4963 | Active | 1772 | FEBCO | 765 | PVB | 0.750 | 56572 | RIGHT SIDE OF HOUSE
1902 | LAKE SHORE DR | 43204-4965 | Active | 5716 | FEBCO | 765 | PVB | 0.750 | 56574 | LEFT SIDE OF HOUSE
1909 | LAKE SHORE DR | 43204-4963 | Active | 6929 | FEBCO | 765 | PVB | 0.750 | 56590 | RIGHT SIDE OF HOME
1910 | LAKE SHORE DR | 43204-4965 | Active | 5101 | FEBCO | 765 | PVB | 0.750 | 56600 | LEFT SIDE OF HOUSE
1917 | LAKE SHORE DR | 43204-4963 | Active | 2232 | FEBCO | 765 | PVB | 0.750 | 56621 | RT SIDE
1918 | LAKE SHORE DR | 43204-4965 | Active | 5106 | FEBCO | 765 | PVB | 0.750 | 56625 | FRONT OF HOUSE
1925 | LAKE SHORE DR | 43204-4963 | Active | CC1755 | FEBCO | 765 | PVB | 0.750 | 56650 | RIGHT SIDE OF HOUSE
1926 | LAKE SHORE DR | 43204-4965 | Active | 2180 | FEBCO | 765 | PVB | 0.750 | 56653 | LEFT SIDE OF HOUSE
1933 | LAKE SHORE DR | 43204-4963 | Active | CC1922 | FEBCO | 765 | PVB | 0.750 | 56671 | RIGHT SIDE OF HOUSE
1936 | LAKE SHORE DR | 43204-4965 | Active | T410969 | WILKINS | 720A | PVB | 0.750 | 56686 | RIGHT SIDE OF HOUSE
1941 | LAKE SHORE DR | 43204-4963 | Active | 92470 | WATTS | 800QT | PVB | 0.750 | 56700 | RIGHT SIDE OF HOUSE
1946 | LAKE SHORE DR | 43204-4965 | Active | 5182 | FEBCO | 765 | PVB | 0.750 | 56717 | RT SIDE
1949 | LAKE SHORE DR | 43204-4963 | Active | CAB50100 | WILKINS | 720A | PVB | 0.750 | 56724 | SOUTH SIDE OF RESIDENCE
1956 | LAKE SHORE DR | 43204-4965 | Active | 116937 | WATTS | 800M4QT | PVB | 0.750 | 56746 | SOUTH SIDE OF RESIDENCE
1957 | LAKE SHORE DR | 43204-4963 | Active | 103229 | WATTS | 800M4QT | PVB | 0.750 | 56748 | NORTH SIDE OF RESIDENCE
1965 | LAKE SHORE DR | 43204-4963 | Active | 100179 | WATTS | 800M4QT | PVB | 0.750 | 56786 | OUTSIDE IRRIGATION
1966 | LAKE SHORE DR | 43204-4965 | Active | 122 | FEBCO | 765 | PVB | 1.000 | 56789 | OUTSIDE SW CORNER OF HOUSE
1973 | LAKE SHORE DR | 43204-4963 | Active | 541911 | WILKINS | 720A | PVB | 0.750 | 56806 | SIDE OF HOUSE
1976 | LAKE SHORE DR | 43204-4965 | Active | 6939 | FEBCO | 765 | PVB | 0.750 | 56820 | FRONT OF HOUSE
1990 | LAKE SHORE DR | 43204-4965 | Active | 7004 | WATTS | 800 | PVB | 0.750 | 56882 | RIGHT SIDE OF HOUSE
1997 | LAKE SHORE DR | 43204-4963 | Active | 6586 | FEBCO | 765 | PVB | 0.750 | 56893 | LEFT SIDE OF HOUSE
1998 | LAKE SHORE DR | 43204-4965 | Active | 9168 | FEBCO | 765 | PVB | 0.750 | 56895 | RIGHT SIDE OF HOUSE
2006 | LAKE SHORE DR | 43204-4965 | Active | 7084 | WATTS | 800 | PVB | 0.750 | 57014 | RIGHT SIDE OF HOUSE
2013 | LAKE SHORE DR | 43204-4963 | Active | 124892 | WATTS | 800M4FR | PVB | 0.750 | 57025 | EAST SIDE OF RESIDENCE
2014 | LAKE SHORE DR | 43204-4965 | Active | CD5113 | FEBCO | 765 | PVB | 0.750 | 57027 | RIGHT SIDE OF HOUSE
2021 | LAKE SHORE DR | 43204-4963 | Active | 1924 | FEBCO | 765 | PVB | 0.750 | 57053 | RIGHT SIDE OF HOUSE
2022 | LAKE SHORE DR | 43204-4965 | Active | DJ7071 | FEBCO | 765 | PVB | 0.750 | 57054 | LEFT SIDE OF HOUSE
2029 | LAKE SHORE DR | 43204-4963 | Active | CA5132 | FEBCO | 765 | PVB | 0.750 | 57063 | RIGHT SIDE OF HOUSE
2030 | LAKE SHORE DR | 43204-4965 | Active | CB440044 | Wilkins | 720 A | PVB | 0.750 | 57069 | LEFT SIDE OF HOUSE
6955 | LAKEBROOK BLVD | 43235-4267 | Active | G006503 | WILKINS | 720A | PVB | 1.000 | 71012 | RIGHT SIDE OF HOUSE
6960 | LAKEBROOK BLVD | 43235-4240 | Active | T181319 | WILKINS | 720A | PVB | 0.750 | 93738 | FRONT LEFT UNDER BAY WINDOW IN BUSHES
6972 | LAKEBROOK BLVD | 43235-4240 | Active | G215321 | WILKINS | 720A | PVB | 0.750 | 93739 | LEFT SIDE CENTER OF HOUSE
6984 | LAKEBROOK BLVD | 43235-4240 | Active | CB987628 | WILKINS | 720A | PVB | 1.000 | 101007 | FRONT RIGHT IN COVE
7033 | LAKEBROOK BLVD | 43235-4239 | Active | 025504 | WATTS | 800M4QT | PVB | 1.000 | 92834 | LEFT SIDE
7069 | LAKEBROOK BLVD | 43235-4387 | Active | CB026918 | WILKINS | 720A | PVB | 0.750 | 103557 | FRONT RIGHT SIDE
7100 | LAKEBROOK BLVD | 43235-4280 | Active | 978923 | WATTS | 800M4QT | PVB | 1.000 | 92185 | LEFT SIDE OF HOUSE
7112 | LAKEBROOK BLVD | 43235-4280 | Active | 04049 | WATTS | 800M2QT | PVB | 1.000 | 101009 | RIGHT SIDE OF HOUSE
7124 | LAKEBROOK BLVD | 43235-4280 | Active | AC7146 | FEBCO | 765 | PVB | 0.750 | 93741 | RIGHT FRONT
7136 | LAKEBROOK BLVD | 43235-4280 | Active | HC94803 | FEBCO | 765 | PVB | 0.750 | 101010 | RIGHT FRONT
7139 | LAKEBROOK BLVD | 43235-4281 | Active | 298691 | WATTS | 800M4QT | PVB | 0.750 | 93742 | LEFT SIDE OF HOUSE WEST OF SMALL DOORS
7179 | LAKEBROOK BLVD | 43235-4281 | Active | H743304 | FEBCO | 765 | PVB | 0.750 | 99984 | RIGHT SIDE REAR
4600 | LAKEHURST CT | 43016-3252 | Not Required by DOW | 607059 | WATTS | 909QT | RP | 1.000 | 89168 | BLDG #2 1ST FL LADIES RM HALLWAY ABOVE CEILING
4600 | LAKEHURST CT | 43016-3252 | Active | TG-1882 | AMES | COLT 400 | RP | 3.000 | 3635458 | BLDG #2 IN HOT BOX AT PIT E OF END OF COURT
4600 | LAKEHURST CT | 43016-3252 | Not Required by DOW | 3652 | WATTS | 009QT | RP | 1.000 | 64511 | BLDG #2 PENTHOUSE OVERHEAD BOILER M-UP
4600 | LAKEHURST CT | 43016-3252 | Not Required by DOW | 004060REM | WATTS | 009QT | RP | 2.000 | 64509 | BLDG #2 1ST FL. MECH/PUMP RM 8 HIGH AT WATER METER
4600 | LAKEHURST CT | 43016-3252 | LPS - Active |  |  |  | LST |  | 3635756 | FIRE PUMP
4600 | LAKEHURST CT | 43016-3252 | LPS - Active |  |  |  | LPC |  | 3635755 | DOM PUMP
4600 | LAKEHURST CT | 43016-3252 | Not Required by DOW | 4440REM | WATTS | 009QT | RP | 2.000 | 64512 | BLDG #2 1ST FL MECH/PUMP RM
4650 | LAKEHURST CT | 43016-3252 | LPS - Active |  |  |  | LST |  | 3644560 | FIRE PUMP MECH RISER RM IN GARAGE
4650 | LAKEHURST CT | 43016-3252 | Active | 5347 | WATTS | 009M1PCQT | RP | 2.000 | 64689 | MECH/RISER RM IN PARKING GARAGE AT WATER MTR DUAL SETTING BOTTOM
4650 | LAKEHURST CT | 43016-3252 | Not Required by DOW | 3645 | WATTS | 009M2PCQT | RP | 1.000 | 64687 | MECHANICAL ROOM -- PENTHOUSE
4650 | LAKEHURST CT | 43016-3252 | Active | 3815 | WATTS | 009QT | RP | 2.000 | 64688 | MECH/RISER RM IN PARKING GARAGE AT WATER MTR DUAL SETTING TOP
4650 | LAKEHURST CT | 43016-3252 | LPS - Active |  |  |  | LPC |  | 3626862 | DOMESTIC PUMP MECH RISER RM IN GARAGE
4650 | LAKEHURST CT | 43016-3252 | Active | VG-0483 | AMES | COLT 500-GV | RPDA | 6.000 | 3626859 | IN HOT BOX N SIDE OF LAKEHURST N OF PUBLIC HYD
4650 | LAKEHURST CT | 43016-3252 | Active | 90859 | WATTS | LF919QT | RP | 0.750 | 3651969 | IN HOT BOX N SIDE OF LAKEHURST N OF PUBLIC HYD
4675 | LAKEHURST CT | 43016-3252 | Not Required by DOW | 3868973 | WILKINS | 975 | RP | 0.750 | 3604286 | BLDG #3 MECH RM AT LOADING DOCK
4675 | LAKEHURST CT | 43016-3252 | Active | 81416 | WATTS | LF919QT | RP | 0.750 | 3640848 | IN HOT BOX AT PIT S OF END OF COURT SERVS 4600/4675/4725 BLDGS
4675 | LAKEHURST CT | 43016-3252 | Not Required by DOW | 4041450 | WILKINS | 975XL2 | RP | 1.000 | 3611485 | BLDG #3 MECH RM AT LOADNG DOCK COOLING TOWERS
4675 | LAKEHURST CT | 43016-3252 | Not Required by DOW | 204387 | WILKINS | 975 | RP | 2.000 | 64762 | BLDG #3 MECH/METER RM AT LOADING DOCK -AT WATER METER OUTSIDE DOOR
4675 | LAKEHURST CT | 43016-3252 | Active | TG-1518 | AMES | COLT 400 | RP | 3.000 | 3640843 | BLDG #3 IN HOT BOX AT PIT S OF END OF COURT SERVS 4675 & 4725 BLDGS
4675 | LAKEHURST CT | 43016-3252 | Active | TF-1747 | AMES | COLT 500-GV | RPDA | 6.000 | 3640845 | IN HOT BOX AT PIT S OF END OF COURT SERVS 4600/4675/4725 BLDGS
4675 | LAKEHURST CT | 43016-3252 | Not Required by DOW | 375956 | WILKINS | 975XL | RP | 1.500 | 64763 | BLDG #3 1ST FL MECH RM, MAKE-UP FOR BOILERS
4700 | LAKEHURST CT | 43016-2246 | Not Required by DOW | BC2731 | FEBCO | 825Y | RP | 1.500 | 64836 | Sprinkler-Riser-Water Room South Exterior Door
4700 | LAKEHURST CT | 43016-2246 | Due Install |  |  |  | DCDA | 3.000 | 3638141 | 1ST FLOOR MECHANICAL ROOM
4700 | LAKEHURST CT | 43016-2246 | Active | 30725 | WATTS | 009 | RP | 2.500 | 64835 | Sprinkler-Riser-Water Room South Exterior Door
4700 | LAKEHURST CT | 43016-2246 | Active | 125623 | WATTS | 909 | RP | 2.500 | 101043 | Sprinkler-Riser-Water Room South Exterior Door
4700 | LAKEHURST CT | 43016-2246 | Not Required by DOW | 355213 | WATTS | 909QT | RP | 1.000 | 64834 | 1st Floor Mechanical-Boiler Room
4725 | LAKEHURST CT | 43016-2251 | Not Required by DOW | 531679 | WILKINS | 975 | RP | 1.250 | 64882 | BLDG #4 MECH/PUMP RM 1ST FL CEILING
4725 | LAKEHURST CT | 43016-2251 | Not Required by DOW | 562698 | WILKINS | 975 | RP | 1.250 | 64883 | BLDG #4 MECH RM 1ST FL CEILING SOUTH END
4725 | LAKEHURST CT | 43016-2251 | Not Required by DOW | 563348 | WILKINS | 975XL | RP | 1.500 | 64884 | BLDG #4 MECH RM AT BLDG WTR INLET #141C BEHIND ELEVATORS(FRONT DEVICE) DUAL SET
4725 | LAKEHURST CT | 43016-2251 | Not Required by DOW | 563393 | WILKINS | 975XL | RP | 1.500 | 64885 | BLDG #4 AT BLDG WATER INLET MECH RM #141C DUAL SETTING BACK DEVICE
4725 | LAKEHURST CT | 43016-2251 | Not Required by DOW | 34899 | WATTS | 007QT | DC | 0.750 | 87675 | BLDG #4 1ST MECH/PUMP RM #141C
4725 | LAKEHURST CT | 43016-2251 | Not Required by DOW | 3784389 | WILKINS | 975 | RP | 0.750 | 3615275 | MECH ROOM
4725 | LAKEHURST CT | 43016-2251 | LPS - Active |  |  |  | LST |  | 3624775 | MECH ROOM FIRE BOOSTER PUMP
4725 | LAKEHURST CT | 43016-2251 | Not Required by DOW | 3LM0600 | AMES | 3000SS | DCDA | 6.000 | 64881 | BLDG #4 1ST FL MECH/PUMP RM #141C BEHIND EL,AVATORS
167 | LAKERIDGE RD | 43085-3614 | Active | T434985 | WILKINS | 720A | PVB | 0.750 | 3463323 | LEFT FRONT
1316 | LAKESIDE CT | 43085-2896 | Active | G212937 | WILKINS | 720A | PVB | 0.750 | 93746 | LEFT SIDE OF HOUSE
6637 | LAKESIDE E CIR | 43085- | Active | T034240 | WILKINS | 720A | PVB | 0.750 | 100071 | LEFT SIDE
6718 | LAKESIDE E CIR | 43085- | Active | 91027 | WATTS | 800QT | PVB | 0.750 | 70548 | FRONT OF HOUSE
6727 | LAKESIDE E CIR | 43085- | Active | T204972 | WILKINS | 720A | PVB | 0.750 | 91830 | RIGHT SIDE
6736 | LAKESIDE E CIR | 43085- | Active | 166838 | WILKINS | 720A | PVB | 0.750 | 70565 | LEFT SIDE OF HOUSE
6745 | LAKESIDE E CIR | 43085- | Active | 877826 | WILKINS | 720A | PVB | 1.000 | 70581 | LEFT SIDE OF HOME
6754 | LAKESIDE E CIR | 43085- | Active | F071191 | WILKINS | 720A | PVB | 1.000 | 91684 | FRONT OF HOUSE
6655 | LAKESIDE W CIR | 43085- | Not Required by DOW | 70347 | WATTS | 919 | RP | 1.000 | 3639700 | AT SAM METER - ISOLATION ONLY
6655 | LAKESIDE W CIR | 43085- | Not Required by DOW | F118117 |  |  | PVB | 1.000 | 3639699 | BACK LEFT OF HOUSE
6655 | LAKESIDE W CIR | 43085- | Not Required by DOW | 6280909 | WILKINS | 720A | PVB | 1.000 | 70434 | FRONT OF HOUSE
6655 | LAKESIDE W CIR | 43085- | Active | B303463 | WILKINS | 375 | RP | 1.500 | 3643540 | BSMNT AT WATER METER
6655 | LAKESIDE W CIR | 43085- | Not Required by DOW |  |  |  | RP |  | 3640839
6664 | LAKESIDE W CIR | 43085- | Active | T361500 | WILKINS | 720A | PVB | 0.750 | 3649697 | BACK LEFT BY A/C
6665 | LAKESIDE W CIR | 43085- | Active | H493648 | FEBCO | 765 | PVB | 0.750 | 92807 | RIGHT SIDE OF HOUSE
6675 | LAKESIDE W CIR | 43085- | Active | 877777 | WILKINS | 720A | PVB | 1.000 | 70470 | FRONT OF HOUSE
6698 | LAKESIDE W CIR | 43085- | Active | cb561640 | WILKINS | 720A | PVB | 1.000 | 70499 | LEFT FRONT
6714 | LAKESIDE W CIR | 43085- | Active | 311045 | WILKINS | 720A | PVB | 1.000 | 93748 | LEFT SIDE OF HOUSE
6717 | LAKESIDE W CIR | 43085- | Active | AM9401 | FEBCO | 765 | PVB | 1.000 | 91683 | RIGHT FRONT
6728 | LAKESIDE W CIR | 43085- | Active | HB12346 | FEBCO | 765 | PVB | 0.750 | 93749 | RIGHT FRONT
6774 | LAKESIDE W CIR | 43085- | Active | T178602 | WILKINS | 720A | PVB | 0.750 | 70660 | RIGHT SIDE OF DOORS
6787 | LAKESIDE W CIR | 43085- | Active | T034684 | WILKINS | 720A | PVB | 0.750 | 99905 | FRONT, RIGHT OF PORCH
1319 | LAKESIDE WAY | 43085-2892 | Active | HB45157 | FEBCO | 765 | PVB | 0.750 | 93750 | WEST SIDE OF HOUSE BY GAS METER
5772 | LAKEVIEW DR | 43026-1370 | Active | T134732 | WILKINS | 720A | PVB | 0.750 | 102555 | RIGHT SIDE
5796 | LAKEVIEW DR | 43026-1370 | Active | T083787 | WILKINS | 720A | PVB | 0.750 | 101398 | RIGHT SIDE
5804 | LAKEVIEW DR | 43026-1370 | Active | 375269 | WILKINS | 720A | PVB | 0.750 | 68025 | LEFT SIDE OF HOUSE
530 | LAKEVIEW PLAZA BLVD | 43085-4710 | Active | T000573 | WILKINS | 720A | PVB | 1.500 | 66598 | SW CORNER OF BLDG -- OUTSIDE
530 | LAKEVIEW PLAZA BLVD | 43085-4710 | Due Install |  |  |  | DCDA |  | 3638049 | SW CORNER OF BLDG -- OUTSIDE
530 | LAKEVIEW PLAZA BLVD | 43085-4710 | Due Install |  |  |  | RP | 1.500 | 3638048 | SW CORNER OF BLDG -- OUTSIDE
535 | LAKEVIEW PLAZA BLVD | 43085-6728 | Active | 4934456 | WILKINS | 975XL2 | RP | 1.000 | 3650589 | NE MECH/RISER ROOM GO THRU 535-B AT WATER METER
535 | LAKEVIEW PLAZA BLVD | 43085-6728 | Not Required by DOW | 25852 | WATTS | 919QT | RP | 1.50 | 3636414 | NE MECH/RISER ROOM GO THRU 535-B FOR N UNIT?
535 | LAKEVIEW PLAZA BLVD | 43085-6728 | Active | N0801030248 | FEBCO | 876V | DCDA | 8.000 | 94192 | NE MECH/RISER ROOM GO THRU 535-B NO OSD
535 | LAKEVIEW PLAZA BLVD | 43085-6728 | Active | H010992 | FEBCO | 805YB | DC | 0.750 | 94179 | RISER ROOM EAST SIDE OF BLDG
640 | LAKEVIEW PLAZA BLVD | 43085-4782 | Not Required by DOW | 027211 | WATTS | 800M4QT | PVB | 1.500 | 69861 | OUTSIDE OF BUILDING
640 | LAKEVIEW PLAZA BLVD | 43085-4782 | Active | 587538 | WILKINS | 975 | RP | 2.000 | 69860 | MECH/RISER ROOM BEHIND 640-A AT WATER METER OUTSIDE Door
640 | LAKEVIEW PLAZA BLVD | 43085-4782 | Due Install |  |  |  | DCDA | 6.000 | 3629378 | MECH/RISER ROOM BEHIND 640-A OUTSIDE Door
640 | LAKEVIEW PLAZA BLVD | 43085-4782 | LPS - Active |  |  |  | LPC |  | 3629850 | IRRIGATION BOOSTER PUMP
651 | LAKEVIEW PLAZA BLVD | 43085-4774 | Due Install |  |  |  | RP | 1.000 | 3628320
659 | LAKEVIEW PLAZA BLVD | 43085-4775 | Due Install |  |  |  | RP | 1.000 | 3629498 | INSIDE FURNANCE ROOM SUITE K
659 | LAKEVIEW PLAZA BLVD | 43085-4775 | Active | 90645 | WATTS | 009M2PCQT | RP | 1.000 | 70282 | INSIDE FURNANCE ROOM SUITE K
667 | LAKEVIEW PLAZA BLVD | 43085-4781 | Active | 294409 | WATTS | LF009M2QT | RP | 1.000 | 3463572 | IN UNIT F UTILITY CLOSET
690 | LAKEVIEW PLAZA BLVD | 43085-4732 | Active | 587529 | WILKINS | 975 | RP | 2.000 | 70903 | Mechanical Room Rear NW Corner
690 | LAKEVIEW PLAZA BLVD | 43085-4732 | Not Required by DOW | 027205 | WATTS | 800M4QT | PVB | 1.500 | 70902 | NORTH SIDE OF BUILDING OUTSIDE
690 | LAKEVIEW PLAZA BLVD | 43085-4732 | Active | 227906 | WATTS | 007M3QT | DC | 0.750 | 3650416 | Mechanical Room Rear NW Corner
690 | LAKEVIEW PLAZA BLVD | 43085-4732 | Active | VE-0365 | WATTS | 757 | DCDA | 6.000 | 3626682 | Mechanical Room Rear NW Corner
705 | LAKEVIEW PLAZA BLVD | 43085-4779 | Active | 17387 | WATTS | 909PCHWQT | RP | 1.000 | 71320 | UTILITY CLOSET UNIT 705-C
733 | LAKEVIEW PLAZA BLVD | 43085-4778 | Due Install |  |  |  | RP | 1.000 | 3629499 | UTILITY CLOSET 733-A
733 | LAKEVIEW PLAZA BLVD | 43085-4778 | Active | 117388 | WATTS | 909HWQT | RP | 1.000 | 71809 | UTILITY CLOSET 733-A
740 | LAKEVIEW PLAZA BLVD SUITE 100 | 43085-4784 | Due Install |  |  |  | RP | 2.000 | 3463573
740 | LAKEVIEW PLAZA BLVD SUITE 100 | 43085-4784 | Due Install |  |  |  | DCDA | 6.000 | 3628117
4045 | LAKEVIEW XING | 43125-9039 | Active | 4273905 | WILKINS | 975xllf | RP | 2.000 | 62747 | WAREHOUSE AREA
4045 | LAKEVIEW XING | 43125-9039 | Active | 1043404 | WILKINS | 975 | RP | 1.000 | 62746 | WAREHOUSE AREA
4045 | LAKEVIEW XING | 43125-9039 | Active | 443147 | WILKINS | 975 | RP | 1.500 | 62748 | WAREHOUSE AREA
4000 | LAKEVIEW XNG | 43125-9059 | Active | 2AN0531 | AMES | 2000SS | DC | 4.000 | 62629 | MECH ROOM
4000 | LAKEVIEW XNG | 43125-9059 | Active | 108763 | WATTS | 009QT | RP | 2.000 | 62628 | MECHANICAL ROOM OFF KITCHEN
4000 | LAKEVIEW XNG | 43125-9059 | Due Install |  |  |  | DCDA | 6.000 | 3635752 | ON FIRE LINE
4025 | LAKEVIEW XNG | 43125-9039 | Due Install |  |  |  | RP | 1.000 | 3463574
2771 | LAKINHURST DR | 43220-4542 | Active | 670620 | WATTS | 800M4QT | PVB | 1.000 | 93753 | FRONT OF HOUSE RIGHT OF FRONT DOOR
5400 | LAKOTA DR | 43081-7845 | Due Install |  |  |  | RP | 1.000 | 3649798
5400 | LAKOTA DR | 43081-7845 | Active | 412052 | WATTS | 909HWQT | RP | 0.750 | 103837 | MECH RM OFFICE POOL HOUSE
2961 | LAMB AVE | 43219-2310 | Active | 68832 | WATTS | 009QT | RP | 0.750 | 59616 | IN THE JANITOR CLOSET, IN THE OFFICE OF 2961 LAMB AVE
3030 | LAMB AVE | 43219-2311 | Due Install |  |  |  | RP | 0.750 | 3463697
3034 | LAMB AVE | 43219-2311 | Due Install | [5 empty] | 3463699
3065 | LAMB AVE | 43219- | Active | 4724308 | WILKINS | 975XL | RP | 1.000 | 3463700 | EAST WALL BY OVERHEAD DOOR
3103 | LAMB AVE | 43219-2368 | Not Required by DOW | [5 empty] | 3463703
3122 | LAMB AVE | 43219- | Due Install | [5 empty] | 3463704
3153 | LAMB AVE | 43219-2344 | Active | ACI2755 | WILKINS | 975XL2 | RP | 1.500 | 3463706 | BATHROOM
3155 | LAMB AVE | 43219-2344 | Active | 48242 | WATTS | LF919QT | RP | 1.000 | 3463707 | BEHIND RESTROOM IN WAREHOUSE
930 | LAMBETH DR | 43220-5033 | Active | H339719 | FEBCO | 765 | PVB | 0.750 | 88926 | FRONT RIGHT
942 | LAMBETH DR | 43220-5033 | Active | H323237 | FEBCO | 765 | PVB | 0.750 | 95342 | FRONT RIGHT
337 | LAMBOURNE AVE | 43085-2432 | Active | G242394 | WILKINS | 720A | PVB | 0.750 | 99647 | RIGHT FRONT OF HOUSE
424 | LAMBOURNE AVE | 43085-2413 | Active | T258083 | WILKINS | 720A | PVB | 0.750 | 3463779 | FRONT RIGHT
561 | LAMBOURNE AVE | 43085-2452 | Active | CB079936 | WILKINS | 720A | PVB | 0.750 | 3463801 | RIGHT SIDE OF HOUSE
6025 | LAMBRIGHT ST | 43081 | Active | T345880 | WILKINS | 720A | PVB | 0.750 | 3603231 | LEFT SIDE
6031 | LAMBRIGHT ST | 43081 | Active | T254283 | WILKINS | 720A | PVB | 0.750 | 3603856 | LEFT SIDE OF HOUSE
6034 | LAMBRIGHT ST | 43081 | Active | T147305 | WILKINS | 720A | PVB | 0.750 | 3603859 | RIGHT SIDE BY GAS METER
6067 | LAMBRIGHT ST | 43081 | Active | T299988 | WILKINS | 720A | PVB | 0.750 | 3603389 | LEFT SIDE
7271 | LAMBTON GREEN N | 43054-8439 | Active | T387137 | Wilkins | 720A | PVB | 0.750 | 71719 | FRONT LEFT LEFT
7286 | LAMBTON GREEN N | 43054-8085 | Active | 903235 | WILKINS | 720A | PVB | 0.750 | 71748 | RIGHT HAND SIDE OF HOUSE
7416 | LAMBTON GREEN RD | 43054-7103 | Active | H206292 | FEBCO | 765 | PVB | 0.750 | 71950 | LEFT SIDE OF HOUSE
7416 | LAMBTON GREEN RD | 43054-7103 | Active | 3905988 | WILKINS | 975 | RP | 0.750 | 3604529 | IN BASEMENT AT SUMP PUMP
7267 | LAMBTON GREEN S | 43054-8439 | Active | H129109 | FEBCO | 765 | PVB | 0.750 | 71709 | RIGHT SIDE OF HOUSE BY GAS METER
7305 | LAMBTON GREEN S | 43054-7172 | Active | 298708 | WATTS | 800M3QT | PVB | 0.750 | 95192 | LEFT SIDE OF HOUSE
7267 | LAMBTON GREEN S REAR | 43054-8439 | Active | H069065 | FEBCO | 765 | PVB | 1.000 | 86996 | SOUTHEAST CORNER OF SOUTH GARAGE
7283 | LAMBTON GRN | 43054-8439 | Active | H087739 | FEBCO | 765 | PVB | 0.750 | 71743 | LEFT SIDE OF HOUSE
7312 | LAMBTON N GRN | 43054-8086 | Active | H204773 | FEBCO | 765 | PVB | 0.750 | 71792 | LEFT SIDE OF HOUSE
7342 | LAMBTON N GRN | 43054-8086 | Active | T056882 | WILKINS | 720A | PVB | 1.000 | 71835 | WEST SOUTH SIDE OF HOUSE
7378 | LAMBTON N GRN | 43054 | Active | T133165 | WILKINS | 720 | PVB | 0.750 | 3602379 | LEFT SIDE OF HOUSE
7117 | LAMBTON PARK DR | 43054 | Active | T066522 | Wilkins | 720A | PVB | 0.750 | 3601788 | FRONT OF HOUSE EAST OF FRONT DOOR IN COVE BY GAS METER
7368 | LAMBTON PARK DR | 43054-8588 | Active | 236399 | WATTS | 009M2PCQT | RP | 1.000 | 71860 | IN BASEMENT BY WATER METER
7369 | LAMBTON PARK DR | 43054-8893 | Active | 124694 | WILKINS | 420 | PVB | 1.000 | 71863 | NEXT TO GAS METER
6917 | LAMBTON PARK RD | 43054 | Active | T253833 | WILKINS | 720A | PVB | 0.750 | 3615124
6939 | LAMBTON PARK RD | 43054 | Active | CB083058 | WILKINS | 720A | PVB | 0.750 | 3603270 | FRONT
6958 | LAMBTON PARK RD | 43054 | Active | 4413911 | WILKINS | 975XL | RP | 0.750 | 3615144 | FRONT OF THE HOUSE RIGHT OF FRONT DOOR
6995 | LAMBTON PARK RD | 43054-8803 | Active | F031608 | WILKINS | 720A | PVB | 0.750 | 96982 | RIGHT SIDE OF HOUSE
7010 | LAMBTON PARK RD | 43054-8869 | Active | 075001 | WATTS | LF800M4QT | PVB | 1.000 | 92679 | RIGHT SIDE OF HOUSE
7153 | LAMBTON PARK RD | 43054-8220 | Active | G086257 | WILKINS | 720A | PVB | 0.750 | 89196 | LEFT FRONT
7181 | LAMBTON PARK RD | 43054-8220 | Active | 291929 | WATTS | 800M4QT | PVB | 0.750 | 92571 | LEFT SIDE
7216 | LAMBTON PARK RD | 43054-8869 | Active | H411576 | WILKINS | 420 | PVB | 1.000 | 71638 | LEFT SIDE
7240 | LAMBTON PARK RD | 43054-8869 | Active | H164004 | FEBCO | 765 | PVB | 0.750 | 71671 | RIGHT SIDE OF HOME
7278 | LAMBTON PARK RD | 43054-9037 | Active | 154594 | WATTS | 009QT | RP | 1.000 | 71739 | FRONT CORNER OF CRAWL SPACE NEXT TO WTR MTR
7300 | LAMBTON PARK RD | 43054-8588 | Active | 74394 | WATTS | 919QT | RP | 1.000 | 71775 | NORTH WEST CORNER BY ELECTRIC METER LEFT REAR
7309 | LAMBTON PARK RD | 43054-8893 | Active | H107505 | FEBCO | 765 | PVB | 0.750 | 71787 | FRONT OF HOUSE
7347 | LAMBTON PARK RD | 43054-8893 | Active | 813533 | WILKINS | 720A | PVB | 0.750 | 71837 | N.E. CORNER OF HOUSE
7348 | LAMBTON PARK RD | 43054-8588 | Active | 431777 | WATTS | 800M4QT | PVB | 0.750 | 87739 | RIGHT SIDE
7380 | LAMBTON PARK RD | 43054-8433 | Active | 551760 | WILKINS | 720A | PVB | 1.000 | 71880 | RIGHT SIDE OF HOUSE BY AC UNITS
7402 | LAMBTON PARK RD | 43054-8431 | Active | H010935 | FEBCO | 765 | PVB | 0.750 | 71922 | FRONT OF HOUSE LEFT OF FRONT DOOR
7407 | LAMBTON PARK RD | 43054-8851 | Active | CH2236 | FEBCO | 765 | PVB | 0.750 | 71932 | FRONT OF HOUSE
7433 | LAMBTON PARK RD | 43054-8581 | Active | 149696 | WATTS | 800M2QT | PVB | 1.000 | 71972 | FRONT LEFT BY GARAGE SIDE DOOR
7465 | LAMBTON PARK RD | 43054-8512 | Active | 279572 | WILKINS | 720A | PVB | 0.750 | 72043 | FRONT OF HOUSE
7489 | LAMBTON PARK RD | 43054-8512 | Active | 039738 | WATTS | 800M4QT | PVB | 0.750 | 72092 | FRONT OF HOUSE
7511 | LAMBTON PARK RD | 43054-8512 | Active | F031372 | WILKINS | 720A | PVB | 0.750 | 97790 | LEFT SIDE
7537 | LAMBTON PARK RD | 43054-8513 | Active | CB215325 | WILKINS | 720A | PVB | 1.000 | 72197 | RIGHT FRONT
7555 | LAMBTON PARK RD | 43054-8513 | Active | F16568 | FEBCO | 765 | PVB | 1.000 | 72230 | LEFT SIDE FRONT
7573 | LAMBTON PARK RD | 43054-8513 | Active | 687454 | WILKINS | 720A | PVB | 1.000 | 72261 | LEFT SIDE OF HOUSE
7609 | LAMBTON PARK RD | 43054-8898 | Active | H208796 | FEBCO | 765 | PVB | 1.000 | 72330 | LEFT OF FRONT DOOR
7627 | LAMBTON PARK RD | 43054-8898 | Active | 3818 | FEBCO | 765 | PVB | 0.750 | 72371 | LEFT SIDE OF HOUSE
7667 | LAMBTON PARK RD | 43054-8577 | Active | T188423 | WILKINS | 720 | PVB | 0.750 | 3611574 | NE CORNER OF HOUSE
7711 | LAMBTON PARK RD | 43054-8090 | Active | H114311 | FEBCO | 765 | PVB | 0.750 | 72607 | LEFT SIDE OF HOUSE
7727 | LAMBTON PARK RD | 43054-8090 | Active | FH01465 | FEBCO | 765 | PVB | 1.000 | 72640 | RIGHT HAND SIDE
7755 | LAMBTON PARK RD | 43054-8427 | Active | 588590 | WILKINS | 720A | PVB | 1.000 | 72712 | NE CORNER OF HOUSE
7779 | LAMBTON PARK RD | 43054-8427 | Active | 672090 | WILKINS | 720A | PVB | 0.750 | 72787 | FRONT FAR RIGHT
7809 | LAMBTON PARK RD | 43054-8428 | Active | AC7257 | FEBCO | 765 | PVB | 0.750 | 72835 | REAR OF HOUSE
7829 | LAMBTON PARK RD | 43054-8428 | Active | 817201 | WILKINS | 720A | PVB | 0.750 | 72877 | LEFT SIDE OF HOUSE
7857 | LAMBTON PARK RD | 43054-8435 | Active | H097617 | FEBCO | 765 | PVB | 0.750 | 72923 | RT SIDE OF HSE
7877 | LAMBTON PARK RD | 43054-8435 | Active | 204401 | WATTS | 800QT | PVB | 0.750 | 72939 | FRONT OF HOUSE
7911 | LAMBTON PARK RD | 43054-8430 | Active | H055534 | FEBCO | 765 | PVB | 0.750 | 72976 | REAR OF HOUSE
7935 | LAMBTON PARK RD | 43054-8430 | Active | AC5834 | FEBCO | 765 | PVB | 0.750 | 73059 | Northeast corner of Hse. OUTSIDE
7963 | LAMBTON PARK RD | 43054-8430 | Active | AC4474 | FEBCO | 765 | PVB | 0.750 | 73074 | REAR OF HOUSE
7591 | LAMBTON PK | 43054-8513 | Active | cb828453 | WILKINS | 720A | PVB | 0.750 | 72286 | RIGHT SIDE OF HOUSE
3842 | LAMBTON PL | 43054-8737 | Active | 610248 | WATTS | 909PCHWQT | RP | 1.000 | 92409 | WATER METER CLOSET - BASEMENT
3853 | LAMBTON PL | 43054-8737 | Active | 413838 | WILKINS | 420XL | PVB | 1.000 | 61957 | LEFT SIDE OF HOUSE
1025 | LAMPLIGHTER DR | 43123 | Active | 26595 | WATTS | 007M1QT | DC | 0.750 | 3626440 | RISER ROOM BACK OF BUILDING
1025 | LAMPLIGHTER DR | 43123 | Active | 191344 | AMES | 3000SS | DCDA | 6.000 | 3626439 | RISER ROOM BACK OF BUILDING
1025 | LAMPLIGHTER DR | 43123 | Active | RC-0612 | WATTS | 957 | RP | 4.000 | 3623307 | MTR ROOM CLUBHOUSE
1105 | LAMPLIGHTER DR | 43123 | Active | 20676 | WATTS | 007M1PCQT | DC | 0.750 | 103886 | WATER METER ROOM
1105 | LAMPLIGHTER DR | 43123 | Active | 1799350313 | AMES | 3000SS | DCDA | 6.000 | 103865 | WATER METER ROOM
1105 | LAMPLIGHTER DR | 43123 | Active | N1305220939 | FEBCO | 880V | RP | 4.000 | 103887 | WATER METER ROOM
1305 | LAMPLIGHTER DR | 43123-8199 | Active | 438200 | WATTS | 909M1QT | RP | 2.000 | 93336 | RISER ROOM
1305 | LAMPLIGHTER DR | 43123-8199 | Active | 14152 | AMES | 4000B | RP | 0.750 | 93290 | RISER ROOM
1305 | LAMPLIGHTER DR | 43123-8199 | Active | 1039370607 | AMES | 5000SS | RPDA | 6.000 | 93335 | RISER ROOM
1216 | LAMPLIGHTER LN | 43123 | Active | N1201040203 | FEBCO | 856 | DCDA | 6.000 | 103028 | HOT BOX
1216 | LAMPLIGHTER LN | 43123 | Active | 17825 | FEBCO | 805 | DC | 0.750 | 103029 | HOT BOX
1216 | LAMPLIGHTER LN | 43123 | Active | J028774 | FEBCO | 825Y | RP | 2.000 | 102744 | HOT BOX @ END OF PARKING LOT
1239 | LAMPLIGHTER LN | 43123-8170 | Active | 3164828 | WILKINS | 975XL | RP | 1.500 | 98494 | METER ROOM
1239 | LAMPLIGHTER LN | 43123-8170 | Not Required by DOW | 208391 | WILKINS | 975XL | RP | 1.500 | 98493 | METER ROOM
1239 | LAMPLIGHTER LN | 43123-8170 | Active | 14910 | WATTS | 007M1QT | DC | 0.750 | 98492 | RISER ROOM
1239 | LAMPLIGHTER LN | 43123-8170 | Active | 1702460809 | AMES | 3000SS | DCDA | 6.000 | 98177 | RISER ROOM
6130 | LAMPTON POND DR | 43026-7188 | Active | G167542 | WILKINS | 720A | PVB | 0.750 | 92942 | LEFT SIDE
6162 | LAMPTON POND DR | 43026-7188 | Active | H049601 | FEBCO | 765 | PVB | 0.750 | 69201 | RIGHT SIDE OF HOUSE
6194 | LAMPTON POND DR | 43026-7188 | Active | ZJ550 | CONBRACO | PVB | PVB | 1.000 | 92554 | LEFT SIDE
6201 | LAMPTON POND DR | 43026-7190 | Active | T198651 | WILKINS | 720A | PVB | 0.750 | 3594540 | LEFT SIDE OF HOUSE
6209 | LAMPTON POND DR | 43026-7190 | Active | t303584 | WILKINS | 720A | PVB | 0.750 | 69383 | LEFT SIDE OF HOME
6210 | LAMPTON POND DR | 43026-7188 | Active | T065662 | WILKINS | 720A | PVB | 0.750 | 101701 | LEFT SIDE OF HOUSE
6217 | LAMPTON POND DR | 43026-7190 | Active | H635610 | FEBCO | 765 | PVB | 0.750 | 69404 | LEFT SIDE MIDDLE
6225 | LAMPTON POND DR | 43026-7190 | Active | T084067 | WILKINS | 720A | PVB | 0.750 | 69415 | RIGHT SIDE
6226 | LAMPTON POND DR | 43026-7188 | Active | CB073731 | WILKINS | 720A | PVB | 0.750 | 69421 | RIGHT SIDE FRONT
5395 | LANARK CT | 43017-8540 | Active | 779784 | WILKINS | 720A | PVB | 0.750 | 66781 | RIGHT SIDE CENTER BY GAS METER
5407 | LANARK CT | 43017-8540 | Active | 124880 | WATTS | 800M2QT | PVB | 0.750 | 66837 | RIGHT CENTER
5419 | LANARK CT | 43017-8540 | Active | 292809 | WATTS | 800M4 | PVB | 0.750 | 66875 | LEFT CENTER BY DOOR
2992 | LANDEN FARM E RD | 43026- | Active | CB081386 | WILKINS | 720A | PVB | 0.750 | 3598113 | RIGHT SIDE OF HOUSE
3014 | LANDEN FARM E RD | 43026- | Active | H116094 | FEBCO | 765 | PVB | 0.750 | 59804 | SIDE OF HOUSE
3021 | LANDEN FARM E RD | 43026- | Active | 665324 | WILKINS | 720A | PVB | 1.000 | 92412 | RIGHT SIDE OF HOUSE
3070 | LANDEN FARM E RD | 43026- | Active | CB092947 | WILKINS | 720A | PVB | 0.750 | 3585292 | RIGHT SIDE
3086 | LANDEN FARM E RD | 43026- | Active | H245111 | FEBCO | 765 | PVB | 0.750 | 59930 | RIGHT SIDE OF HOUSE
3093 | LANDEN FARM E RD | 43026-7197 | Active | T174511 | WILKINS | 720A | PVB | 0.750 | 3586871 | RIGHT SIDE
2956 | LANDEN FARM RD | 43026- | Active | G080914 | WILKINS | 720A | PVB | 0.750 | 59611 | SIDE OF HOUSE
2963 | LANDEN FARM W RD | 43026- | Active | T231289 | WILKINS | 720A | PVB | 0.750 | 3588485 | LEFT SIDE
2973 | LANDEN FARM W RD | 43026- | Active | T337299 | WILKINS | 720 | PVB | 1.000 | 3590536 | LEFT SIDE OF HOUSE
3059 | LANDEN FARM W RD | 43026- | Active | CB469271 | WILKINS | 720A | PVB | 0.750 | 59890 | RIGHT SIDE OF HOUSE
3067 | LANDEN FARM W RD | 43026- | Active | H009922 | FEBCO | 765 | PVB | 0.750 | 93754 | LEFT SIDE OF HOUSE
3084 | LANDEN FARM W RD | 43026- | Active | CB114000 | WILKINS | 720A | PVB | 0.750 | 3585599 | RIGHT SIDE OF HOUSE
4376 | LANDMARK LN | 43026-7820 | Active | A05933 | FEBCO | 765 | PVB | 0.750 | 63839 | RIGHT FRONT
4377 | LANDMARK LN | 43026-7821 | Active | 014252 | WATTS | 800M4 | PVB | 0.750 | 63841 | LEFT SIDE
4390 | LANDMARK LN | 43026-7820 | Active | EAD5424 | WILKINS | 720A | PVB | 0.750 | 101336 | RIGHT FRONT
4391 | LANDMARK LN | 43026-7821 | Active | 17823 | FEBCO | 765 | PVB | 1.000 | 63869 | NORTH SIDE
4420 | LANDMARK LN | 43026-7820 | Active | 401451 | WILKINS | 720A | PVB | 0.750 | 63975 | LEFT SIDE OF HOUSE
4433 | LANDMARK LN | 43026-7822 | Active | 670225 | WATTS | 800M4QT | PVB | 1.000 | 97936 | RIGHT SIDE
4443 | LANDMARK LN | 43026-7822 | Active | FL0895 | FEBCO | 765 | PVB | 1.000 | 93755 | LEFT SIDE FRONT
4356 | LANDMARK RD | 43125-8943 | Active | H457341 | FEBCO | 765 | PVB | 0.750 | 92295 | LEFT SIDE OF HOUSE
4364 | LANDMARK RD | 43125-8943 | Active | G104537 | WILKINS | 720A | PVB | 1.000 | 93180 | LEFT SIDE OF HOUSE
4404 | LANDMARK RD | 43125-8922 | Active | T410334 | WILKINS | 720A | PVB | 0.750 | 98620 | LEFT SIDE OF HOUSE
4420 | LANDMARK RD | 43125-8922 | Active | F025240 | WILKINS | 720A | PVB | 0.750 | 96966 | LEFT SIDE
2341 | LANDMARK WAY | 43219-3607 | Active | 084690 | WATTS | 009 | RP | 1.500 | 3648599 | IN WHAREHOUSE SOUTHWEST CORNER
2400 | Landmark Way | 43219 | New Construction |  |  |  | RP | 1.500 | 3648598 | HOTBOX
7212 | LANDON LN | 43054-8903 | Active | T223318 | WILKINS | 720 | PVB | 0.750 | 71635 | BACK OF HSE
7213 | LANDON LN | 43054-8904 | Active | T440025 | WILKINS | 720A | PVB | 0.750 | 3653422 | RIGHT SIDE OF HOUUSE
7227 | LANDON LN | 43054-8904 | Active | H198065 | FEBCO | 765 | PVB | 1.000 | 71655 | LEFT SIDE
7228 | LANDON LN | 43054-8903 | Active | 513461 | WILKINS | 720A | PVB | 0.750 | 71658 | LEFT FRONT SIDE OF HOUSE
7248 | LANDON LN | 43054-8903 | Active | AA4358 | FEBCO | 765 | PVB | 1.000 | 71680 | SIDE OF HOUSE
7249 | LANDON LN | 43054-8904 | Active | T033336 | WILKINS | 720A | PVB | 1.000 | 71681 | RIGHT OF FRONT DOOR
7266 | LANDON LN | 43054-8903 | Active | 698650 | WATTS | 800QT | PVB | 1.000 | 71708 | RIGHT SIDE OF HOUSE
7271 | LANDON LN | 43054-8904 | Active | AF4761 | FEBCO | 765 | PVB | 1.000 | 71720 | FRONT OF HOUSE
7271 | LANDON LN | 43054-8904 | Active | H549716 | FEBCO | 765 | PVB | 1.000 | 3611400 | REAR LEFT SIDE OF HOUSE
7284 | LANDON LN | 43054-8903 | Active | AH6188 | FEBCO | 765 | PVB | 1.000 | 71745 | BACK OF HOUSE
7301 | LANDON LN | 43054-8905 | Active | cb440220 | WILKINS | 720A | PVB | 0.750 | 71781 | WEST SIDE OF HOUSE BY ENTRY
7304 | LANDON LN | 43054-8903 | Active | 028197 | WATTS | LF800M4QT | PVB | 0.750 | 93756 | FRONT LEFT OF DOOR
1720 | LANE RD | 43220-3847 | Active | 4741 | FEBCO | 765 | PVB | 0.750 | 55947 | NORTHSIDE OF HOUSE
1840 | LANE RD | 43220-3008 | Active | DD4663 | FEBCO | 765 | PVB | 1.000 | 56378 | WEST SIDE BY CHIMNEY -- (SERIAL # DD4663)
1889 | LANE RD | 43220-3009 | Active | 1191049 | WILKINS | 975 | RP | 0.750 | 56520 | BASEMENT-DOWNSTREAM OF METER
1945 | LANE RD | 43220-3009 | Active | 441708 | WATTS | 909QT | RP | 0.750 | 56716 | BASEMENT MECHANICAL/BOILER ROOM (HIGH-UP)
1945 | LANE RD | 43220-3009 | Active | 58866 | AMES | 200BM3 | DC | 0.750 | 3646507 | BSMNT MECH/HWT/METER CLOSET
1945 | LANE RD | 43220-3009 | Active | TL-1708 | AMES | COLT300LF | DCDA | 4.000 | 3636664 | BSMNT MECH/HWT/METER CLOSET
2066 | LANE RD | 43220-3077 | Active | T418185 | WILKINS | 720A | PVB | 0.750 | 57144 | NW CORNER - REAR - OUTSIDE
2150 | LANE RD | 43220-3012 | Active | A006310 | WILKINS | 720A | PVB | 0.750 | 57450 | FRONT OF HOME
2166 | LANE RD | 43220-3012 | Active | CAA25744 | WILKINS | 720A | PVB | 1.000 | 93357 | right side
2170 | LANE RD | 43220-3012 | Active | T271037 | WILKINS | 720A | PVB | 0.750 | 3615278 | LEFT SIDE OF THE HOME
2175 | LANE RD | 43220-3011 | Active | CB548648 | WILKINS | 720A | PVB | 0.750 | 99274 | OUTSIDE, LEFT SIDE - MIDDLE OF HOUSE
2199 | LANE RD | 43220-3011 | Active | 190429 | WILKINS | 720A | PVB | 0.750 | 92228 | LEFT SIDE OF HOUSE
2200 | LANE RD | 43220-3012 | Active | 037855 | WATTS | 800M4QT | PVB | 0.750 | 57597 | BACK YARD
2236 | LANE RD | 43220-2903 | Active | AC0257 | FEBCO | 765 | PVB | 1.000 | 57705 | EAST SIDE OF HOUSE
2240 | LANE RD | 43220-2903 | Active | H387659 | FEBCO | 765 | PVB | 0.750 | 97151 | LEFT SIDE OF HOUSE
2341 | LANE RD | 43220-2914 | Active | F006121 | WILKINS | 720A | PVB | 0.750 | 58017 | LEFT SIDE OF HOUSE
2344 | LANE RD | 43220 | Active | 46626 | WATTS | 919QT | RP | 0.750 | 3603594 | N OF LANE RD 80' W SIDE OF HULL FARM
2350 | LANE RD | 43220-2960 | Active | T046888 | WILKINS | 720A | PVB | 0.750 | 100980 | RIGHT OF FRONT DOOR
2351 | LANE RD | 43220-2914 | Active | T252216 | WILKINS | 720A | PVB | 1.000 | 3605935 | LEFT REAR CORNER
2375 | LANE RD | 43220-2914 | Active | EAA8584 | WILKINS | 720A | PVB | 1.000 | 3464304
2380 | LANE RD | 43220 | Active | H650290 | FEBCO | 765 | PVB | 0.750 | 101623 | LEFT SIDE NEAR GARAGE
2411 | LANE RD | 43220-2831 | Active | T056888 | WILKINS | 720A | PVB | 1.000 | 93760 | FRONT OF HOUSE
2434 | LANE RD | 43220-2832 | Active | H743896 | FEBCO | 765 | PVB | 0.750 | 102984 | LEFT FRONT OF HOUSE
2437 | LANE RD | 43220-2831 | Active | t191430 | WILKINS | 720A | PVB | 0.750 | 3611495 | RIGHT OF FRONT DOOR
2456 | LANE RD | 43220-2832 | Active | 181882 | WILKINS | 720A | PVB | 0.750 | 58360 | RIGHT SIDE OF HOUSE
2462 | LANE RD | 43220-2832 | Active | G215835 | WILKINS | 720A | PVB | 0.750 | 92378 | LEFT SIDE OF HOUSE
2470 | LANE RD | 43220-2832 | Active | A082508 | WILKINS | 720A | PVB | 0.750 | 102547 | FRONT LEFT CORNER NEXT TO PHONE & CABLE BOX
2491 | LANE RD | 43220-2831 | Active | 611567 | RAINBIRD | PVB100 | PVB | 1.000 | 3464308 | RIGHT REAR CORNER OF HOUSE
2541 | LANE RD | 43220-2833 | Active | G186295 | WILKINS | 720A | PVB | 0.750 | 95129 | REAR OF HOUSE
2559 | LANE RD | 43220-2833 | Active | AC5858 | FEBCO | 765 | PVB | 0.750 | 58632 | RIGHT FRONT
2567 | LANE RD | 43220-2833 | Active | H277650 | FEBCO | 765 | PVB | 0.750 | 87102 | FRONT OF HOUSE LEFT UNDER WINDOW
2682 | LANE RD | 43220-2836 | Active | CB288603 | WILKINS | 720A | PVB | 0.750 | 58958 | REAR OF HOUSE
2721 | LANE RD | 43220-2801 | Active | 501707 | WILKINS | 720A | PVB | 0.750 | 59090 | FRONT OF HOUSE
2760 | LANE RD | 43220-2871 | Active | EC8778 | FEBCO | 765 | PVB | 1.000 | 93762 | LEFT SIDE
2800 | LANE RD | 43220 | Active | CB589628 | WILKINS | 720A | PVB | 0.750 | 3641081 | RIGHT SIDE
2820 | LANE RD | 43221 | Active | CB609398 | WILKINS | 720A | PVB | 0.750 | 3633230 | RIGHT SIDE
2830 | LANE RD | 43220-2871 | Active | CB357833 | WILKINS | 720A | PVB | 0.750 | 3626312 | RIGHT SIDE
2115 | LANE WOODS DR | 43221-4061 | Active | 43613 | WATTS | LF719QT | DC | 0.750 | 3583729 | ON FIRE SPRINKLER SYSTEM
2275 | LANE WOODS DR | 43221-4064 | Active | H115883 | FEBCO | 765 | PVB | 0.750 | 57824 | RIGHT FRONT SIDE OF HOUSE
2280 | LANE WOODS DR | 43221-4067 | Active | 672306 | WILKINS | 720A | PVB | 0.750 | 87332 | LEFT SIDE
2295 | LANE WOODS DR | 43221-4064 | Active | 3073610 | WILKINS | 975XLBMS | RP | 0.750 | 97484 | at water meter in basement
2300 | LANE WOODS DR | 43221 | Active | B111598 | Watts | 800M4QT | PVB | 1.000 | 3654144
2315 | LANE WOODS DR | 43221-4065 | Active | T441944 | WILKINS | 720A | PVB | 0.750 | 57922 | FRONT OF HOUSE OF LEFT
2380 | LANE WOODS DR | 43221-4069 | Active | A151035 | WILKINS | 720A | PVB | 0.750 | 58116 | RIGHT FRONT
2415 | LANE WOODS DR | 43221-4066 | Active | 955108 | WILKINS | 720A | PVB | 0.750 | 58239 | RIGHT SIDE OF HOUSE
2435 | LANE WOODS DR | 43221-4066 | Active | G045326 | WILKINS | 720A | PVB | 0.750 | 89063 | Left front corner of house
2455 | LANE WOODS DR | 43221 | Active | T471840 | WILKINS | 720A | PVB | 1.000 | 3648676
2475 | LANE WOODS DR | 43221-4066 | Active | CB079303 | WILKINS | 720A | PVB | 0.750 | 58412 | LEFT SIDE OF HOME
2495 | LANE WOODS DR | 43221 | Active | T545351 | Wilkins | 720A | PVB | 0.750 | 3649730
2335 | LANE WOODS DR UNIT A | 43221-4065 | Active | 3085440 | WILKINS | 975XL | RP | 1.000 | 97744 | right side of house
2335 | LANE WOODS DR UNIT A | 43221-4065 | Active | W341605 | WILKINS | 975XL | RP | 0.750 | 99037 | IN BASEMENT AT METER
2335 | LANE WOODS DR UNIT A | 43221-4065 | Active | W341657 | WILKINS | 975XLBMS | RP | 0.750 | 99036 | IN BASEMENT AT METER
2375 | LANE WOODS DR UNIT A | 43221-4065 | Active | 16252 | WATTS | 919AQT | RP | 0.750 | 96244 | BASEMENT AT WATER METER
2375 | LANE WOODS DR UNIT A | 43221-4065 | Active | A262057 | WILKINS | 375 | RP | 0.750 | 97984 | RIGHT SIDE OF HOUSE
2375 | LANE WOODS DR UNIT A | 43221-4065 | Active | 15671 | WATTS | 919AQT | RP | 0.750 | 96298 | BASMENT AT WATER METER
4550 | LANERCOST WAY | 43220-2916 | Active | AB7540 | FEBCO | 765 | PVB | 0.750 | 93763 | RIGHT OF HOUSE
4551 | LANERCOST WAY | 43220-2916 | Active | 121410 | WATTS | 800QT | PVB | 1.000 | 93757 | FRONT LEFT
4565 | LANERCOST WAY | 43220-2916 | Active | D132754 | WILKINS | 720A | PVB | 0.750 | 101421 | FRONT
4570 | LANERCOST WAY | 43220-2916 | Active | T046783 | WILKINS | 720A | PVB | 0.750 | 101599 | LEFT SIDE
4575 | LANERCOST WAY | 43220-2916 | Active | 672267 | WILKINS | 720A | PVB | 0.750 | 93764 | FRONT OF HOUSE
4586 | LANERCOST WAY | 43220-2916 | Active | 672981 | WILKINS | 720A | PVB | 0.750 | 93765 | SOUTH SIDE MIDDLE
4591 | LANERCOST WAY | 43220-2916 | Active | 7396469 | WILKINS | 720A | PVB | 1.000 | 93766 | NORTHSIDE OF HOUSE (outside)
4614 | LANERCOST WAY | 43220-2916 | Active | 880089 | WILKINS | 720A | PVB | 1.000 | 64572 | LEFT FRONT
4619 | LANERCOST WAY | 43220-2916 | Active | CB794337 | WILKINS | 720A | PVB | 1.000 | 101422 | FRONT DOOR OF HOUSE
4631 | LANERCOST WAY | 43220-2916 | Active | G006438 | WILKINS | 720A | PVB | 0.750 | 89301 | LEFT SIDE
1918 | LANGHAM RD | 43221-1912 | Active | EAD2440 | WILKINS | 720A | PVB | 0.750 | 93767 | FRONT OF HOUSE
4800 | LANGLEY AVE | 43213 | Not Required by DOW | 646922 | WATTS | 909HWQT | RP | 0.750 | 102179 | MECHANICAL ROOM
4800 | LANGLEY AVE | 43213 | Active | 16555 | WATTS | 007M1QT | DC | 0.750 | 100531 | PIT - 4800 LANGLEY AVE
4800 | LANGLEY AVE | 43213 | Active | 1137800740 | WATTS | 774 | DCDA | 6.000 | 100532 | PIT - 4800 LANGLEY
4800 | LANGLEY AVE | 43213 | Active | KE-1475 | WATTS | 957 | RP | 4.000 | 100620 | NEAR STREET, INSIDE HOT BOX
4805 | LANGLEY AVE | 43213-6125 | Not Required by DOW | 14623 | AMES | 4000B | RP | 2.000 | 65119 | INSIDE THE NORTH FURNACE ROOM AGAINST THE NORTHWALL
4805 | LANGLEY AVE | 43213-6125 | Active | 131054 | WATTS | 009QT | RP | 2.000 | 65116 | MECHANICAL ROOM ON WEST SIDE OF BUILDING
4805 | LANGLEY AVE | 43213-6125 | Active | 3D00730 | AMES | 3000SS | DCDA | 4.000 | 65117 | IN RISER ROOM
4805 | LANGLEY AVE | 43213-6125 | Active | 04309 | AMES | 2000B | DCDA | 0.750 | 65118 | IN RISER ROOM
4690 | LANGLEY AVE _ SPLASH | 43213- | Not Required by DOW | 30470 | WATTS | LF919QT | RP | 2.000 | 3646744 | MECH ROOM OF BATHROOM NEAR SPLASH PAD
4690 | LANGLEY AVE _ SPLASH | 43213- | Not Required by DOW | 30458 | WATTS | LF919QT | RP | 2.000 | 3646743 | MECH ROOM OF BATHROOM NEAR SPLASH PAD
4690 | LANGLEY AVE _ SPLASH | 43213- | Active | RC-2088 | AMES | COLT 400 | RP | 3.000 | 3464526 | HOT BOX BY MTR BY AMPHITHEATER -SEASONAL USAGE
4333 | LANGPORT RD | 43220-4220 | Active | DJ1788 | FEBCO | 765 | PVB | 0.750 | 95966 | LEFT SIDE OF HOUSE
4410 | LANGPORT RD | 43220-4256 | Active | 787950 | WATTS | 800M4 | PVB | 1.000 | 63961 | BACK BY SUNPORCH
4434 | LANGPORT RD | 43220-4256 | Active | 488390 | WILKINS | 720A | PVB | 0.750 | 63998 | FRONT LEFT
4444 | LANGPORT RD | 43220-4258 | Active | HG92757 | FEBCO | 765 | PVB | 1.000 | 93769 | SOUTH SIDE OF HOUSE
4460 | LANGPORT RD | 43220-4258 | Active | 530519 | RAINBIRD | AC4000 | PVB | 0.750 | 93770 | BASEMENT
4470 | LANGPORT RD | 43220-4258 | Active | CB992467 | WILKINS | 720A | PVB | 0.750 | 93771 | RIGHT FRONT OF HOUSE
4490 | LANGPORT RD | 43220-4266 | Active | 438829 | WATTS | 909M1QT | RP | 1.500 | 96448 | Basement
4520 | LANGPORT RD | 43220-4266 | Active | a23903 | APOLLO/CONBRACO | PVB | PVB | 1.000 | 89524 | FRONT OF HOUSE
4530 | LANGPORT RD | 43220-4266 | Active | 23940 | WATTS | 009M2PCQT | RP | 1.000 | 64303 | IN BASEMENT BY WASHER
4566 | LANGPORT RD | 43220-4267 | Active | ABG7665 | WILKINS | 975XL | RP | 0.750 | 3464551 | Right side of house
4571 | LANGPORT RD | 43220-4265 | Active | 588119 | WILKINS | 720A | PVB | 1.000 | 64375 | N SIDE OF HOUSE - OUTSIDE
4580 | LANGPORT RD | 43220-4267 | Active | G218844 | WILKINS | 720A | PVB | 0.750 | 93772 | LEFT SIDE OF HOUSE
1212 | LANGSTON DR | 43220-3930 | Active | CB100418 | WILKINS | 720A | PVB | 1.000 | 3611647 | NW SIDE
1236 | LANGSTON DR | 43220-3930 | Active | AB7943 | FEBCO | 765 | PVB | 0.750 | 101882 | LEFT SIDE OF HOUSE
1269 | LANGSTON DR | 43220-3929 | Active | 15065 | FEBCO | 765 | PVB | 1.000 | 54483 | RIGHT SIDE OF HOUSE
1336 | LANGSTON DR | 43220-3900 | Active | T305677 | WILKINS | 720A | PVB | 1.000 | 54738 | OUTSIDE
1348 | LANGSTON DR | 43220-3900 | Active | H025228 | FEBCO | 765 | PVB | 1.000 | 96762 | BACK SIDE OF HOUSE
1487 | LANGSTON DR | 43220-3933 | Active | DJ4096 | FEBCO | 765 | PVB | 0.750 | 55127 | FRONT OF HOUSE
1501 | LANGSTON DR | 43220-3933 | Active | H013347 | FEBCO | 765 | PVB | 1.000 | 89119 | LEFT SIDE OF HOUSE
1570 | LANGSTON DR | 43220-3936 | Active | 102298 | WATTS | 800M4QT | PVB | 0.750 | 93774 | LEFT SIDE
1571 | LANGSTON DR | 43220-3935 | Active | CH2174 | FEBCO | 765 | PVB | 0.750 | 55428 | RIGHT SIDE CENTER OF HOUSE
7777 | LANHAM CT | 43016-7903 | Active | T340045 | WILKINS | 720A | PVB | 0.750 | 72785 | LEFT CENTER BY GAS MTR
7786 | LANHAM CT | 43016-7903 | Active | 996747 | WILKINS | 720A | PVB | 0.750 | 72801 | SW CORNER
7793 | LANHAM CT | 43016-7903 | Active | H570018 | FEBCO | 765 | PVB | 0.750 | 72814 | LEFT SIDE OF HOUSE
7794 | LANHAM CT | 43016-7903 | Active | 796247 | WILKINS | 720A | PVB | 0.750 | 72815 | FRONT OF HOUSE LEFT FRONT DOOR
7801 | LANHAM CT | 43016-7903 | Active | 996982 | WILKINS | 720A | PVB | 0.750 | 92060 | LEFT SIDE OF HOUSE
7802 | LANHAM CT | 43016-7903 | Active | A008773 | WILKINS | 720A | PVB | 0.750 | 72828 | left side
1112 | LANNING DR | 43220-2653 | Active | H088434 | FEBCO | 765 | PVB | 0.750 | 93775 | BACK OF HOUSE
7013 | LANSDOWNE ST | 43085-2203 | Active | H743347 | FEBCO | 765 | PVB | 0.750 | 102844 | REAR OF HOUSE
185 | LANSING ST | 43206-2669 | Active | 672883 | WATTS | 800M4QT | PVB | 1.000 | 93361 | BACK OF HOUSE
7722 | LARCH LN | 43016 | Active | RB-0922 | WATTS | 957 | RP | 3.000 | 3622562 | METER ROOM AT WATER METER E END OF 7712 -OUTSIDE DR
7722 | LARCH LN | 43016 | Active | 1163681016 | WATTS | 774DCDA | DCDA | 6.000 | 3622563 | METER ROOM E END OF 7712 OUTSIDE DR
7722 | LARCH LN | 43016 | Active | 26029 | WATTS | 007M1QT | DC | 0.750 | 3622564 | METER ROOM
3852 | LARCHMERE DR | 43123-8287 | Active | CB828180 | WILKINS | 720A | PVB | 0.750 | 93776 | LEFT SIDE
4033 | LARCHMERE DR | 43123-8742 | Active | CB006221 | WILKINS | 720A | PVB | 0.750 | 62708 | SOUTH SIDE OF HOUSE
4542 | LARIMER ST | 43017 | Active | L122449 | WILKINS | 375 | RP | 4.000 | 3638704 | Basement SE Stairs - Riser / Water Room
4542 | LARIMER ST | 43017 | Active | 1965530519 | AMES | 3000SS | DCDA | 6.000 | 3638715 | Basement SE Stairs - Riser / Water Room
4542 | LARIMER ST | 43017 | Not Required by DOW | 34411 | WATTS | LF919QT | RP | 2.000 | 3638717 | Basement SE Stairs - Riser / Water Room
4542 | LARIMER ST | 43017 | Active | 29407 | WATTS | 007M1QT | DC | 0.750 | 3638716 | Basement SE Stairs - Riser / Water Room
4545 | LARIMER ST | 43017 | Active | TD-1026 | WATTS | 957 | RP | 4.000 | 3640945 | Basement NE Corner Riser-Water Room
4545 | LARIMER ST | 43017 | Active | 1977341119 | AMES | 3000SS | DCDA | 6.000 | 3640960 | Basement NE Corner Riser-Water Room
4545 | LARIMER ST | 43017 | Active | 29848 | WATTS | 007M1QT | DC | 0.750 | 3640961 | Basement NE Corner Riser-Water Room
4545 | LARIMER ST | 43017 | Not Required by DOW | 136051 | WATTS | LF009M2QT | RP | 2.000 | 3640962 | Basement NE Corner Riser-Water Room
5512 | LARKSHIRE CT | 43026-7452 | Active | 322367 | WATTS | 800CMQT | PVB | 0.750 | 95520 | LEFT FRONT
5522 | LARKSHIRE CT | 43026-7452 | Active | T304895 | WILKINS | 720A | PVB | 0.750 | 97753 | left side
5488 | LARKWOOD RD | 43229-3636 | Active | 874969 | WILKINS | 720A | PVB | 0.750 | 66991 | LEFT SIDE OF HOUSE
7082 | LARNE DR | 43016 | Active | T308480 | WILKINS | 720A | PVB | 0.750 | 3613053 | LEFT SIDE OF HOUSE
4680 | LARWELL DR | 43220- | Active | 4711816 | WILKINS | 975XL2 | RP | 2.000 | 3465208 | METER IN 4662 S/E CORNER OF BLDG SOUTH WALL ACCESS PANEL
4905 | LARWELL DR | 43220-3111 | Active | DJ8846 | FEBCO | 765 | PVB | 0.750 | 65392 | FRONT OF HOUSE
4930 | LARWELL DR | 43220-3159 | Active | EAB6605 | WILKINS | 720A | PVB | 0.750 | 65445 | OUTSIDE NW CORNER OF HOUSE
5404 | LATROBE RD | 43081-8614 | Active | G245712 | WILKINS | 720A | PVB | 0.750 | 98952 | LEFT SIDE OF HOUSE FROM FRONT
1826 | LATTIMER DR | 43227-2569 | Due Install |  |  |  | RP | 1.000 | 3644735 | BIG WALNUT PARK AND FAR EAST REC CENTER
1826 | LATTIMER DR | 43227-2569 | Active | 633664 | WATTS | 909HWQT | RP | 1.000 | 100649
1826 | LATTIMER DR | 43227-2569 | Active | 633592 | WATTS | 909HWQT | RP | 1.000 | 100650
3860 | LATTIMER ST | 43026-1416 | Active | 4940115XLTCU | WILKINS | 975XL2 | RP | 1.000 | 61969 | IN 3840 UNIT MECH CLOSET BEHIND HWT
3898 | LATTIMER ST | 43026-1416 | Active | 246873 | WATTS | 909M1QT | RP | 2.000 | 62080 | MECHANICAL ROOM N END OF BUILDING
3898 | LATTIMER ST | 43026-1416 | Active | 11959 | WATTS | 007 | DC | 2.000 | 103215 | MECHANICAL ROOM
6770 | LAUFFER RD | 43231-1676 | Active | 147385 | WATTS | 009M2QT | RP | 1.000 | 3465428 | IN BASEMENT AFTER DOMESTIC WATER METER
6780 | LAUFFER RD | 43231- | Active | 116159 | WATTS | 709 | DC | 6.000 | 70671 | IN PIT JUST WEST OF 1650 LAUFFER ROAD (LAUFFER RAVINE)
6780 | LAUFFER RD | 43231- | Active | 31585 | WATTS | U007SSQT | DC | 0.750 | 70672 | IN PIT JUST WEST OF 2650 LAUFFER RD (LAUFFER RAVINE)
5716 | LAURA LN | 43026-7337 | Active | A083652 | WILKINS | 720A | PVB | 0.750 | 87075 | Right side of house
5728 | LAURA LN | 43026-7337 | Active | CB986812 | WILKINS | 720A | PVB | 0.750 | 87042 | Left front corner of house
711 | LAURALAND S DR | 43214-2433 | Active | H581607 | FEBCO | 765 | PVB | 0.750 | 98320 | LEFT SIDE OF HOUSE
6841 | LAUREN PL | 43235-2180 | Active | 228580 | WILKINS | 720A | PVB | 0.750 | 93779 | LEFT REAR
6881 | LAUREN PL | 43235-2188 | Active | 367387 | WILKINS | 720A | PVB | 1.000 | 70880 | LEFT SIDE OF HOUSE
6887 | LAUREN PL | 43235-2188 | Active | FH6574 | FEBCO | 765 | PVB | 0.750 | 93780 | FRONT LEFT OF DOOR
6890 | LAUREN PL | 43235-2189 | Active | 279885 | WILKINS | 720A | PVB | 0.750 | 70889 | RIGHT CENTER BY GAS METER BEHIND FENCE
6900 | LAUREN PL | 43235-5105 | Active | BL7149 | FEBCO | 765 | PVB | 0.750 | 93781 | LEFT FRONT
6099 | LAVENDER FIELD | 43123 | Active | HH56536 | FEBCO | 765 | PVB | 1.000 | 3652113 | ON LEFT
6123 | LAVENDER FIELD | 43123 | Active | T417877 | WILKINS | 720A | PVB | 0.750 | 3651861 | LEFT FRONT
6124 | LAVENDER FIELD | 43123 | Active | T418148 | WILKINS | 720A | PVB | 0.750 | 3651559 | RIGHT FRONT
3071 | LAVISTA DR | 43204- | Active | W149685 | WILKINS | 975XL | RP | 1.500 | 59910 | IN PARTY HOUSE NORTH OF POOL
2273 | LAWNDALE AVE | 43207-2831 | Active | 4356714 | WILKINS | 975XL2 | RP | 0.750 | 3622677 | AT WATER METER
2344 | LAWNDALE AVE | 43207-2832 | Active | D11723 | FEBCO | 765 | PVB | 0.750 | 96907 | LEFT SIDE OF FRONT DOOR
4219 | LAWNVIEW DR | 43214-2843 | Active | B062287 | WATTS | 800M4QT | PVB | 1.000 | 63319 | FRONT RIGHT
1115 | LAWRENCE DR | 43207-2138 | Active | W279456 | WILKINS | 975XLBMS | RP | 0.750 | 53982 | MECH ROOM SW CORNER
2920 | LAZAR RD | 43123-1763 | Due Install |  |  |  | RP |  | 3465943 | AT WATER METER NE BATHROOM
2981 | LAZAR RD | 43123-1613 | Active | AB18964 | WILKINS | 975XL2 | RP | 0.750 | 3465948 | WATER MTR S SIDE OF BUILDING
50 | LAZELLE E RD | 43235-6423 | Not Required by DOW | H055779 | FEBCO | 765 | PVB | 0.750 | 3626641 | BACK OF BUILDING
50 | LAZELLE E RD | 43235-6423 | Active | 85757 | WATTS | 009PCQT | RP | 1.500 | 65582 | MECH ROOM
57 | LAZELLE E RD | 43235 | Active | 303394 | WATTS | LF009M3QT | RP | 0.750 | 3650468 | NW CORNER OF WASH/SERVICE BAY
45 | LAZELLE RD | 43235-1429 | Active | 4661775 | WILKINS | 975XL2 | RP | 1.000 | 3636214 | WEST SIDE MECH/METER ROOM AT WATER METER
55 | LAZELLE RD | 43235-1402 | Active | 37701 | AMES | 2000B | DC | 0.750 | 67021 | MAIN LEVEL BREEZEWAY
55 | LAZELLE RD | 43235-1402 | Active | 404664 | WATTS | 909M1QT | RP | 1.500 | 67022 | BASEMENT NORTH WALL
55 | LAZELLE RD | 43235-1402 | Not Required by DOW | T258863 | WILKINS | 720A | PVB | 1.000 | 3618274
55 | LAZELLE RD | 43235-1402 | Active | 133963 | AMES | 3000 | DCDA | 4.000 | 67019 | MAIN LEVEL BREEZEWAY
55 | LAZELLE RD | 43235-1402 | Not Required by DOW | 258471 | WATTS | 009M2PCQT | RP | 1.000 | 67020 | BASEMENT N WALL
72 | LAZELLE RD | 43082 | Not Required by DOW | 3707647 | WILKINS | 975XL | RP | 2.000 | 3604319 | POOL EQUIPMENT ROOM
72 | LAZELLE RD | 43082 | Active | 20240 | WATTS | 007M1QT | DC | 0.750 | 3603658 | IN METER HOUSE NE OF ENTRANCE
72 | LAZELLE RD | 43082 | Not Required by DOW | CB073437 | WILKINS | 720A | PVB | 0.750 | 3610087 | POOL EQUIPMENT ROOM
72 | LAZELLE RD | 43082 | Active | NI-2104 | WATTS | 957 | RP | 3.000 | 3603657 | IN METER HOUSE MAIN ENTRANCE AT WATER METER
72 | LAZELLE RD | 43082 | Active | 1791041012 | AMES | 3000SS | DCDA | 6.000 | 3603354 | METER HOUSE- 8495 BELLA WOODS MAIN ENTRANCE
100 | LAZELLE RD | 43082 | Active | PF-1816 | WATTS | 957 | RP | 3.000 | 3614968 | S/E METER RM S END OF E GARAGES AT WATER METER
111 | LAZELLE RD | 43235-1419 | Active | XA-0486 | WATTS | 757 | DCDA | 4.000 | 3654372 | LAUNDRY ROOM NEXT TO METER
111 | LAZELLE RD | 43235-1419 | Active | 233711 | WATTS | 007M3QT | DC | 0.750 | 3652345 | LAUNDRY ROOM NEXT TO METER
111 | LAZELLE RD | 43235-1419 | Active | 240458 | WATTS | 009M2QT | RP | 2.000 | 53902 | LAUNDRY ROOM NEXT TO METER
117 | LAZELLE RD | 43235-8605 | Active | 06216 | WATTS | 919 | RP | 0.500 | 3613646 | IN MECHANICAL ROOM
117 | LAZELLE RD | 43235-8605 | Active | 06458 | WATTS | 919 | RP | 0.500 | 3613645 | IN MECHANICAL ROOM
117 | LAZELLE RD | 43235-8605 | Active | 52209 | WATTS | 919QT | RP | 1.000 | 3465950 | IN MECH RM ABOVE WATER HEATER
119 | LAZELLE RD | 43235- | Active | 1298122 | WILKINS | 975XLBMS | RP | 0.750 | 99436 | 300 SPRINBORO LN - CLUB HOUSE, PUMP ROOM
275 | LAZELLE RD | 43081-9619 | Not Required by DOW | 208887 | WATTS | 800M4FR | PVB | 1.000 | 59175 | WEST OUTSIDE WALL OF CLUB HOUSE
275 | LAZELLE RD | 43081-9619 | Active | 4884933XLTCU | WILKINS | 975XL | RP | 1.000 | 3653725 | Closet behind hot water heater complete bldg party house/pool
330 | LAZELLE RD | 43081- | Due Install |  |  |  | DCDA | 6.000 | 3651042 | PIT IS LEFT OF DRIVE UNDER TREES BY FENCE
330 | LAZELLE RD | 43081- | Due Install |  |  |  | RP | 4.000 | 3651041
330 | LAZELLE RD | 43081- | Active | 40156 |  |  | PVB |  | 3465951
342 | LAZELLE RD | 43081 | Not Required by DOW | B136007 | WILKINS | 375 | RP | 1.500 | 3630093 | HOT BOX W/ ENTRY GATE
342 | LAZELLE RD | 43081 | Active | 1163651216 | WATTS | 774 | DC | 8.000 | 3622527 | PIT
342 | LAZELLE RD | 43081 | Active | 21666 | WATTS | 007M2QT | DC | 0.750 | 3622528 | PIT
342 | LAZELLE RD | 43081 | Active | QD-2734 | WATTS | 957 | RP | 4.000 | 3622635 | GREEN HOT BOX LOCATED AT ENTRANCE OF COMPLEX
360 | LAZELLE RD | 43240- | Due Install |  |  |  | DCDA | 6.000 | 3651043 | PIT IS BEHIND FENCE ACROSS FROM 390..DOM & FIRE IN PIT
360 | LAZELLE RD | 43240- | Due Install |  |  |  | RP | 4.000 | 3465952 | PIT IS BEHIND FENCE ACROSS FROM 390..DOM & FIRE IN PIT
399 | LAZELLE RD | 43081 | Active | 1845521014 | AMES | 3000SS | DCDA | 6.000 | 3613509 | 401 LAZELLE RD, NW METER/POOL ROOM
399 | LAZELLE RD | 43081 | Active | T258852 | WILKINS | 720A | PVB | 1.000 | 3611867 | WEST SIDE OF POOL HOUSE
399 | LAZELLE RD | 43081 | Active | 23230 | WATTS | 007M1QT | DC | 0.750 | 3613507 | 401 LAZELLE RD, NW METER/POOL ROOM
399 | LAZELLE RD | 43081 | Active | OI-0658 | AMES | COLT 400 | RP | 3.000 | 3613508 | 401 LAZELLE RD, NW METER/POOL ROOM
400 | LAZELLE RD | 43240-2077 | Active | 3JM0453 | AMES | 3000SS | DCDA | 6.000 | 62538 | PIT - EAST OF W DRIVE
400 | LAZELLE RD | 43240-2077 | Active | 125709 | WATTS | 007M2QT | DC | 0.750 | 62535 | IN PIT FRONT OF BUILDING
400 | LAZELLE RD | 43240-2077 | Active | A144150 | FEBCO | 825Y | RP | 0.750 | 62536 | MECH ROOM
400 | LAZELLE RD | 43240-2077 | Active | 19176 | WATTS | 009M2QT | RP | 1.500 | 62537 | MECHANICAL ROOM
431 | LAZELLE RD | 43081-9540 | Active | 136152 | WILKINS | 975XL | RP | 0.750 | 63653 | IN BATHROOM
435 | LAZELLE RD | 43081-9540 | Active | 136048 | WILKINS | 975XL | RP | 0.750 | 63771 | BATHROOM
440 | LAZELLE RD | 43240-2023 | Active | 103114 | WATTS | 709 | DC | 2.500 | 63905 | BASEMENT MECHANICAL ROOM
440 | LAZELLE RD | 43240-2023 | Due Install |  |  |  | RP | 2.500 | 3654068 | BASEMENT MECHANICAL ROOM
440 | LAZELLE RD | 43240-2023 | Active | A01336 | WILKINS | 950 | DC | 4.000 | 63906 | BASEMENT MECHANICAL ROOM
443 | LAZELLE RD | 43081-9540 | Active | 136066 | WILKINS | 975XL | RP | 0.750 | 63986 | BY LAUNDRY TUB AT METER
447 | LAZELLE RD | 43081-9540 | Active | 115906 | WILKINS | 975 | RP | 0.750 | 64115 | HOT WATER TANK CLOSET
451 | LAZELLE RD | 43081-9540 | Active | 136057 | WILKINS | 975 | RP | 0.750 | 64261 | SE BATHROOM AT WATER METER
454 | LAZELLE RD | 43240-2023 | Active | 439603 | WATTS | 909M1QT | RP | 1.500 | 96766 | MECH ROOM
454 | LAZELLE RD | 43240-2023 | Active | 620253 | WATTS | 909QT | RP | 1.000 | 96767 | MC ROOM
460 | LAZELLE RD | 43240-2023 | Active | 10055 | WATTS | 919AQT | RP | 1.500 | 96603 | MID E WALL BY BATHROOM AT WATER METER
479 | LAZELLE RD | 43081-9540 | Active | B10961 | WILKINS | 975 | RP | 3.000 | 65050 | REAR METER ROOM
555 | LAZELLE RD | 43081- | Not Required by DOW | 389147 | WILKINS | 460XL | PVB | 0.500 | 3607759 | 8289 MARKET EXCHANGE DR, ABOVE SINK #1
555 | LAZELLE RD | 43081- | Not Required by DOW | 389643 | WILKINS | 460XL | PVB | 0.500 | 3607760 | 8289 MARKET EXCHANGE DR, ABOVE SINK #2
555 | LAZELLE RD | 43081- | Not Required by DOW | 389146 | WILKINS | 460XL | PVB | 0.500 | 3607761 | 8289 MARKET EXCHANGE DR, ABOVE SINK #3
555 | LAZELLE RD | 43081- | Not Required by DOW | 388618 | WILKINS | 460XL | PVB | 0.500 | 3607762 | 8289 MARKET EXCHANGE DR, ABOVE SINK #4
555 | LAZELLE RD | 43081- | Active | 05489 | AMES | 4000B | RP | 2.000 | 67218 | MECH ROOM CENTER ON THE REAR OF BUILDING 8301 market exchange dr
561 | LAZELLE RD | 43081- | Active | 90722 | WATTS | 009M2QT | RP | 1.500 | 67408 | MECH ROOM
561 | LAZELLE RD | 43081- | Active | 99449 | WATTS | 009QT | RP | 1.500 | 67409 | MECH ROOM
590 | LAZELLE RD | 43081 | Not Required by DOW | 3905986 | WILKINS | 975XL | RP | 0.750 | 3613211 | 8321 SEATTLE AVE, NW CORNER WATER METER ROOM
590 | LAZELLE RD | 43081 | Active | N1208290731 | FEBCO | 860 | RP | 4.000 | 3602662 | SW METER/RISER/MAINT BLDG AT WATER MTR THE AVENUE APTS 8321 SEATLE AV OFFICE
590 | LAZELLE RD | 43081 | Active | N1208170705 | FEBCO | 856 | DCDA | 8.000 | 3603659 | SW METER/RISER/MAINT BLDG
590 | LAZELLE RD | 43081 | Active | 32129 | FEBCO | 856 | DCDA | 8.000 | 3603660 | SW METER/RISER/MAINT BLDG
630 | LAZELLE RD | 43081- | Active | 288704 | WATTS | 800M4 | PVB | 0.750 | 103398 | 8312 SABLE CROSSING DR, REAR OF CLUB HOUSE
675 | LAZELLE RD | 43081-9541 | Active | 175425 | WATTS | 909 | RP | 3.000 | 70586 | GATE HOUSE
675 | LAZELLE RD | 43081-9541 | Active | 138833 | WATTS | 709 | DCDA | 6.000 | 70585 | METER ROOM
675 | LAZELLE RD | 43081-9541 | Active | 112092 | WATTS | 009M2QT | RP | 1.500 | 90971 | METER ROOM
675 | LAZELLE RD | 43081-9541 | Active | 06902 | WATTS | LF007QT | DC | 0.500 | 70587 | METER ROOM
740 | LAZELLE RD | 43081- | Not Required by DOW | 3705135 | WILKINS | 975XL | RP | 0.750 | 103508 | 1500 ROYAL GOLD DR, POOL FILLER, POOL EQUIPMENT ROOM
740 | LAZELLE RD | 43081- | Active | 1016640106 | WATTS | 994 | RP | 6.000 | 71901 | 1500 ROYAL GOLD - HOT BOX IN FRONT OF BUILDING
740 | LAZELLE RD | 43081- | Active | 2248399 | WILKINS | 975XLBMS | RP | 2.000 | 89694 | 1500 ROYAL GOLD DR, IN HOT BOX AT STREET
1454 | LAZELLE RD | 43081- | Active | 1077690702 | AMES | 4000SS | RP | 6.000 | 3589198 | SW COMPLEX IN SILVER HOT BOX (SW OF 8211 CARANO WAY)
20 | LAZELLE W RD | 43235-1438 | Due Install |  |  |  | DCDA | 6.000 | 3652341
20 | LAZELLE W RD | 43235-1438 | Due Install |  |  |  | RP | 3.000 | 3465954 | BOTH IN PIT
7945 | LAZELLE WOODS DR | 43081-8020 | Active | F02220 | WILKINS | 720A | PVB | 0.750 | 73063 | LEFT REAR
8053 | LAZELLE WOODS DR | 43081-8015 | Active | H154071 | FEBCO | 765 | PVB | 0.750 | 73260 | LEFT SIDE FRONT
8880 | LEA CT | 43017-9500 | Active | 56446 | FEBCO | 765 | PVB | 1.250 | 74375 | RIGHT FRONT
8902 | LEA CT | 43017-9500 | Active | 59095 | FEBCO | 765 | PVB | 1.000 | 3466030 | OUTSIDE FRONT OF HOUSE
8903 | LEA CT | 43017-9500 | Active | T229223 | FEBCO | 765 | PVB | 1.000 | 90846 | RIGHT SIDE OF HOUSE BESIDE GLASS DOOR
8914 | LEA CT | 43017-9500 | Active | 30322 | FEBCO | 765 | PVB | 0.750 | 3466031 | RIGHT SIDE
8924 | LEA CT | 43017-9500 | Active | 56571 | FEBCO | 765 | PVB | 1.000 | 91512 | FRONT OF HOUSE LEFT OF FRONT DOOR
8958 | LEA CT | 43017-9500 | Active | T102049 | WILKINS | 720A | PVB | 1.000 | 74421 | BACK OF HSE
8963 | LEA CT | 43017-9500 | Active | 115357 | WATTS | 800M4FR | PVB | 0.750 | 3579140 | FRONT OF HOUSE BY GARAGE
8968 | LEA CT | 43017-9500 | Active | 112985 | WATTS | 800M2QT | PVB | 0.750 | 74427 | REAR OF HOUSE
8978 | LEA CT | 43017-9500 | Active | 595551 | WATTS | 800QT | PVB | 1.000 | 88607 | EAST SIDE OF HOUSE
8979 | LEA CT | 43017-9500 | Active | T252122 | WILKINS | 720 | PVB | 1.000 | 3612983 | EAST SIDE OF HOUSE
3553 | LEACH DR | 43207-3881 | Not Required by DOW | [5 empty] | 3466052
7614 | LEALAND WAY | 43235-1796 | Active | 583682 | WATTS | 800M4QT | PVB | 1.000 | 87366 | LEFT FRONT
7622 | LEALAND WAY | 43235-1796 | Active | t339979 | WILKINS | 720A | PVB | 0.750 | 87154 | LEFT FRONT
7638 | LEALAND WAY | 43235-1796 | Active | F082528 | WILKINS | 720A | PVB | 0.750 | 100016 | LEFT SIDE OF HOUSE
7646 | LEALAND WAY | 43235-1796 | Active | T074310 | WILKINS | 720A | PVB | 0.750 | 101265 | RIGHT SIDE
7662 | LEALAND WAY | 43235-1796 | Active | G045308 | WILKINS | 720A | PVB | 0.750 | 87917 | RIGHT SIDE OF HOUSE
4600 | LEAP CT | 43026-1171 | Active | 84209 | AMES | 2000B | DC | 0.750 | 3649607 | SE BSMNT MECH/RISER ROOM
4600 | LEAP CT | 43026-1171 | Active | 1991840720 | AMES | 3000SS | DCDA | 4.000 | 3624339 | SE BSMNT MECH/RISER ROOM
4600 | LEAP CT | 43026-1171 | Active | 065591 | WATTS | LF009M2QT | RP | 1.500 | 3624338 | NE MECH/FURN ROOM AT WATER METER
4600 | LEAP CT | 43026-1171 | Not Required by DOW | 950987 | WILKINS | 975 | RP | 0.750 | 3649671 | X-RAY DEVELOPING ROOM
4603 | LEAP CT | 43026- | Active | 4507303 | WILKINS | 975XL2 | RP | 1.000 | 3466091
4605 | LEAP CT | 43026- | Active | 4512130 | WILKINS | 975XL2 | RP | 1.000 | 3466092 | 4605 MECH/FURN ROOM THRU RM #4 AT WATER METER
4607 | LEAP CT | 43026-1174 | Active | 4766774 | WILKINS | 975XL2 | RP | 1.000 | 3466093 | 4607 MECH/FURN/PUMP ROOM AT WATER METER UNDER HOT WATER TANK THRU #4 ROOM
4630 | LEAP CT | 43026-1172 | Active | 225319 | WATTS | LF009M2QT | RP | 1.000 | 3466097 | MECH/FURNACE ROOM AT WATER METER DAYCARE
4630 | LEAP CT | 43026-1172 | Active | 138549 | WATTS | LF007M1QT | DC | 1.000 | 3649187 | MECH/FURNACE ROOM AT FIRE LINE METER
3600 | LEAP RD | 43026-1108 | Not Required by DOW | [5 empty] | 3466181
3643 | LEAP RD | 43026-3098 | Active | 20954 | WATTS | 007M1PCQT | DC | 0.750 | 96300 | HOT BOX SW OF PROPERTY AT N DEAD END OF SCARBERRY RD
3643 | LEAP RD | 43026-3098 | Active | 430185 | WATTS | 909M1QT | RP | 1.500 | 96245 | HOT BOX SW PROPERTY AT N DEAD END SCARBERRY RD AT WTR METER
3643 | LEAP RD | 43026-3098 | Active | 1124790708 | WATTS | 774 | DC | 6.000 | 96299 | HOT BOX IN SW OF PROPERTY AT N DEAD END OF SCARBERRY RD
3958 | LEAP RD | 43026-1179 | Active | 29590 | WATTS | 009QT | RP | 1.000 | 3466216 | NW MECH/FURN ROOM OFF HALLWAY AT WATER METER
3958 | LEAP RD | 43026-1179 | Not Required by DOW | 102429 | WATTS | 009M2 | RP | 0.750 | 3651337 | 2nd FLOOR MECH RM
4051 | LEAP RD | 43026- | Due Install |  |  |  | RP | 1.500 | 3466218 | METER IN S WALL ACESS PANEL MIDDLE
4079 | LEAP RD | 43026- | Due Install |  |  |  | DCDA | 8.000 | 3651086 | NE PUMP HOUSE/METER ROOM
4079 | LEAP RD | 43026- | LPS - Active |  |  |  | LST |  | 3651093 | FIRE PUMP NE PUMP HOUSE/METER ROOM
4079 | LEAP RD | 43026- | Due Install |  |  |  | RP | 3.000 | 3466219 | NE PUMP HSE/ROOM THRU NE ROLL-UP MAINT DOOR AT WATER METER
4199 | LEAP RD | 43026-1188 | Active | 4631909 | WILKINS | 975XL2 | RP | 1.500 | 3633254 | MOP ROOM @ METER
4199 | LEAP RD | 43026-1188 | Not Required by DOW | hc01980 | FEBCO | 765 | PVB | 1.000 | 63211 | SOUTH SIDE NEXT TO GAS METER
4200 | LEAP RD | 43026-1133 | Active | 4797244 | WILKINS | 975XL | RP | 1.500 | 3466229 | IN MIDDLE MECH E WALL AT WATER METER
4231 | LEAP RD | 43026-1272 | Active | 67048 | AMES | 2000BM3 | DC | 0.750 | 3652040 | IN 4231 UNIT-A SE RISER ROOM Outside Door or thru 4231-A
4231 | LEAP RD | 43026-1272 | LPS - Active |  |  |  | LST |  | 3651105 | FIRE PUMP IN 4231 UNIT-A SE RISER ROOM
4231 | LEAP RD | 43026-1272 | Active | VL-0371 | AMES | COLT 300GV | DCDA | 8.000 | 3651102 | IN 4231 UNIT-A SE RISER ROOM Outside Door or thru 4231-A
4231 | LEAP RD | 43026-1272 | Active | 40213 | WATTS | LF919QT | RP | 2.000 | 3651101 | IN 4231-A UNIT. E WALL IN MECH/HWT/MOP SINK ROOM AT WATER METER
4241 | LEAP RD | 43026-1125 | Active | WC-1095 | WATTS | 757ADCDAGV | DCDA | 6.000 | 3651198 | NE WAREHOUSE RISER ROOM
4241 | LEAP RD | 43026-1125 | Active | 231238 | WATTS | 007M3-FP | DC | 0.750 | 3652942 | NE WAREHOUSE RISER ROOM
4241 | LEAP RD | 43026-1125 | Active | N1210110546 | FEBCO | 860 | RP | 3.000 | 102002 | MID E WALL OF WAREHOUSE AT WATER METER
4241 | LEAP RD | 43026-1125 | Not Required by DOW | NZ209260719 | FEBCO | 860 | RP | 3.000 | 102209 | MID EAST SIDE OF WAREHOUSE BY SE DOOR & LOADING DOCK WAREHOUSE WATER
4446 | LEAP RD | 43026- | Active | 11585 | WATTS | 919QT | RP | 1.500 | 99319 | BROWN HOT BOX JUST OFF LEAP ROAD BY ROUNDABOUT
4614 | LEAP RD | 43026 | Not Required by DOW | B136147 | WILKINS | 375XL | RP | 1.000 | 3639305 | AT DEDUCT METER IN METER/RISER ROOM 4610 PEPPER BERRY
4614 | LEAP RD | 43026 | Active | QK-1674 | AMES | COLT 400 | RP | 4.000 | 3622879 | METER ROOM W DOOR AT GARAGES 4610 PEPPER BERRY AT WATER METER
4614 | LEAP RD | 43026 | Active | QK-0357 | AMES | COLT 300GV | DCDA | 6.000 | 3622878 | METER/RISER ROOM W DOOR 4610 PEPPER BERRY AT GARAGES
4614 | LEAP RD | 43026 | Active | 45532 | AMES | 2000BM3 | DC | 0.750 | 3622877 | METER/RISER ROOM 4610 PEPPER BERRY AT GARAGES W DOOR
4655 | LEAP RD | 43026 | Active | ABJ7268 | WILKINS | 975XL2 | RP | 1.000 | 3651645 | MID STORAGE/HWT/MOP SINK ROOM AT WATER METER
4655 | LEAP RD | 43026 | Not Required by DOW | J157930 | FEBCO | 825Y | RP | 1.000 | 3653540 | BY METER
4681 | LEAP RD | 43026-9264 | Not Required by DOW | 7667 | WATTS | 008PCQT | PVB | 0.500 | 64791 | MOP ROOM NET TO ROOM 204
4681 | LEAP RD | 43026-9264 | Active | 310960 | AMES | 3000CIV | DCDA | 8.000 | 64789 | PIT BTWN LANDSCAPE MOUNDS ON DAVIDSON RD
4681 | LEAP RD | 43026-9264 | Not Required by DOW | 7666 | WATTS | 008PCQT | PVB | 0.500 | 64788 | MOP SINK KITCHEN
4681 | LEAP RD | 43026-9264 | Active | 122821 | WATTS | 007M2QT | DC | 0.750 | 64787 | METER PIT OFF DAVIDSON ROAD
4681 | LEAP RD | 43026-9264 | Not Required by DOW | 1075256 | WILKINS | 975 | RP | 1.000 | 64786 | MECH ROOM
4681 | LEAP RD | 43026-9264 | Not Required by DOW | 7668 | WATTS | 008PCQT | PVB | 0.500 | 64792 | MOP ROOM NEXT TO STAFF LOUNGE
4681 | LEAP RD | 43026-9264 | Active | B34280 | WATTS | 009NRS | RPDA | 4.000 | 64790 | MECH/BOILER ROOM AT WATER METER
4681 | LEAP RD | 43026-9264 | Not Required by DOW | 7669 | WATTS | 008PCQT | PVB | 0.500 | 64793 | MOP ROOM NEXT TO STORAGE
4681 | LEAP RD | 43026-9264 | Not Required by DOW | 7685 | WATTS | 800M3QT | PVB | 0.500 | 64794 | JANITOR ROOM OFFICE
4681 | LEAP RD | 43026-9264 | Not Required by DOW | 7433 | WATTS | 008PCQT | PVB | 0.500 | 64795 | MOP ROOM BY ROOM 24
4235 | LEAP RD UNIT A | 43026-1125 | Not Required by DOW | 05378 | AMES | 4000B | RP | 1.500 | 100774 | NE METER ROOM
4235 | LEAP RD UNIT A | 43026-1125 | Not Required by DOW | 292555 | APOLLO/CONBRACO | 4020302 | RP | 0.500 | 102245 | PROCESSING AREA - HOT WATER BOILER
4235 | LEAP RD UNIT A | 43026-1125 | Not Required by DOW | 02773 | WATTS | 909M1QT | RP | 1.500 | 3609420 | BOILER ROOM SE CORNER
4235 | LEAP RD UNIT A | 43026-1125 | Active | 325346 | WATTS | 909M1QT | RP | 1.500 | 63368 | MID E WAREHOUSE AT EXECTRIC PANEL AT WATER METER
4235 | LEAP RD UNIT B | 43026-1125 | Active | 163699 | WATTS | 909 | RP | 3.000 | 63367 | NE WAREHOUSE AT WATER METER
2680 | LEAR RD | 43220-4545 | Active | A047830 | WILKINS | 720A | PVB | 1.000 | 98819 | RIGHT SIDE OF HOUSE
2691 | LEAR RD | 43220-4544 | Active | T145870 | WILKINS | 720A | PVB | 0.750 | 58968 | 50-60' N OF FRONT DOOR
2748 | LEAR RD | 43220-4547 | Active | 185146 | WILKINS | 420 | PVB | 1.000 | 59169 | RIGHT OF FRONT DOOR
2770 | LEAR RD | 43220-4551 | Active | 285724 | WATTS | 800M4QT | PVB | 0.750 | 92771 | RIGHT OF FRONT DOOR
224 | LEAR ST | 43206-1242 | Active | T382179 | WILKINS | 720 | PVB | 0.750 | 3466241 | BACK OF HOUSE
233 | LEAR ST | 43206- | Active | ABAA2384 | WILKINS | 975XL | RP | 0.750 | 3654963
3008 | LEATHERLIPS TR | 43017-3597 | Active | DA5954 | FEBCO | 765 | PVB | 1.000 | 59793 | RIGHT SIDE OF HOUSE
7840 | LEAVIEW DR | 43235-7025 | Active | 795624 | WATTS | 800M4QT | PVB | 1.000 | 95145 | LEFT SIDE OF HOUSE
7881 | LEAVIEW DR | 43235-7011 | Active | HC5119 | FEBCO | 765 | PVB | 1.000 | 87120 | Left side of house
1080 | LECLERC PL | 43119-8804 | Active | T386445 | WILKINS | 720A | PVB | 0.750 | 3466493 | RIGHT FRONT
3399 | LEDGE LN | 43221-1987 | Active | T295514 | WILKINS | 720A | PVB | 0.750 | 98695 | RIGHT SIDE OF HOUSE FROM STREET (WEST)
3231 | LEE ELLEN PL | 43207-3712 | Active | 49127 | AMES | 2000B | DC | 0.750 | 89427 | MECH ROOM - Parsons E. S.
3231 | LEE ELLEN PL | 43207-3712 | Active | W210358 | WILKINS | 975XL | RP | 0.750 | 89203 | GYM MEZZ MECH ROOM - Parsons E. S.
3231 | LEE ELLEN PL | 43207-3712 | Active | L28105 | WILKINS | 375 | RP | 3.000 | 89425 | IN THE WEST MECH ROOM ON N WALL - Parsons E. S.
3231 | LEE ELLEN PL | 43207-3712 | Active | 1482960206 | AMES | 3000SS | DCDA | 8.000 | 89426 | MECH ROOM - Parsons E. S.
9135 | LEE HALL CT | 43054-7115 | Active | CB629157 | WILKINS | 720A | PVB | 0.750 | 3600938 | IN FRONT OF HOUSE UNDER RIGHT SIDE WINDOW
9145 | LEE HALL CT | 43054-7115 | Active | H517242 | FEBCO | 745 | PVB | 0.750 | 100478 | FRONT LEFT OF HOUSE
9165 | LEE HALL CT | 43054-7115 | Active | F017906 | WILKINS | 720A | PVB | 1.000 | 95515 | LEFT SIDE
9175 | LEE HALL CT | 43054 | Active | T272927 | WILKINS | 720A | PVB | 0.750 | 3613304 | LEFT SIDE OF HOUSE
2540 | LEEDS RD | 43221-3612 | Active | 55454 | WATTS | 800M4QT | PVB | 1.000 | 58577 | WEST SIDE OF HOUSE
2565 | LEEDS RD | 43221-3613 | Active | 251308 | WILKINS | 420 | PVB | 1.000 | 58643 | LEFT OF DRIVEWAY, FRONT OF HOUSE FACING STREET
2575 | LEEDS RD | 43221-3645 | Active | 82699 | RAINBIRD | 140 | DC | 1.000 | 58663 | BASEMENT
2691 | LEEDS RD | 43221-3630 | Active | CAA99285 | WILKINS | 720A | PVB | 1.000 | 95052 | right front side
2705 | LEEDS RD | 43221-3630 | Active | t366460 | WILKINS | 720A | PVB | 1.000 | 3466593 | FRONT OF HOUSE
2723 | LEEDS RD | 43221-3630 | Not Required by DOW | G181953 | WILKINS | 720A | PVB | 1.000 | 59093 | FRONT CENTER OF HOUSE
2723 | LEEDS RD | 43221-3630 | Active | W50153 | WILKINS | 975 | RP | 0.750 | 59091 | BASEMENT @ WATER METER
2730 | LEEDS RD | 43221-3631 | Active | A006688 | WILKINS | 720A | PVB | 0.750 | 59128 | LEFT FRONT CORNER OF HOUSE
2741 | LEEDS RD | 43221-3630 | Active | T060875 | WILKINS | 720A | PVB | 1.000 | 59155 | FRONT OF HOUSE - NORTH CORNER
2744 | LEEDS RD | 43221-3631 | Active | G125148 | WILKINS | 720A | PVB | 0.750 | 3466595 | RIGHT SIDE
2760 | LEEDS RD | 43221-3631 | Active | G046589 | WILKINS | 720A | PVB | 0.750 | 89210 | RIGHT SIDE
2925 | LEEDS RD | 43221-3067 | Active | 84469 | RAINBIRD | AC4000 | DC | 0.750 | 59585 | SW CORNER OF HOUSE IN BASEMENT BY WATER METER
3000 | LEEDS RD | 43221-2623 | Active | 581348 | RAINBIRD | 100 | PVB | 0.750 | 59769 | REAR OF HOUSE
3022 | LEEDS RD | 43221-2623 | Active | 4400981 | WILKINS | 975XL | RP | 0.750 | 3466604 | BY SUMP PIT
3062 | LEEDS RD | 43221-2623 | Active | 255210 | WILKINS | 420 | PVB | 1.000 | 59895 | LEFT OF HOUSE
3075 | LEEDS RD | 43221-2628 | Active | T231763 | WILKINS | 720A | PVB | 0.750 | 3466612 | FRONT OF HOUSE
3176 | LEEDS RD | 43221-2625 | Active | 358164 | WILKINS | 720A | PVB | 1.000 | 60152 | LEFT SIDE OF HOUSE
5602 | LEHMAN MEADOWS DR | 43110 | Active | T183029 | WILKINS | 720A | PVB | 0.750 | 3603255 | LEFT SIDE
6290 | LEHMAN RD | 43110- | Active | 4366467 | WILKINS | 975XL | RP | 1.000 | 69566 | BY METER PIT NORTH OF NORTH ENTRY FROM GENDER
6290 | LEHMAN RD | 43110- | Active | 3900875 | FEBCO | 825YA | RP | 1.000 | 90973 | CORNER OF BLANCHED DR AND TERK IN STREET
6333 | LEHMAN RD | 43110- | Active | W069395 | WILKINS | 975XL | RP | 1.500 | 69732 | HOT BOX SOUTH OF LEHMAN ROAD
7198 | LEHMAN RD | 43110 | Active | UJ-1437 | WATTS | 957 | RP | 6.000 | 3652436
626 | LEHMAN ST | 43206 | LPS - Active |  |  |  | LST |  | 3632582 | FIRE PUMP NW MECH/RISER/PUMP ROOM IN E GARAGE
626 | LEHMAN ST | 43206 | LPS - Active |  |  |  | LPC |  | 3632581 | DOM PUMP NW MECH/RISER/PUMP ROOM IN E GARAGE
626 | LEHMAN ST | 43206 | Active | 107307 | AMES | 5000SS | RP | 6.000 | 3632580 | NW MECH/RISER/PUMP ROOM IN E GARAGE BOTTM DEVICE AT WATER MTR
626 | LEHMAN ST | 43206 | Active | SD-1038 | WATTS | 957 | RP | 4.000 | 3632579 | NW MECH/RISER/PUMP ROOM IN E GARAGE TOP DEVICE AT WATER MTR
2161 | LEHNER RD | 43224-2330 | Not Required by DOW | [5 empty] | 3466714
1224 | LEICESTER PL | 43235-2181 | Active | AK2705 | FEBCO | 765 | PVB | 0.750 | 93784 | RIGHT SIDE OF HOUSE
1231 | LEICESTER PL | 43235-2181 | Active | 227111 | WATTS | 800QT | PVB | 1.000 | 54373 | RIGHT SIDE
8415 | LEISNER AVE | 43054- | Active | W149827 | WILKINS | 975 | RP | 0.750 | 101127 | NORTHWEST CORNER OF PARK UNDER DESIGNER ROCK IN BRUSH
8436 | LEISNER AVE | 43054-6003 | Active | G222214 | WILKINS | 720A | PVB | 0.750 | 95443 | LEFT SIDE
9119 | LEITH DR | 43017-9665 | Active | 580543 | WILKINS | 720A | PVB | 1.000 | 74563 | LEFT FRONT
9127 | LEITH DR | 43017-9665 | Active | 8596 | FEBCO | 765 | PVB | 1.000 | 74568 | NORTH SIDE OF HOUSE - OUTSIDE
9135 | LEITH DR | 43017-9665 | Active | 569029 | WATTS | 800QT | PVB | 1.000 | 74571 | SOUTH SIDE (SERIAL # AF3934)
9151 | LEITH DR | 43017-9665 | Active | 131992 | WATTS | 800QT | PVB | 1.000 | 74580 | SOUTH SIDE
9154 | LEITH DR | 43017-9664 | Active | 150958 | FEBCO | 765 | PVB | 1.000 | 74583 | NORTH SIDE OF HOUSE
9166 | LEITH DR | 43017-9664 | Active | 466918 | WILKINS | 420 | PVB | 0.750 | 74584 | NORTHWEST - CORNER
9173 | LEITH DR | 43017 | Active | T417631 | WILKINS | 720A | PVB | 1.000 | 74589 | NORTH SIDE OF HOUSE
9193 | LEITH DR | 43017-9665 | Active | T293640 | WILKINS | 720A | PVB | 0.750 | 74600 | EAST SIDE
9235 | LEITH DR | 43017-7623 | Active | T258870 | WILKINS | 720A | PVB | 1.000 | 3609770 | NORTH SIDE
9243 | LEITH DR | 43017-7623 | Active | 665396 | RAINBIRD | AC4000 | PVB | 0.750 | 74637 | SOUTH SIDE
9251 | LEITH DR | 43017-7623 | Active | CB179848 | WILKINS | 720A | PVB | 1.000 | 74645 | NORTH SIDE
9259 | LEITH DR | 43017-7623 | Active | CAB07538 | WILKINS | 720A | PVB | 0.750 | 74646 | RIGHT CENTER
9268 | LEITH DR | 43017 | Active | T081717 | WILKINS | 720A | PVB | 0.750 | 101537 | BACK OF HOUSE
9275 | LEITH DR | 43017-7623 | Active | 668542 | RAINBIRD | AC4000 | PVB | 0.750 | 74650 | EAST SIDE
9280 | LEITH DR | 43017-9664 | Active | 17225 | WATTS | 800QT | PVB | 1.000 | 74653 | NORTH SIDE
9172 | LEITH E DR | 43017-9664 | Active | 668788 | RAINBIRD | AC4000 | PVB | 0.750 | 74588 | RIGHT REAR
9184 | LEITH E DR | 43017-9664 | Active | 668574 | RAINBIRD | AC4000 | PVB | 0.750 | 74595 | EAST SIDE
9196 | LEITH E DR | 43017-9664 | Active | 303773 | WATTS | 800M4FR | PVB | 1.000 | 97422 | RIGHT FRONT
9220 | LEITH W DR | 43017-9664 | Active | T258901 | WILKINS | 720A | PVB | 1.000 | 3609771 | EAST SIDE OF HOUSE
9226 | LEITH W DR | 43017-9664 | Active | 380619 | WATTS | 800M4QT | PVB | 1.000 | 74626 | LEFT SIDE OF HOUSE
9232 | LEITH W DR | 43017-9664 | Active | CAA31066 | WILKINS | 720A | PVB | 1.000 | 74630 | NORTH SIDE OF HOUSE
9238 | LEITH W DR | 43017-9664 | Active | ABF6956 | FEBCO | 765 | RP | 1.000 | 74632 | LEFT CENTER
1070 | LEONA AVE | 43201-3039 | Active | 154505 | WATTS | 009QT | RP | 0.750 | 53766 | IN RESTROOM ON WEST WALL
1255 | LEONARD AVE | 43203-1126 | Active | 563237 | WATTS | 909QT | RP | 1.000 | 54464 | IN ROOM WITH WATER HEATER
1561 | LEONARD AVE | 43219- | Due Install |  |  |  | RP |  | 3467207
1561 | LEONARD AVE | 43219- | Not Required by DOW | [5 empty] | 3629727
1687 | LEONARD AVE | 43219- | Due Install |  |  |  | RP |  | 3467218
1865 | LEONARD AVE | 43219-4500 | Active | 3591617 | WILKINS | 975XL | RP | 1.500 | 56449 | WEST OFF WEST PARKING LOT AT METER PIT
1865 | LEONARD AVE | 43219-4500 | Active | 923706 | WILKINS | 975 | RP | 2.000 | 56450 | CENTER OF INSIDE NORTH WALL NEXT TO MAIN SPRINKLER VALVE
1865 | LEONARD AVE | 43219-4500 | Due Install |  |  |  | DCDA | 8.000 | 3639651
1865 | LEONARD AVE | 43219-4500 | Active | 107877 | AMES | 2000SS | DC | 8.000 | 56448 | MECHANICAL/RISER ROOM WEST SIDE OF THE BUILDING
1907 | LEONARD AVE | 43219-4503 | Active | 1298413 | WILKINS | 975 | RP | 2.000 | 56585 | MECH ROOM ON EAST SIDE OF BUILDING
1907 | LEONARD AVE | 43219-4503 | Active | 134248 | WATTS | 709 | DCDA | 6.000 | 56586 | IN PIT
1907 | LEONARD AVE | 43219-4503 | Active | 22941 | WATTS | 007QT | DC | 0.500 | 56587 | IN PIT
1907 | LEONARD AVE | 43219-4503 | Active | 77702 | WATTS | 009M2QT | RP | 1.500 | 56588 | ABOVE WATER METER PIT
1920 | LEONARD AVE | 43219-2514 | Active | 266115 | WATTS | 909M1QT | RP | 2.000 | 56635 | PAINT LAB SPRAY BOOTH ROOM
1920 | LEONARD AVE | 43219-2514 | Active | 375928 | WILKINS | 950 | DC | 1.250 | 56636 | IN FRONT PUMP HOUSE
1920 | LEONARD AVE | 43219-2514 | Not Required by DOW | W304153 | WILKINS | 975XLBMS | RP | 0.750 | 56637 | PAINT PLANT SHIPPING BY BATTERY CHARGER
1920 | LEONARD AVE | 43219-2514 | Active | 29368 | WATTS | 919QT | RP | 2.000 | 56633 | PAINT PLANT 2ND FLOOR AT STAIRS
1920 | LEONARD AVE | 43219-2514 | Not Required by DOW | 24390 | WATTS | 919AQT | RP | 0.750 | 56638 | 1100 WOODLAND WAREHOUSE BATTERY CHARGES
1920 | LEONARD AVE | 43219-2514 | LPS - Active | [5 empty] | 3628139
1920 | LEONARD AVE | 43219-2514 | Not Required by DOW | 449254 | WATTS | 909M1HWQT | RP | 1.500 | 97987 | DOCK
1920 | LEONARD AVE | 43219-2514 | Active | 9510171533 | FEBCO | 870 | DC | 8.000 | 56639 | IN FRONT PUMP ROOM
1958 | LEONARD AVE | 43219- | Active | 282133 | WATTS | LF009M3-QT | RP | 0.750 | 3626646
2020 | LEONARD AVE | 43219-2201 | Active | 13423 | WATTS | 007M1QT | DC | 0.750 | 96606 | EAST SIDE DOG HOUSE
2020 | LEONARD AVE | 43219-2201 | Not Required by DOW | A-16235 | WATTS | 009M3QT | RP | 0.750 | 102026 | FIRST FLOOR BOILER ROOM
2020 | LEONARD AVE | 43219-2201 | Active | A36579 | WATTS | 009M2QT | RP | 2.000 | 97969 | STAIRWELL CLOSET IN OFFICE 2034 LEONARD AVE-MILL WORKS ART
2020 | LEONARD AVE | 43219-2201 | Active | 1669550908 | AMES | 3000SS | DCDA | 6.000 | 96621 | E SIDE
2070 | LEONARD AVE | 43219-2595 | Active | 187019 | WATTS | 009M2QT | RP | 1.000 | 57147 | IN UNIT D IN WATER METER CLOSET AT WATER SERVICE ENTRANCE
2090 | LEONARD AVE | 43219-2105 | Due Install | [5 empty] | 3467240
4200 | LEPPERT RD | 43026-8466 | Not Required by DOW | 27008 | WATTS | 919QT | RP | 1.500 | 63241 | BOILER ROOM
4200 | LEPPERT RD | 43026-8466 | Not Required by DOW | 30351 | WATTS | 008PCQT | PVB | 0.750 | 63253 | JANITOR'S CLOSET: NEAR MAIN ENTRANCE
4200 | LEPPERT RD | 43026-8466 | Not Required by DOW | 30352 | WATTS | 008PCQT | PVB | 0.750 | 63254 | JANITOR'S CLOSET: 2ND FLOOR BY ROOM #205
4200 | LEPPERT RD | 43026-8466 | Active | 185285 | WATTS | 909 | RP | 4.000 | 63242 | BOILER ROOM
4200 | LEPPERT RD | 43026-8466 | Not Required by DOW | 27588 | WATTS | 008PCQT | PVB | 0.500 | 63243 | JANITOR'S CLOSET
4200 | LEPPERT RD | 43026-8466 | Not Required by DOW | 30350 | WATTS | 008PCQT | PVB | 0.750 | 63252 | JANITOR'S CLOSET
4200 | LEPPERT RD | 43026-8466 | Not Required by DOW | 30359 | WATTS | 008PCQT | PVB | 0.500 | 63256 | JANITOR'S CLOSET
4200 | LEPPERT RD | 43026-8466 | Not Required by DOW | 27589 | WATTS | 008PCQT | PVB | 0.750 | 63244 | JANITOR'S CLOSET:
4200 | LEPPERT RD | 43026-8466 | Not Required by DOW | 30360 | WATTS | 008PCQT | PVB | 0.750 | 63257 | JANITOR'S CLOSET: BY ROOM #109
4200 | LEPPERT RD | 43026-8466 | Not Required by DOW | 29150 | WATTS | 008PCQT | PVB | 0.500 | 63245 | JANITOR ROOM FOOTBALL FIELD
4200 | LEPPERT RD | 43026-8466 | LPS - Active |  |  |  | LPC |  | 3641025 | DOM BOOSTER PUMP MECH ROOM
4200 | LEPPERT RD | 43026-8466 | Not Required by DOW | 29151 | WATTS | 008PCQT | PVB | 0.750 | 63246 | JANITOR'S CLOSET: BY ROOM J#20
4200 | LEPPERT RD | 43026-8466 | Not Required by DOW | 29160 | WATTS | 008PCQT | PVB | 0.750 | 63247 | JANITOR'S CLOSET: BY ROOM #143
4200 | LEPPERT RD | 43026-8466 | LPS - Active |  |  |  | LST |  | 3641026 | FIRE BOOSTER PUMP MECH ROOM
4200 | LEPPERT RD | 43026-8466 | Not Required by DOW | 29161 | WATTS | 008PCQT | PVB | 0.500 | 63248 | JANITOR'S CLOSET 2ND FLOOR BY RM 253
4200 | LEPPERT RD | 43026-8466 | Not Required by DOW | 30349 | WATTS | 008PCQT | PVB | 0.750 | 63251 | JANITOR'S CLOSET: ACROSS FROM ROOM #44
4200 | LEPPERT RD | 43026-8466 | Active | 2GL0161 | AMES | 2000SS | DC | 6.000 | 63250 | MECH ROOM
4200 | LEPPERT RD | 43026-8466 | Not Required by DOW | 29651 | WATTS | 008PCQT | SVB | 0.750 | 63249 | JANITOR RM FOOTBALL FIELD HOME STANDS
4211 | LEPPERT RD | 43026-7543 | Active | 181781 | WILKINS | 720A | PVB | 0.750 | 89006 | LEFT SIDE
9273 | LERWICK DR | 43017-9492 | Active | HC1927 | FEBCO | 765 | PVB | 1.000 | 87125 | Rear of house near A/C
9278 | LERWICK DR | 43017-9686 | Active | FK3631 | FEBCO | 765 | PVB | 1.000 | 74651 | LEFT HAND SIDE
9285 | LERWICK DR | 43017-9492 | Active | 0095 | FEBCO | 765 | PVB | 1.000 | 74654 | LEFT SIDE OF HOUSE
9297 | LERWICK DR | 43017-9492 | Active | 155457 | WATTS | 800M2QT | PVB | 0.750 | 74660 | LEFT FRONT
9314 | LERWICK DR | 43017-9686 | Active | CB544397 | WILKINS | 720A | PVB | 0.750 | 3467274 | BACK RIGHT
9321 | LERWICK DR | 43017-9492 | Active | 30303 | FEBCO | 765 | PVB | 1.000 | 3467275 | FRONT FRONT LEFT UNDER BAY WINDOW
6316 | LESLIE ANNE CT | 43123-8680 | Active | 661288 | WATTS | 800M4QT | PVB | 1.000 | 93788 | RIGHT SIDE OF HOUSE
5784 | LEVEN LINKS CT | 43017-9744 | Active | 410061 | WILKINS | 720A | PVB | 1.500 | 67950 | RT SIDE OF H0USE
5787 | LEVEN LINKS CT | 43017-8541 | Active | 68166 | RAINBIRD | 100 | DC | 0.750 | 67958 | BASEMENT AT METER IN CLOSET
5792 | LEVEN LINKS CT | 43017-9744 | Active | 274845 | WILKINS | 950XL | DC | 1.000 | 67965 | IN BASEMENT NEXT TO WATER METER
5808 | LEVEN LINKS CT | 43017-9744 | Active | 94637 | FEBCO | 765 | PVB | 1.000 | 68050 | LEFT FRONT
5815 | LEVEN LINKS CT | 43017-8541 | Active | 23272 | FEBCO | 765 | PVB | 1.000 | 68064 | LEFT SIDE OF HOUSE
5816 | LEVEN LINKS CT | 43017 | Active | 099030 | WATTS | LF009M2QT | RP | 1.000 | 68072 | FRONT LEFT
5824 | LEVEN LINKS CT | 43017-9744 | Active | T228050 | WILKINS | 720A | PVB | 0.750 | 101121 | RIGHT CENTER
5832 | LEVEN LINKS CT | 43017-9744 | Active | 588120 | WILKINS | 720A | PVB | 1.000 | 68106 | RIGHT OF FRONT DOOR
5840 | LEVEN LINKS CT | 43017 | Active | G006412 | WILKINS | 720A | PVB | 1.000 | 68122 | RIGHT SIDE CENTER BY AC
5848 | LEVEN LINKS CT | 43017-9744 | Active | G208239 | WILKINS | 720A | PVB | 0.750 | 92543 | RIGHT SIDE OF HOUSE CENTER BY A/C
5856 | LEVEN LINKS CT | 43017-9744 | Active | 85245 | RAINBIRD | 100 | DC | 0.750 | 68143 | BASEMENT BY WATER METER
5872 | LEVEN LINKS CT | 43017-9744 | Active | 34073 | WATTS | 800M2QT | PVB | 1.000 | 68201 | LEFT SIDE-- FOR IRRIGATION SYSTEM
5896 | LEVEN LINKS CT | 43017-9744 | Active | EM4854 | FEBCO | 765 | PVB | 0.750 | 68242 | LEFT CENTER BY AC
7722 | LEVERETT PK | 43054-9221 | Active | 2231 | FEBCO | 765 | PVB | 0.750 | 72632 | LEFT SIDE OF HOUSE
7743 | LEVERETT PK | 43054-9220 | Active | A135587 | WILKINS | 720A | PVB | 0.750 | 72679 | LEFT SIDE OF HOUSE
5682 | LEVI KRAMER BLVD | 43110-8325 | Active | T075231 | WILKINS | 720A | PVB | 0.750 | 88599 | REAR OF HOUSE
2650 | LEWIS CENTER WAY | 43123-1770 | Active | 22736 | WATTS | 919ZQT | RP | 0.750 | 98180 | IN MEN'S BATHROOM WEST SIDE OF BUILDING
2680 | LEWIS CENTER WAY | 43123-1770 | Not Required by DOW | 52088 | WATTS | 009QT | RP | 0.750 | 58954 | STREET SIDE OUTER WALL
2680 | LEWIS CENTER WAY | 43123-1770 | Not Required by DOW | 4334426 | WILKINS | 975XL | RP | 0.750 | 58953 | Outside front of building
2680 | LEWIS CENTER WAY | 43123-1770 | Active | 4742510 | WILKINS | 975XL | RP | 1.000 | 3633804 | AT WATER METER
2989 | LEWIS CENTER WAY | 43123-1782 | LPS - Active |  |  |  | LST |  | 3638265 | FIRE BOOSTER PUMP
2989 | LEWIS CENTER WAY | 43123-1782 | Active | 101436 | AMES | 2000SS | DC | 8.000 | 59654 | METER PIT FRONT OF BLDG
2989 | LEWIS CENTER WAY | 43123-1782 | Not Required by DOW | 126640 | WATTS | 009QT | RP | 2.000 | 59655 | MECH. ROOM/PUMP ROOM NE CORNER OF BLDG
2989 | LEWIS CENTER WAY | 43123-1782 | Active | 160026 | WATTS | 909 | RP | 3.000 | 59656 | IN UTILITY RM E SIDE OF BLDG NEXT TO WTR MTR
3458 | LEWIS CENTER WAY | 43123- | Active | 486244 | WATTS | 909QT | RP | 1.000 | 60792 | WATER METER ROOM
2882 | LEWIS CENTRE WAY | 43123 | Active | VC-0857 | AMES | 500GV | RPDA | 8.000 | 3651182 | HOT BOX N/W OF BUILDING
2882 | LEWIS CENTRE WAY | 43123 | Active | WJ-0380 | WATTS | 957 | RP | 3.000 | 3651096 | HOT BOX N/W OF BUILDING
2882 | LEWIS CENTRE WAY | 43123 | Active | 89795 | WATTS | LF919QT | RP | 0.750 | 3651183 | HOT BOX N/W OF BUILDING
3245 | LEWIS CENTRE WAY | 43123- | Not Required by DOW | J028327 | FEBCO | 825Y | RP | 1.500 | 60281 | PUMP HOUSE
3245 | LEWIS CENTRE WAY | 43123- | Active | 36446 | AMES | 2000B | DC | 0.750 | 60280 | PUMP HOUSE
3245 | LEWIS CENTRE WAY | 43123- | Active | 206144 | WATTS | 909 | RP | 4.000 | 60279 | MECH ROOM
3245 | LEWIS CENTRE WAY | 43123- | Active | 133144 | AMES | 3000SS | DCDA | 10.000 | 60278 | PUMP HOUSE
3245 | LEWIS CENTRE WAY | 43123- | LPS - Active |  |  |  |  | 10.000 | 3638311 | PUMP HOUSE
3920 | LEWIS LINK | 43054 | Active | CB803727 | WILKINS | 720A | PVB | 0.750 | 3621458 | RIGHT SIDE OF HOUSE
3945 | LEWIS LINK | 43054 | Active | CB610551 | WILKINS | 720A | PVB | 0.750 | 3648426 | FRONT RIGHT
907 | LEXINGTON AVE | 43201-3076 | Active | 115732 | WATTS | 009M2QT | RP | 1.500 | 88558 | MECH/FIRE RISER ROOM
907 | LEXINGTON AVE | 43201-3076 | Active | 1966376 | WILKINS | 950XLD | DC | 0.750 | 88114 | MECH RM
907 | LEXINGTON AVE | 43201-3076 | Active | N18694 | WILKINS | 350DA | DCDA | 4.000 | 88111 | MECH RM
907 | LEXINGTON AVE | 43201-3076 | Not Required by DOW | 190541 | WILKINS | 720A | PVB | 0.750 | 93939 | MECH ROOM 1ST FLOOR
1077 | LEXINGTON AVE | 43201-2936 | Active | 348656 | WILKINS | 375 | RP | 3.000 | 3638239
1077 | LEXINGTON AVE | 43201-2936 | Not Required by DOW | 171740 | CONBRACO | Rp40 | RP | 1.000 | 53791 | BOILER ROOM OVER BOILERS
2323 | LEXINGTON AVE | 43211-2017 | Due Install |  |  |  | RP |  | 3635636 | AT WATER METER
2323 | LEXINGTON AVE | 43211-2017 | Active | 3637381 | WILKINS | 975 | RP | 0.750 | 57962 | BOILER ROOM, Hudson E.S.
4746 | LEYBOURNE DR | 43026-9696 | Active | T178777 | WILKINS | 720A | PVB | 0.750 | 93789 | LEFT FRONT
5670 | LIBERTON CT | 43017-9676 | Active | G215059 | WILKINS | 720A | PVB | 0.750 | 93791 | FRONT RIGHT OF DOOR
5680 | LIBERTON CT | 43017-9676 | Active | T471078 | WILKINS | 720A | PVB | 1.000 | 67584 | RIGHT FRONT
5700 | LIBERTON CT | 43017-9676 | Active | CB485702 | WILKINS | 720A | PVB | 1.000 | 67654 | FRONT OF HOUSE RIGHT OF DOOR
85 | LIBERTY ST | 43215-5613 | Not Required by DOW | [5 empty] | 3467724
4615 | LIBRARY WAY | 43026 | Active | N2102160615 | FEBCO | lf876V | DCDA | 8.000 | 3649419 | MECH ROOM AT FIRE RISER
4615 | LIBRARY WAY | 43026 | Active | 04590 | WATTS | LF619 | DC | 0.750 | 3649420 | MECH ROOM AT FIRE RISER - 3/4" SIDE CAR BACK SIDE OF "N" STYLE
4615 | LIBRARY WAY | 43026 | Active | 38578 | WATTS | LF919QT | RP | 2.000 | 3649418 | MECH/RISER ROOM AT WATER METER
4680 | LIBRARY WAY | 43026 | Not Required by DOW | 177762 | Watts | LF009M2QT | RP | 2.000 | 3651080 | RISER ROOM SOUTH SIDE
4680 | LIBRARY WAY | 43026 | Active | TJ-2898 | WATTS | 957 | RP | 4.000 | 3647127 | IN HOT BOX AT PIT SW COMPLEX AT S ENTRANCE
4680 | LIBRARY WAY | 43026 | Not Required by DOW | 12058 | Watts | LF009QT | RP | 3.000 | 3651079 | RISER ROOM SOUTH SIDE - BUILDING
4680 | LIBRARY WAY | 43026 | Active | 11695 | WATTS | 774 | DCDA | 8.000 | 3647128 | IN PIT SW OF COMPLEX AT S ENTRANCE
4680 | LIBRARY WAY | 43026 | Active | 22270 | WATTS | 007 | DC | 0.750 | 3647129 | IN PIT SW OF COMPLEX
4680 | LIBRARY WAY | 43026 | Not Required by DOW | 300036 | Watts | LF009QT | RP | 0.500 | 3651077 | RISER ROOM SOUTH SIDE - HOT WATER BOILERS
6330 | LIDO CT | 43016-8478 | Active | 114869 | WATTS | 800M4QT | PVB | 0.750 | 92826 | RIGHT SID EOF HOUSE
6338 | LIDO CT | 43016-8478 | Active | T417712 | WILKINS | 720A | PVB | 0.750 | 3611530 | LEFT SIDE
6345 | LIDO CT | 43016-8478 | Active | 542813 | WILKINS | 720A | PVB | 0.750 | 93794 | FRONT RIGHT OF FRONT DOOR
6346 | LIDO CT | 43016-8478 | Active | 542805 | WILKINS | 720A | PVB | 0.750 | 93795 | EAST SIDE OF HOUSE
6362 | LIDO CT | 43016-8478 | Active | F085255 | wilkins | 720A | PVB | 0.750 | 93796 | LEFT CENTER
6370 | LIDO CT | 43016-8478 | Active | BL7143 | FEBCO | 765 | PVB | 0.750 | 93797 | WEST SIDE OF HOUSE
7629 | LIESTER RD | 43017-8614 | Active | 300832 | WILKINS | 420 | PVB | 1.000 | 92291 | FRONT OF HOUSE
3600 | LIFESTYLE BL | 43219- | Active | 141979 | WILKINS | 720A | PVB | 1.500 | 61238 | ACROSS FROM 2503 ROUND ROCK DRIVE
3604 | LIFESTYLE BLVD | 43219 | Active | 158110614 | WATTS | 774DCDA | DCDA | 6.000 | 3611598 | METER PIT
3604 | LIFESTYLE BLVD | 43219 | Active | OC-0317 | WATTS | 957 | RP | 6.000 | 3613493 | HOT BOX
3604 | LIFESTYLE BLVD | 43219 | Active | 22754 | WATTS | 007M1QT | DC | 0.750 | 3613381 | METER PIT
3604 | LIFESTYLE BLVD | 43219 | Active | OF0756 | WATTS | 957 | RP | 3.000 | 3613492 | N SIDE OF ENTRANCE N OF FENCE HOTBOX
3700 | LIFESTYLE BLVD | 43219- | Active | 47533 | WATTS | 007M1 | DC | 0.750 | 61508 | MECH ROOM IN CENTER OF BUILDING
3700 | LIFESTYLE BLVD | 43219- | Active | 1051410701 | AMES | 4000SS | RP | 3.000 | 61506 | MECH ROOM AT METER
3700 | LIFESTYLE BLVD | 43219- | Active | 109455 | AMES | 3000SS | DCDA | 6.000 | 61507 | MECH ROOM IN CENTER OF BUILDING
5639 | LILAC AV | 43123 | Active | CB828117 | WILKINS | 720A | PVB | 0.750 | 3615029 | LEFT REAR
5230 | LILAC AVE | 43123 | Active | EAC2148 | WILKINS | 720A | PVB | 0.750 | 3635257 | LEFT FRONT
5239 | LILAC AVE | 43123 | Active | CB921595 | WILKINS | 720 | PVB | 0.750 | 3646768 | LEFT FRONT
5242 | LILAC AVE | 43123 | Active | CB597921 | WILKINS | 720A | PVB | 0.750 | 3636761
5249 | LILAC AVE | 43123 | Active | T366270 | WILKINS | 720A | PVB | 0.750 | 3630156 | LEFT SIDE
5254 | LILAC AVE | 43123 | Active | T411138 | WILKINS | 720 | PVB | 0.750 | 3646080 | RIGHT FRONT
5266 | LILAC AVE | 43123 | Active | T339428 | WILKINS | 720A | PVB | 0.750 | 3644585 | LEFT SIDE OF HOUSE
5276 | LILAC AVE | 43123 | Active | CB637506 | WILKINS | 720A | PVB | 0.750 | 3644871 | RIGHT SIDE
5312 | LILAC AVE | 43123 | Active | 18018A | APOLLO/CONBRACO | PVB4A | PVB | 0.750 | 3638001 | LEFT SIDE OF HOUSE
5373 | LILAC AVE | 43123 | Active | T311021 | WILKINS | 720A | PVB | 0.750 | 3635929 | LEFT SIDE OF HOUSE
5385 | LILAC AVE | 43123 | Active | T391495 | WILKINS | 720A | PVB | 0.750 | 3633319 | LEFT FRONT
5409 | LILAC AVE | 43123 | Active | CB548429 | WILKINS | 720A | PVB | 0.750 | 3635824 | LEFT SIDE OF HOUSE
5419 | LILAC AVE | 43123-7925 | Active | CB620355 | WILKINS | 720A | PVB | 0.750 | 3600200 | LEFT SIDE FRONT
5487 | LILAC AVE | 43123-7925 | Active | CB630398 | WILKINS | 720A | PVB | 0.750 | 3600263 | LEFT FRONT
5499 | LILAC AVE | 43123 | [5 empty] | 0.750 | 3615297
5511 | LILAC AVE | 43123 | Active | T386609 | Wilkins | 720A | PVB | 0.750 | 3619964 | Left Front
5531 | LILAC AVE | 43123 | Active | CB992114 | WILKINS | 720 | PVB | 0.750 | 3625023 | LEFT FRONT OF HOUSE
5555 | LILAC AVE | 43123 | Active | CB004308 | WILKINS | 720A | PVB | 0.750 | 3611257 | LEFT FRONT
5560 | LILAC AVE | 43123 | Active | CB588110 | WILKINS | 720 | PVB | 0.750 | 3611258 | RIGHT FRONT OF HOUSE
5574 | LILAC AVE | 43123 | Active | CB602208 | WILKINS | 720A | PVB | 0.750 | 3613062 | LEFT FRONT
5577 | LILAC AVE | 43123 | Active | EAB5582 | WILKINS | 720A | PVB | 0.750 | 3611513 | LEFT FRONT
5586 | LILAC AVE | 43123 | Active | CB332955 | WILKINS | 720A | PVB | 0.750 | 3609833
820 | LILLEY AVE | 43205-2912 | Active | 346378 | WATTS | 909QT | RP | 0.750 | 73497 | BOILER ROOM
3289 | LILLY MAR CT | 43017-1478 | Active | CB638670 | WILKINS | 720 | PVB | 0.750 | 3468105 | LEFT CENTER
1072 | LIMBERLOST CT | 43235-2168 | Active | 54823 | FEBCO | 765 | PVB | 1.250 | 93798 | LEFT SIDE
1108 | LIMBERLOST CT | 43235-2168 | Active | H590383 | FEBCO | 765 | PVB | 0.750 | 53900 | RIGHT FRONT
1116 | LIMBERLOST CT | 43235-2168 | Active | T191466 | WILKINS | 720A | PVB | 0.750 | 3611295 | LEFT SIDE
1117 | LIMBERLOST CT | 43235-2168 | Active | H129012 | FEBCO | 765 | PVB | 0.750 | 53983 | RIGHT SIDE OF HOUSE
1125 | LIMBERLOST CT | 43235-2168 | Active | T189403 | WILKINS | 720A | PVB | 0.750 | 3610210 | BACK OF HOUSE IN BUSHES LEFT OF CHECK
1133 | LIMBERLOST CT | 43235-2168 | Active | GB0097 | FEBCO | 765 | PVB | 1.000 | 54032 | SW CORNER
4370 | LIMERICK LN | 43017-9799 | Active | 100527 | WATTS | 009QT | RP | 0.750 | 63830 | IN BASEMENT AT METER
4397 | LIMERICK LN | 43017-9799 | Active | 106895 | WATTS | 009M2PCQT | RP | 0.750 | 63895 | BASEMENT
4400 | LIMERICK LN | 43017-9799 | Active | 26060 | WILKINS | 975 | RP | 0.750 | 63922 | BASEMENT AT METER
4411 | LIMERICK LN | 43017-9799 | Active | W067958 | WILKINS | 975XL | RP | 0.750 | 63966 | BASEMENT AT METER
4444 | LIMERICK LN | 43017-9799 | Active | 46962 | WILKINS | 975 | RP | 0.750 | 64023 | BASEMENT
4445 | LIMERICK LN | 43017-9799 | Active | H11633 | FEBCO | 825Y | RP | 0.750 | 64027 | WEST WALL OF BASEMENT
5409 | LIMESTONE RIDGE DR | 43016-4256 | Active | T363446 | WILKINS | 720A | PVB | 0.750 | 66838 | LEFT SIDE OF HOME
5417 | LIMESTONE RIDGE DR | 43016-4255 | Active | A135517 | WILKINS | 720A | PVB | 0.750 | 66874 | REAR LEFT
5418 | LIMESTONE RIDGE DR | 43016-4257 | Active | 996976 | WILKINS | 720A | PVB | 0.750 | 93800 | RIGHT SIDE OF HOUSE
5425 | LIMESTONE RIDGE DR | 43016-4255 | Active | T076915 | WILKINS | 720A | PVB | 0.750 | 66886 | RIGHT CENTER BY A/C BEHIND GARAGE
5426 | LIMESTONE RIDGE DR | 43016-4257 | Active | H025114 | FEBCO | 765 | PVB | 1.000 | 97452 | left of house
5433 | LIMESTONE RIDGE DR | 43016-4255 | Active | G215110 | WILKINS | 720A | PVB | 0.750 | 95122 | LEFT REAR OF HOUSE
5434 | LIMESTONE RIDGE DR | 43016-4257 | Active | 212645 | WATTS | 800QT | PVB | 0.750 | 66898 | RIGHT SIDE OF HOUSE
2344 | LIMESTONE WAY | 43228-9197 | Active | T024039 | WILKINS | 720A | PVB | 1.000 | 58023 | LEFT SIDE OF HOUSE
2357 | LIMESTONE WAY | 43228-9157 | Active | 367495 | WILKINS | 720A | PVB | 1.000 | 93801 | LEFT SIDE
6812 | LINBROOK BLVD | 43235-5117 | Active | 239093 | WATTS | 800QT | PVB | 0.750 | 88431 | FRONT LEFT - BY GARAGE DR
6824 | LINBROOK BLVD | 43235-5117 | Active | F087597 | WILKINS | 720A | PVB | 1.000 | 70766 | FRONT OF HOUSE LEFT FRONT DOOR
6836 | LINBROOK BLVD | 43235-5117 | Active | H608204 | FEBCO | 765 | PVB | 0.750 | 99176 | LEFT SIDE OF HOUSE
6843 | LINBROOK BLVD | 43235-5119 | Active | 223942 | WILKINS | 420 | PVB | 1.000 | 70812 | 10-12' RIGHT OF FRONT DOOR
6848 | LINBROOK BLVD | 43235-5117 | Active | T038756 | WILKINS | 720A | PVB | 0.750 | 100037 | LEFT SIDE
1407 | LINBROOK CT | 43235-5132 | Active | 227094 | WATTS | 800M2QT | PVB | 1.000 | 89122 | LEFT SIDE
1105 | LINCOLN RD | 43212-3235 | Active | 677858 | RAINBIRD | 100 | PVB | 1.000 | 53895 | RIGHT SIDE OF HOUSE - OUTSIDE
1170 | LINCOLN RD | 43212-3282 | Active | 628830 | WATTS | 800M4QT | PVB | 1.000 | 92034 | LEFT FRONT
1177 | LINCOLN RD | 43212-3237 | Active | CB323305 | WILKINS | 720A | PVB | 0.750 | 3468475 | RIGHT SIDE OF HOUSE
1178 | LINCOLN RD | 43212-3282 | Active | T231737 | WILKINS | 720A | PVB | 0.750 | 3468476 | RIGHT SIDE OF THE HOUSE
1203 | LINCOLN RD | 43212-3237 | Active | 775858 | WATTS | 800M4FR | PVB | 1.000 | 3468482 | BACK OF HOUSE
1242 | LINCOLN RD | 43212-3236 | Active | T329083 | WILKINS | 720A | PVB | 0.750 | 92072 | LEFT SIDE
1531 | LINCOLN RD | 43212-2721 | Active | T230716 | WILKINS | 720A | PVB | 0.750 | 93802 | RIGHT FRONT CORNER OF HOUSE IN BUSHES
260 | LINDA LEE LN | 43035 | Active | 3905987 | WATTS | 919AQT | RP | 0.750 | 3608081 | basement
3883 | LINDA RD | 43026-1400 | Due Install |  |  |  | RP | 1.500 | 3468616 | COMMON BSMNT BACK STAIRS Outside Door AT WATER METER
2541 | LINDBERGH DR | 43223-3124 | Due Install |  |  |  | RP | 2.000 | 3628046
2541 | LINDBERGH DR | 43223-3124 | Active | 279046 | WATTS | 909QT | RP | 0.750 | 58589 | BOILER ROOM - Lindbergh E. S.
8107 | LINDEN LEAF CIR | 43235- | Active | 201344 | WATTS | 009QT | RP | 2.000 | 73325 | IN INDOOR ACTIVITY CENTER WOMEN'S RESTROOM
8107 | LINDEN LEAF CIR | 43235- | Active | 154830 | WATTS | 009M2QT | RP | 1.500 | 102467 | LOWER BATHROOM MECH BY OFFICE
8117 | LINDEN LEAF CIR | 43235-4618 | Active | T385856 | WILKINS | 720A | PVB | 0.750 | 91716 | FRONT LEFT OF HOUSE
8129 | LINDEN LEAF CIR | 43235-4618 | Active | G218341 | WILKINS | 720A | PVB | 0.750 | 95974 | LEFT FRONT
8132 | LINDEN LEAF CIR | 43235-4617 | Active | CB987526 | WILKINS | 720A | PVB | 0.750 | 99062 | FRONT LEFT OF FRONT DOOR
8137 | LINDEN LEAF CIR | 43235-4618 | Active | G169722 | WILKINS | 720A | PVB | 0.750 | 96154 | RIGHT SIDE OF HOUSE
8144 | LINDEN LEAF CIR | 43235-4617 | Active | AC1931 | FEBCO | 765 | PVB | 0.750 | 3468759
8145 | LINDEN LEAF CIR | 43235-4618 | Active | H115732 | FEBCO | 765 | PVB | 0.750 | 73409 | LEFT SIDE OF HOUSE
8156 | LINDEN LEAF CIR | 43235-4617 | Active | BM5621 | FEBCO | 765 | PVB | 0.750 | 93804 | LEFT FRONT SIDE OF HOUSE
8169 | LINDEN LEAF CIR | 43235-4618 | Active | 28842 | FEBCO | 765 | PVB | 1.000 | 73453 | OUTSIDE
8192 | LINDEN LEAF CIR | 43235-4617 | Active | AK2591 | FEBCO | 765 | PVB | 0.750 | 93805 | RIGHT SIDE OF HOUSE
8210 | LINDEN LEAF CIR | 43235-4617 | Active | HE82137 | FEBCO | 765 | PVB | 1.000 | 92793 | Front of house
8211 | LINDEN LEAF CIR | 43235-4693 | Active | H096725 | FEBCO | 765 | PVB | 0.750 | 93806 | FRONT OF HOUSE
7353 | LINDEN LN | 43016-7337 | Active | G215558 | WILKINS | 720A | PVB | 0.750 | 95288 | RIGHT SIDE
7361 | LINDEN LN | 43016-7337 | Active | G214465 | WILKINS | 720A | PVB | 0.750 | 97274 | LEFT SIDE
7362 | LINDEN LN | 43016-7338 | Active | G043889 | WILKINS | 720A | PVB | 0.750 | 91438 | LEFT SIDE
7369 | LINDEN LN | 43016-7337 | Active | T084948 | WILKINS | 720A | PVB | 0.750 | 102803 | LEFT SIDE
7370 | LINDEN LN | 43016-7338 | Active | G216533 | WILKINS | 720A | PVB | 0.750 | 96399 | RIGHT FRONT CORNER
7377 | LINDEN LN | 43016-7337 | Active | G124612 | WILKINS | 720A | PVB | 0.750 | 95287 | RIGHT SIDE OF HOUSE
7378 | LINDEN LN | 43016-7338 | Active | A134007 | WILKINS | 720A | PVB | 0.750 | 92570 | LEFT SIDE
7385 | LINDEN LN | 43016-7337 | Active | G215212 | WILKINS | 720A | PVB | 0.750 | 88534 | RIGHT SIDE OF HOUSE
7386 | LINDEN LN | 43016-7338 | Active | G231062 | WILKINS | 720A | PVB | 0.750 | 101218 | LEFT SIDE OF HOUSE
4992 | LINDORA DR | 43232-4645 | Due Install |  |  |  | RP |  | 3468823
4994 | LINDORA DR | 43232-4645 | Due Install |  |  |  | RP |  | 3468824
4996 | LINDORA DR | 43232-4645 | Due Install |  |  |  | RP |  | 3468825
4998 | LINDORA DR | 43232-4645 | Due Install |  |  |  | RP |  | 3468826
5000 | LINDORA DR | 43232-4647 | Due Install |  |  |  | RP | 0.750 | 3468828 | NE MECH/FURN ROOM AT WATER METER
5026 | LINDORA DR | 43232- | Due Install |  |  |  | RP | 0.750 | 3468829
6097 | LINDRIDGE CT | 43119-8517 | Active | 55425 | WATTS | 800QT | PVB | 1.000 | 68981 | RIGHT SIDE OF HOUSE
736 | LINDRIDGE DR | 43119-8521 | Active | 4253258XL | WILKINS | 975XL | RP | 1.000 | 3468912 | BASEMENT BY WATER METER
755 | LINDRIDGE DR | 43119-8690 | Active | 813589 | WILKINS | 720A | PVB | 0.750 | 72212 | RT SIDE
756 | LINDRIDGE DR | 43119-8522 | Active | 279591 | WILKINS | 720A | PVB | 0.750 | 72239 | OUTSIDE-RIGHT SIDE OF HOUSE
764 | LINDRIDGE DR | 43119-8522 | Active | 209134 | WILKINS | 720A | PVB | 0.750 | 72390 | LEFT SIDE OF HOUSE
675 | LINDSEY MARIE LN | 43235-3502 | Active | 238804 | WILKINS | 420 | PVB | 1.000 | 70588 | RIGHT SIDE OF HOUSE
680 | LINDSEY MARIE LN | 43235-3499 | Active | A006776 | WILKINS | 720A | PVB | 0.750 | 70711 | WEST SIDE OF HOUSE
693 | LINDSEY MARIE LN | 43235-3502 | Active | 903213 | WILKINS | 720A | PVB | 0.750 | 70963 | EAST SIDE OF HOUSE
704 | LINDSEY MARIE LN | 43235-3499 | Active | 242498 | WATTS | 800QT | PVB | 0.750 | 86977 | SOUTH SIDE OF RESIDENCE
705 | LINDSEY MARIE LN | 43235-3502 | Active | A006716 | WILKINS | 720A | PVB | 0.750 | 71321 | WEST SIDE OF RESIDENCE
716 | LINDSEY MARIE LN | 43235-3499 | Active | CB016942 | WILKINS | 720A | PVB | 0.750 | 88557 | LEFT SIDE OF HOUSE
723 | LINDSEY MARIE LN | 43235-3502 | Active | 214816 | WATTS | 800M4QT | PVB | 0.750 | 71663 | EAST SIDE OF RESIDENCE
728 | LINDSEY MARIE LN | 43235-3499 | Active | G016905 | WILKINS | 720A | PVB | 0.750 | 91137 | RIGHT SIDE
740 | LINDSEY MARIE LN | 43235-3499 | Active | 3132727 | WILKINS | 975XL | RP | 1.000 | 99931 | BASEMENT
747 | LINDSEY MARIE LN | 43235-3502 | Active | cb083038 | WILKINS | 720A | PVB | 0.750 | 87262 | LEFT SIDE OF HOUSE
752 | LINDSEY MARIE LN | 43235-3499 | Active | 178782 | WATTS | 800M4QT | PVB | 0.750 | 72166 | LT FRONT SIDE
754 | LINDSEY MARIE LN | 43235- | Active | W074814 | WILKINS | 975 | RP | 1.000 | 72198 | BEHIND NORTH GAZIBO AT ENTRANCE
1406 | LINDSTROM CT | 43228-7069 | Active | G214189 | WILKINS | 720A | PVB | 0.750 | 95599 | LEFT SIDE OF HOUSE
3409 | LINDSTROM DR | 43228-7063 | Active | H492456 | FEBCO | 765 | PVB | 0.750 | 95391 | RIGHT SIDE
3441 | LINDSTROM DR | 43228-7063 | Active | 385245 | watts | 800M4 | PVB | 0.750 | 3468948 | RIGHT
2950 | LINKBURY LN | 43221-2549 | Active | 683348 | WILKINS | 975 | RP | 0.750 | 59604 | EAST SIDE OF HOUSE
2970 | LINKBURY LN | 43221-2549 | Active | H029989 | FEBCO | 765 | PVB | 0.750 | 3469005 | RIGHT SIDE OF HOUSE
2980 | LINKBURY LN | 43221-2549 | Active | 19457 | WATTS | 009QT | RP | 1.000 | 59641 | STORAGE/METER ROOM OFF GARAGE AFTER SAM DEDUCT METER
473 | LINWOOD AVE | 43205- | Not Required by DOW | [5 empty] | 3583467
885 | LINWORTH E RD | 43235-2147 | Active | H492375 | FEBCO | 765 | PVB | 0.750 | 93808 | LEFT SIDE OF HOUSE
5227 | LINWORTH RD | 43235-3426 | Active | G242354 | WILKINS | 720A | PVB | 0.750 | 99607 | RIGHT SIDE
5336 | LINWORTH RD | 43235-3429 | Active | 349871 | WATTS | 909QT | RP | 0.750 | 66679 | OUTSIDE - BACK OF HOUSE
5400 | LINWORTH RD | 43235-3480 | Active | 15708 | WATTS | 919QT | RP | 1.500 | 3469571 | MECHANICAL ROOM
5400 | LINWORTH RD | 43235-3480 | Active | 50714 | WATTS | LF919QT | RP | 0.750 | 3603661 | UNDER STAGE
5415 | LINWORTH RD | 43235 | Not Required by DOW | [5 empty] | 3651651
5428 | LINWORTH RD | 43235-3354 | Active | 318242 | WATTS | 800M3QT | PVB | 0.750 | 93809
5430 | LINWORTH RD | 43235-3354 | Active | HC01516 | FEBCO | 765 | PVB | 0.750 | 3469572 | RIGHT SIDE OF HOUSE
5483 | LINWORTH RD | 43235- | Active | 4837563 | WILKINS | 975 | RP | 1.000 | 66981 | NORTHWEST SIDE BEHIND ENTRYWAY
5805 | LINWORTH RD | 43085- | Not Required by DOW | 412377 | WATTS | 909QT | RP | 0.750 | 68046 | INSIDE WEST WALL
5849 | LINWORTH RD | 43085-3360 | Active | 303961 | watts | 800 | PVB | 0.750 | 93810 | RIGHT SIDE
5971 | LINWORTH RD | 43085- | Active | 1342869 | WILKINS | 975 | RP | 2.000 | 3609619 | HOT BOX - Linworth Park
6130 | LINWORTH RD | 43085- | Active | 26562 | WATTS | LF919QT | RP | 1.500 | 3633406 | SE MECH CLOSET UNDER HWT MOP SINK AT WATER METER
6200 | LINWORTH RD | 43085-2855 | Active | 4616836 | WILKINS | 975XLT | RP | 2.000 | 3639021 | SE BSMNT W/ELECT PANELS AT WATER METER
6200 | LINWORTH RD | 43085-2855 | Not Required by DOW | 953129 | WILKINS | 975XL | RP | 1.000 | 69361 | BASEMENT ACTIVITY ROOM 001
6367 | LINWORTH RD | 43085 | Active | 4594620 | WILKINS | 975 | RP | 0.750 | 3632957
7004 | LINWORTH RD | 43235-2144 | Active | H493241 | FEBCO | 765 | PVB | 0.750 | 92926 | FRONT LEFT HSE FACING WILSON BRIDGE
7111 | LINWORTH RD | 43235-5147 | Active | 38652 | WILKINS | 375 | RP | 3.000 | 3638305 | IN MECH/BOILER ROOM AT WATER METER
7111 | LINWORTH RD | 43235-5147 | Active | 31238 | WILKINS | 950DA | DCDA | 6.000 | 3638306 | IN PIT N OF ENTRANCE
7111 | LINWORTH RD | 43235-5147 | Active | HC62654 | WILKINS | 950XLD | DC | 0.750 | 3654901 | IN PIT N OF ENTRANCE
7111 | LINWORTH RD | 43235-5147 | Not Required by DOW | 72679 | WATTS | 919QT | RP | 1.000 | 71443 | MECHANICAL ROOM (BOILER RM) - Bluffsview E. S.
7419 | LINWORTH RD | 43085- | Active | WF0491 | WATTS | 957 | RP | 6.000 | 88828 | METER HOUSE N OF ENTRANCE
7419 | LINWORTH RD | 43085- | Not Required by DOW | 1615893 | WILKINS | 975XL | RP | 0.750 | 88851 | REAR OF ENTRANCE GATE BUILDING
7419 | LINWORTH RD | 43085- | Not Required by DOW | T081612 | WILKINS | 720A | PVB | 0.750 | 3609615 | 979 BLUFF CREST DR LEFT CENTER
7419 | LINWORTH RD | 43085- | Not Required by DOW | H447902 | Febco | 765 | PVB | 0.750 | 3650761 | 1031 BLUFF VISTA DR-FRONT
7419 | LINWORTH RD | 43085- | Not Required by DOW | H491786 | Febco | 765 | PVB | 0.750 | 3650764 | 983 VILLAGE BLUFF DR - LEFT SIDE
7419 | LINWORTH RD | 43085- | Not Required by DOW | H638482 | Febco | 765 | PVB | 0.750 | 3650763 | 978 VILLAGE BLUFF DR - BACK
7419 | LINWORTH RD | 43085- | Not Required by DOW | T223664 | Wilkins | 720A | PVB | 0.750 | 3650762 | 1032 BLUFF VISTA DR - RIGHT SIDE
887 | LINWORTH VILLAG DR | 43235-5025 | Active | 8385 | FEBCO | 765 | PVB | 0.750 | 74370 | RIGHT FRONT
895 | LINWORTH VILLAG DR | 43235-5025 | Active | 353555 | WILKINS | 720A | PVB | 0.750 | 74417 | EAST SIDE OF HOUSE
901 | LINWORTH VILLAG DR | 43235-5025 | Active | T207854 | WILKINS | 720A | PVB | 0.750 | 3609747 | LEFT HAND SIDE
907 | LINWORTH VILLAG DR | 43235-5025 | Active | 42078 | WATTS | 800QT | PVB | 0.750 | 74522 | WEST SIDE OF HOUSE
912 | LINWORTH VILLAG DR | 43235-5022 | Active | 9190 | FEBCO | 765 | PVB | 0.750 | 74565 | LEFT FRONT
913 | LINWORTH VILLAG DR | 43235-5025 | Active | 45586 | WATTS | 800QT | PVB | 0.750 | 74569 | RIGHT SIDE OF HOUSE (WEST SIDE)
920 | LINWORTH VILLAG DR | 43235-5022 | Active | 8306 | FEBCO | 765 | PVB | 0.750 | 74603 | EAST SIDE
925 | LINWORTH VILLAG DR | 43235-5025 | Active | 353532 | WILKINS | 720A | PVB | 0.750 | 74638 | WEST SIDE OF HOUSE
928 | LINWORTH VILLAG DR | 43235-5022 | Active | cab50064 | WILKINS | 720A | PVB | 0.750 | 74652 | LEFT SIDE OF HOUSE (WEST)
931 | LINWORTH VILLAG DR | 43235-5025 | Active | 22215 | WATTS | 800QT | PVB | 0.750 | 74669 | FRONT LEFT SIDE (EAST SIDE)
937 | LINWORTH VILLAG DR | 43235-5025 | Active | 8431 | FEBCO | 765 | PVB | 0.750 | 74697 | RIGHT SIDE OF HOUSE (WEST)
940 | LINWORTH VILLAG DR | 43235-5023 | Active | 209149 | WILKINS | 720A | PVB | 0.750 | 74714 | EAST SIDE OF HOUSE
943 | LINWORTH VILLAG DR | 43235-5025 | Active | FF0685 | FEBCO | 765 | PVB | 1.000 | 74732 | RT SIDE
948 | LINWORTH VILLAG DR | 43235-5023 | Active | 83900 | WATTS | 800M4QT | PVB | 1.000 | 74747 | LEFT SIDE OF HOUSE
949 | LINWORTH VILLAG DR | 43235-5025 | Active | 42159 | WATTS | 800QT | PVB | 0.750 | 74749 | WEST SIDE
955 | LINWORTH VILLAG DR | 43235-5025 | Active | 32609 | WATTS | 800QT | PVB | 1.000 | 74783 | WEST SIDE OF HOUSE
956 | LINWORTH VILLAG DR | 43235-5023 | Active | 45796 | WATTS | 800QT | PVB | 0.750 | 74788 | LEFT SIDE BY DRIVEWAY (WEST)
961 | LINWORTH VILLAG DR | 43235-5025 | Active | 44770 | WATTS | 800QT | PVB | 0.750 | 74820 | WEST SIDE
967 | LINWORTH VILLAG DR | 43235-5025 | Active | 61220 | WATTS | 800QT | PVB | 0.750 | 74835 | EAST SIDE OF RESIDENCE
973 | LINWORTH VILLAG DR | 43235-5025 | Active | 1617 | FEBCO | 765 | PVB | 0.750 | 74869 | EAST SIDE
978 | LINWORTH VILLAG DR | 43235-5024 | Active | 20973 | WATTS | 800QT | PVB | 0.750 | 74895 | WEST SIDE OF HOUSE
979 | LINWORTH VILLAG DR | 43235-5025 | Active | t272828 | FEBCO | 765 | PVB | 1.000 | 74898 | FRONT LEFT SIDE
985 | LINWORTH VILLAG DR | 43235-5025 | Active | T135468 | WILKINS | 720A | PVB | 0.750 | 74915 | LEFT SIDE OF HOUSE
986 | LINWORTH VILLAG DR | 43235-5024 | Active | 45799 | WATTS | 800QT | PVB | 0.750 | 74919 | WEST SIDE
991 | LINWORTH VILLAG DR | 43235-5025 | Active | 209146 | WILKINS | 720A | PVB | 0.750 | 74940 | NORTH SIDE OF HOUSE - WEST
994 | LINWORTH VILLAG DR | 43235-5024 | Active | 150051 | WILKINS | 720A | PVB | 0.750 | 74950 | RIGHT SIDE OF HOUSE
997 | LINWORTH VILLAG DR | 43235-5025 | Active | 49402 | WATTS | 800CMQT | PVB | 0.750 | 74966 | NORTH EAST SIDE CORNER OF BUILDING
1002 | LINWORTH VILLAG DR | 43235-5024 | Active | 44721 | WATTS | 800QT | PVB | 0.750 | 53594 | WEST SIDE
1003 | LINWORTH VILLAG DR | 43235-5026 | Active | cb006324 | WILKINS | 720A | PVB | 1.000 | 53596 | LEFT FRONT CORNER
1009 | LINWORTH VILLAG DR | 43235-5026 | Active | H352430 | FEBCO | 765 | PVB | 0.750 | 53604 | WEST SIDE OF BUILDING NEXT TO GAS METER
1015 | LINWORTH VILLAG DR | 43235-5026 | Active | 61231 | WATTS | 800QT | PVB | 0.750 | 53621 | RIGHT SIDE OF HOUSE
1021 | LINWORTH VILLAG DR | 43235-5026 | Active | 55740 | WATTS | 800QT | PVB | 0.750 | 53638 | (WEST CORNER) RIGHT SIDE OF HOUSE
1027 | LINWORTH VILLAG DR | 43235-5026 | Active | 56837 | WATTS | 800QT | PVB | 0.750 | 53659 | RIGHT SIDE OF HOUSE (NEXT TO AC UNIT)
887 | LINWORTH VILLAG DR UNIT A | 43235-5025 | Active | 4153 | FEBCO | 765 | PVB | 1.000 | 74369 | BY WALL AT FRONT ENTRANCE
970 | LINWORTH VILLAGE DR | 43235-5024 | Active | 42086 | WATTS | 800QT | PVB | 0.750 | 74862 | SOUTH EAST CONRER
919 | LINWORTH VILLG DR | 43235-5025 | Active | BG8384 | FEBCO | 765 | PVB | 0.750 | 74597 | RIGHT FRONT SIDE OF HOUSE (WEST SIDE)
6653 | LISAMARIE RD | 43229-1421 | Active | A047852 | WILKINS | 720A | PVB | 0.750 | 3469754 | BACK YARD ..GATE IS LOCKED
6682 | LISAMARIE RD | 43229-1422 | Active | CB180430 | WILKINS | 720A | PVB | 1.000 | 93811 | BACK OF HOUSE
5687 | LISMORE CT | 43017-2467 | Active | T034159 | WILKINS | 720A | PVB | 0.750 | 100391 | LEFT SIDE
5699 | LISMORE CT | 43017-2467 | Active | CAB30798 | WILKINS | 720A | PVB | 0.750 | 99734 | LEFT SIDE OF HOUSE
5700 | LISMORE CT | 43017-2467 | Active | F10905 | FEBCO | 765 | PVB | 1.000 | 93813 | LEFT FRONT
5708 | LISMORE CT | 43017-2467 | Active | DD7826 | FEBCO | 765 | PVB | 1.000 | 67682 | NORTH WEST SIDE OF HOUSE
852 | LITCHFIELD CT | 43235-3302 | Active | T239533 | WILKINS | 720 | PVB | 0.750 | 3469860 | RIGHT SIDE OF HOUSE
865 | LITCHFIELD CT | 43235-3302 | Active | F136664 | WILKINS | 720A | PVB | 0.750 | 74145 | LEFT SIDE OF HOUSE
866 | LITCHFIELD CT | 43235-3302 | Active | 75337 | RAINBIRD | AC4000 | DC | 0.750 | 97592 | NEXT TO METER
880 | LITCHFIELD CT | 43235-3302 | Active | 78317 | RAINBIRD | AC4000 | DC | 0.750 | 74306 | BASEMENT SOUTH WALL
5911 | LITTLE BROOK WAY | 43232-9410 | Not Required by DOW | 143441 | WATTS | 009QT | RP | 0.750 | 68305 | MECHANICAL ROOM CEILING
5911 | LITTLE BROOK WAY | 43232-9410 | Active | 108774 | WATTS | 009M1QT | RP | 2.000 | 68304 | METER ROOM
5911 | LITTLE BROOK WAY | 43232-9410 | Active | 98239 | WATTS | 007QT | DC | 0.750 | 68308 | MECHANICAL ROOM 119
5911 | LITTLE BROOK WAY | 43232-9410 | Not Required by DOW | FQ407 | APOLLO/CONBRACO | 4020502 | RP | 1.000 | 68307 | MECHANICAL ROOM 209 2ND FLOOR--SERIAL #FQ407
5911 | LITTLE BROOK WAY | 43232-9410 | Active | 380119 | AMES | 3000 | DCDA | 4.000 | 68306 | ELECTRICAL ROOM
6312 | LITTLE DEER LN | 43213-3400 | Active | CB325185 | WILKINS | 720A | PVB | 0.750 | 3470070 | LEFT SIDE OF THE HOUSE
6395 | LITTLE DEER LN | 43213-3488 | Active | G173972 | WILKINS | 720A | PVB | 0.750 | 93814 | BASEMENT CRAWL SPACE
6411 | LITTLE DEER LN | 43213-3488 | Active | H7822339 | FEBCO | 765 | PVB | 0.750 | 87898 | FRONT OF HOUSE
120 | LITTLE FLOWER LN | 43213 | Active | 4247618 | WILKINS | 975XL | RP | 0.750 | 3618511 | HOT BOX IN MEMORIAL ISLAND
6252 | LITTLE MINCH CT | 43017-9578 | Active | T023977 | WILKINS | 720A | PVB | 0.750 | 69486 | RIGHT FRONT
6262 | LITTLE MINCH CT | 43017-9578 | Active | G201408 | WILKINS | 720A | PVB | 0.750 | 69503 | RIGHT SIDE BY REAR GARAGE DOOR ACCESS
6263 | LITTLE MINCH CT | 43017-9578 | Active | G251969 | WILKINS | 720A | PVB | 0.750 | 99539 | LEFT SIDE
6277 | LITTLE MINCH CT | 43017-9578 | Active | A083442 | WILKINS | 720A | PVB | 0.750 | 69545 | FRONT LEFT OF HOME
5787 | LITTLE RED ROVER ST | 43125 | Active | 3809137 | WILKINS | 975XL | RP | 0.750 | 3601615 | BASEMENT AT SUMP PIT
5400 | LITTLE TURTLE W WAY | 43081- | Not Required by DOW | 4773379 | WILKINS | 975XL | RP | 2.000 | 3646817 | POOL HOUSE 5260 LITTLE TURTLE
5400 | LITTLE TURTLE W WAY | 43081- | Active | 78458 | WATTS | 919 | RP | 0.750 | 3644612 | IN HOT BOX WEST OF BLDG BY ROAD
5400 | LITTLE TURTLE W WAY | 43081- | Active | 063541 | WATTS | 009 | RP | 1.500 | 3409026 | IN HOT BOX WEST OF BLDG BY ROAD
5400 | LITTLE TURTLE W WAY | 43081- | Active | SL-0819 | AMES | COLT 500 | RPDA | 6.000 | 3644611 | IN HOT BOX WEST OF BLDG BY ROAD
5151 | LITTLE TURTLE WAY | 43229- | Due Install |  |  |  | RP | 1.500 | 3624674 | FIRE STATION # 29
5151 | LITTLE TURTLE WAY | 43229- | Active | 2572220 | WILKINS | 375 | RP | 0.750 | 66165 | BOILER ROOM
3440 | LIVE OAK PL | 43221-4725 | Active | 20291 | FEBCO | 765 | PVB | 1.000 | 88983 | RIGHT SIDE CENTER
3349 | LIVINGSTON AVE | 43227 | Active | 1722250710 | AMES | 3000SS | DCDA | 6.000 | 100487 | METER PIT EAST SIDE OF DRIVE AT LIVINGSTON
3349 | LIVINGSTON AVE | 43227 | Active | L62294 | WILKINS | 375 | RP | 4.000 | 100486 | MECHANICAL ROOM
3349 | LIVINGSTON AVE | 43227 | Active | 16634 | WATTS | 007M1QT | DC | 0.750 | 100488 | METER PIT EAST SIDE OF DRIVE AT LIVINSTON
4270 | LLANFAIR CT | 43221-4929 | Active | H970970 | FEBCO | 765 | PVB | 0.750 | 63473 | RIGHT SIDE OF HOUSE
4280 | LLANFAIR CT | 43221-4929 | Active | 677126 | WATTS | 800M4QT | PVB | 1.000 | 63505 | SOUTH SIDE OF HOUSE
4281 | LLANFAIR CT | 43221-4929 | Active | 19379 | FEBCO | 765 | PVB | 1.000 | 63525 | IN GARAGE BY ENTRANCE DOOR
4289 | LLANFAIR CT | 43221-4929 | Active | H744695 | FEBCO | 765 | PVB | 0.750 | 63542 | STH SIDE
4290 | LLANFAIR CT | 43221-4929 | Active | 11826 | WATTS | 800M3QT | PVB | 0.750 | 63545 | LEFT SIDE OF HOUSE
4299 | LLANFAIR CT | 43221-4929 | Active | H158846 | FEBCO | 765 | PVB | 1.000 | 63555 | RIGHT CENTER BY A/C
4300 | LLANFAIR CT | 43026- | Active | 96060 | WATTS | 800M4QT | PVB | 1.000 | 93815 | LEFT CENTER
480 | LLEWELLYN AVE | 43207-3194 | Active | 67154 | WATTS | 009M3QT | RP | 0.750 | 65083 | AT WATER METER
5816 | LOCBURY LN UNIT BLD12 | 43016-3275 | Not Required by DOW | [5 empty] | 3471043
5832 | LOCBURY LN UNIT BLD16 | 43016- | Due Install |  |  |  | RP |  | 3629490 | NW MECH ROOM POOL HSE AT WATER METER
5832 | LOCBURY LN UNIT BLD16 | 43016- | Active | 64522 | WATTS | 919QT | RP | 1.000 | 68107 | WEST END MECHANICAL ROOM
5807 | LOCBURY LN UNIT BLDG8 | 43016-3276 | Not Required by DOW | [5 empty] | 3471042
5599 | LOCH BROOM CIR | 43017-9491 | Active | A072864 | WILKINS | 720A | PVB | 0.750 | 102820 | LEFT OF HOUSE
5610 | LOCH BROOM CIR | 43017-9487 | Active | H172013 | FEBCO | 765 | PVB | 1.000 | 67419 | LEFT FRONT
5626 | LOCH BROOM CIR | 43017-9487 | Active | 799800 | WATTS | 800M4QT | PVB | 1.000 | 3608253 | LEFT FRONT OF HOUSE
5634 | LOCH BROOM CIR | 43017 | Active | 28972 | FEBCO | 765 | PVB | 1.000 | 91241 | LEFT SIDE
5664 | LOCH BROOM CIR | 43017-9487 | Active | T329147 | WILKINS | 720A | PVB | 0.750 | 67537 | RIGHT FRONT
7300 | LOCH DUNNE PL | 43016-5098 | Active | A107172 | WILKINS | 720A | PVB | 0.750 | 71776 | LEFT SIDE OF HOUSE
7301 | LOCH DUNNE PL | 43016-5099 | Active | CAB50070 | WILKINS | 720A | PVB | 0.750 | 71782 | LEFT SIDE OF HOUSE
7308 | LOCH DUNNE PL | 43016-5098 | Active | F136627 | WILKINS | 720A | PVB | 0.750 | 100350 | RIGHT HAND SIDE OF HOUSE
7309 | LOCH DUNNE PL | 43016-5099 | Active | 953332 | WILKINS | 720A | PVB | 0.750 | 71788 | RIGHT SIDE OF HOUSE
5307 | LOCH LEVEN CT | 43017-9423 | Active | 144017 | WATTS | 800M2QT | PVB | 0.750 | 66640 | LEFT SIDE REAR BY A.C.
5329 | LOCH LEVEN CT | 43017-9423 | Active | 348582 | WATTS | 909HWQT | RP | 0.750 | 66671 | IN BASEMENT FURNANCE ROOM
5387 | LOCH LEVEN CT | 43017-9423 | Active | W210418 | WILKINS | 975XL | RP | 0.750 | 3471070 | BASEMENT BY METER
819 | LOCH LOMOND LN | 43085-2933 | Active | 572645 | WILKINS | 720A | PVB | 0.750 | 92756 | RIGHT SIDE
842 | LOCH LOMOND LN | 43085-2926 | Active | H911758 | FEBCO | 765 | PVB | 0.750 | 3471084 | FRONT RIGHT OF DOOR IN COVE
5720 | LOCH MAREE CT | 43017-9003 | Active | 5538 | WATTS | 800M2QT | PVB | 1.000 | 67709 | REAR OF HOUSE LEFT OF AC
5721 | LOCH MAREE CT | 43017-9003 | Active | 190706 | WILKINS | 720A | PVB | 0.750 | 92769 | FRONT LEFT LEFT CORNER
5728 | LOCH MAREE CT | 43017-9003 | Active | 367493 | WILKINS | 720A | PVB | 1.000 | 67737 | RIGHT FRONT
5729 | LOCH MAREE CT | 43017-9003 | Active | 279577 | WILKINS | 720A | PVB | 0.750 | 67740 | OUTSIDE LEFT SIDE
5736 | LOCH MAREE CT | 43017-9003 | Active | CB485712 | WILKINS | 720A | PVB | 1.000 | 67758 | RIGHT SIDE OF HOUSE CENTER
5744 | LOCH MAREE CT | 43017-9003 | Active | CB006420 | WILKINS | 720A | PVB | 1.000 | 67778 | RIGHT FRONT
5760 | LOCH MAREE CT | 43017-9003 | Active | 2974512 | WILKINS | 975 | RP | 0.750 | 93820 | IN BASEMENT
5762 | LOCH MAREE CT | 43017-9003 | Active | CB000872 | WILKINS | 720A | PVB | 0.750 | 67865 | FRONT OF HOUSE
5774 | LOCH MAREE CT | 43017-9003 | Active | 25041 | FEBCO | 825YA | RP | 0.750 | 67916 | BASEMENT
5743 | LOCH MAREE N CT | 43017-9003 | Active | 668790 | RAINBIRD | 100 | PVB | 1.000 | 67775 | RIGHT OF FRT DOOR BEHIND BUSHES
5751 | LOCH MAREE N CT | 43017 | Active | HC80446 | FEBCO | 765 | PVB | 0.750 | 67821 | RIGHT OF FRONT DR IN OFFSET
5754 | LOCH MAREE N CT | 43017-9003 | Active | 158299 | WATTS | 800QT | PVB | 1.000 | 67829 | FRONT OF HOUSE LEFT OF FRONT DOOR
5759 | LOCH MAREE N CT | 43017-9003 | Active | 996987 | WILKINS | 720A | PVB | 0.750 | 67853 | RIGHT HAND SIDE
5766 | LOCH MAREE N CT | 43017-9003 | Active | 3319 | FEBCO | 765 | PVB | 0.750 | 67878 | LEFT SIDE OF HOUSE
5767 | LOCH MAREE N CT | 43017-9003 | Active | H894971 | FEBCO | 765 | PVB | 1.000 | 67880 | RIGHT SIDE OF HOUSE
5514 | LOCH MORE E CT | 43017-9403 | Active | CB113364 | WILKINS | 720 | PVB | 0.750 | 3471102 | LEFT FRONT IN COVE BY GARAGE
5570 | LOCH MORE W CT | 43017-9621 | Active | DL1747 | FEBCO | 765 | PVB | 0.750 | 93821 | FRONT OF HOUSE LEFT FRONT DOOR
5594 | LOCH MORE W CT | 43017-9621 | Active | CB615930 | WILKINS | 720A | PVB | 1.000 | 3471116 | RIGHT FRONT
1232 | LOCHCARREN CT | 43235-5122 | Active | Cb027960 | WILKINS | 720A | PVB | 1.000 | 3610221 | LEFT CENTER
1265 | LOCHCARREN CT | 43235-5122 | Not Required by DOW | 49680 | WATTS | 919AQT | RP | 0.750 | 3471166 | BASEMENT BY METER FOR SUMP PUMP ONLY
1265 | LOCHCARREN CT | 43235-5122 | Not Required by DOW | T391017 | WILKINS | 720A | PVB | 0.750 | 3648696 | LEFT REAR
1265 | LOCHCARREN CT | 43235-5122 | Active | 88476 | WATTS | 919AQT | RP | 0.750 | 3648697 | BSMNT AT WATER METER
1270 | LOCHCARREN CT | 43235-5122 | Active | G208768 | WILKINS | 720A | PVB | 0.750 | 92643 | RIGHT SIDE REAR NE BY GEN
8816 | LOCHERBIE CT | 43017-7608 | Active | CB414155 | WILKINS | 720A | PVB | 1.000 | 74330 | RIGHT FRONT
8823 | LOCHERBIE CT | 43017-9405 | Active | A152269 | WILKINS | 720A | PVB | 0.750 | 91285 | RIGHT CENTER
8824 | LOCHERBIE CT | 43017-7608 | Active | T329040 | WILKINS | 720A | PVB | 0.750 | 74343 | BACK OF HOUSE BY A/C UNIT
8831 | LOCHERBIE CT | 43017-9405 | Active | A072858 | WILKINS | 720A | PVB | 0.750 | 91448 | RIGHT SIDE
8832 | LOCHERBIE CT | 43017-7608 | Active | T078988 | WILKINS | 720A | PVB | 0.750 | 3471167 | Right Front Corner
8843 | LOCHERBIE CT | 43017-9405 | Active | 279518 | WILKINS | 720A | PVB | 0.750 | 74353 | LEFT SIDE
8879 | LOCHERBIE CT | 43017-9405 | Active | 809470 | WILKINS | 720A | PVB | 1.000 | 92611 | LEFT SIDE OF HOUSE
8895 | LOCHERBIE CT | 43017-9405 | Active | EAD4933 | WILKINS | 720A | PVB | 0.750 | 74390 | FRONT RIGHT OF DOOR
8923 | LOCHERBIE CT | 43017-7610 | Active | 02365 | FEBCO | 765 | PVB | 1.000 | 74408 | NORTH SIDE CENTER
1342 | LOCKBOURNE AVE | 43206-3241 | Not Required by DOW | [5 empty] | 3471357
1351 | LOCKBOURNE AVE | 43206-3203 | Active | 97370 | WATTS | LF919 | RP | 0.750 | 3471359 | IN RESTROOM
1500 | LOCKBOURNE AVE | 43206-3736 | Active | 145596 | WATTS | 007M3QT | DC | 0.750 | 55207 | STORAGE ROOM, NORTH SIDE BUILDING
1500 | LOCKBOURNE AVE | 43206-3736 | Active | 31L1369 | AMES | 3000 | DCDA | 4.000 | 55208 | REAR STOCK ROOM
1500 | LOCKBOURNE AVE | 43206-3736 | Active | 62718 | WATTS | 009QT | RP | 1.000 | 55209 | REAR STORAGE ROOM BY METER
4315 | LOCKBOURNE INDUSTIAL PKWY | 43207 | Active | 76015 | WATTS | LF919QT | RP | 1.000 | 3648381 | MECH ROOM AT METER
3795 | LOCKBOURNE INDUSTRIAL PKWY | 43207-5196 | Active | 186060 | WATTS | 009M3QT | RP | 0.750 | 61789 | MECH ROOM
3975 | LOCKBOURNE INDUSTRIAL PKWY | 43207- | Active | 683185 | WILKINS | 975 | RP | 2.000 | 62398 | ABOVE WEST DOOR,
3975 | LOCKBOURNE INDUSTRIAL PKWY | 43207- | Active | 237234 | WATTS | 009M2QT | RP | 1.000 | 3635432 | BOILER ROOM N/W AT MTR
3975 | LOCKBOURNE INDUSTRIAL PKWY | 43207- | Active | 3GN0088 | AMES | 3000SS | DCDA | 2.500 | 62396 | EAST WALL, OFFICE
3975 | LOCKBOURNE INDUSTRIAL PKWY | 43207- | Active | 032835 | WATTS | LF007M3QT | DC | 0.750 | 62397 | NEW HOLDING ROOM
4000 | LOCKBOURNE INDUSTRIAL PKWY | 43207-5174 | Active | 59592 | WATTS | 009QT | RP | 1.000 | 62633 | 4100 LOCKBOURNE INDUSTRIAL PKWY, UTILITY ROOM (MODULE A)
4015 | LOCKBOURNE INDUSTRIAL PKWY | 43207-5160 | Active | 52347 | WATTS | 009M3QT | RP | 0.750 | 62683 | IN MECH ROOM LEFT OF MOP SINK
4025 | LOCKBOURNE INDUSTRIAL PKWY | 43207- | Active | 12583 | AMES | 4000BM2 | RP | 0.750 | 62704 | AT METER SET EAST END OF MAINT. BUILDING IN CLOSET
4051 | LOCKBOURNE INDUSTRIAL PKWY | 43207-5160 | Active | 45886 | WATTS | 007QT | DC | 0.750 | 62776 | FIRE SERVICE PIT E SIDE OF BLDG NEXT TO RD
4051 | LOCKBOURNE INDUSTRIAL PKWY | 43207-5160 | Active | 107572 | AMES | 3000SS | DCDA | 6.000 | 62774 | EAST SIDE
4051 | LOCKBOURNE INDUSTRIAL PKWY | 43207-5160 | Active | 26935 | WATTS | 009M3QT | RP | 0.750 | 62775 | 4140 LOCKBOURNE IND PKWY, E DOOR CENTER BLDG BY FIRE SYS
4100 | LOCKBOURNE INDUSTRIAL PKWY | 43207-4377 | Not Required by DOW | 3322495 | WILKINS | 975XL | RP | 0.750 | 104051 | 0 USE 6/3/15 CAG. MAINTENANCE BATTERY AREA
4100 | LOCKBOURNE INDUSTRIAL PKWY | 43207-4377 | Active | 01538 | WATTS | 009QT | RP | 1.000 | 62631 | 4100 LOCKBOURNE INDUSTRIAL PKWY, UTILITY ROOM (MODULE C)
4141 | LOCKBOURNE INDUSTRIAL PKWY | 43207- | Active | 637038 | WILKINS | 975 | RP | 1.000 | 63039 | NE CORNER OF WAREHOUSE
4141 | LOCKBOURNE INDUSTRIAL PKWY | 43207- | Active | 2DN2090 | AMES | 2000SS | DC | 8.000 | 63038 | MIDDLE S WALL
4141 | LOCKBOURNE INDUSTRIAL PKWY | 43207- | Active | 2IM0358 | AMES | 2000SS | DC | 8.000 | 63037 | W WALL N END OF BLDG
4141 | LOCKBOURNE INDUSTRIAL PKWY | 43207- | Active | 2GN0276 | AMES | 2000SS | DC | 8.000 | 63036 | FIRE RISER N END CENTER OF BUILDING
4141 | LOCKBOURNE INDUSTRIAL PKWY | 43207- | Due Install |  |  |  | DCDA | 8.000 | 3638761 | MIDDLE S WALL
4150 | LOCKBOURNE INDUSTRIAL PKWY | 43207-4377 | Active | 156736 | WATTS | LF007M1QT | DC | 1.000 | 63079 | MID BUILDING IN UTILITY CLOSET
4251 | LOCKBOURNE INDUSTRIAL PKWY | 43207-4378 | Active | 1127756 | WILKINS | 975 | RP | 0.750 | 63427 | FRONT MIDDLE
4299 | LOCKBOURNE INDUSTRIAL PKWY | 43207-4378 | Active | 24003 | WATTS | 919QT | RP | 1.000 | 98179 | Janitors closet at water meter
3800 | LOCKBOURNE INDUSTRIAL PKWY UNIT B | 43207- | Due Install |  |  |  | RP | 1.000 | 3471624
3800 | LOCKBOURNE INDUSTRIAL PKWY UNIT B | 43207- | Active | 193092117 | AMES | 3000SS | DCDA | 10.000 | 3636307 | IN HOT BOX NORTH WEST CORNER OF PROPERTY
3800 | LOCKBOURNE INDUSTRIAL PKWY UNIT B | 43207- | Active | 79382 | AMES | 2000SS | DC | 0.750 | 3638805 | IN HOT BOX NORTH WEST CORNER OF PROPERTY
1119 | LOCKBOURNE RD | 43206-3236 | Active | 4487648 | WILKINS | 975XL2 | RP | 0.750 | 3471470 | BY WATER METER BY SIDE DOOR
1223 | LOCKBOURNE RD | 43206-3238 | Active | 68320 | WATTS | 009QT | RP | 0.750 | 54360 | 1213-1223 LOCKBOURNE RD, MECHANICAL ROOM AT WATER METER
1424 | LOCKBOURNE RD | 43207 | Active | 85841 | APOLLO | RPLF4A | RP | 3.000 | 3654959
1424 | LOCKBOURNE RD | 43207 | Active | V59826 | WILKINS | 350ADA | DCDA | 6.000 | 3654960
1424 | LOCKBOURNE RD | 43207 | Active | HC66505 | WILKINS | 950XLD | DC | 0.750 | 3654961
1530 | LOCKBOURNE RD | 43207- | Not Required by DOW | ABU6192 | WILKINS | 975XL2 | RP | 1.000 | 3653494
1530 | LOCKBOURNE RD | 43207- | Active | ABU0500 | WILKINS | 975XL2 | RP | 1.000 | 3653495
1544 | LOCKBOURNE RD | 43207-1444 | Due Install |  |  |  | RP |  | 3636975 | PEDICURE CHAIR, BEHIND PEDICURE CHAIR
1544 | LOCKBOURNE RD | 43207-1444 | Active | 06712 | WATTS | 919 | RP | 0.500 | 3471482 | PEDICURE CHAIR, BEHIND PEDICURE CHAIR
1544 | LOCKBOURNE RD | 43207-1444 | Active | 06725 | WATTS | 919 | RP | 0.500 | 3609546 | PEDICURE CHAIR, BEHIND PEDICURE CHAIR
1546 | LOCKBOURNE RD | 43207-1444 | Active | 251309 | WATTS | 009M2QT | RP | 1.000 | 88463 | EAST REAR WALL
1547 | LOCKBOURNE RD | 43207-1445 | Due Install |  |  |  | RP | 0.750 | 3471483
1548 | LOCKBOURNE RD | 43207-1444 | Active | 16807 | WATTS | 919ZQT | RP | 0.750 | 98178 | AT REAR OF BUILDING
1550 | LOCKBOURNE RD | 43207-1444 | Due Install |  |  |  | RP |  | 3471484
1602 | LOCKBOURNE RD | 43207- | Active | 101600 | WILKINS | 975 | RP | 2.000 | 55589 | METER ROOM REAR OF BUILDING
1620 | LOCKBOURNE RD | 43207-1444 | Due Install |  |  |  | RP |  | 3471488 | S/E CORNER OF BUILDING
1650 | LOCKBOURNE RD | 43207-1494 | Not Required by DOW | CB165289 | WILKINS | 720A | PVB | 1.000 | 3609507 | OUTSIDE BLDG, E SIDE OF BLDG
1650 | LOCKBOURNE RD | 43207-1494 | Active | 25234 | WATTS | LF919QT | RP | 1.500 | 3635902 | AT WATER METER
1669 | LOCKBOURNE RD | 43207-1476 | Active | 28692 | WATTS | 009QT | RP | 0.750 | 55796 | IN HOT WATER TANK ROOM
1680 | LOCKBOURNE RD | 43207-1494 | Active | W379183 | WILKINS | 975XL | RP | 0.500 | 55815 | MECHANICAL ROOM -- SIZE 1/2"
1680 | LOCKBOURNE RD | 43207-1494 | Active | 4500775 | WILKINS | 975XL | RP | 1.500 | 55814 | MECHANICAL ROOM
1802 | LOCKBOURNE RD | 43207-1491 | Active | W279473 | WILKINS | 975XLBMS | RP | 0.750 | 56251 | BOILER ROOM
1802 | LOCKBOURNE RD | 43207-1491 | Due Install | [5 empty] | 3639073 | BOILER ROOM
1858 | LOCKBOURNE RD | 43207-1478 | Due Install |  |  |  | RP |  | 3471519
1887 | LOCKBOURNE RD | 43207-1479 | Due Install |  |  |  | RP |  | 3471527
1912 | LOCKBOURNE RD | 43207- | Active | W255294 | WILKINS | 975XL | RP | 0.750 | 87613 | BY METER IN RESTROOM
1950 | LOCKBOURNE RD | 43207-1461 | Active | 42161 | WATTS | 919ZQT | RP | 0.750 | 56731 | MECH ROOM SW CORNER OF BUILDING
1973 | LOCKBOURNE RD | 43207-1460 | Active | 346963 | WATTS | 009QT | RP | 1.000 | 56807 | IN MECHANICAL ROOM BY RECEIVING OFFICE ( LIMITED FIRE ONE SPRINKLER HEAD)
2012 | LOCKBOURNE RD | 43207 | Active | 21036 | WATTS | 919AQT | RP | 0.750 | 99936 | AT METER BY MOP SINK UMDER HWT
2050 | LOCKBOURNE RD | 43207-1462 | Active | 4934255 | WILKINS | 975XL2 | RP | 1.50 | 90440 | MECH ROOM
2050 | LOCKBOURNE RD | 43207-1462 | Active | 1565740307 | AMES | 3000SS | DCDA | 8.000 | 91195 | MID E SPRINKLER/RISER ROOM
2050 | LOCKBOURNE RD | 43207-1462 | Active | 17470 | WATTS | 919 | RP | 1.500 | 90439 | MECH ROOM
2050 | LOCKBOURNE RD | 43207-1462 | Active | 18407 | WATTS | 919 | RP | 1.500 | 90438 | MECH ROOM
2050 | LOCKBOURNE RD | 43207-1462 | Due Install |  |  |  | RP | 1.500 | 3628301 | RISER RM
2050 | LOCKBOURNE RD | 43207-1462 | Active | 54492 | AMES | 2000B | DC | 0.750 | 91196 | MID E SPRINKLER/RISER ROOM
2056 | LOCKBOURNE RD | 43207-1462 | Active | AKA5940 | WILKINS | 375XLRP | RP | 2.000 | 3471544 | WATER METER/STORAGE ROOM
2060 | LOCKBOURNE RD | 43207-1462 | Due Install |  |  |  | RP |  | 3471545
2095 | LOCKBOURNE RD | 43207-1463 | Not Required by DOW | [5 empty] | 3471546
2114 | LOCKBOURNE RD | 43207- | Due Install |  |  |  | RP |  | 3471548
2159 | LOCKBOURNE RD | 43207-2163 | Active | 439686 | WATTS | 909M1QT | RP | 1.500 | 57471 | CENTER OF BLDG @ OFFICE WINDOW AT WATER METER
2199 | LOCKBOURNE RD | 43207-2163 | Not Required by DOW |  |  |  | RP |  | 3471551
2300 | LOCKBOURNE RD | 43207-2167 | Not Required by DOW | 635692 | WATTS | 800QT | PVB | 1.000 | 57895 | SOUTH SIDE OF BUILDING
2300 | LOCKBOURNE RD | 43207-2167 | Active | 4868773 | WILKINS | 975 XL2 | RP | 1.500 | 3638997
2440 | LOCKBOURNE RD | 43207-2168 | Active | 586602 | WATTS | 909QT | RP | 0.750 | 58292 | RADIATOR SHOP
2440 | LOCKBOURNE RD | 43207- | Active | 032696 | WATTS | LF909QT | RP | 0.750 | 58264 | South wall of shop in main building by meter
2441 | LOCKBOURNE RD | 43207-2168 | Active | 3149206 | WILKINS | 975XLBMS | RP | 0.750 | 58289 | NORTH WALL ABOVE METER
2556 | LOCKBOURNE RD | 43207 | Active | 70206 | WATTS | 919QT | RP | 1.000 | 3646429 | MECH ROOM AT WATER METER
2556 | LOCKBOURNE RD | 43207 | Not Required by DOW | 82380 | WATTS | 919QT | RP | 0.750 | 3646430 | MECH ROOM
2565 | LOCKBOURNE RD | 43207 | Active | 92402 | WATTS | 919-QT | RP | 0.750 | 3652680 | NW CORNER
2565 | LOCKBOURNE RD | 43207 | Active | VJ-0035 | AMES | COLT 500GV | RPDA | 8.000 | 3651342
2565 | LOCKBOURNE RD | 43207 | Active | UL-1606 | AMES | COLT-400 | RP | 4.000 | 3651341
2615 | LOCKBOURNE RD | 43207-2627 | Not Required by DOW |  |  |  | RP |  | 3580621 | AT METER
2699 | LOCKBOURNE RD | 43207-2627 | Not Required by DOW | 2699 | XX | XX | AG | 0.000 | 93604
2699 | LOCKBOURNE RD | 43207-2627 | Active | MA-0405 | WATTS | 957 | RP | 3.000 | 101156 | MECHANIC ROOM
2699 | LOCKBOURNE RD | 43207-2627 | Not Required by DOW | MC-1127 | WATTS | 957 | RP | 3.000 | 101157 | MECHANIC ROOM
2699 | LOCKBOURNE RD | 43207-2627 | Not Required by DOW | 2830792 | WILKINS | 975XL | RP | 1.500 | 93603 | PUMP HOUSE WEST END OF POOL
2699 | LOCKBOURNE RD | 43207-2627 | Not Required by DOW | 19039 | WATTS | 919QT | RP | 2.000 | 101158 | MARION FRANKLIN SWIMMING POOL MECHANIC ROOM
2740 | LOCKBOURNE RD | 43207- | Active | A39757 | WATTS | 009QT | RP | 1.000 | 58823 | Boiler Room - Beery M. S.
2740 | LOCKBOURNE RD | 43207- | Due Install |  |  |  | RP |  | 3636244 | Boiler Room - Beery M. S.
2801 | LOCKBOURNE RD | 43207-2630 | Active | QA-1624 | WATTS | 950 | RP | 2.500 | 59337 | FIRST FLOOR, METER, HOT WATER HEATER MECHANICAL ROOM, OFF HALLWAY TO MENS ROOM
2801 | LOCKBOURNE RD | 43207-2630 | Due Install |  |  |  | DCDA | 4.000 | 3649076 | IN WALL BEHIND ACCESS PANEL IN OFFICE
2801 | LOCKBOURNE RD | 43207-2630 | Not Required by DOW | 409753 | WATTS | 909HWQT | RP | 0.750 | 59336 | BOILER ROOM
2840 | LOCKBOURNE RD | 43207-2670 | Active | 68212 | WATTS | 009QT | RP | 0.500 | 59423 | UNDER BAPTISTRY -- SIZE 1/2"
2900 | LOCKBOURNE RD | 43207-2670 | Active | 51874 | WATTS | 009QT | RP | 0.750 | 59552 | MECH ROOM
3118 | LOCKBOURNE RD | 43207- | Active | 37603 | WATTS | 919QT | RP | 2.000 | 60010 | 3100 LOCKBOURNE RD, BACK GARAGE MAINT SHOP
3118 | LOCKBOURNE RD | 43207- | Not Required by DOW | 3288112 | WILKINS | 975XL | RP | 1.000 | 87082 | 3100 LOCKBOURNE RD, BOILER #SB1559 (BOILER ROOM)
3290 | LOCKBOURNE RD | 43207- | Due Install |  |  |  | RP | 8.000 | 3629356
3290 | LOCKBOURNE RD | 43207- | Active | 211171 | WATTS | 009M1QT | RP | 2.000 | 60366 | NW CORNER OF BUILDING
3332 | LOCKBOURNE RD | 43207- | Not Required by DOW | [5 empty] | 3471592
3600 | LOCKBOURNE RD | 43207-5131 | Active | 2147896 | WILKINS | 975XLBMS | RP | 1.000 | 87991 | MECH ROOM/RENT-A-FLICK
3636 | LOCKBOURNE RD | 43207-5131 | Active | W255463 | WILKINS | 975XL | RP | 0.750 | 87995 | SW CORNER OF STORE
3700 | LOCKBOURNE RD | 43207-5133 | Active | 58640 | AMES | 2000BM3 | DC | 0.750 | 3641391 | IN PIT
3700 | LOCKBOURNE RD | 43207-5133 | Active | TJ-0307 | AMES | COLT 300ABF | DCDA | 6.000 | 3632605 | IN PIT
3700 | LOCKBOURNE RD | 43207-5133 | Active | AG3700 |  |  | AG |  | 3632604 | AT MIX AREA
3700 | LOCKBOURNE RD | 43207-5133 | Not Required by DOW | 542602 | WATTS | 909QT | RP | 1.000 | 61510 | N OF BOILER ROOM ABOVE MIXING TANKS
3700 | LOCKBOURNE RD | 43207-5133 | Not Required by DOW | 30662 | WATTS | 009QT | RP | 1.000 | 61509 | NORTH WALL OF BOILER ROOM
3700 | LOCKBOURNE RD | 43207-5133 | Active | 143478 | WATTS | LF009M2QT | RP | 2.000 | 3643530 | BOILER ROOM
3730 | LOCKBOURNE RD | 43207-5133 | Due Install |  |  |  | RP |  | 3471594
3800 | LOCKBOURNE RD | 43207-4215 | Not Required by DOW |  |  |  | RP |  | 3471595 | AT WATER METER
3860 | LOCKBOURNE RD | 43207-4215 | Active | 191979 | WATTS | 009QT | RP | 1.000 | 61970 | SOUTH SIDE OF BUILDING AT WATER METER
4000 | LOCKBOURNE RD | 43207-4219 | Active | 1346064 | WILKINS | 975XL | RP | 1.000 | 62630 | Warehouse at water meter
4100 | LOCKBOURNE RD | 43207-4221 | LPS - Active | [5 empty] | 3626549 | FIRE BOOSTER PUMP INSIDE
4100 | LOCKBOURNE RD | 43207-4221 | Due Install |  |  |  | DCDA | 6.000 | 3626289 | PARKING LOT
4100 | LOCKBOURNE RD | 43207-4221 | Active | 25260 | WATTS | LF919 QT | RP | 1.500 | 3471599 | S/W WAREHOUSE
4110 | LOCKBOURNE RD | 43207-4221 | Active | 70468 | AMES | 2000BM3 | DC | 0.750 | 3471600 | HOT BOX
4110 | LOCKBOURNE RD | 43207-4221 | Active | 96713 | WATTS | LF918QT | RP | 0.750 | 3654034 | UTILITY ROOM N WALL
4110 | LOCKBOURNE RD | 43207-4221 | Active | WI-1771 | AMES | COLT 300ABF | DCDA | 6.000 | 3653988 | HOT BOX
4140 | LOCKBOURNE RD | 43207-4221 | Due Install |  |  |  | RP |  | 3639407
4140 | LOCKBOURNE RD | 43207-4221 | Due Install |  |  |  | DCDA |  | 3471601
4510 | LOCKBOURNE RD | 43207-4231 | Active | 258273 | WATTS | LF009M3QT | RP | 0.750 | 3649266 | BASEMENT BY WATER MTR
2260 | LOCKBOURNE RD UNIT 4 | 43207- | Active | 307604 | WATTS | LF009M3QT | RP | 0.750 | 3471553 | AT WATER METER
1973 | LOCKBOURNE RD UNIT A | 43207-1460 | Not Required by DOW |  |  |  | RP |  | 3471538
2159 | LOCKBOURNE RD UNIT A | 43207-2163 | Active | 188452 | WATTS | 009QT | RP | 2.000 | 57470 | AT METER IN ENGINE ROOM
2441 | LOCKBOURNE RD UNIT A | 43207-2169 | Not Required by DOW | A243440 | WILKINS | 375XL | RP | 1.500 | 58297 | CAR WASH MECHANICAL ROOM
4000 | LOCKBOURNE RD UNIT A | 43207-4219 | Due Install |  |  |  | DCDA |  | 3471598 | WEST CENTER OF WAREHOUSE
1730 | LOCKBOURNE RD UNIT C | 43207-1485 | Due Install |  |  |  | RP |  | 3471498
5281 | Locust Hill Ln | 43017 | Active | 078476 | WATTS | LF009M2QT | RP | 1.500 | 3647192 | IN HOT BOX AT ENTRANCE AT WTR MTR DUBLIN RD & LOCUST HILL
5281 | Locust Hill Ln | 43017 | Active | UF-0794 | AMES | COLT 300AGV | DCDA | 4.000 | 3648407 | IN HOT BOX AT ENTRANCE DUBLIN RD & LOCUST HILL
5281 | Locust Hill Ln | 43017 | Active | 61146 | AMES | 2000BM3 | DC | 0.750 | 3648408 | IN HOT BOX AT ENTRANCE DUBLIN RD & LOCUST HILL
5212 | LOLA WAY | 43235-3478 | Active | 33275 | WATTS | 800QT | PVB | 1.000 | 66426 | LEFT SIDE OF HOUSE
5216 | LOLA WAY | 43235-3478 | Active | CB674859 | WILKINS | 720A | PVB | 1.000 | 66430 | LEFT SIDE OF HOUSE
5220 | LOLA WAY | 43235-3478 | Active | 183556 | WILKINS | 720A | PVB | 1.000 | 66434 | LEFT SIDE OF HOUSE
5226 | LOLA WAY | 43235-3478 | Active | 6176 | WATTS | 800QT | PVB | 0.750 | 66456 | RIGHT SIDE OF BUILDING
5227 | LOLA WAY | 43235-3479 | Active | 32657 | WATTS | 800QT | PVB | 1.000 | 66459 | RIGHT SIDE OF HOUSE
5232 | LOLA WAY | 43235-3478 | Active | 9679 | FEBCO | 765 | PVB | 1.000 | 66468 | RIGHT SIDE OF HOUSE
5235 | LOLA WAY | 43235-3479 | Active | 41748 | WATTS | 800QT | PVB | 1.000 | 66471 | NORTH SIDE OF HOUSE
5238 | LOLA WAY | 43235-3478 | Active | 6615 | WATTS | 800M2QT | PVB | 0.750 | 66474 | RIGHT SIDE OF HOUSE
5243 | LOLA WAY | 43235-3479 | Active | 32994 | WATTS | 800M2QT | PVB | 0.750 | 66480 | LEFT SIDE OF HOUSE
5244 | LOLA WAY | 43235-3478 | Active | H045421 | FEBCO | 765 | PVB | 1.000 | 66481 | LEFT SIDE OF HOUSE
5250 | LOLA WAY | 43235-3478 | Active | 279521 | WILKINS | 720A | PVB | 0.750 | 66493 | LEFT SIDE OF HOUSE
5254 | LOLA WAY | 43235-3478 | Active | CB215387 | WILKINS | 720A | PVB | 1.000 | 66505 | RIGHT SIDE OF HOUSE
5257 | LOLA WAY | 43235-3479 | Active | 441 | FEBCO | 765 | PVB | 1.000 | 66512 | FRONT OF HOUSE
5258 | LOLA WAY | 43235-3478 | Active | F16494 | FEBCO | 765 | PVB | 1.000 | 66514 | RIGHT SIDE OF HOUSE
5266 | LOLA WAY | 43235-3478 | Active | 22207 | WATTS | 800QT | PVB | 0.750 | 66528 | RIGHT SIDE OF HOUSE
5271 | LOLA WAY | 43235-3479 | Active | 66019 | WILKINS | 720A | PVB | 1.000 | 66534 | RIGHT SIDE OF HOUSE
5272 | LOLA WAY | 43235-3478 | Active | 32625 | WATTS | 800QT | PVB | 1.000 | 66537 | RIGHT SIDE OF HOUSE
5277 | LOLA WAY | 43235-3479 | Active | 3023 | WATTS | 800QT | PVB | 0.750 | 66540 | LEFT SIDE OF HOUSE
5278 | LOLA WAY | 43235-3478 | Active | AK2726 | FEBCO | 765 | PVB | 0.750 | 66543 | RIGHT SIDE OF HOUSE
5284 | LOLA WAY | 43235-3478 | Active | 42132 | WATTS | 800QT | PVB | 0.750 | 66551 | LEFT SIDE OF HOUSE
5285 | LOLA WAY | 43235-3479 | Active | 42127 | WATTS | 800QT | PVB | 0.750 | 66552 | FRONT SIDE OF HOUSE LEFT FRONT DOOR
8002 | LOMBARD WAY | 43016-8429 | Active | H204396 | FEBCO | 765 | PVB | 0.750 | 73196 | LEFT SIDE
8044 | LOMBARD WAY | 43016-8430 | Active | h980627 | FEBCO | 765 | PVB | 0.750 | 94814 | BACK LEFT CORNER
8067 | LOMBARD WAY | 43016-8428 | Active | T257886 | WILKINS | 720A | PVB | 0.750 | 94912 | LEFT FRONT
8076 | LOMBARD WAY | 43016-8430 | Active | cb597615 | WILKINS | 720A | PVB | 0.750 | 92095 | RIGHT SIDE
8079 | LOMBARD WAY | 43016-8428 | Active | H205660 | FEBCO | 765 | PVB | 0.750 | 92385 | LEFT SIDE OF HOUSE
8084 | LOMBARD WAY | 43016-8430 | Active | H447864 | FEBCO | 765 | PVB | 0.750 | 92364 | RIGHT SIDE OF HOUSE
8092 | LOMBARD WAY | 43016-8430 | Active | H205896 | FEBCO | 765 | PVB | 0.750 | 73293 | LEFT SIDE OF HOUSE
8093 | LOMBARD WAY | 43016-8428 | Active | G127020 | WILKINS | 720A | PVB | 0.750 | 96060 | LEFT CENTER LEFT OF GARAGE SIDE DOOR
8108 | LOMBARD WAY | 43016-8547 | Active | T084792 | WILKINS | 720A | PVB | 0.750 | 101921 | FRONT - LEFT OF FRT DOOR
8109 | LOMBARD WAY | 43016-8549 | Active | G186282 | WILKINS | 720A | PVB | 0.750 | 91638 | RIGHT FRONT
8168 | LOMBARD WAY | 43016-8547 | Active | HB96899 | FEBCO | 765 | PVB | 0.750 | 3580373
4643 | LOMBARDO ST | 43123-3642 | Active | DJ9926 | FEBCO | 765 | PVB | 0.750 | 64672 | NORTH FRONT SIDE
1291 | LONDON DR | 43221-1584 | Active | T223368 | WILKINS | 720A | PVB | 0.750 | 93823 | BACK OF HOUSE
1300 | LONDON DR | 43221-1540 | Active | CB154550 | WILKINS | 720A | PVB | 0.750 | 3471811
1303 | LONDON DR | 43221-1541 | Active | H974480 | FEBCO | 765 | PVB | 1.000 | 54608 | RR OF HSE
1353 | LONDON DR | 43221-1541 | Active | 55743 | WATTS | 800M4QT | PVB | 0.750 | 93824 | REAR OF HOUSE
1363 | LONDON DR | 43221-1541 | Active | 815370 | WATTS | 800QT | PVB | 1.000 | 3471816 | FRONT RIGHT AT LEFT EDGE OF GARAGE
1401 | LONDON DR | 43221-1543 | Active | CB030193 | WILKINS | 720 | PVB | 0.750 | 3471821 | BACK OF HOUSE BY AIR CONDITIONER
1501 | LONDON DR | 43221-1545 | Active | 779700 | WILKINS | 720A | PVB | 0.750 | 55234 | FRONT OF HOUSE
1565 | LONDON DR | 43221-1423 | Active | 560319 | WATTS | 800M4QT | PVB | 1.000 | 87037 | REAR OF HOUSE
1570 | LONDON DR | 43221-1424 | Active | AB6927 | FEBCO | 765 | PVB | 1.000 | 93826 | BACK OF HOUSE
1465 | LONDON GROVEPORT RD | 43137 | Active | 86218 | AMES | 2000B | DC | 0.750 | 3654133
1465 | LONDON GROVEPORT RD | 43137 | Active | 43025 | WATTS | 919QT | RP | 2.000 | 3654131
1465 | LONDON GROVEPORT RD | 43137 | Active | 11020800322 | AMES | 3000CIV | DCDA | 10.000 | 3654132
1528 | LONDON GROVEPORT RD | 43123-8700 | Not Required by DOW | 112715 | WATTS | 007M3QT | DC | 0.750 | 55314 | UNDER BAPTISTRY
1528 | LONDON GROVEPORT RD | 43123-8700 | Active | 1009505 | WILKINS | 975XLBMS | RP | 1.500 | 55313 | MECH ROOM
1585 | LONDON GROVEPORT RD |  | Not Required by DOW | [5 empty] | 3629961
1595 | LONDON GROVEPORT RD | 43137 | Active | 11013022021 | AMES | 3000B | DCDA | 10.000 | 3652870 | PUMP HOUSE
1595 | LONDON GROVEPORT RD | 43137 | Not Required by DOW | 200485 | WATTS | 009M2-FP | RP | 2.000 | 3652866
1595 | LONDON GROVEPORT RD | 43137 | Active | 85446 | AMES | 2000B | DC | 0.750 | 3652871 | PUMP HOUSE
1595 | LONDON GROVEPORT RD | 43137 | LPS - Active |  |  |  | LST | 10.000 | 3653649 | PUMP HOUSE
1595 | LONDON GROVEPORT RD | 43137 | Not Required by DOW | ABS9043 | Wilkens | 975XL-2 | RP | 1.000 | 3653043 | Water Tanks
1595 | LONDON GROVEPORT RD | 43137 | Active | 4916462 | WILKINS | 975XL2 | RP | 2.000 | 3653617 | PUMPHOUSE
1595 | LONDON GROVEPORT RD | 43137 | Not Required by DOW | ACI5841 | wilkens | 975XL-2 | RP | 2.000 | 3653045 | BY WATER TANKS
1595 | LONDON GROVEPORT RD | 43137 | Not Required by DOW | ABT8020 | Wilkens | 975XL-2 | RP | 1.000 | 3653044 | BY WATER TANKS
2560 | LONDON GROVEPORT RD | 43125-9418 | Active | W208396 | WILKINS | 975XLBMS | RP | 1.500 | 88318 | NE CORNER
2560 | LONDON GROVEPORT RD | 43125-9418 | Not Required by DOW | W226306 | WILKINS | 975XLBMS | RP | 1.000 | 88361 | NE CORNER
2596 | LONDON GROVEPORT RD | 43123-9395 | Active | 934824 | WILKINS | 975XL | RP | 1.500 | 58696 | IN MECHANICAL ROOM ABOVE METER
2596 | LONDON GROVEPORT RD | 43123-9395 | Not Required by DOW | 409785 | WILKINS | 720 A | PVB | 1.500 | 58695 | NORTH EAST SIDE OF BUILDING
2615 | london groveport rd |  | Active | 200485 | WATTS | LF009M2QT | RP | 2.000 | 3654598 | HOT BOX
2727 | LONDON GROVEPORT RD | 43125-9304 | Active | 131029 | WILKINS | 975 | RP | 2.000 | 59109 | FIRE PUMP ROOM
2727 | LONDON GROVEPORT RD | 43125-9304 | Active | 74077 | AMES | 2000BM3 | DC | 0.750 | 3655028
2727 | LONDON GROVEPORT RD | 43125-9304 | Active | XF-1091 | AMES | 2000CIV | DC | 10.000 | 3649888
2751 | LONDON GROVEPORT RD | 43123 | Active | 261600 | WATTS | LF009M2QT | RP | 1.000 | 3653484 | HOT BOX
2815 | LONDON GROVEPORT RD | 43123 | Not Required by DOW | 78126 | WATTS | 919 | RP | 0.750 | 3638053 | SOUTH CENTER UTILITIES AREA
2815 | LONDON GROVEPORT RD | 43123 | Active | 24069 | WATTS | 919QT | RP | 1.500 | 3636881 | SOUTH CENTER UTILITIES AREA
2880 | LONDON GROVEPORT RD | 43123- | Due Install |  |  |  | RP |  | 3638314
2880 | LONDON GROVEPORT RD | 43123- | Active | 3856267 | WILKINS | 975XLBMS | RP | 1.500 | 59496 | 6049 RINGS AVE, POOL PUMP HOUSE BACK SIDE
2908 | LONDON GROVEPORT RD | 43123-8935 | Active | 19128 | WATTS | 919AQT | RP | 0.750 | 95918 | MECH ROOM AT WATER METER ON W SIDE OF BLDG.
2986 | LONDON GROVEPORT RD | 43123-8935 | Active | ACD9149 | WILKINS | 975XL2 | RP | 1.500 | 59651 | CLOSET N/W CORNER
3043 | LONDON GROVEPORT RD | 43123-8514 | Active | 59689 | WILKINS | 975XL | RP | 1.500 | 59870 | BY METER UNDER 3 COMP BUILDING
3065 | LONDON GROVEPORT RD | 43123-8514 | Not Required by DOW | 344880 | WILKINS | 950 | DC | 1.000 | 59902 | MECHANICAL ROOM SOUTH END OF BUILDING
3065 | LONDON GROVEPORT RD | 43123-8514 | Not Required by DOW | 20122 | WATTS | 009M1QT | RP | 1.500 | 59900 | MECHANICAL ROOM SOUTH END OF BUILDING
3065 | LONDON GROVEPORT RD | 43123-8514 | Active | 23335 | WATTS | 009M2QT | RP | 1.500 | 59901 | WATER METER ROOM REAR OF BUILDING
2928 | LONDON GROVEPORT RD BLDG A | 43123-8935 | Active | 139389 | WATTS | LF009M2QT | RP | 1.000 | 3471840 | AFTER DOMESTIC WATER METER IN BUILDING
2216 | LONDON PLANE DR | 43235-4237 | Active | H05118 | FEBCO | 765 | PVB | 1.000 | 93827 | RIGHT SIDE
1776 | LONE EAGLE ST | 43228-3655 | Not Required by DOW | [5 empty] | 3471861
1800 | LONE EAGLE ST | 43228-3646 | Active | ACE3961 | WILKINS | 975XL2 | RP | 2.000 | 3650044 | AT METER, N/W CORNER, STOCK ROOM
1800 | LONE EAGLE ST | 43228-3646 | Not Required by DOW | 211181 | WATTS | LF009M2QT | RP | 1.500 | 3649927 | HOT WATER ON WALL OF TRUCK WASH
1800 | LONE EAGLE ST | 43228-3646 | Not Required by DOW | 090306 | WATTS | LF009 | RP | 1.500 | 3649926 | ON WALL OF TRUCK WASH
1800 | LONE EAGLE ST | 43228-3646 | Not Required by DOW | 151894 | WATTS | LF009 | RP | 2.000 | 3628104 | ON WALL OF TRUCK WASH
1800 | LONE EAGLE ST | 43228-3646 | Active | 4926469 | WILKINS | 950XLD | DC | 0.750 | 3651707 | N/W CORNER, STOCKROOM
1800 | LONE EAGLE ST | 43228-3646 | Not Required by DOW | 225903 | WATTS | 009M2QT | RP | 2.000 | 56207 | CEILING ABOVE TRUCK WASH EQUIPMENT
1800 | LONE EAGLE ST | 43228-3646 | Active | 0438O | WILKINS | 450STDA | DCDA | 4.000 | 3626778 | N/W CORNER, STOCKROOM
1801 | LONE EAGLE ST | 43228-3647 | Active | 11173 | WATTS | 009M2QT | RP | 2.000 | 56246 | BY METER BY EAST EXIT
1929 | LONE EAGLE ST | 43228-3625 | Active | 130741 | WILKINS | 975 | RP | 1.500 | 56659 | NE CORNER OF BASEMENT UTILITY ROOM
1950 | LONE EAGLE ST | 43228 | Active | 25418 | WATTS | LF919QT | RP | 1.500 | 3641481 | MECH ROOM #120
6891 | LONG RD | 43110- | Due Install |  |  |  | RP | 6.000 | 3471920
7293 | LONG RD | 43110- | Active | 3882313 | WILKINS | 975 | RP | 1.000 | 71756 | SE ENTRYWAY AT TAILSIDE -25' E OF CURB
7300 | LONG RD | 43110- | Active | 1206200502 | AMES | 3000SS | DCDA | 6.000 | 71777 | 7306 LONG RD, 3793 LAKEVIEW TRAIL, IN METER PIT FRONT OF COMPLEX
7300 | LONG RD | 43110- | Active | 53673 | WATTS | 007QT | DC | 0.750 | 71778 | 7306 LONG RD, IN METER PIT FRONT OF COMPLEX
7411 | LONG RD | 43110 | Active | WD-2015 | AMES | AMES 300GV | DCDA | 8.000 | 3652875
7411 | LONG RD | 43110 | Active | 68957 | AMES | 2000BM3 | DC | 0.750 | 3652876
7411 | LONG RD | 43110 | Active | WC-1812 | AMES | COLT 400 | RP | 4.000 | 3652873
4949 | LONGBENTON WAY | 43017-8328 | Active | 426942 | WILKINS | 720A | PVB | 0.750 | 65479 | RT SIDE
4982 | LONGBENTON WAY | 43017-8327 | Active | EAF5464 | WILKINS | 720A | PVB | 0.750 | 3472190 | LEFT SIDE OF HOUSE
4998 | LONGBENTON WAY | 43017-8327 | Active | BL7219 | FEBCO | 765 | PVB | 0.750 | 93829 | RIGHT SIDE
1605 | LONGEATON DR | 43220- | Due Install |  |  |  | RP | 8.000 | 3640927 | hot box by pit
1605 | LONGEATON DR | 43220- | Active | 84381 | WATTS | 800QT | PVB | 1.000 | 55593 | 1630 NW PROF PL, W SIDE OF ENTRANCE NEXT TO METER PIT
1605 | LONGEATON DR | 43220- | Active | 187389 | WATTS | LF009M2QT | RP | 1.000 | 3646287 | BACK WALL OF BOILER ROOM IN BASEMENT
1605 | LONGEATON DR | 43220- | Active | 176463 | WATTS | LF009M2QT | RP | 1.000 | 3646306 | CENTER OF BOILER ROOM BETWEEN TWO FRONT BOILERS
1605 | LONGEATON DR | 43220- | Active | 022819 | WATTS | 800M4FR | PVB | 2.000 | 98117 | 1605 NW PROFESSIONAL PLAZA, LAUNDRY ROOM, BASEMENT MECH RM
1605 | LONGEATON DR | 43220- | Active | 1841 | WATTS | 800M2QT | PVB | 2.000 | 55591 | SE CORNER OF LAUNDRY ROOM APPROX 9' ABOVE FLOOR LEVEL
1630 | LONGEATON DR | 43220- | Active | F0210220826 | FEBCO | 876 | DCDA | 4.000 | 55657 | 1630 NW PROFESSIONAL PL, RISER ROOM
1630 | LONGEATON DR | 43220- | Active | A024621 | FEBCO | 805 | DC | 0.750 | 55656 | 1630 NW PROFESSIONAL PL, RISER ROOM
1630 | LONGEATON DR | 43220- | Active | 212629 | WATTS | 009QT | RP | 2.000 | 55655 | 1630 NW PROFESSIONAL, 1ST FL BY S DOOR-IN MECH & WATER METER RM
1630 | LONGEATON DR | 43220- | Not Required by DOW | 111160 | AMES | 4000SS | RP | 2.500 | 55654 | 1630 NW PROFESSIONAL PL, ELECT RISER ROOM
1630 | LONGEATON DR | 43220- | Not Required by DOW | 497006 | WATTS | 800M4FR | PVB | 1.000 | 87717 | OUTSIDE FRONT ENTRANCE
160 | LONGFELLOW AVE | 43085-3061 | Active | 274991 | WATTS | 800M4 | PVB | 0.750 | 91790 | RIGHT SIDE OF HOUSE
218 | LONGFELLOW AVE | 43085-3021 | Active | CB215383 | WILKINS | 720A | PVB | 1.000 | 57526 | SOUTH SIDE
340 | LONGFELLOW AVE | 43085-3023 | Active | CB653286 | WILKINS | 720A | PVB | 0.750 | 3472270
400 | LONGFELLOW AVE | 43085-3074 | Active | H679217 | FEBCO | 765 | PVB | 0.750 | 3472280 | FRONT OF THE HOUSE RIGHT OF DOOR UNDER THE WINDOW
425 | LONGFELLOW AVE | 43085-3024 | Active | AK7585 | FEBCO | 765 | PVB | 1.000 | 63416 | FRONT OF HOUSE
494 | LONGFELLOW AVE | 43085-3027 | Active | A082563 | WILKINS | 720A | PVB | 0.750 | 65463 | RIGHT SIDE OF HOUSE
504 | LONGFELLOW AVE | 43085-3027 | Active | G215660 | WILKINS | 720A | PVB | 0.750 | 96882 | LEFT SIDE OF HOUSE
7115 | LONGFIELD CT | 43054 | Active | CB630357 | WILKINS | 720A | PVB | 0.750 | 3641268 | SIDE OF HOUSE
7135 | LONGFIELD CT | 43054 | Active | 039367 | WATTS | LF800M4QT | PVB | 1.000 | 3625033 | RIGHT SIDE OF HOUSE
7145 | LONGFIELD CT | 43054 | Active | T382167 | WILKINS | 720A | PVB | 0.750 | 3629703 | front left
7160 | LONGFIELD CT | 43054 | Active | T257872 | WILKINS | 720A | PVB | 0.750 | 3622647 | FRONT OF HOUSE
5738 | LONGFORD DR | 43016-4166 | Active | H593050 | FEBCO | 765 | PVB | 0.750 | 98825 | LEFT SIDE OF HOUSE
4021 | LONGHILL RD | 43220-4847 | Active | T372141 | WILKINS | 720A | PVB | 0.750 | 92498 | LEFT SIDE OF HOUSE
4031 | LONGHILL RD | 43220-4847 | Active | CAB40873 | WILKINS | 720A | PVB | 0.750 | 95206 | FRONT OF HOUSE
4040 | LONGHILL RD | 43220-4847 | Active | 677034 | RAINBIRD | 800 | PVB | 0.750 | 62729 | FRONT OF HOUSE
4041 | LONGHILL RD | 43220-4847 | Active | T022157 | WILKINS | 720A | PVB | 1.000 | 102598 | FRONT OF HOUSE
4051 | LONGHILL RD | 43220-4847 | Active | H184804 | FEBCO | 765 | PVB | 1.000 | 62777 | NEXT TO FRONT DOOR
4063 | LONGHILL RD | 43220-4847 | Active | CB958015 | WILKINS | 720A | PVB | 0.750 | 62805 | FRONT OF HOUSE
4076 | LONGHILL RD | 43220-4847 | Active | T361939 | WILKINS | 720A | PVB | 0.750 | 62828 | FRONT LEFT OF GARAGE
4088 | LONGHILL RD | 43220-4847 | Active | BM5351 | FEBCO | 765 | PVB | 0.750 | 102599 | FRONT OF RESIDENCE LEFT OF FRONT DOOR
4935 | LONGMEAD DR | 43123 | Active | T258089 | WILKINS | 720A | PVB | 0.750 | 3603320 | REAR OF HOUSE BY SATELLITE DISH
4709 | LONGRIDGE CT | 43123-8769 | Active | H297737 | FEBCO | 765 | PVB | 1.000 | 64853 | LEFT SIDE OF HOUSE
2735 | LONGRIDGE WAY | 43123-9481 | Active | F000103 | WILKINS | 720A | PVB | 0.750 | 59133 | RIGHT SIDE OF HOUSE
2750 | LONGRIDGE WAY | 43123-9480 | Active | B110065 | WILKINS | 720A | PVB | 0.750 | 59210 | LEFT SIDE OF HOUSE
2755 | LONGRIDGE WAY | 43123-9481 | Active | A072729 | WILKINS | 720A | PVB | 0.750 | 59218 | LEFT SIDE OF HOUSE
2760 | LONGRIDGE WAY | 43123-9480 | Active | A135632 | WILKINS | 720A | PVB | 0.750 | 59227 | REAR RIGHT
2765 | LONGRIDGE WAY | 43123-9481 | Active | H399502 | FEBCO | 765 | PVB | 0.750 | 88819 | LEFT SIDE
2770 | LONGRIDGE WAY | 43123-9480 | Active | H377929 | FEBCO | 765 | PVB | 1.000 | 88296 | Right side of house
2775 | LONGRIDGE WAY | 43123-9481 | Active | H366137 | FEBCO | 765 | PVB | 0.750 | 88850 | LEFT FRONT
2795 | LONGRIDGE WAY | 43123-9481 | Active | A006271 | WILKINS | 720A | PVB | 0.750 | 59295 | OUTSIDE HOUSE
2865 | LONGRIDGE WAY | 43123-9479 | Active | T453973 | WILKINS | 720A | PVB | 0.750 | 102799 | RIGHT SIDE
2880 | LONGRIDGE WAY | 43123-9455 | Active | 308160 | WATTS | 800M4FR | PVB | 0.750 | 59497 | LEFT SIDE
2915 | LONGRIDGE WAY | 43123-8771 | Active | G251684 | WILKINS | 720A | PVB | 0.750 | 99027 | FRONT LEFT SIDE OF HOME OUTSIDE
2970 | LONGRIDGE WAY | 43123-8766 | Active | CH2418 | FEBCO | 765 | PVB | 0.750 | 59629 | OUTSIDE HOUSE-LEFT SIDE
2970 | LONGRIDGE WAY | 43123-8766 | Active | CH2160 | FEBCO | 765 | PVB | 0.750 | 59628 | OUTSIDE
2980 | LONGRIDGE WAY | 43123-8766 | Active | CH9861 | FEBCO | 765 | PVB | 0.750 | 59642 | OUTSIDE HOUSE, LEFT SIDE
3000 | LONGRIDGE WAY | 43123-8766 | Active | DH5043 | FEBCO | 765 | PVB | 1.000 | 59770 | EAST SIDE CENTER OF BACK OF HOUSE--SERIAL #DH5043
3010 | LONGRIDGE WAY | 43123-8766 | Active | CB368393 | WILKINS | 720A | PVB | 0.750 | 101244 | RIGHT FRONT
3025 | LONGRIDGE WAY | 43123-8770 | Active | H927197 | FEBCO | 765 | PVB | 0.750 | 3472385 | LEFT SIDE OF HOUSE
3030 | LONGRIDGE WAY | 43123-8765 | Active | A09612 | FEBCO | 765 | PVB | 0.750 | 59837 | EAST SIDE OF HOME
3040 | LONGRIDGE WAY | 43123-8765 | Active | T462830 | WILKINS | 720A | PVB | 0.750 | 59852 | RIGHT SIDE OF HOUSE
3060 | LONGRIDGE WAY | 43123-8016 | Active | 348060 | WATTS | 800QT | PVB | 0.750 | 59893 | OUTSIDE
3285 | LONGRIDGE WAY | 43123-9699 | Active | 888244 | WATTS | 800M4QT | PVB | 1.000 | 60358 | NORTH OF BUILDING
5191 | LONGRIFLE CT | 43081-4458 | Active | EAC7457 | WILKINS | 720A | PVB | 0.750 | 3472417 | FRONT CENTER
5545 | LONGRIFLE DR | 43081 | Active | SE0017 | WATTS | 957 | RPDA | 8.000 | 3640939 | IN HOT BOX EAST OF DRIVE
5545 | LONGRIFLE DR | 43081 | Active | SE0019 | WATTS | 957 | RP | 6.000 | 3635862 | IN HOT BOX EAST OF DRIVE
5545 | LONGRIFLE DR | 43081 | Active | 74529 | WATTS | 919 | RP | 0.750 | 3640940 | IN HOT BOX EAST OF DRIVE
5053 | LONGRIFLE RD | 43081-4858 | Active | G241027 | WILKINS | 720A | PVB | 1.000 | 99160 | RIGHT SIDE OF HOUSE
5094 | LONGRIFLE RD | 43081-4491 | Active | 585114 | RAINBIRD | 100R | PVB | 1.000 | 65993 | RIGHT SIDE OF THE FRONT OF THE HOUSE
5155 | LONGRIFLE RD | 43081-4488 | Active | A082609 | WILKINS | 720A | PVB | 0.750 | 93831 | LEFT SIDE OF HOUSE
5217 | LONGRIFLE RD | 43081-4459 | Active | T226824 | WILKINS | 720A | PVB | 1.000 | 66432 | FRONT N/W CORNER AT WATER METERS
5639 | LONGRIFLE RD | 43081- | Active | CB489322 | WILKINS | 720 | PVB | 0.750 | 3472462 | RIGHT SIDE OF CLUBHOUSE-5191 FAIRWAY LAKES APARTMENTS
5231 | LONGSHADOW DR | 43081-7827 | Active | H387016 | FEBCO | 765 | PVB | 0.750 | 3610185 | WEST SIDE OF HOUSE
6515 | LONGSHORE LOOP | 43017 | Not Required by DOW | 060897 | WATTS | LF009M2QT | RP | 1.500 | 3638707 | MID SOUTH MECH/RISER ROOM
6515 | LONGSHORE LOOP | 43017 | Active | SE-1590 | WATTS | 957 | RP | 4.000 | 3633735 | MID SOUTH MECH/RISER ROOM AT WATER METER
6515 | LONGSHORE LOOP | 43017 | Active | 27938 | WATTS | 007M1QT | DC | 0.750 | 3638705 | MID SOUTH MECH/RISER ROOM
6515 | LONGSHORE LOOP | 43017 | Active | 1945770418 | AMES | 3000SS | DCDA | 6.000 | 3638706 | MID SOUTH MECH/RISER ROOM
6544 | LONGSHORE LOOP | 43017 | Active | VK-2374 | AMES | COLT 200 | DC | 4.000 | 3653848
6544 | LONGSHORE LOOP | 43017 | Active | 30395 | WATTS | LF919QT | RP | 2.000 | 3622981 | GARAGE WATER ROOM NW
6544 | LONGSHORE LOOP | 43017 | Active | 66076 | AMES | 2000B | DC | 0.750 | 3653849
6745 | LONGSHORE ST | 43017 | Active | 29040 | WATTS | 007M1QT | DC | 0.750 | 3641386 | Fire Pump-Sprinkler-Water Room Exterior Door (South Side)
6745 | LONGSHORE ST | 43017 | Active | 1963650419 | AMES | 3000SS | DCDA | 6.000 | 3641385 | Fire Pump-Sprinkler-Water Room Exterior Door (South Side)
6745 | LONGSHORE ST | 43017 | Active | X43362 | WILKINS | 375A | RP | 4.000 | 3638887 | Fire Pump-Sprinkler-Water Room Exterior Door (South Side)
6745 | LONGSHORE ST | 43017 | Not Required by DOW | B346582 | WILKINS | 375XL | RP | 2.000 | 3647170 | Fire Pump-Sprinkler-Water Room Exterior Door (South Side)
6745 | LONGSHORE ST | 43017 | Not Required by DOW | B307063 | WILKINS | 375XL | RP | 2.000 | 3646480 | 4554 LARIMER POOL EQUIPMENT
6745 | LONGSHORE ST | 43017 | LPS - Active |  |  |  | LST |  | 3641387 | BOOSTR PUMP FIRE MID S MECH/RISER RM OFF TULLER RIDGE
50 | LONGVIEW DR | 43017-1316 | Not Required by DOW | 36150 | WATTS | 919QT | RP | 0.750 | 101678 | BASEMENT AT WATER METER
75 | LONGVIEW DR | 43017-1315 | Active | 212987 | WATTS | 009QT | RP | 0.750 | 72107 | BASEMENT-NORTHWALL
148 | LONGVIEW DR | 43017-1318 | Active | B310504 | WILKINS | 375XL | RP | 0.750 | 55107
2024 | LONGWOOD AVE | 43123- | Active | 67259 | WATTS | 919 | RP | 1.000 | 3472819 | IN HOT WATER CLOSET
5561 | LONGWORTH DR | 43119-8457 | Active | T345807 | WILKINS | 720A | PVB | 0.750 | 88702 | RIGHT HAND SIDE OF HOUSE
1582 | LONSDALE RD | 43232-1593 | Due Install | [5 empty] | 3472860
1607 | LONSDALE RD | 43232-1594 | Active | 166123 | WILKINS | 975 | RP | 0.750 | 55597 | ON FEED EAST OF BOILER IN BOILER ROOM #2
1607 | LONSDALE RD | 43232-1594 | Active | 3929816 | WILKINS | 975 | RP | 0.750 | 55596 | BOILER ROOM BETWEEN BOILERS
1607 | LONSDALE RD | 43232-1594 | Active | 166154 | WILKINS | 975 | RP | 0.750 | 55598 | ABOVE BOILERS--ROOM #3
7166 | LORINE CT | 43235-5124 | Active | H598349 | FEBCO | 765 | PVB | 0.750 | 98995 | LEFT CENTER
7171 | LORINE CT | 43235-5125 | Active | T146716 | WILKINS | 720A | PVB | 0.750 | 93832 | FRONT OF HOUSE LEFT OF FRONT DOOR
7187 | LORINE CT | 43235-5125 | Active | 749639 | WILKINS | 720A | PVB | 1.000 | 71566 | RIGHT SIDE OF FRONT ENTRANCE
7193 | LORINE CT | 43235-5125 | Active | AE7211 | FEBCO | 765 | PVB | 1.000 | 71593 | NORTH SIDE OF HOUSE --- OUTSIDE
7199 | LORINE CT | 43235-5125 | Active | 7256 | FEBCO | 765 | PVB | 1.000 | 71598 | SW SIDE OF HOUSE -- OUTSIDE
7200 | LORINE CT | 43235-5126 | Active | 250293 | WATTS | 800QT | PVB | 0.750 | 90329 | REAR OF HOUSE
7208 | LORINE CT | 43235-5126 | Active | AH2051 | FEBCO | 765 | PVB | 1.000 | 100787 | BACK OF HOUSE
7220 | LORINE CT | 43235-5126 | Active | H343391 | FEBCO | 765 | PVB | 0.750 | 87497 | LEFT SIDE OF HOUSE
7225 | LORINE CT | 43235-5125 | Active | T131868 | WILKINS | 720A | PVB | 0.750 | 71653 | RIGHT SIDE
7228 | LORINE CT | 43235-5126 | Active | 263370 | WATTS | 800M4QT | PVB | 1.000 | 71659 | RIGHT SIDE OF HOUSE
7231 | LORINE CT | 43235-5125 | Active | AE7459 | FEBCO | 765 | PVB | 1.000 | 93225 | RIGHT SIDE
1361 | LORINE PL | 43235-5127 | Active | DK6910 | FEBCO | 765 | PVB | 0.750 | 91046 | LEFT SIDE OF HOUSE
1366 | LORINE PL | 43235-5127 | Active | BB5185 | FEBCO | 765 | PVB | 0.750 | 93834 | LEFT REAR
2648 | LORIS WAY | 43123-8285 | Active | T084907 | WILKINS | 720A | PVB | 0.750 | 102064 | LEFT SIDE OF HOUSE
2684 | LORIS WAY | 43123-8285 | Active | 184758 | WILKINS | 720A | PVB | 0.750 | 88280 | RIGHT SIDE OF HOUSE
2696 | LORIS WAY | 43123- | Active | T176258 | WILKINS | 720A | PVB | 0.750 | 3596253 | LEFT SIDE
2739 | LORIS WAY | 43123-8284 | Active | G206783 | WILKINS | 720A | PVB | 0.750 | 91401 | LEFT SIDE
2775 | LORIS WAY | 43123-8284 | Active | T363392 | WILKINS | 720A | PVB | 0.750 | 98354 | LEFT SIDE
5937 | LOTHIAN ST | 43016-6709 | Active | 516661 | FEBCO | 765 | PVB | 0.750 | 97115 | LEFT SIDE
5650 | LOTUS CT | 43123-8507 | Active | 101986 | WATTS | 800M4QT | PVB | 0.750 | 67506 | OUTSIDE
179 | LOVEMAN AVE | 43085-3615 | Active | T417680 | WILKINS | 720A | PVB | 0.750 | 3473566 | FRONT OF HOUSE
293 | LOVEMAN AVE | 43085-3617 | Active | T419460 | WILKINS | 720A | PVB | 0.750 | 3473589 | RIGHT REAR
3220 | LOWELL DR | 43204-4121 | Not Required by DOW | 28567 | WATTS | 009QT | RP | 1.500 | 60218 | MUSIC ROOM CLOSET
3220 | LOWELL DR | 43204-4121 | Active | 318567 | WATTS | 009M1QT | RP | 2.000 | 60219 | SOUTH MECHANICAL ROOM -- MUSIC ROOM CLOSET
3220 | LOWELL DR | 43204-4121 | Active | 1653121 | FEBCO | 805 | DC | 0.750 | 60220 | METER PIT S OF BLDG
3220 | LOWELL DR | 43204-4121 | Active | 9706251321 | FEBCO | 856 | DCDA | 6.000 | 60221 | METER PIT S OF BLDG
5901 | LOWER BREMO LN | 43054-8952 | Active | DK4911 | FEBCO | 765 | PVB | 1.000 | 68283 | RIGHT FRONT OF HOUSE
5925 | LOWER BREMO LN | 43054-8952 | Active | H902053 | FEBCO | 765 | PVB | 1.000 | 68335 | LEFT REAR
5937 | LOWER BREMO LN | 43054-8952 | Active | CAA18978 | WILKINS | 720A | PVB | 1.000 | 68358 | LEFT SIDE OF HOUSE
5961 | LOWER BREMO LN | 43054-8952 | Active | 169864 | WATTS | 800M4QT | PVB | 0.750 | 68413 | LEFT SIDE
6677 | LOWER BROOK WAY | 43054-8322 | Active | 200351 | WATTS | 800QT | PVB | 0.750 | 70473 | RIGHT FRONT
6685 | LOWER BROOK WAY | 43054-8322 | Active | T441899 | WILKINS | 720A | PVB | 0.750 | 70484 | NE CORN
6709 | LOWER BROOK WAY | 43054-9366 | Active | 373014 | WILKINS | 720A | PVB | 0.750 | 70536 | RT FRT CORN
6725 | LOWER BROOK WAY | 43054-9366 | Active | 813082 | WILKINS | 720A | PVB | 0.750 | 70556 | LEFT SIDE OF HOUSE
6749 | LOWER BROOK WAY | 43054-9366 | Active | CB987016 | WILKINS | 720A | PVB | 0.750 | 3473764 | RIGHT SIDE OF HOUSE
6757 | LOWER BROOK WAY | 43054-9366 | Active | 672982 | WILKINS | 720A | PVB | 0.750 | 70602 | LEFT SIDE OF HOUSE
2116 | LOWER CHELSEA DR | 43212 | Active | T076961 | WILKINS | 720A | PVB | 0.750 | 101457 | RIGHT SIDE
2081 | LOWER CHELSEA RD | 43212-1935 | Active | BC2066 | FEBCO | 765 | PVB | 0.750 | 57170 | REAR OF HOUSE (SERIAL # BC2066)
2087 | LOWER CHELSEA RD | 43212-1935 | Active | 335561 | WILKINS | 720A | PVB | 0.750 | 57179 | EXTERIOR SOUTH SIDE OF RESIDENCE
7975 | LUCKSTONE DR | 43017-8524 | Active | CC1903 | FEBCO | 765 | PVB | 0.750 | 73084 | LEFT SIDE OF HOUSE
7986 | LUCKSTONE DR | 43017-8583 | Active | BB5164 | FEBCO | 765 | PVB | 0.750 | 73092 | RIGHT FRONT
7991 | LUCKSTONE DR | 43017-8524 | Active | H275696 | FEBCO | 765 | PVB | 0.750 | 93836 | RIGHT SIDE
8002 | LUCKSTONE DR | 43017-8584 | Active | H011316 | FEBCO | 765 | PVB | 1.000 | 73197 | RIGHT SIDE OF HOUSE
8009 | LUCKSTONE DR | 43017-8524 | Active | H078442 | FEBCO | 765 | PVB | 1.000 | 73201 | LEFT SIDE OF HOUSE
8010 | LUCKSTONE DR | 43017-8584 | Active | 801458 | WATTS | 800M4FR | PVB | 1.000 | 94851 | LEFT FRONT
8018 | LUCKSTONE DR | 43017-8584 | Active | 367448 | WILKINS | 720A | PVB | 1.000 | 73213 | LEFT SIDE OF HOUSE
8026 | LUCKSTONE DR | 43017-8584 | Active | T465783 | WILKINS | 720 | PVB | 0.750 | 3473852 | LEFT SIDE
8034 | LUCKSTONE DR | 43017-8584 | Active | 545313 | WILKINS | 720A | PVB | 0.750 | 73236 | RIGHT SIDE OF HOUSE
8035 | LUCKSTONE DR | 43017-8587 | Active | H072213 | FEBCO | 765 | PVB | 0.750 | 73237 | BACK LEFT
8042 | LUCKSTONE DR | 43017-8584 | Active | DJ7073 | FEBCO | 765 | PVB | 0.750 | 73248 | RIGHT SIDE OF HOUSE
8050 | LUCKSTONE DR | 43017-8584 | Active | BH8633 | FEBCO | 765 | PVB | 0.750 | 73254 | FRONT OF HOUSE LEFT OF DOOR
8055 | LUCKSTONE DR | 43017-8587 | Active | HC0836 | FEBCO | 765 | PVB | 1.000 | 73263 | RIGHT SIDE
8058 | LUCKSTONE DR | 43017-8584 | Active | G217617 | WILKINS | 720A | PVB | 0.750 | 73264 | RIGHT SIDE
8065 | LUCKSTONE DR | 43017-8587 | Active | 011159 | WATTS | 800M4QT | PVB | 0.750 | 73270 | LEFT CENTER
5753 | LULWORTH LN | 43081 | Active | B028367 | WATTS | 800QT | PVB | 1.000 | 3648370 | RIGHT CENTER
5761 | LULWORTH LN | 43081 | Active | T624794 | WILKINS | 720A | PVB | 1.000 | 3648858 | RIGHT SIDE
5773 | LULWORTH LN | 43081 | Active | T386060 | WILKINS | 720 | PVB | 0.750 | 3648692
5779 | LULWORTH LN | 43081 | Active | 028394 | WATTS | 800M4 | PVB | 1.000 | 3648552 | RIGHT SIDE CENTER OF HOUSE
599 | LUMMISFORD N LN | 43214-2407 | Active | H138016 | FEBCO | 765 | PVB | 1.000 | 3473914 | LEFT SIDE
600 | LUMMISFORD N LN | 43214-2410 | Active | AE3326 | FEBCO | 765 | PVB | 0.750 | 93838 | LEFT SIDE
611 | LUMMISFORD N LN | 43214-2409 | Active | 11327 | FEBCO | 765 | PVB | 1.000 | 69029 | RIGHT SIDE OF HOUSE OUTSIDE
614 | LUMMISFORD N LN | 43214-2410 | Active | AE0374 | FEBCO | 765 | PVB | 0.750 | 93839 | LEFT FRONT OF HOUSE
4960 | LYLE RD | 43229-5341 | Active | 4343168 | WILKINS | 975XL | RP | 0.750 | 3474006
4130 | LYMAN CT | 43026-1230 | Not Required by DOW | 059031 | WATTS | 909QT | RP | 0.750 | 62994 | EAST WALL UNDER STAIRS
4130 | LYMAN CT | 43026-1230 | Not Required by DOW | 112070150 | AMES | 4000SS | RP | 3.000 | 89164 | CEILING MAINT.ROOM CEMICAL STORAGE ANTIFREEZE LOOP
4130 | LYMAN CT | 43026-1230 | Active | VH-1075 | AMES | COLT 500-GV | RPDA | 6.000 | 3628318 | MID N WALL OF WAREHOUSE
4130 | LYMAN CT | 43026-1230 | Active | 92111 | WATTS | LF919QT | RP | 0.750 | 3650926 | MID N WALL OF WAREHSE
4130 | LYMAN CT | 43026-1230 | Active | 106297 | WILKINS | 975XLBMS | RP | 1.500 | 62993 | MID N WALL OF WAREHSE LOADING DOCK AT WATER METER
4200 | LYMAN CT | 43026-1213 | Active | 5342 | WILKINS | 975 | RP | 4.000 | 63258 | FIRE PUMP HOUSE
4200 | LYMAN CT | 43026-1213 | Due Install |  |  |  | RP | 8.000 | 3636110
4200 | LYMAN CT | 43026-1213 | LPS - Active |  |  |  |  | 8.000 | 3638727
3850 | LYMAN DR | 43026-1234 | Active | 31707 | WATTS | 009QT | RP | 1.000 | 61944 | SW MECH/HWT AREA AT WATER METER TIM HORTONS
3850 | LYMAN DR | 43026-1234 | Not Required by DOW | J042284 | FEBCO | 825Y | RP | 0.750 | 61945 | AFTER WATER METER AND MAIN BACKFLOW
3900 | LYMAN DR | 43026-1210 | Not Required by DOW | B314548 | WILKINS | 375XL | RP | 1.000 | 3646950 | NE MECH/RISER ROOM
3900 | LYMAN DR | 43026-1210 | Not Required by DOW | B310011 | WILKINS | 375XL | RP | 0.750 | 3647062 | POOL MECH ROOM
3900 | LYMAN DR | 43026-1210 | Active | 04234 | WATTS | LF619 | DC | 0.750 | 3646268 | NE MECH/RISER ROOM
3900 | LYMAN DR | 43026-1210 | Active | N2004270651 | FEBCO | LF876V | DCDA | 6.000 | 3646267 | NE MECH/RISER ROOM
3900 | LYMAN DR | 43026-1210 | Active | L129628 | WILKINS | 375 | RP | 3.000 | 3646266 | NE MECH/RISER ROOM AT WATER METER
3910 | LYMAN DR | 43026-1210 | Active | 528950 | WILKINS | 975 | RP | 2.000 | 62195 | IN ROOM BESIDE OFFICE AT WATER METER
3910 | LYMAN DR | 43026-1210 | Not Required by DOW | 52116 | WATTS | 009QT | RP | 1.000 | 62194 | IN ROOM BESIDE OFFICE BY WATER METER
3910 | LYMAN DR | 43026-1210 | Not Required by DOW | 140564 | WATTS | 009M2QT | RP | 0.750 | 62193 | IN ROOM BESIDE OFFICE AT WATER METER
3940 | LYMAN DR | 43026-1210 | Not Required by DOW | 2280820 | WILKINS | 975A | RP | 1.500 | 90344 | POOL MECH ROOM
3940 | LYMAN DR | 43026-1210 | Active | 434248 | WATTS | 909PCM1QT | RP | 2.000 | 90345 | MECH ROOM
3940 | LYMAN DR | 43026-1210 | Active | 2139199 | WILKINS | 950A | DC | 0.750 | 90571 | MECH ROOM
3940 | LYMAN DR | 43026-1210 | Active | V04555 | WILKINS | 350ADA | DCDA | 6.000 | 90572 | MECH ROOM BY POOL
3940 | LYMAN DR | 43026-1210 | Not Required by DOW | 2277907 | WILKINS | 975A | RP | 0.750 | 89699 | FISH TANK FILTER ROOM
3940 | LYMAN DR | 43026-1210 | Not Required by DOW | 2277926 | WILKINS | 975A | RP | 0.750 | 89700 | FISH TANK FILTER ROOM
3940 | LYMAN DR | 43026-1210 | Not Required by DOW | J17589 | FEBCO | 825Y | RP | 2.000 | 90343 | MECH ROOM ABOVE METER
3949 | LYMAN DR | 43026-1209 | Active | B02818 | WILKINS | 975 | RP | 3.000 | 62306 | IN METER CLOSET MIDDLE BY STAIRWELL
3949 | LYMAN DR | 43026-1209 | Due Install |  |  |  | DCDA | 8.000 | 3636472 | IN PIT AT ENTRANCE BY FDC.
3950 | LYMAN DR | 43026-1210 | Active | 1142580701 | AMES | 3000SS | DCDA | 6.000 | 62337 | METER PIT SW CORNER OF LOT
3950 | LYMAN DR | 43026-1210 | Active | 50262 | WATTS | 007M1QT | DC | 0.750 | 62340 | SW CORNER OF LOT ...PIT..
3950 | LYMAN DR | 43026-1210 | Active | 176853 | WATTS | 009M2QT | RP | 2.000 | 62338 | MECH ROOM
4000 | LYMAN DR | 43026-1212 | Active | 448602 | WATTS | 909M1QT | RP | 2.000 | 96677 | ENGINE DYNO ROOM
4000 | LYMAN DR | 43026-1212 | Active | 462399 | WATTS | 909M1QT | RP | 2.000 | 100751 | ENGINE DYNO ROOM
4000 | LYMAN DR | 43026-1212 | Active | 02595 | WATTS | LF909M1QT | RP | 1.500 | 3605594 | VEHICLE DYNO ROOM
4000 | LYMAN DR | 43026-1212 | Due Install |  |  |  | DCDA | 6.000 | 3638044 | VEHICLE DYNO ROOM
4000 | LYMAN DR | 43026-1212 | Due Install |  |  |  | RP | 2.000 | 3638045 | VEHICLE DYNO ROOM
4079 | LYMAN DR | 43026-1211 | Active | L128571 | wilkins | 375 | RP | 3.000 | 3641001 | NE MECH/RISER ROOM AT INLET RISER
4079 | LYMAN DR | 43026-1211 | Active | TH-0869 | AMES | COLT 300GV | DCDA | 6.000 | 3641002 | IN PIT NE OF BLDG
4079 | LYMAN DR | 43026-1211 | Active | 57646 | AMES | 2000BM3 | DC | 0.750 | 3641003 | IN PIT NE OF BLDG
4079 | LYMAN DR | 43026-1211 | Not Required by DOW | T471599 | WILKINS | 720 | PVB | 1.000 | 3646774 | N SIDE OF BUILDING
4079 | LYMAN DR | 43026-1211 | LPS - Active |  |  |  | LPC |  | 3646833 | MECH ROOM DOMESTIC BOOSTER PUMP
4080 | LYMAN DR | 43026-1212 | Active | 064552 | WATTS | LF009M2QT | RP | 1.500 | 3474044 | W WALL GARAGE OPEN AREA AT WATER METER
4105 | LYMAN DR | 43026-1228 | Active | W001641 | WILKINS | 975XLBMS | RP | 1.000 | 62930 | MECHANICAL ROOM NORTHSIDE
4105 | LYMAN DR | 43026-1228 | Active | 11562 | AMES | 3000SS | DCDA | 4.000 | 62928 | NE CORNER OF WAREHOUSE
4105 | LYMAN DR | 43026-1228 | Active | 17082 | AMES | 2000B | DC | 0.750 | 62929 | NE CORNER OF WAREHOUSE
4150 | LYMAN DR | 43026- | Not Required by DOW | 9763 | WATTS | 909 | RP | 3.000 | 3649591 | DOMESTIC WATER
4150 | LYMAN DR | 43026- | Active | 175628 | WATTS | 909 | RP | 3.000 | 63081 | MECHANICAL ROOM AGAINST EAST WALL NEXT TO METER
4150 | LYMAN DR | 43026- | Not Required by DOW | 414506 | WATTS | 909M1QT | RP | 2.000 | 63082 | MECHANICAL ROOM ABOVE BOILER #1
4150 | LYMAN DR | 43026- | Not Required by DOW | 418466 | WATTS | 909M1QT | RP | 1.500 | 63083 | MECHANICAL ROOM BETWEEN 75 AND 50 GALLON
4150 | LYMAN DR | 43026- | Not Required by DOW | 590693 | WATTS | 909QT | RP | 1.000 | 63087 | MECHANICAL ROOM ABOVE BOILER
4150 | LYMAN DR | 43026- | Active | N18651 | WILKINS | 350A | DCDA | 6.000 | 63088 | BOILER ROOM, EAST WALL
4150 | LYMAN DR | 43026- | Not Required by DOW | 8595 | WATTS | 909 | RP | 3.000 | 3649590 | DOMESTIC WATER
4150 | LYMAN DR | 43026- | Not Required by DOW | 47917 | WATTS | 919QT | RP | 1.000 | 3611386 | MECHANICAL ROOM SOUTH END OF AERATOR TANK
4150 | LYMAN DR | 43026- | Active | W191996 | WILKINS | 950XLD | DC | 0.750 | 63089 | BOILER ROOM/BOWMAN/4718
4150 | LYMAN DR | 43026- | Not Required by DOW | 58910 | WATTS | 919QT | RP | 0.750 | 3611384 | MECAHNICAL ROOM NEXT TO AVL 600 EXPANSION TANK
4150 | LYMAN DR | 43026- | Not Required by DOW | 51038 | WATTS | 919QT | RP | 1.000 | 3611385 | MECHANICAL ROOM BELOW TANK SITE
4155 | LYMAN DR | 43026-1228 | Active | 91677 | WATTS | 009M2QT | RP | 1.000 | 3474045 | IN 4155. DOG GROOMERS BY/BEHIND CAGES E WALL AT WATER METER
4252 | LYMAN DR | 43026-1229 | Not Required by DOW | W331907 | WILKINS | 975XLBMS | RP | 1.000 | 93339 | NORTH WALL @WATER SERVICE ENTRY
4252 | LYMAN DR | 43026-1229 | Active | 2821865 | WILKINS | 975XL | RP | 1.500 | 93291 | HOT BOX AT ENTRANCE
4252 | LYMAN DR | 43026-1229 | Active | 151544 | AMES | 3000SS | DCDA | 6.000 | 93337 | HOT BOX AT ENTRANCE
4252 | LYMAN DR | 43026-1229 | Active | 06587 | WATTS | 007M1QT | DC | 0.750 | 93338 | HOT BOX AT ENTRANCE
4301 | LYMAN DR | 43026-1242 | Not Required by DOW |  |  |  | RP |  | 3474047 | JANITOR CLOSET IN BLDG ADDRESSED 4277
4363 | LYMAN DR | 43026-1242 | Active | 4934253 | WILKINS | 975XL2 | RP | 1.500 | 3652032 | IN SHOWROOM IN CLOSET AT WATER METER
4363 | LYMAN DR | 43026-1242 | Active | 31894 | WATTS | 007M1PCQT | DC | 0.750 | 3653049 | IN SHOWROOM IN CLOSET AT WATER METER
4363 | LYMAN DR | 43026-1242 | Active | 1102183121 | AMES | 3000CIV | DCDA | 6.000 | 3653050 | IN SHOWROOM IN CLOSET AT WATER METER
4363 | LYMAN DR | 43026-1242 | Not Required by DOW | T389328 | WILKINS | 720A | PVB | 1.000 | 63813 | SOUTH SIDE OF BUILDING
4401 | LYMAN DR | 43026-2201 | Active | 62197 | WATTS | 009M1QT | RP | 1.500 | 63937 | NE CORNER OF WAREHOUSE
4555 | LYMAN DR | 43026-1247 | Active | 67745 | AMES | 2000BM3 | DC | 0.750 | 3653534 | MID EAST WAREHOUSE IN FIRE RISER ROOM
4555 | LYMAN DR | 43026-1247 | Active | 08082 | AMES | 4000B | RP | 1.500 | 3474049 | MECH ROOM OFF BREAK ROOM AT WATER METER
4555 | LYMAN DR | 43026-1247 | LPS - Active |  |  |  | LST |  | 3650934 | FIRE BOOSTER PUMP MID EAST WAREHOUSE IN FIRE RISER ROOM
4555 | LYMAN DR | 43026-1247 | Active | WE-1981 |  |  | DCDA | 6.000 | 3650931 | MID EAST WAREHOUSE IN FIRE RISER ROOM
4577 | LYMAN DR | 43026-1247 | Active | EI-0212 | AMES | 300abf | DCDA | 6.000 | 90862 | RISER ROOM
4577 | LYMAN DR | 43026-1247 | Active | 00796 | AMES | 2000BM3 | DC | 0.750 | 90582 | RISER ROOM
4621 | LYMAN DR | 43026-1249 | Active | 18962 | AMES | 2000B | DC | 0.750 | 64537 | 4621 N CENTER MECH/RISER ROOM 4621 BLDG
4621 | LYMAN DR | 43026-1249 | Active | 1128830301 | AMES | 3000SS | DCDA | 8.000 | 64536 | 4621 N CENTER MECH/RISER ROOM 4621 BLDG
4621 | LYMAN DR | 43026-1249 | Active | 337163 | WATTS | 909M1QT | RP | 1.500 | 64538 | 4621 N CENTER MECH/RISER ROOM AT WATER METER 4621 BLDG
4601 | LYMAN DR UNIT A | 43026-1249 | Due Install |  |  |  | RP | 2.000 | 3639397 | 4601 SE CLEANING/MECH ROOM AT WATER METER 4601 BLDG
4601 | LYMAN DR UNIT A | 43026-1249 | Active | A69117 | WATTS | 009M3QT | RP | 0.750 | 64535 | 4601 BOILER/MECH ROOM ABOVE HOT WTR TANK 4601 BLDG
4301 | LYMAN DR UNIT B | 43026-1242 | Active | 4616727 | WILKINS | XL | RP | 1.000 | 3633413 | AT METER IN SHOP
4609 | LYME CT | 43016-8293 | Active | G213722 | WILKINS | 720A | PVB | 0.750 | 64557 | RIGHT SIDE OF HOUSE
4618 | LYME CT | 43016-8293 | Active | F098337 | WILKINS | 720A | PVB | 1.000 | 64586 | LT SIDE
2720 | LYMINGTON RD | 43220-4226 | Active | T133596 | WILKINS | 720A | PVB | 0.750 | 102997 | LEFT SIDE OF HOUSE
2725 | LYMINGTON RD | 43220-4225 | Active | CB854983 | WILKINS | 720A | PVB | 0.750 | 3474052 | front of house
2734 | LYMINGTON RD | 43220-4226 | Active | 677766 | RAINBIRD | AC4000 | PVB | 0.750 | 93840 | FRONT RIGHT OF FRONT DOOR
2794 | LYMINGTON RD | 43220-4226 | Active | 319880 | WILKINS | 720A | PVB | 1.000 | 59294 | FRONT OF HOUSE
6179 | LYNANNE CT | 43231-7656 | Active | T447623 | WILKINS | 720A | PVB | 1.000 | 69267 | LEFT FRONT SIDE OF HOUSE
846 | LYNBROOK RD | 43235-3306 | Active | T189405 | WILKINS | 720A | PVB | 1.000 | 73886 | (RIGHT) SOUTH SIDE OF HOUSE THROUGH GATE
904 | LYNBROOK RD | 43235-3306 | Active | 6844 | FEBCO | 765 | PVB | 0.750 | 74508 | RIGHT SIDE OF HOUSE
973 | LYNBROOK RD | 43235-3307 | Active | CC9982 | FEBCO | 765 | PVB | 0.750 | 93841 | REAR OF HOUSE
676 | LYNNFIELD DR | 43081-5059 | Active | H245144 | FEBCO | 765 | PVB | 0.750 | 70604 | RIGHT SIDE OF HOUSE
682 | LYNNFIELD DR | 43081-5059 | Active | H096755 | FEBCO | 765 | PVB | 0.750 | 70756 | OUTSIDE
714 | LYNNFIELD DR | 43081-5059 | Active | 190552 | WILKINS | 720A | PVB | 0.750 | 91130 | RIGHT SIDE OF HOUSE
792 | LYNNFIELD DR | 43081-5016 | Active | 198715 | WATTS | 800M4QT | PVB | 1.000 | 72979 | WEST
841 | LYNNHAVEN CT | 43228-9285 | Active | G181655 | WILKINS | 720A | PVB | 0.750 | 91946 | RIGHT SIDE
5555 | LYNX DR | 43081-5202 | Active | CD5183 | FEBCO | 765 | PVB | 0.750 | 93843 | FRONT
5607 | LYNX DR | 43081-5242 | Active | 835508 | WILKINS | 720A | PVB | 0.750 | 67404 | RIGHT SIDE OF HOUSE
5702 | LYNX LN | 43017-8579 | Active | H588037 | FEBCO | 765 | PVB | 0.750 | 67671 | RT SIDE
5707 | LYNX LN | 43017-8579 | Active | CE0322 | FEBCO | 765 | PVB | 0.750 | 67681 | RIGHT FRONT
5710 | LYNX LN | 43017-8579 | Active | H586862 | FEBCO | 765 | PVB | 0.750 | 98546 | LEFT SIDE
5715 | LYNX LN | 43017-8579 | Active | t199420 | WILKINS | 720A | PVB | 0.750 | 67700 | RH SIDE
5723 | LYNX LN | 43017-8579 | Active | H312095 | FEBCO | 765 | PVB | 0.750 | 67720 | RIGHT HAND SIDE
5726 | LYNX LN | 43017-8579 | Active | H602698 | FEBCO | 765 | PVB | 0.750 | 99063 | SOUTH SIDE OF HOUSE
5731 | LYNX LN | 43017-8579 | Active | CE0629 | FEBCO | 765 | PVB | 0.750 | 67747 | LEFT SIDE OF HOUSE
5734 | LYNX LN | 43017-8579 | Active | H602761 | FEBCO | 765 | PVB | 0.750 | 99025 | LEFT SIDE
5739 | LYNX LN | 43017-8579 | Active | G142561 | WILKINS | 720A | PVB | 0.750 | 100032 | RIGHT SIDE OF HOUSE
5742 | LYNX LN | 43017-8579 | Active | t188087 | Wilkins | 720A | PVB | 0.750 | 67772 | RIGHT HAND SIDE
5747 | LYNX LN | 43017-8579 | Active | CB00374 | WILKINS | 720A | PVB | 0.750 | 67792 | LEFT SIDE OF HOUSE-PREFIX WITH Z
5750 | LYNX LN | 43017-8579 | Active | T372304 | WILKINS | 720A | PVB | 0.750 | 67813 | BACK REAR
5755 | LYNX LN | 43017 | Active | 117754 | FEBCO | 765 | PVB | 1.000 | 67832 | LEFT SIDE OF HOUSE
3744 | LYON DR | 43220-4907 | Active | AB6184 | FEBCO | 765 | PVB | 0.750 | 61638 | RIGHT SIDE OF HOUSE
3758 | LYON DR | 43220-4907 | Active | dh4722 | FEBCO | 765 | PVB | 1.000 | 61682 | RIGHT SIDE OF HOUSE
3788 | LYON DR | 43220-4907 | Active | G217302 | WILKINS | 720A | PVB | 0.750 | 97425 | LEFT SIDE OF HOUSE
3789 | LYON DR | 43220-4906 | Active | 4050 | WATTS | 800M2QT | PVB | 1.000 | 98137 | SOUTH SIDE BY AC UNIT
3817 | LYON DR | 43220-4906 | Active | A13730 | FEBCO | 765 | PVB | 1.000 | 61862 | BACK OF HOUSE BETWEEN GARAGE & DECK
3820 | LYON DR | 43220-4907 | Active | AA6420 | FEBCO | 765 | PVB | 0.750 | 93845 | RIGHT SIDE OF HOUSE
3830 | LYON DR | 43220-4907 | Active | 586520 | WILKINS | 720A | PVB | 1.000 | 61890 | Left side of the house OUTSIDE
3840 | LYON DR | 43220-4907 | Active | BL7239 | FEBCO | 765 | PVB | 0.750 | 93846 | BACK OF HOUSE
3905 | LYON DR | 43220-4908 | Active | CB431115 | WILKINS | 720 | PVB | 0.750 | 3474350 | LEFT OF HOUSE BY GARAGE
3910 | LYON DR | 43220-4909 | Active | 151841 | WATTS | 800M4QT | PVB | 0.750 | 62196 | LEFT SIDE OF HOME
3924 | LYON DR | 43220-4909 | Active | CB214643 | WILKINS | 720 | PVB | 0.750 | 62224 | LEFT SIDE OF HOUSE
3951 | LYON DR | 43220-4908 | Active | AC03221 | FEBCO | 765 | PVB | 0.750 | 101092 | BACK OF HOUSE
3970 | LYON DR | 43220-4909 | Active | AH8185 | FEBCO | 765 | PVB | 0.750 | 93847 | FRONT RIGHT
4040 | LYON DR | 43220 | Active | CB209113 | WILKINS | 720 | PVB | 0.750 | 3619925 | LEFT SIDE OF HOUSE
4050 | LYON DR | 43220-4911 | Active | G246814 | WILKINS | 720A | PVB | 0.750 | 102600 | FRONT
4070 | LYON DR | 43220-4911 | Active | H480185 | FEBCO | 765 | PVB | 1.000 | 91235 | RIGHT SIDE
4085 | LYON DR | 43220-4910 | Active | H508005 | FEBCO | 765 | PVB | 0.750 | 62854 | FRONT OF HOUSE
4130 | LYON DR | 43220-4402 | Active | H156613 | FEBCO | 765 | PVB | 1.000 | 62995 | LEFT SIDE OF HOUSE
4140 | LYON DR | 43220-4402 | Active | T471600 | WILKINS | 720A | PVB | 1.000 | 63018 | RIGHT FRONT CORNER
4151 | LYON DR | 43220-4401 | Active | 302641 | WATTS | 800QT | PVB | 1.000 | 63097 | NE SIDE OF HOUSE, OUTSIDE
4160 | LYON DR | 43220-4402 | Active | 036089 | WATTS | 800M4QT | PVB | 1.000 | 93848 | RIGHT SIDE
4181 | LYON DR | 43220-4401 | Active | G281114 | WILKINS | 720A | PVB | 1.000 | 63177 | LEFT SIDE OF HOME
4190 | LYON DR | 43220-4402 | Active | CB113912 | WILKINS | 720A | PVB | 0.750 | 3474374 | LEFT SIDE
4259 | LYON DR | 43220-4429 | Active | T096931 | WILKINS | 720A | PVB | 0.750 | 101883 | SOUTH SIDE
4266 | LYON DR | 43220-4430 | Active | CB073685 | WILKINS | 720A | PVB | 0.750 | 3474384 | RIGHT SIDE OF HOUSE
4278 | LYON DR | 43220-4430 | Active | 04870 | FEBCO | 805YR | DC | 1.000 | 93849 | BASEMENT IN CEILING
4310 | LYON DR | 43220-4432 | Active | CAB30828 | WILKINS | 720A | PVB | 0.750 | 95863 | FRONT OF HOUSE
4326 | LYON DR | 43220-4432 | Active | HF40343 | FEBCO | 765 | PVB | 1.000 | 93850 | FRONT OF HOUSE
4341 | LYON DR | 43220-4431 | Active | DL1729 | FEBCO | 765 | PVB | 0.750 | 93851 | LEFT SIDE
4351 | LYON DR | 43220-4431 | Active | 190696 | WILKINS | 720A | PVB | 0.750 | 92382 | REAR OF HOUSE
4361 | LYON DR | 43220-4431 | Active | CAA31030 | WILKINS | 720A | PVB | 1.000 | 3474396 | RIGHT SIDE
4371 | LYON DR | 43220-4431 | Active | H277545 | FEBCO | 765 | PVB | 0.750 | 90841 | FRONT OF HOME WEST FRONT PORCH
4381 | LYON DR | 43220-4431 | Active | G213894 | WILKINS | 720A | PVB | 0.750 | 91673 | FRONT OF HOUSE
8350 | LYRA DR | 43240-2098 | Not Required by DOW | 38373 | WATTS | 919AQT | RP | 0.750 | 73744 | METER ROOM ON N END OF PARKING LOT ON N SIDE OF PIT
8400 | LYRA DR | 43240-2096 | Not Required by DOW | W399265 | WILKINS | 975XL | RP | 0.500 | 73798 | NEXT TO ICE MAKER ON 2nd FLOOR
8400 | LYRA DR | 43240-2096 | Not Required by DOW | 84002 | XX | AGAP | AG | 1.000 | 73797 | IN WATER METER ROOM & POOL ROOM W END OF BUILDING
8400 | LYRA DR | 43240-2096 | Not Required by DOW | 10946 | WATTS | 919AQT | RP | 1.500 | 73795 | IN HOT WATER TANK ROOM IN SOUTH CENTER OF BLDG
8400 | LYRA DR | 43240-2096 | Active | 23257 | WILKINS | 375AST | RP | 4.000 | 73794 | POOL MECH ROOM
8400 | LYRA DR | 43240-2096 | Active | 19448 | WATTS | 007QT | DC | 0.750 | 73793 | METER ROOM
8400 | LYRA DR | 43240-2096 | LPS - Due Install | [5 empty] | 3629810 | METER ROOM
8400 | LYRA DR | 43240-2096 | Not Required by DOW | 116135 | WATTS | 009 | RP | 0.500 | 73789 | NEXT TO ICE MAKER ON FOURTH FLOOR
8400 | LYRA DR | 43240-2096 | Not Required by DOW | W399268 | WILKINS | 975XL2 | RP | 0.500 | 73790 | NEXT TO 1st FLOOR ICE MACHINE
8400 | LYRA DR | 43240-2096 | Not Required by DOW | 373266 | WILKINS | 975XL | RP | 0.500 | 73791 | NEXT TO 3RD FLOOR ICE MACHINE
8400 | LYRA DR | 43240-2096 | Active | 133159 | WATTS | 709 | DCDA | 6.000 | 73792 | METER ROOM
8420 | LYRA DR | 43240-2096 | Not Required by DOW | 66551 | WILKINS | 720A | PVB | 1.000 | 73831 | NW CORNER OF BLDG INSIDE BY WTR MTR
8420 | LYRA DR | 43240-2096 | Active | 307729 | WATTS | 909M1QT | RP | 1.500 | 73830 | NW CORNER OF BLDG
8440 | LYRA DR | 43240-2096 | Active | 272750603 | AMES | 3000SS | DCDA | 3.000 | 73855 | MECH ROOM
8440 | LYRA DR | 43240-2096 | Active | 182033 | WATTS | 007M3QT | DC | 0.750 | 73856 | OUTSIDE MECHANICAL ROOOM
8440 | LYRA DR | 43240-2096 | Active | 110968 | WATTS | 009M2QT | RP | 1.500 | 73858 | OUTSIDE MECHANICAL ROOM ANTI FREEZE LOOP
8440 | LYRA DR | 43240-2096 | Active | W099989 | WILKINS | 975XLBMS | RP | 2.000 | 73859 | OUTSIDE MECHANICAL ROOM
8440 | LYRA DR | 43240-2096 | Not Required by DOW | ACK5302 | WILKINS | 975XL2 | RP | 1.500 | 73860 | MECH ROOM OUTSIDE SOUTH SIDE OF BUILDING
8460 | LYRA DR | 43240-2096 | Active | 76628 | WATTS | 009M2QT | RP | 1.500 | 73892 | MECHANICAL ROOM
8460 | LYRA DR | 43240-2096 | Active | 380039 | WATTS | 909M1 | RP | 2.000 | 73890 | MECH ROOM NE CORNER
8460 | LYRA DR | 43240-2096 | Active | 51272 | WATTS | 007QT | DC | 0.750 | 73891 | PIT BY ENTRANCE S/W CORNER OF 8440 PARKING LOT
8460 | LYRA DR | 43240-2096 | Active | 17199 | AMES | 2000SS | DCDA | 6.000 | 73889 | PIT BY ENTRANCE S/W CORNER OF 8440 PARKING LOT
8460 | LYRA DR | 43240-2096 | Not Required by DOW | 166444 | WATTS | 009M2QT | RP | 1.000 | 73888 | MECH ROOM NE CORNER
8500 | LYRA DR | 43240-2025 | Active | 914334 | WILKINS | 975XLBMS | RP | 1.500 | 96501 | NEAR WATER METER
8500 | LYRA DR | 43240-2025 | Active | 344730 | WATTS | 909M1QT | RP | 2.000 | 96790 | west wall under staircase
8515 | LYRA DR | 43240-2026 | Not Required by DOW | 4239490 | WILKINS | 975XL | RP | 1.000 | 89438 | MECH ROOM 1ST FLOOR
8515 | LYRA DR | 43240-2026 | Active | 178462 | WATTS | 909 | RP | 3.000 | 89428 | MECH/RISER ROOM AT WATER MTR DUAL SETTING
8515 | LYRA DR | 43240-2026 | LPS - Active |  |  |  | LST |  | 3635190 | LOW PRESSURE SUSTAINING DEVICE FOR BOOSTER PUMP
8515 | LYRA DR | 43240-2026 | Active | 178472 | WATTS | 909 | RP | 3.000 | 3628233 | MECH/RISER ROOM AT WATER MTR DUAL SETTING
8515 | LYRA DR | 43240-2026 | Not Required by DOW | W255193 | WILKINS | 975XL | RP | 1.000 | 91794 | FRONT LEFT OF BLDG
8515 | LYRA DR | 43240-2026 | Not Required by DOW | 13287 | WATTS | 919QT | RP | 1.250 | 89441 | MECH SWIMMING POOL ROOM
8515 | LYRA DR | 43240-2026 | Active | 458531005 | AMES | 3000SS | DCDA | 6.000 | 89439 | MECH/RISER ROOM
8515 | LYRA DR | 43240-2026 | Active | 67006 | WATTS | 007M1 | DC | 0.750 | 89440 | MECH/PUMP ROOM
8535 | LYRA DR | 43240-2026 | Active | 10292530903 | AMES | 3000SS | DCDA | 6.000 | 74021 | FRONT ENTRANCE IN PIT
8535 | LYRA DR | 43240-2026 | Active | 223967 | WATTS | 009QT | RP | 2.000 | 74022 | 083 MECH RM
8535 | LYRA DR | 43240-2026 | Not Required by DOW | 98211 | WATTS | 009M2QT | RP | 2.000 | 74026 | 083 MECH ROOM
8535 | LYRA DR | 43240-2026 | Active | 58244 | WATTS | 007QT | DC | 0.750 | 74025 | FRONT ENTRANCE IN PIT
8535 | LYRA DR | 43240-2026 | Not Required by DOW | 236122 | WATTS | 009M2QT | RP | 2.000 | 74024 | POOL MECH ROOM
8535 | LYRA DR | 43240-2026 | Active | 225531 | WATTS | 009QT | RP | 2.000 | 74023 | 083 MECH RM
8555 | LYRA DR | 43240-2026 | Active | 27957 | WATTS | 919QT | RP | 1.000 | 74060 | DRYER ROOM
8555 | LYRA DR | 43240-2026 | Active | 35868 | WATTS | 007M1QT | DC | 0.750 | 74061 | IN WATER METER PIT IN DRIVE
8555 | LYRA DR | 43240-2026 | Active | 3BN0446 | AMES | 3000SS | DCDA | 6.000 | 74059 | PIT
8555 | LYRA DR | 43240-2026 | Active | 129539 | FEBCO | 825Y | RP | 1.250 | 74058 | MAINT ROOM
8555 | LYRA DR | 43240-2026 | Not Required by DOW | 683037 | WILKINS | 975XL | RP | 0.750 | 74062 | POOL HOUSE
8555 | LYRA DR | 43240-2026 | Active | 683336 | WILKINS | 975XL | RP | 0.750 | 74063 | UNDER SINK COUNTER
8555 | LYRA DR | 43240-2026 | Due Install |  |  |  | RP |  | 3633003
8555 | LYRA DR | 43240-2026 | Active | 4703193 | WILKINS | 975xl2 | RP | 0.750 | 3652682 | pool house
8585 | LYRA DR | 43240-2026 | Due Install |  |  |  | RP | 1.500 | 3636884
8585 | LYRA DR | 43240-2026 | Active | 1 | XX | XX | AG | 10.000 | 74099 | IN WASH BAY AT WATER HOLDING TANK
8585 | LYRA DR | 43240-2026 | Active | 1111118585 | HYDRO-GAP | XX | AG | 10.000 | 74100 | ABOVE 3 COMPARTMENT SINK -- AIR GAP
8585 | LYRA DR | 43240-2026 | Active | 244262 | WATTS | 009M3QT | RP | 0.750 | 74102 | NW EXTERIOR BUILDING
8585 | LYRA DR | 43240-2026 | Active | 329500 | WILKINS | 975 | RP | 1.500 | 74101 | NW EXTERIOR BUILDING
8655 | LYRA DR | 43240-2102 | Active | 1358870704 | AMES | 3000SS | DCDA | 8.000 | 74152 | CORNER OF WAREHOUSE
8655 | LYRA DR | 43240-2102 | Active | 39461 | AMES | 2000B | DC | 0.750 | 74154 | CORNER OF WAREHOUSE
8655 | LYRA DR | 43240-2102 | Active | W149873 | WILKINS | 975XL | RP | 1.500 | 74155 | NEXT TO MAIN WATER METER AND FIRE LINE
8655 | LYRA DR | 43240-2102 | Active | W150030 | WILKINS | 975XL | RP | 1.500 | 74156 | NEXT TO WATER METER
8665 | LYRA DR | 43240- | Active | W177813 | WILKINS | 975 | RP | 1.500 | 74164 | rear outside mech rm of 8669
8700 | LYRA DR | 43240-2103 | Active | N0711050706 | FEBCO | 876V | DCDA | 8.000 | 95405 | RISE AND PUMP ROOM
8700 | LYRA DR | 43240-2103 | Active | H010726 | FEBCO | 805YB | DC | 0.750 | 95406 | RISER AND PUMP ROOM
8700 | LYRA DR | 43240-2103 | Not Required by DOW | XF582 | APOLLO/CONBRACO | 40203T2 | RP | 0.500 | 95995 | 7TH FLOOR VENDING
8700 | LYRA DR | 43240-2103 | Not Required by DOW | XF721 | CONBRACO | 40203T2 | RP | 0.500 | 95996 | 6TH FLOOR VENDING
8700 | LYRA DR | 43240-2103 | Not Required by DOW | XF724 | CONBRACO | 40203A2 | RP | 0.500 | 95997 | 5TH FLOOR VENDING
8700 | LYRA DR | 43240-2103 | Not Required by DOW | XF722 | APOLLO/CONBRACO | 40203A2 | RP | 0.500 | 95999 | 4TH FLOOR VENDING
8700 | LYRA DR | 43240-2103 | Not Required by DOW | XF711 | CONBRACO | 40203A2 | RP | 0.500 | 96000 | 3RD FLOOR VENDING
8700 | LYRA DR | 43240-2103 | Active | NEZ80 | APOLLO/CONBRACO | 4020A02 | RP | 4.000 | 95323 | MECH ROOM BY METER
8700 | LYRA DR | 43240-2103 | Not Required by DOW | 116642 | CONBRACO | 40203A2 | RP | 0.500 | 96006 | 8TH FLOOR VENDING MACH
8700 | LYRA DR | 43240-2103 | Active | NEZ82 | CONBRACO | 4020A02 | RP | 4.000 | 101087 | SPRINKLER ROOM
8700 | LYRA DR | 43240-2103 | LPS - Due Install | [5 empty] | 3629615
8700 | LYRA DR | 43240-2103 | Not Required by DOW | 116669 | CONBRACO | 40203A2 | RP | 0.500 | 96005 | 9TH FLOOR VENDING ROOM
8700 | LYRA DR | 43240-2103 | LPS - Due Install | [5 empty] | 3629617
8700 | LYRA DR | 43240-2103 | Not Required by DOW | 109302 | APOLLO/CONBRACO | 40205A2 | RP | 1.000 | 96004 | POOL EQUIP MECH ROOM
8700 | LYRA DR | 43240-2103 | Not Required by DOW | 100432 | CONBRACO | 40207A2 | RP | 1.500 | 96003 | NORTH WALL MAIN MECH ROOM
8700 | LYRA DR | 43240-2103 | LPS - Due Install | [5 empty] | 3629618
8700 | LYRA DR | 43240-2103 | Not Required by DOW | XF691 | APOLLO/CONBRACO | 40203A2 | RP | 0.500 | 96001 | 2ND FLOOR VENDING ROOM
8700 | LYRA DR | 43240-2103 | LPS - Due Install | [5 empty] | 3629616
8700 | LYRA DR | 43240-2103 | LPS - Due Install | [5 empty] | 3629619
8700 | LYRA DR | 43240-2103 | Not Required by DOW | J009426 | FEBCO | 825YA | RP | 2.000 | 96002 | WATER PUMP ROOM
8701 | LYRA DR | 43240-2104 | Active | W005528 | WILKINS | 975XL | RP | 1.50 | 74200 | REAR STOCK ROOM
8701 | LYRA DR | 43240-2104 | Active | 109831 | AMES | 3000SS | DCDA | 4.000 | 74197 | REAR STOCK ROOM
8701 | LYRA DR | 43240-2104 | Active | ABH3570 | WILKINS | 975XL2 | RP | 1.000 | 74198 | MECHANICAL ROOM/STORAGE ROOM
8701 | LYRA DR | 43240-2104 | Active | 15471 | AMES | 2000B | DC | 0.750 | 74199 | REAR STOCK ROOM
8735 | LYRA DR | 43240-2104 | Active | 23305 | AMES | 2000B | DC | 0.750 | 74238 | RISER ROOM
8735 | LYRA DR | 43240-2104 | Active | W04595 | WILKINS | 975 | RP | 1.000 | 74239 | METER ROOM
8735 | LYRA DR | 43240-2104 | Active | 205838 | WATTS | 009QT | RP | 2.000 | 74237 | MECH ROOM
8735 | LYRA DR | 43240-2104 | Active | 18869 | AMES | 3000SS | DCDA | 4.000 | 74236 | RISER ROOM
8781 | LYRA DR | 43240-2104 | Active | H02281 | FEBCO | 805YB | DC | 0.750 | 97716 | second hot box north of building beni hana
8781 | LYRA DR | 43240-2104 | Active | A13971 | WATTS | 009M2QT | RP | 1.500 | 97717 | 1st hot box north of Benihana
8781 | LYRA DR | 43240-2104 | Active | N0705230720 | FEBCO | 876V | DCDA | 6.000 | 97715 | secon hot box north of building - ben hana
8791 | LYRA DR | 43240-2104 | Active | ACE5697 | WILKINS | 975XL2 | RP | 1.500 | 97692 | Second hot box north of Benihana - for Cantina Laredo
8791 | LYRA DR | 43240-2104 | Active | N0904011110 | FEBCO | 876V | DCDA | 6.000 | 97718 | Hot Box #500 on south side of bld.
8791 | LYRA DR | 43240-2104 | Active | H014546 | FEBCO | 805Y | DC | 0.750 | 97769 | HOT BOX #500 ON S SIDE OF BUILDING
8800 | LYRA DR | 43240-2100 | Active | 144794 | WATTS | 009PCQT | RP | 2.000 | 74316 | INSIDE SW CORNER AT WATER METER
8800 | LYRA DR | 43240-2100 | Active | 145394 | WATTS | 009QT | RP | 2.000 | 74317 | INSIDE SW CORNER WATER METER ROOM
8800 | LYRA DR | 43240-2100 | Active | 10551 | FEBCO | 805YB | DC | 0.750 | 74322 | METER PIT EAST OD SIX STORY BUILDING ENTRANCE
8800 | LYRA DR | 43240-2100 | Active | 914332 | WILKINS | 975 | RP | 1.500 | 74318 | SW CORNER OF BUILDING, 1ST FLOOR PUMP ROOM
8800 | LYRA DR | 43240-2100 | Active | 9905241236 | FEBCO | 880V | RP | 4.000 | 74320 | SOUTH WEST SIDE OF BUILDING JUST INSIDE LOADING DOCK
8800 | LYRA DR | 43240-2100 | Active | 9904201444 | FEBCO | 856 | DCDA | 6.000 | 74319 | METER PIT EAST OF SIX STORY BUILDING ENTRANCE
8801 | LYRA DR | 43240-2106 | Active | A12540 | WATTS | 009M2PCQT | RP | 1.500 | 97732 | HOT BOX NE SIDE OF BUILDING - by Godfry's
8801 | LYRA DR | 43240-2106 | Active | N0705310626 | FEBCO | 876V | DCDA | 6.000 | 97765 | HOT BOX NE SIDE OF BUILDING - by Godfry's
8801 | LYRA DR | 43240-2106 | Active | H014065 | FEBCO | 805Y | DC | 0.750 | 97766 | HOT BOX NE SIDE OF BUILDING by Godfry's
8842 | LYRA DR | 43240 | Active | TH-0907 | AMES | COLT300GV | DCDA | 8.000 | 3646285 | IN PIT
8842 | LYRA DR | 43240 | Active | TH-1168 | AMES | COLT 400 | RP | 3.000 | 3646284 | IN HOTBOX AT S PIT
8842 | LYRA DR | 43240 | Not Required by DOW | 172924 | WATTS | LF009M2QT | RP | 2.000 | 3649916 | SW MECH ROOM
8842 | LYRA DR | 43240 | Active | 57334 | AMES | 2000BM3 | DC | 0.750 | 3646286 | IN PIT
8842 | LYRA DR | 43240 | Not Required by DOW | J042151 | FEBCO | 825Y | RP | 2.000 | 3649803 | SW MECH W/BOOSTER PUMP
8842 | LYRA DR | 43240 | LPS - Active |  |  |  | LPC |  | 3646846 | DOM BOOSTER PUMP
8844 | LYRA DR | 43240 | Active | TG-3244 | AMES | COLT 400 | RP | 4.000 | 3646281 | IN HOT BOX AT N PIT
8844 | LYRA DR | 43240 | Active | AS23252 | AMES | 40 | RP | 3.000 | 3654549
8844 | LYRA DR | 43240 | Not Required by DOW | 172924 | Watts | 009M2QT | RP | 2.000 | 3651063
8844 | LYRA DR | 43240 | LPS - Active | DOMESTIC BOOSTER PUMP |  |  |  |  | 3651062
8844 | LYRA DR | 43240 | Active | SG-1177 | AMES | COLT300GV | DCDA | 8.000 | 3646282 | IN PIT
8844 | LYRA DR | 43240 | Active | 52462 | AMES | 200BM3 | DC | 0.750 | 3646283 | IN PIT
8844 | LYRA DR | 43240 | Not Required by DOW | JO42151 | FEBCO | 825Y | RP | 2.000 | 3646840 | SOUTH OF PARKING GARAGE
8865 | LYRA DR | 43240 | Active | N1302121128 | FEBCO | 856 | DCDA | 8.000 | 3603589 | PIT SE PROPERTY
8865 | LYRA DR | 43240 | Not Required by DOW | A369897 | WILKINS | 350XL | DC | 0.750 | 3615363 | POOL MECHANICAL ROOM
8865 | LYRA DR | 43240 | Active | X29259 | WILKINS | 375A | RP | 4.000 | 3609627 | IN HOTBOX AT PIT SE PROPERTY
8865 | LYRA DR | 43240 | Active | H018895 | FEBCO | 805YB | DC | 0.750 | 3609626 | IN PIT SE PROPERTY
8865 | LYRA DR | 43240 | Not Required by DOW | A248135 | WILKINS | 375 XL | RP | 0.750 | 3610156 | IN FOOD PREP AREA BEHIND ICE MACHINE
8865 | LYRA DR | 43240 | Not Required by DOW | 3699332 | WILKINS | 975XL | RP | 1.500 | 3609628 | IN SMALL HOTBOX BY METER PIT
8865 | LYRA DR | 43240 | Not Required by DOW | A379302 | WILKINS | 375 | RP | 1.000 | 3610070 | POOL ROOM MECHANICAL ROOM
8918 | LYRA DR | 43240 | Active | QK-0900 | AMES | COLT 400 | RP | 4.000 | 3621408 | METER PIT OFF LYRA DR - S END OF PROPERTY
8918 | LYRA DR | 43240 | Active | 45883 | AMES | 2000BM3 | DC | 0.750 | 3621407 | METER PIT OFF LYRA DR - S END OF PROPERTY
8918 | LYRA DR | 43240 | Active | QK-1801 | AMES | COLT 300GV | DCDA | 8.000 | 3621406 | METER PIT OFF LYRA DR - S END OF PROPERTY
8918 | LYRA DR | 43240 | Not Required by DOW | 29804 | WATTS | 29804 | RP | 2.000 | 3638423
8918 | LYRA DR | 43240 | Not Required by DOW | B097458 | WILKINS | 375XL | RP | 1.500 | 3628129 | POOL EQPMNT RM CNTR OF BLDG E SIDE 1ST FL
8949 | LYRA DR | 43240 | Active | RK1331 | AMES | COLT3000V | DCDA | 6.000 | 3635210 | PIT ON S SIDE OF PARKING LOT ALUMINUM LID FOR 1551 GEMINI PL
8949 | LYRA DR | 43240 | Active | 105465 | WATTS | LF009M2Q | RP | 2.000 | 3635211 | HOT BOX ON S SIDE OF PARKING LOT FOR 1551 GEMINI PL
8949 | LYRA DR | 43240 | Not Required by DOW | B187572 | WILKINS | 375XL | RP | 2.000 | 3636703 | Inside loading dock / South wall
8949 | LYRA DR | 43240 | Active | 49688 | WATTS | 2000BM3 | DC | 0.750 | 3635209 | PIT ON S SIDE OF PARKING LOT ALUMINUM LID FIRE SIDECAR FOR 1551 GEMINI P,
8974 | LYRA DR | 43240 | Not Required by DOW | 039170 | WATTS | LF800M4FR | PVB | 0.750 | 3629662 | MECHANICAL ROOM
8974 | LYRA DR | 43240 | Active | 45621 | AMES | 2000BM3 | DC | 0.750 | 3621412 | METER PIT CORNER OF GEMINI & LYRA DR
8974 | LYRA DR | 43240 | Not Required by DOW | 35736 | WATTS | 919 | RP | 2.000 | 3640926 | MECHANICAL ROOM
8974 | LYRA DR | 43240 | Active | QK-1439 | AMES | COLT 300GV | DCDA | 8.000 | 3621411 | METER PIT CORNER OF GEMINI & LYRA DR
8974 | LYRA DR | 43240 | Active | QH-1224 | AMES | COLT 400 | RP | 4.000 | 3621409 | HOT BOX CORNER OF GEMINI & LYRA DR
9061 | LYRA DR | 43240 | Active | 1972430318 | AMES | 5000SS | RPDA | 6.000 | 3630245 | RISER ROOM
9061 | LYRA DR | 43240 | Not Required by DOW | 137501 | WATTS | LF009M2QT | RP | 2.000 | 3630190 | RISER ROOM
9061 | LYRA DR | 43240 | Active | B195668 | WILKINS | 375XL | RP | 2.000 | 3630189 | RISER ROOM
9061 | LYRA DR | 43240 | Active | 14372 | WATTS | 4000B | RP | 0.750 | 3630246 | RISER ROOM
9090 | LYRA DR | 43240 | Active | 1161910215 | WATTS | 774 | DCDA | 6.000 | 3621124 | METER PIT N.West Corner of Cabelas in grass next to Hot Box
9090 | LYRA DR | 43240 | Not Required by DOW | 044423 | WATTS | 009M2QT | RP | 1.500 | 3623176 | MECH RM E WALL
9090 | LYRA DR | 43240 | Not Required by DOW | 08649 | WATTS | 919 | RP | 0.500 | 3623175 | PREP ROOM
9090 | LYRA DR | 43240 | Active | PJ-1340 | WATTS | 957 | RP | 3.000 | 3621180 | HOT BOX ABOVE GROUND
9090 | LYRA DR | 43240 | Active | 25258 | WATTS | 007M1QT | DC | 0.750 | 3621125 | METER PIT
9100 | LYRA DR | 43240-2116 | Active | 11724 | WATTS | 007M1QT | DC | 0.750 | 97295 | MECH ROOM 1ST FLOOR
9100 | LYRA DR | 43240-2116 | Not Required by DOW | 3078053 | WILKINS | 975XL | RP | 1.500 | 97982 | MECH ROOM 1ST FLOOR
9100 | LYRA DR | 43240-2116 | Not Required by DOW | 2792084 | WILKINS | 975XLBMS | RP | 1.000 | 97296 | POOL MECH ROOM 1ST FLOOR
9100 | LYRA DR | 43240-2116 | Active | 09220 | WILKINS | 375ADA | RP | 4.000 | 97293 | 1ST FLOOR MECH ROOM
9100 | LYRA DR | 43240-2116 | Active | 1636440408 | AMES | 3000SS | DCDA | 6.000 | 97294
9101 | LYRA DR | 43240 | Active | HC39975 | WILKINS | 950XL | DC | 0.750 | 3648583 | N SIDE MECH/RISER ROOM
9101 | LYRA DR | 43240 | Active | 19538B | WILKINS | 350ASTDA | DCDA | 6.000 | 3648582 | N SIDE MECH/RISER ROOM
9101 | LYRA DR | 43240 | Active | UI-3014 | AMES | 400 | RP | 4.000 | 3648581 | N MECH/RISER ROOM AT WATER METER
9101 | LYRA DR | 43240 | Not Required by DOW | CB878671 | WILKINS | 720A | PVB | 1.000 | 3649619 | N SIDE BLDG AT MECHANICAL/RISER ROOM DOOR
9101 | LYRA DR | 43240 | Not Required by DOW | ABD0548 | WILKINS | 975XL2 | RP | 1.000 | 3649618 | IN MECHANICAL/RISER ROOM FOR YARD HYD AT DUMPSTERS
4816 | LYTFIELD DR | 43017-2173 | Active | 209067 | WILKINS | 720A | PVB | 0.750 | 65135 | RH SIDE
4817 | LYTFIELD DR | 43017-2174 | Active | hh59366 | FEBCO | 765 | PVB | 1.000 | 65141 | RIGHT SIDE
4818 | LYTFIELD DR | 43017-2173 | Active | 113156 | WATTS | 800QT | PVB | 1.000 | 65144 | RT SIDE
4820 | LYTFIELD DR | 43017-2173 | Active | BB5166 | FEBCO | 765 | PVB | 0.750 | 65151 | RT SIDE
4824 | LYTFIELD DR | 43017-2173 | Active | 6295 | FEBCO | 765 | PVB | 1.000 | 65158 | LEFT SIDE OF HOUSE
4835 | LYTFIELD DR | 43017-2175 | Active | 672965 | WILKINS | 720A | PVB | 0.750 | 65185 | LEFT HAND SIDE
4836 | LYTFIELD DR | 43017-2173 | Active | AK2775 | FEBCO | 765 | PVB | 0.750 | 93852 | REAR RIGHT SIDE BY AC.
4845 | LYTFIELD DR | 43017-2175 | Active | 298386 | WILKINS | 720A | PVB | 1.000 | 65213 | FRONT RIGHT OF DOOR
4850 | LYTFIELD DR | 43017-2173 | Active | AD5025 | FEBCO | 765 | PVB | 0.750 | 65233 | FRONT OF HOUSE
4855 | LYTFIELD DR | 43017-2175 | Active | 405006 | WILKINS | 420 | PVB | 0.750 | 65257 | OUTSIDE
4862 | LYTFIELD DR | 43017-2173 | Active | CD6550 | FEBCO | 765 | PVB | 0.750 | 65263 | FRONT LEFT OF DOOR
4890 | LYTFIELD DR | 43017-2173 | Active | T178324 | WILKINS | 720A | PVB | 0.750 | 96965 | LEFT OF FRONT DOOR
4906 | LYTFIELD DR | 43017-2173 | Active | 181842 | WILKINS | 720A | PVB | 0.750 | 88958 | RIGHT SIDE
4907 | LYTFIELD DR | 43017-2175 | Active | FC8759 | FEBCO | 765 | PVB | 1.000 | 93853 | LEFT FRONT
4911 | LYTFIELD DR | 43017-2175 | Active | 367517 | FEBCO | 765 | PVB | 1.000 | 65407 | FRONT OF HOUSE
4912 | LYTFIELD DR | 43017-2173 | Active | 643117 | Watts | 800M4 | PVB | 1.000 | 65408 | LEFT SIDE OF HOUSE
4913 | LYTFIELD DR | 43017-2175 | Active | DD7879 | FEBCO | 765 | PVB | 1.000 | 65410 | LEFT FRONT
4915 | LYTFIELD DR | 43017-2175 | Active | t417524 | WILKINS | 720A | PVB | 1.000 | 65414 | SOUTH SIDE OF HOUSE
4919 | LYTFIELD DR | 43017-2175 | Active | 07101 | WATTS | 800M3QT | PVB | 0.750 | 65422 | OUTSIDE
3950 | LYTHAM CT | 43220-4848 | Active | T377772 | WILKINS | 720A | PVB | 0.750 | 3474420 | LEFT SIDE OF HOUSE BEHIND AC
2088 | LYTHAM RD | 43220-4632 | Active | T131814 | WILKINS | 720A | PVB | 0.750 | 102953 | REAR OF HOUSE
2099 | LYTHAM RD | 43220-4631 | Active | H638413 | FEBCO | 765 | PVB | 1.000 | 97517 | front of house
2300 | LYTHAM RD | 43220-4638 | Due Install |  |  |  | DCDA |  | 3633065
2300 | LYTHAM RD | 43220-4638 | Due Install |  |  |  | RP |  | 3632742 | BASEMENT IN BOILER ROOM
2300 | LYTHAM RD | 43220-4638 | Active | 364977 | WATTS | 909HWQT | RP | 0.750 | 57896 | BASEMENT IN BOILER ROOM
2372 | LYTHAM RD | 43220-4640 | Active | CB987100 | WILKINS | 720A | PVB | 0.750 | 3474459 | BACK
2397 | LYTHAM RD | 43220-4671 | Active | 7324 | FEBCO | 765 | PVB | 1.000 | 58144 | RyEAR OF HOUSE
2441 | LYTHAM RD | 43220-4672 | Active | F082579 | WILKINS | 720A | PVB | 0.750 | 3474464 | FRONT
2488 | LYTHAM RD | 43220-4674 | Active | CB620406 | Wilkins | 720A | PVB | 0.750 | 3474470 | Front of House
2501 | LYTHAM RD | 43220-4672 | Active | 56494 | FEBCO | 765 | PVB | 1.000 | 58506 | N/E CORNER OF HOUSE
4762 | MACALLAN E CT | 43017-8288 | Active | 272307 | WATTS | 800M4QT | PVB | 0.750 | 64976 | NORTH SIDE OF HOUSE LEFT SIDE
4770 | MACALLAN E CT | 43017-8288 | Active | 780296 | WATTS | 800M4FR | PVB | 1.000 | 65001 | FRONT RIGHT IN OFFSET
4775 | MACALLAN E CT | 43017-8288 | Active | H580337 | FEBCO | 765 | PVB | 0.750 | 65019 | LEFT FRONT
4778 | MACALLAN E CT | 43017-8288 | Active | EG8939 | FEBCO | 765 | PVB | 1.000 | 65031 | RIGHT HAND SIDE
4797 | MACALLAN E CT | 43017-8288 | Active | AC5128 | WATTS | 800M2QT | PVB | 0.750 | 65073 | RIGHT SIDE OF HOUSE CENTER FACES WEST
4813 | MACALLAN W CT | 43017-8289 | Active | T034784 | WILKINS | 720A | PVB | 0.750 | 100910 | LEFT SIDE
4825 | MACALLAN W CT | 43017-8289 | Active | CB073727 | WILKINS | 720A | PVB | 0.750 | 3474492 | RIGHT SIDE OF HOME
4826 | MACALLAN W CT | 43017-8289 | Active | 209192 | WILKINS | 720A | PVB | 0.750 | 65164 | LT SIDE
4834 | MACALLAN W CT | 43017-8289 | Active | G208811 | WILKINS | 720A | PVB | 0.750 | 95108 | RIGHT SIDE OF HOUSE
4834 | MACALLAN W CT | 43017-8289 | Active | 21321 | WATTS | 919AQT | RP | 0.750 | 97052 | LOCATED IN SUMP PUMP PIT
4837 | MACALLAN W CT | 43017-8289 | Active | H068914 | FEBCO | 765 | PVB | 0.750 | 65191 | LEFT FRONT
7250 | MACBETH DR | 43016-9509 | Active | T303581 | WILKINS | 720A | PVB | 0.750 | 3611544 | LEFT REAR OF HOUSE BY AC
7267 | MACBETH DR | 43016-9178 | Active | 108867 | WATTS | 009M2PCQT | RP | 0.750 | 71710 | IN BASEMENT BY METER
7291 | MACBETH DR | 43016-9178 | Active | 3665571 | WILKINS | 975XL | RP | 0.750 | 71754 | BY METER
7320 | MACBETH DR | 43016 | Active | 75573 | WATTS | 009QT | RP | 0.750 | 71800 | BASEMENT AT WATER METER
7320 | MACBETH DR | 43016 | Active | 86367 | FEBCO | 765 | PVB | 1.000 | 71801 | FRONT OF HOUSE
7325 | MACBETH DR | 43016-9179 | Active | 81094 | WATTS | 009M3QT | RP | 0.750 | 71804 | AT METER
7343 | MACBETH DR | 43016-9179 | Active | 2009 | WILKINS | 975XLBMS | RP | 0.750 | 71836 | IN BASEMENT BY METER
7355 | MACBETH DR | 43016-9179 | Active | 101474 | WATTS | 009QT | RP | 0.750 | 71847 | BACK CORNER OF BASEMENT AT WATER METER
4136 | MACDUFF WAY | 43016-8230 | Active | 148943 | WATTS | 009QT | RP | 0.750 | 63008 | BASEMENT WEST WALL
4143 | MACDUFF WAY | 43016-9578 | Active | T329062 | WILKINS | 720A | PVB | 0.750 | 98847 | FRONT LEFT
4148 | MACDUFF WAY | 43016-8230 | Active | 74549 | WATTS | 009QT | RP | 0.750 | 63072 | IN CRAWL SPACE BY METER
4157 | MACDUFF WAY | 43016-9578 | Active | H178429 | FEBCO | 765 | PVB | 0.750 | 92080 | RIGHT FRONT OF HOUSE
4171 | MACDUFF WAY | 43016-9578 | Not Required by DOW | CB833244 | WILKINS | 720A | PVB | 0.750 | 3648343 | RIGHT REAR
4171 | MACDUFF WAY | 43016-9578 | Active | W046950 | WILKINS | 975 | RP | 0.750 | 63147 | BSMNT AT WATER METER
4227 | MACDUFF WAY | 43016-9511 | Active | 104745 | WATTS | 009M3QT | RP | 0.750 | 63344 | BASEMENT
5929 | MACEWEN CT | 43017-9417 | Active | 2862060 | WILKINS | 975XLBMS | RP | 0.750 | 92831 | RIGHT SIDE
5943 | MACEWEN CT | 43017-9417 | Active | 05941 | FEBCO | 765 | PVB | 1.000 | 68380 | LEFT OF FRONT DOOR
5961 | MACEWEN CT | 43017-9417 | Active | T065329 | WILKINS | 720A | PVB | 1.000 | 68414 | LEFT SIDE OF FRONT DOOR
5968 | MACEWEN CT | 43017-9417 | Active | CAA07512 | WILKINS | 720 | PVB | 0.750 | 3474504 | BACK CENTER
5973 | MACEWEN CT | 43017-9417 | Active | 779334 | WILKINS | 720 | PVB | 1.000 | 3474505 | LEFT OF FRONT DOOR
5984 | MACEWEN CT | 43017 | Active | 22387 | WATTS | 800M2QT | PVB | 1.000 | 68468 | LEFT FRONT
5993 | MACEWEN CT | 43017-9417 | Active | T147959 | WATTS | 800M4FR | PVB | 1.000 | 68488 | LEFT CENTER BY A/C
6001 | MACEWEN CT | 43017-9417 | Active | DE5176 | FEBCO | 765 | PVB | 1.000 | 93945 | RIGHT CENTER
929 | MACGREGOR AVE | 43085-2970 | Active | T126285 | WILKINS | 720A | PVB | 0.750 | 88715 | LEFT SIDE OF HOUSE
941 | MACGREGOR AVE | 43085-2970 | Active | 190478 | WILKINS | 720A | PVB | 0.750 | 74719 | LEFT REAR
1120 | MACGREGOR WEST AVE | 43085-2887 | Active | CB794382 | WILKINS | 720A | PVB | 1.000 | 53989
1148 | MACGREGOR WEST AVE | 43085-2887 | Active | 21388 | WATTS | 800QT | PVB | 1.000 | 54052 | FRONT OF HOUSE
1176 | MACGREGOR WEST AVE | 43085-2887 | Active | 20198 | FEBCO | 765 | PVB | 1.000 | 93991 | FRONT OF HOUSE LEFT FRONT DOOR
8258 | MACHA CT | 43016 | Active | CB547121 | WILKINS | 720A | PVB | 0.750 | 3634951 | LEFT FRONT
8266 | MACHA CT | 43016 | Active | T257762 | WILKINS | 720A | PVB | 0.750 | 3613545 | LEFT SIDE
8274 | MACHA CT | 43016 | Active | T293906 | WILKINS | 720A | PVB | 0.750 | 3624811 | RIGHT SIDE
8282 | MACHA CT | 43016 | Active | T293626 | WILKINS | 720A | PVB | 0.750 | 3624938 | LEFT SIDE
8290 | MACHA CT | 43016-6237 | Active | T206117 | WILKINS | 720A | PVB | 0.750 | 3611468 | RIGHT FRONT
8962 | MACINTYRE DR | 43017-9616 | Active | CB659409 | WILKINS | 720A | PVB | 0.750 | 74425 | FRONT RIGHT -OF FRONT DR
8963 | MACINTYRE DR | 43017-8543 | Active | T034218 | WILKINS | 720A | PVB | 0.750 | 100067 | FRONT BY LEFT OF FRONT DOOR
9000 | MACINTYRE DR | 43017-9616 | Active | CB729870 | WILKINS | 720A | PVB | 1.000 | 3609561 | LEFT REAR
6268 | MACKEN CT | 43016-8515 | Active | 874909 | WILKINS | 720A | PVB | 0.750 | 69524 | RIGHT SIDE
1930 | MACKENZIE DR | 43220-2932 | Active | ACF1413 | WILKINS | 975XL2 | RP | 1.500 | 3474565
1951 | MACKENZIE DR | 43220-2933 | Active | 506104 | RAINBIRD | 100R | PVB | 1.000 | 56733 | FRONT OF HOUSE
2020 | MACKENZIE DR | 43220-2997 | Active | 4928279 | Wilkins | 975XL2 | RP | 2.000 | 57049 | NW CORNER OF BUILDING 2034
2020 | MACKENZIE DR | 43220-2997 | Active | 3308728 | WILKINS | 975XLBMS | RP | 2.000 | 57050 | WEST SIDE OF 1964 MACKENZIE
2068 | MACKENZIE DR | 43220-2949 | Active | 530289 | RAINBIRD | 100 | PVB | 1.000 | 93947 | LEFT SIDE OF HOUSE
655 | MACON ALY | 43206-2289 | Active | CB544541 | WILKINS | 720A | PVB | 0.750 | 3639501 | SOUTH SIDE OF GARAGE
724 | MACON ALY | 43206-2106 | Active | 3690173 | WILKINS | 975XL | RP | 0.750 | 3474650 | BASEMENT
767 | MACON ALY | 43206-2100 | Active | 672579 | WATTS | 800M4FR | PVB | 1.000 | 95625 | LEFT SIDE OF HOUSE NEXT TO GAS METER
7674 | MACRENAN LN | 43016-8446 | Active | HE5515 | FEBCO | 765 | PVB | 1.000 | 72476 | RIGHT FRONT
7706 | MACRENAN LN | 43016-8449 | Active | 309170 | WILKINS | 720A | PVB | 0.750 | 72589 | LEFT HAND SIDE
7714 | MACRENAN LN | 43016-8449 | Active | 903332 | WILKINS | 720A | PVB | 0.750 | 72613 | RIGHT HAND SIDE
4242 | MACSWAY AVE | 43232-4257 | Due Install |  |  |  | RP | 1.000 | 3474674
4245 | MACSWAY AVE | 43232-4247 | Active | 1489300106 | AMES | 2000SS | DC | 4.000 | 3474675 | SPRINKLER RISER ROOM
4245 | MACSWAY AVE | 43232-4247 | Due Install |  |  |  | RP | 6.000 | 3649467
4284 | MACSWAY AVE | 43232-4257 | Active | 683191 | WILKINS | 975 | RP | 2.000 | 63534 | IN STORAGE ROOM IN SW CORNER OF BLDG AT WATER METER
4290 | MACSWAY AVE | 43232-4257 | Active | 17956 | WATTS | 919QT | RP | 1.500 | 3605715 | MECHANICAL ROOM BY METER
4300 | MACSWAY AVE | 43232-4207 | Active | 4825258 | WILKINS | 975XL2 | RP | 0.750 | 3474677 | AT WATER METER
4567 | MADISON LN | 43125-9237 | Active | 06468 | WATTS | 007QT | DC | 1.500 | 64363 | BASEMENT MECHANICAL ROOM
4567 | MADISON LN | 43125-9237 | Active | 3861376 | WILKINS | 975XL2 | RP | 2.000 | 3611649 | 4567 FIREHOUSE LN, CLOSET
4575 | MADISON LN | 43125-9237 | Active | 347296 | WILKINS | 950 | DC | 1.500 | 64380 | BASEMENT BY WATER METER
5401 | MADISON ST | 43026-1456 | Active | A21577 | WATTS | 009QT | RP | 1.500 | 96541 | AT WATER METER
5401 | MADISON ST | 43026-1456 | Not Required by DOW | CB187804 | WILKINS | 720A | PVB | 1.000 | 102103 | NORTH SIDE OF BUILDING
3820 | MAGNOLIA ST | 43123 | Active | 166847 | WATTS | 009M2QT | RP | 1.500 | 3604507 | ON PARK PROPERTY BESIDE POND IN AN INSULATED BOX OFF MAGNOLIA
3866 | MAIDENS LARNE DR | 43221-5822 | Active | W644731 | WILKINS | 720A | PVB | 1.000 | 91302 | right side front
363 | MAIER PL | 43215 | Not Required by DOW | 00202 | WATTS | 008PCQT | SVB | 0.750 | 102797 | UP IN DOG PARK FOR DOG DRINKING FOUNTAIN
363 | MAIER PL | 43215 | Active | 32566 | WATTS | 919AQT | RP | 0.750 | 99563 | AT WATER METER IN SMALL HOT BOX AT END OF MAIER PL (ELECTRIC SUB STATION)
363 | MAIER PL | 43215 | Not Required by DOW | 00199 | WATTS | 008PCQT | SVB | 0.750 | 3606235 | UNDER FAKE ROCK BOX BY/FOR DRINKING FOUNTAIN AT END OF MAIER PL
371 | MAIER PL | 43215-5597 | Active | 4926428 | WILKINS | 975XL | RP | 1.000 | 3474990
583 | MAIER PL | 43205 | Active | A0500 | AMES | 4000BM2 | RP | 1.000 | 99562 | IN HOT BOX AT WATER METER CENTER ACTIVITY AREA/CLIMB WALL N PARKING LOT
708 | MAIER PL | 43215 | Not Required by DOW | 24011 | WATTS | 919AQT | RP | 2.000 | 3611389 | BATHRROOM MECH/BATHROOM CHASE AREA
708 | MAIER PL | 43215 | Active | 4855962 | WILKINS | 975XL2 | RP | 1.500 | 103444 | AT WATER METER IN HOT BOX AT ROAD & WALK PATH BY BATHROOMS
3333 | MAIN ST | 43026-9640 | Not Required by DOW |  |  |  | RP |  | 3474998
3415 | MAIN ST | 43026- | Active | CB059371 | WILKINS | 720A | PVB | 1.000 | 3607752 | AT CLUB HOUSE
3415 | MAIN ST | 43026- | Active | A07443 | WILKINS | 950 | DC | 8.000 | 60647 | 3415 DURBAN ST, PUMP HOUSE
3499 | MAIN ST | 43026-1319 | Active | 877698 | WILKINS | 720A | PVB | 1.000 | 60855 | WEST SIDE OF BLDG.NORTH OF DOOR
3499 | MAIN ST | 43026-1319 | Active | 287576 | WATTS | LF009M2QT | RP | 1.000 | 60854 | N WALL OF MECH ROOM
3500 | MAIN ST | 43026-1320 | Due Install |  |  |  | RP | 1.500 | 3475010
3511 | MAIN ST | 43026-1319 | Active | 4601213 | WILKINS | 975XL | RP | 0.750 | 3475011 | MIDDLE WALL HYGENE RM #3 METAL DOOR AT WATER METER
3513 | MAIN ST | 43026- | Active | 4601226 | WILKINS | 975 | RP | 0.750 | 3475012 | AT METER
3545 | MAIN ST | 43026-1319 | Active | 73522 | WATTS | 009QT | RP | 1.000 | 61031 | MECHANICAL ROOM IN WOMEN'S RESTROOM
3555 | MAIN ST | 43026-1326 | Active | 25846 | WATTS | 919QT | RP | 2.000 | 3609989 | CENTER BACK MECH/METER ROOM AT WATER METER
3606 | MAIN ST | 43026- | Active | 1712440310 | AMES | 3000SS | DCDA | 6.000 | 98780 | Sprinkler Riser Rm by Front Entrance
3606 | MAIN ST | 43026- | Active | 15937 | WATTS | 007M1QT | DC | 0.750 | 98782 | Sprinkler Riser Rm by Front Entrance
3606 | MAIN ST | 43026- | Active | 3313813 | WILKINS | 975XL | RP | 1.500 | 100125 | Rear Stock Room NW Corner by Electrical
3640 | MAIN ST | 43026-1359 | Due Install |  |  |  | RP | 1.000 | 3475017 | IN LADIES ROOM UNDER SINK AT WATER METER -CRAZY GREEK
3644 | MAIN ST | 43026-1359 | Active | 4777181 | WILKINS | 975XL2 | RP | 0.750 | 3475018 | CABINET SW FRONT WINDOW AT WATER METER
3677 | MAIN ST | 43026-1326 | Active | 47294 | WATTS | 919QT | RP | 0.750 | 3604221 | SW METER ROOM OFF WASH BAY AT WATER METER ENTERPRISE CAR RENTAL
3680 | MAIN ST | 43026-1359 | Due Install |  |  |  | RP | 0.750 | 3475021
3685 | MAIN ST | 43026-1326 | Active | N1201170827 | FEBCO | 876V | DCDA | 4.000 | 100957 | NW STOCKROOM/STORAGE AREA
3685 | MAIN ST | 43026-1326 | Active | H016637 | FEBCO | 805YB | DC | 0.750 | 100956 | NW STOCKROOM BY DOOR
3685 | MAIN ST | 43026-1326 | Active | 447854 | WATTS | 909M1QT | RP | 1.500 | 100935 | NW STIRAGE AREA BY DOOR AT WATER METER
3690 | MAIN ST | 43026-1321 | Due Install |  |  |  | RP |  | 3632831
3701 | MAIN ST | 43026-1326 | Active | 158442 | WATTS | 009M2 | RP | 1.000 | 3475022
3734 | MAIN ST | 43026-1321 | Due Install |  |  |  | RP | 0.750 | 3475025 | AT WATER METER
3806 | MAIN ST | 43026 | Active | 3444185 | WILKINS | 975XL | RP | 1.000 | 103707 | IRRIGATION IN HOT BOX EAST SIDE OF MAIN ST SOUTH OF WALGREENS
3817 | MAIN ST | 43026-1304 | Active | H819310 | FEBCO | 765 | PVB | 0.750 | 93952 | OUTSIDE NORTH SIDE OF BLDG
3817 | MAIN ST | 43026-1304 | Due Install |  |  |  | RP | 0.750 | 3636965
3840 | MAIN ST | 43026-1450 | Active | 226614 | WATTS | 009M2PCQT | RP | 0.750 | 61927 | NE OIL DRUM STORAGE RM 1st FL BACK OIL STORAGE/EYE WASH ROOM
3859 | MAIN ST | 43026-1448 | Due Install |  |  |  | RP |  | 3640871 | MECH/BOILER ROOM AT WATER METER THE HUB SCHOOL
3859 | MAIN ST | 43026-1448 | Active | 4099484 | WILKINS | 975XL | RP | 1.000 | 61966 | BOILER ROOM
3860 | MAIN ST | 43026-1450 | Active | 2280834 | WILKINS | 975XLBMS | RP | 1.500 | 88829 | REAR OF 3866 MECH ROOM
3971 | MAIN ST | 43026 | Active | 20191 | WATTS | LF919QT | RP | 1.500 | 3614979 | PUMP RM REAR OF BLDG CENTER OF BLDG W/ OWN DOOR
3980 | MAIN ST | 43026-1451 | Active | 4817061 | WILKINS | 975XL2 | RP | 0.750 | 3475031 | MID S WALL CLOSET AT WATER METER UNDER STEPS
3987 | MAIN ST | 43026-1449 | Active | 4601714 | WILKINS | 975XL2 | RP | 1.000 | 3475035 | BASEMENT AT WATER METER LEGACY BBQ
4004 | MAIN ST | 43026-1423 | Active | 54489 | WATTS | LF919QT | RP | 0.750 | 3475040 | KITCHEN - RIGHT OF SINK
4005 | MAIN ST | 43026-1422 | Active | 566168 | WILKINS | 975 | RP | 0.500 | 62660 | IN CABINET IN LAB ROOM
4005 | MAIN ST | 43026-1422 | Active | 581115 | WILKINS | 975 | RP | 0.750 | 62661 | IN CABINET IN LAB ROOM
4010 | MAIN ST | 43026-1423 | Active | 2776793 | WILKINS | 975XLBMS | RP | 1.000 | 94039 | JANITOR CLOSET
4020 | MAIN ST | 43026 | Active | 3306108 | WILKINS | 975XLD | RP | 0.750 | 102746 | HOT BOX MID BRICK & GATE SERVICE AREA
4021 | MAIN ST | 43026 | Active | 19604 | WATTS | 919QT | RP | 1.500 | 3611798 | BASEMENT PUMP ROOM AT WATER METER
4021 | MAIN ST | 43026 | Not Required by DOW | 52529 | WATTS | 919AQT | RP | 1.000 | 3611944 | BASEMENT PUMP ROOM
4035 | MAIN ST | 43026-1401 | Due Install |  |  |  | RP | 0.750 | 3475043 | MID MECH/ELECTRIC/HWT ROOM AT WATER METER OLD SECTION
4051 | MAIN ST | 43026-1401 | Active | ABE0631 | WILKINS | 975XL | RP | 0.750 | 62778 | SW CABINET IN MENS ROOM AT WATER METER W/GAS MTR ABNER'S RESTAURNT
4055 | MAIN ST | 43026-1401 | Active | ABS9447 | WILKINS | 975XL2 | RP | 0.750 | 3475047 | AT WATER METER BASEMENT OF SUITE 400
4056 | MAIN ST | 43026-1402 | Active | T291411 | WILKINS | 720A | PVB | 0.750 | 103358 | BACK CENTER BY A/C
4065 | MAIN ST | 43026-1435 | Active | 583524 | WILKINS | 975XL | RP | 0.750 | 62806 | IN KITCHEN BY WATER HEATER
4069 | MAIN ST | 43026-1435 | Not Required by DOW |  |  |  | RP | 0.750 | 3475049 | BACK SW AT WATER METER
4094 | MAIN ST | 43026-3434 | Active | CB338721 | WILKINS | 720A | PVB | 1.000 | 62866 | SOUTH AND WEST SIDE RIGHT SIDE REAR
4121 | MAIN ST | 43026-1403 | Active | 55615 | WATTS | LF919QT | RP | 1.000 | 3475060 | MID N CLOSET JUST INSIDE KITCHN SWING DOORS AT WATER METER
4125 | MAIN ST | 43026-3435 | Active | 274367 | WATTS | LF009M3QT | RP | 0.750 | 3555234 | AT METER IN WOMENS RESTROOM
4131 | MAIN ST | 43026-1403 | Active | 368340 | WATTS | LF009M3QT | RP | 0.750 | 3475063 | AT SOUTH WALL
4144 | MAIN ST | 43026-1437 | Active | 19963 | WATTS | 009M3QT | RP | 0.750 | 63062 | IN MECH ROOM
3760 | MAIN ST UNIT A | 43026-1321 | Active | 50949 | WATTS | 009QT | RP | 0.750 | 61687 | by meter mop sink
3760 | MAIN ST UNIT A | 43026-1321 | Active | 126525 | WATTS | 009QT | RP | 1.000 | 61686 | NEAR SIDE DOOR #1041
3290 | MAIZE RD | 43224-3207 | Due Install |  |  |  | RP |  | 3475473
3901 | MAIZE RD | 43224-2661 | Active | 375450 | WATTS | 009M3QT | RP | 0.750 | 101830 | SOUTH BOILER ROOM
3901 | MAIZE RD | 43224-2661 | Active | ABJ5871 | WILKINS | 975XL | RP | 0.750 | 99554 | IN NORTH BOILER ROOM
4141 | MAIZE RD | 43224-1949 | Active | W059684 | WILKINS | 975XLBMS | RP | 1.500 | 63040 | MECH ROOM WEST SIDE OF BUILDING
4141 | MAIZE RD | 43224-1949 | Not Required by DOW | 835613 | WILKINS | 720A | PVB | 0.750 | 103751 | SIDE OF BUILDING
4360 | MAIZE RD | 43224-1064 | Active | EQ607 | CONBRACO | 40204A2 | RP | 0.750 | 63806 | BOILER ROOM - Maize E. S.
4480 | MAIZE RD | 43224- | Not Required by DOW | [5 empty] | 3475644
4625 | MAIZE RD | 43224-1160 | Active | 24235 | WATTS | LF919QT | RP | 1.500 | 3633000 | NW MECH/WATER ROOM AT WATER METER. OUTSIDE DOOR
6644 | MAJOR WAY | 43026 | Active | T447578 | WILKINS | 720 | PVB | 0.750 | 3644906
6654 | MAJOR WAY | 43026 | Active | T447578 | WILKINS | 720A | PVB | 0.750 | 3646633
6664 | MAJOR WAY | 43026 | Active | CB921652 | WILKINS | 720A | PVB | 0.750 | 3644799 | RIGHT FRONT
6681 | MAJOR WAY | 43026 | Active | T434763 | WILKINS | 720 | PVB | 0.750 | 3645965 | RIGHT FRONT
6694 | MAJOR WAY | 43026 | Active | T451435 | WILKINS | 720A | PVB | 0.750 | 3644801
2285 | MALIN PL | 43224-1550 | Due Install |  |  |  | RP | 3.000 | 3475794
2317 | MALIN PL | 43224-1553 | Due Install |  |  |  | RP | 3.000 | 3475795
1786 | MALLOW LN | 43123- | Active | GH0936 | WATTS | 957 | RP | 3.000 | 99117 | WEST SIDE OF ROAD BEHIND WALL IN HOT BOX
1786 | MALLOW LN | 43123- | Active | 67461 | WATTS | 007M1PCQT | DC | 0.750 | 92965 | WEST SIDE OF ROAD BEHIND WALL IN METER PIT
1786 | MALLOW LN | 43123- | Active | 1087941106 | WATTS | 774XDCDA | DCDA | 6.000 | 92958 | WEST SIDE OF ROAD BEHIND IN METER PIT
1786 | MALLOW LN | 43123- | Not Required by DOW | W01786 | WILKINS | 975 | RP | 0.750 | 3610220 | WEST SIDE OF ROAD BEHIND WALL
1863 | MALLOW LN | 43123-5000 | Active | H517253 | FEBCO | 765 | PVB | 0.750 | 95447 | RIGHT SIDE OF HOUSE
1868 | MALLOW LN | 43123 | Active | CB016221 | WILKINS | 720A | PVB | 0.750 | 102972 | LEFT SIDE
1878 | MALLOW LN | 43123 | Active | T380435 | WILKINS | 720A | PVB | 0.750 | 3602893 | LEFT SIDE OF HOUSE
1883 | MALLOW LN | 43123 | Active | T223549 | WILKINS | 720A | PVB | 0.750 | 3603780 | LEFT SIDE - FRONT
1888 | MALLOW LN | 43123 | Active | CB029559 | WILKINS | 720A | PVB | 0.750 | 103674 | RIGHT SIDE
1893 | MALLOW LN | 43123-5000 | Active | CB325645 | WILKINS | 720A | PVB | 0.750 | 3600799 | RIGHT SIDE OF HOUSE
1913 | MALLOW LN | 43123 | Active | CB443292 | WILKINS | 720A | PVB | 0.750 | 3601271 | LEFT SIDE OF HOUSE
1918 | MALLOW LN | 43123-5001 | Active | H016105 | FEBCO | 765 | PVB | 0.750 | 98526 | RIGHT SIDE OF HOUSE
1939 | MALLOW LN | 43123-5001 | Active | CB154182 | WILKINS | 720A | PVB | 0.750 | 97275 | LEFT SIDE
1944 | MALLOW LN | 43123-5001 | Active | F006253 | WILKINS | 720A | PVB | 0.750 | 97646 | RIGHT SIDE
1912 | MALVERN RD | 43221-4125 | Active | 601546 | WILKINS | 720A | PVB | 0.750 | 93966 | FRONT LEFT
1943 | MALVERN RD | 43221-4124 | Active | T304605 | WILKINS | 720A | PVB | 0.750 | 56706 | FRONT LEFT OF HOUSE
1984 | MALVERN RD | 43221-4125 | Active | T427483 | WILKINS | 720A | PVB | 0.750 | 92065
1955 | MANLEY WAY | 43123-3774 | Active | H639450 | FEBCO | 765 | PVB | 0.750 | 100099 | RIGHT SIDE OF HOUSE
4840 | MANNBORO DR | 43220-5413 | Active | CB984378 | WILKINS | 720A | PVB | 1.000 | 93969 | LEFT SIDE OF HOUSE
4850 | MANNBORO DR | 43220-5413 | Active | 017340 | WATTS | 800M4FR | PVB | 1.000 | 65234 | FRONT OF HOUSE
4860 | MANNBORO DR | 43220-5413 | Active | H083750 | FEBCO | 765 | PVB | 1.000 | 87270 | LEFT SIDE OF HOUSE
4865 | MANNBORO DR | 43220-5414 | Active | CB636462 | WILKINS | 720A | PVB | 0.750 | 3476214 | FRONT OF HOUSE
4875 | MANNBORO DR | 43220-5414 | Active | T471857 | WILKINS | 720A | PVB | 1.000 | 65292 | LEFT SIDE OF HOUSE
4880 | MANNBORO DR | 43220-5413 | Active | 677854 | RAINBIRD | 100 | PVB | 1.000 | 93970 | RIGHT FRONT DOOR
4340 | MANOR E CT | 43017-7101 | Active | A60008 | WATTS | 009QT | RP | 0.750 | 63735 | IN BASEMENT BY FURNACE
4348 | MANOR E CT | 43017-7101 | Active | 100519 | WATTS | 009M3QT | RP | 0.750 | 63763 | IN BASEMENT AT METER
4363 | MANOR E CT | 43017-7102 | Active | W067964 | WILKINS | 975 | RP | 0.750 | 63814 | IN BASEMENT AT METER
4364 | MANOR E CT | 43017-7101 | Active | W068024 | WILKINS | 975 | RP | 1.000 | 63816 | BASEMENT
555 | MANOR PARK DR | 43228 | Active | VI-1117 | AMES | COLT 300-GV | DCDA | 6.000 | 3653013 | HOT BOX AT DRIVEWAY ENTRANCE
555 | MANOR PARK DR | 43228 | Active | 27612 | WATTS | LF919AQT | RP | 1.500 | 3652995 | HOT BOX AT DRIVEWAY ENTRANCE
555 | MANOR PARK DR | 43228 | Active | 111577 | WATTS | LF007M3QT | DC | 0.750 | 3653014 | HOT BOX AT DRIVEWAY ENTRANCE
575 | MANOR PARK DR | 43228-9522 | Not Required by DOW | 111134 | WATTS | 009M3 | RP | 0.500 | 67805 | BACK OF BUILDING INSIDE BY TANKS
575 | MANOR PARK DR | 43228-9522 | Active | 124079 | WATTS | 009 | RP | 1.000 | 67806 | OFFICE WATER METER ROOM
601 | MANOR PARK DR | 43228-9522 | Active | 147259 | WATTS | 009QT | RP | 1.000 | 68694 | SOUTH SIDE OF BUILD NEW ENTRANCE DOOR AT METER
650 | MANOR PARK DR | 43228-9396 | Active | RL-1481 | AMES | 300GV | DCDA | 8.000 | 3476301
650 | MANOR PARK DR | 43228-9396 | Active |  |  |  | LST |  | 3654540 | Fire Pump Room (NW Corner)
650 | MANOR PARK DR | 43228-9396 | Not Required by DOW |  |  |  | RP |  | 3623069
650 | MANOR PARK DR | 43228-9396 | Active | 50096 | AMES | 2000BM3 | DC | 0.750 | 3623068 | Fire Pump Room (NW Corner)
683 | MANOR PARK DR | 43228-9522 | Not Required by DOW | 02010 | WATTS | LF909M1QT | RP | 1.250 | 3616782 | MECHANICAL ROOM
683 | MANOR PARK DR | 43228-9522 | Not Required by DOW | 008042 | WATTS | LF909M1QT | RP | 2.000 | 3616781 | BOILER ROOM
683 | MANOR PARK DR | 43228-9522 | Not Required by DOW | 08385 | WATTS | 008PCQT | SVB | 0.750 | 3616783 | FOAM MACHINE, RAW STAGING CORRIDOR
683 | MANOR PARK DR | 43228-9522 | Not Required by DOW | PJ-0488 | WATTS | 957 | RP | 4.000 | 102747 | OVER SPRAYERS, BOILER ROOM
683 | MANOR PARK DR | 43228-9522 | Active | QA-0689 | AMES | COLT 400 | RP | 6.000 | 3616794 | RISER ROOM
683 | MANOR PARK DR | 43228-9522 | Not Required by DOW | 08390 | WATTS | 008PCQT | SVB | 0.750 | 3622581
683 | MANOR PARK DR | 43228-9522 | Not Required by DOW | 08288 | WATTS | 008PCQT | SVB | 0.750 | 3622586
683 | MANOR PARK DR | 43228-9522 | Not Required by DOW | 08295 | WATTS | 008PCQT | SVB | 0.750 | 3622585
683 | MANOR PARK DR | 43228-9522 | Not Required by DOW | 08387 | WATTS | 008PCQT | SVB | 0.750 | 3622582
683 | MANOR PARK DR | 43228-9522 | Not Required by DOW | 08291 | WATTS | 008PCQT | SVB | 0.750 | 3622583
683 | MANOR PARK DR | 43228-9522 | Not Required by DOW | 08389 | WATTS | 008PCQT | SVB | 0.750 | 3622587
683 | MANOR PARK DR | 43228-9522 | Active | QD-1384 | WATTS | 957 | RP | 4.000 | 3616784 | AT WATER METER
683 | MANOR PARK DR | 43228-9522 | Not Required by DOW | 08284 | WATTS | 008PCQT | SVB | 0.750 | 3622588
683 | MANOR PARK DR | 43228-9522 | Not Required by DOW | 08382 | WATTS | 008PCQT | SVB | 0.750 | 3622584
700 | MANOR PARK DR | 43228-9397 | Active | 83491 | WATTS | 2000B | DC | 0.750 | 3648883 | MTR PIT
700 | MANOR PARK DR | 43228-9397 | Active | 139380319 | AMES | 4000SS | RP | 3.000 | 3633536 | AT TURN UP BEHIND OFFICES
700 | MANOR PARK DR | 43228-9397 | Active | 1984490320 | AMES | 3000SS | DCDA | 8.000 | 3644926 | MTR PIT
727 | MANOR PARK DR | 43228-9522 | Active | 33850 | AMES | 2000B | DC | 0.750 | 71718 | Rear of Shop
727 | MANOR PARK DR | 43228-9522 | Active | 1507640 | WILKINS | 975XL | RP | 1.000 | 71717 | BY SPRINKLER
727 | MANOR PARK DR | 43228-9522 | Active | 1303451003 | AMES | 3000SS | DCDA | 4.000 | 71716 | rear shop o/s rr
777 | MANOR PARK DR | 43228-9522 | Active | 648494 | WATTS | 909QT | RP | 0.750 | 89239 | BOILER ROOM
777 | MANOR PARK DR | 43228-9522 | Due Install |  |  |  | DCDA | 8.000 | 3629905
777 | MANOR PARK DR | 43228-9522 | Due Install |  |  |  | RP | 3.000 | 3629904
800 | MANOR PARK DR | 43228-9640 | Not Required by DOW | 649825 | WATTS | 909QT | RP | 0.750 | 73168 | NE PRODUCTION ROOM ABOVE WATER FOUNTAIN
800 | MANOR PARK DR | 43228-9640 | Active | 145393 | WATTS | 909 | RP | 3.000 | 73167 | NE CORNER OF WEIGHT ROOM AT METER
800 | MANOR PARK DR | 43228-9640 | Active | 400694 | WATTS | 709 | DC | 10.000 | 73169 | FIRE PUMP ROOM (FRONT OF BUILDING BY OFFICE)
800 | MANOR PARK DR | 43228-9640 | Not Required by DOW | 64567 | WATTS | 009QT | RP | 2.000 | 73171 | COLUMN B-17
800 | MANOR PARK DR | 43228-9640 | Not Required by DOW | 66028 | WATTS | 009QT | RP | 2.000 | 73172 | COLUMN B-13
800 | MANOR PARK DR | 43228-9640 | Not Required by DOW | 66030 | WATTS | 009QT | RP | 2.000 | 73173 | COLUMN B-11
800 | MANOR PARK DR | 43228-9640 | Not Required by DOW | 66079 | WATTS | 009QT | RP | 2.000 | 73174 | MEZZANINE BY COMPRESSOR
800 | MANOR PARK DR | 43228-9640 | Active | 145385 | WATTS | 909 | RP | 3.000 | 73166 | NE CORNER OF WEIGHT ROOM AT METER
800 | MANOR PARK DR | 43228-9640 | Not Required by DOW | 8547 | WATTS | 007QT | DC | 2.000 | 73175 | MEZZANINE ABOVE COMPRESSOR
800 | MANOR PARK DR | 43228-9640 | Not Required by DOW | 106694 | WATTS | 909 | RP | 2.500 | 73165 | MEZZANINE - BACK WALL BEHIND COMPRESSORS
4387 | MANOR W CT | 43017-7104 | Active | 4746541 | WILKINS | 975XL2 | RP | 0.750 | 63860 | BASEMENT @ METER YOKE
4394 | MANOR W CT | 43017-7103 | Active | 102956 | WATTS | 009QT | RP | 0.750 | 63883 | BASEMENT AT WATER METER
4394 | MANOR W CT | 43017-7103 | Not Required by DOW | 813504 | WILKINS | 720A | PVB | 0.750 | 63884 | BACK RIGHT BEHIND A/C NOT REQUIRED
4403 | MANOR W CT | 43017-7104 | Active | 100526 | Watts | 009 | RP | 0.750 | 63940 | IN BASEMENT AT METER
4403 | MANOR W CT | 43017-7104 | Active | 682750 | WATTS | 800M4QT | PVB | 1.000 | 63941 | FRONT OF HOUSE
1124 | MANORWOOD TRCE | 43123 | Active | EAF5291 | WILKINS | 720 | PVB | 0.750 | 3651479
6010 | MANSHIRE CT | 43119-8575 | Active | DK6569 | FEBCO | 765 | PVB | 0.750 | 68697 | RIGHT SIDE OF HOUSE OUTSIDE
6058 | MANSHIRE CT | 43119-8575 | Active | t318692 | WILKINS | 720A | PVB | 0.750 | 68823 | LEFT SIDE OF HOUSE
3309 | MANSION WAY | 43221-1580 | Active | AA6974 | FEBCO | 765 | PVB | 1.500 | 60447 | WEST OF FRONT DOOR--3307 MANSION WAY BLVD
3336 | MANSION WAY | 43221-1573 | Active | 97974 | FEBCO | 765 | PVB | 1.500 | 60496 | RIGHT SIDE OF UNIT BY PORCH
3343 | MANSION WAY | 43221-1574 | Active | AM2027 | FEBCO | 825YA | RP | 1.500 | 60501 | 3345 MANSION WAY BLVD, RIGHT SIDE
6250 | MANTEO DR | 43016-8481 | Active | 55789 | WATTS | 800M4QT | PVB | 0.750 | 93971 | LEFT FRONT
6258 | MANTEO DR | 43016-8481 | Active | T363501 | WILKINS | 720A | PVB | 0.750 | 69498 | FRONT LEFT OF DOOR BY GARAGE
6265 | MANTEO DR | 43016-8482 | Active | G182398 | WILKINS | 720A | PVB | 0.750 | 93972 | RIGHT SIDE OF HOUSE
6266 | MANTEO DR | 43016-8481 | Active | EAC3901 | WILKINS | 720A | PVB | 0.750 | 69519 | RIGHT FRONT
6274 | MANTEO DR | 43016-8481 | Active | T417479 | WILKINS | 720A | PVB | 1.000 | 93973 | LEFT FRONT
6314 | MANTEO DR | 43016-8481 | Active | T253835 | WILKINS | 720A | PVB | 0.750 | 3476384 | RIGHT SIDE OF THE HOUSE
5701 | MAPLE CANYON AVE | 43229-3859 | Active | 59741 | WATTS | 919QT | RP | 0.750 | 67665 | AT METER BY BACK DR MOP SINK -HWT KITCHEN SIDE
5735 | MAPLE CANYON AVE | 43229-3859 | Active | 613314 | WATTS | 800QT | PVB | 1.000 | 67753 | AT METER SETTING
5735 | MAPLE CANYON AVE | 43229-3859 | Active | 238949 | WATTS | 009QT | RP | 0.750 | 67754 | AT METER SETTING IN OFFICE
5750 | MAPLE CANYON AVE | 43229-2862 | Active | A12474 | WATTS | 007QT | DC | 2.000 | 87512 | BASEMENT NEXT TO WATER METER
5759 | MAPLE CANYON AVE | 43229 | Active | 64370 | AMES | 2000BM3 | DC | 0.750 | 3648871
5759 | MAPLE CANYON AVE | 43229 | Active | VD-1253 | AMES | 300GV | DCDA | 8.000 | 3648870 | METER ROOM NORTHEAST SIDE OF PROPERTY NORTHEAST END OF BLDG
5759 | MAPLE CANYON AVE | 43229 | LPS - Active |  |  |  | LPC |  | 3648869
5759 | MAPLE CANYON AVE | 43229 | LPS - Active |  |  |  | LST |  | 3648872
5759 | MAPLE CANYON AVE | 43229 | Active | UL-3326 | WATTS | 957 | RP | 4.000 | 3648868 | METER ROOM NORTHEAST SIDE OF PROPERTY NORTHEAST END OF BLDG
5901 | MAPLE CANYON AVE | 43229- | Active | WI-0742 | WATTS | 957 | RP | 4.000 | 3476457 | IN HOT BOX AT PIT
6265 | MAPLE CANYON AVE | 43229 | Active | VE-1073 | AMES | 300GV | DCDA | 8.000 | 3652155 | PIT SE CORNER LEFT OF ENTRANCE
6265 | MAPLE CANYON AVE | 43229 | Active | 65529 | AMES | 2000BM3 | DC | 0.750 | 3652156 | PIT LEFT OF ENTRANCE
6265 | MAPLE CANYON AVE | 43229 | Active | VF-0420 | AMES | 400 | RP | 4.000 | 3652154 | HOTBOX SE CORNER LEFT OF ENTRANCE
5961 | MAPLE CANYON DR | 43229- | Due Install |  |  |  | RP | 3.000 | 3476481
5961 | MAPLE CANYON DR | 43229- | Active | 008484 | FEBCO | 805YB | DC | 0.750 | 3652484
5961 | MAPLE CANYON DR | 43229- | Active | 9810061324 | FEBCO | 856 | DCDA | 6.000 | 3652483
5535 | MAPLE DELL CT | 43026- | Active | 89927 | WATTS | 009QT | RP | 1.500 | 67197 | IN MECH ROOM IN FRONT OF WATER METER SPORTS FIELDS
5622 | MAPLE DELL CT | 43026-7699 | Active | CB451695 | WILKINS | 720A | PVB | 0.750 | 3590006 | RIGHT FRONT
843 | MAPLE HILL BL | 43235-2210 | Active | 672276 | WILKINS | 720A | PVB | 0.750 | 73844 | LEFT SIDE FRONT
851 | MAPLE HILL BL | 43235-2210 | Active | 672953 | WILKINS | 720A | PVB | 0.750 | 74004 | RIGHT SIDE
787 | MAPLE HILL BLVD | 43235-2210 | Active | 902507 | WILKINS | 720A | PVB | 0.750 | 72933 | EAST SIDE OF RESIDENCE
795 | MAPLE HILL BLVD | 43235-2210 | Active | eaf5632 | WILKINS | 720A | PVB | 0.750 | 73066 | EAST SIDE OF HOUSE (FRONT SIDE)
803 | MAPLE HILL BLVD | 43235-2210 | Active | 92768 | WILKINS | 720A | PVB | 0.750 | 73228 | SIDE OF HOUSE
811 | MAPLE HILL BLVD | 43235-2210 | Active | 185333 | WATTS | 800QT | PVB | 0.750 | 73330 | RIGHT SIDE FRONT
819 | MAPLE HILL BLVD | 43235-2210 | Active | 902527 | WILKINS | 720A | PVB | 0.750 | 73485 | RIGHT SIDE FRONT
827 | MAPLE HILL BLVD | 43235-2210 | Active | 792660 | WILKINS | 720A | PVB | 0.750 | 73635 | SIDE OF HOUSE
835 | MAPLE HILL BLVD | 43235-2210 | Active | 792645 | WILKINS | 720A | PVB | 0.750 | 73736 | SIDE OF HOUSE
859 | MAPLE HILL BLVD | 43235-2210 | Active | 185689 | WATTS | 800M4QT | PVB | 0.750 | 74103 | NORTH SIDE OF RESIDENCE
7597 | MAPLE TRUNK DR | 43110 | Active | T380319 | WILKINS | 720A | PVB | 0.750 | 3616658 | RIGHT FRONT
7621 | MAPLE TRUNK DR | 43110 | Active | T386400 | Wilkins | 720A | PVB | 0.750 | 3602682
6722 | MAPLEBROOK LN | 43235- | Active | 3883390 | WILKINS | 975 | RP | 0.750 | 3476529 | W SIDE OF PARK CLOSE TO METER PIT
6746 | MAPLEBROOK LN | 43235-2733 | Active | T345762 | WILKINS | 720A | PVB | 0.750 | 3476534 | RIGHT CENTER
6795 | MAPLEBROOK LN | 43235-6899 | Active | 647101 | WATTS | 800M4QT | PVB | 1.000 | 91273 | RIGHT CENTER
7263 | MAPLELEAF BLVD | 43235 | Active | 164616 | WATTS | 009M3QT | RP | 0.750 | 103711 | ON BRICK PILLAR
7328 | MAPLELEAF BLVD | 43235-4220 | Active | 181331 | WILKINS | 420 | PVB | 1.000 | 71806 | RIGHT SIDE OF HOUSE
681 | MAPLERUN LN | 43081-5058 | Active | A13160 | FEBCO | 765 | PVB | 0.750 | 70745 | RIGHT CENTER
705 | MAPLERUN LN | 43081-5058 | Active | 426955 | WILKINS | 720A | PVB | 0.750 | 93953 | LEFT SIDE
91 | MAPLEWOOD AVE | 43213-1775 | Due Install |  |  |  | DCDA |  | 3638263 | PIT FRONT YARD
91 | MAPLEWOOD AVE | 43213-1775 | Due Install |  |  |  | RP |  | 3638262 | PIT FRONT YARD
91 | MAPLEWOOD AVE | 43213-1775 | Not Required by DOW | 034955 | WATTS | LF909QT | RP | 0.750 | 88615 | BOILER ROOM
2790 | MAPLEWOOD DR | 43231-4858 | Active | T055386 | WILKINS | 720A | PVB | 1.000 | 93247 | LEFT SIDE OF HOUSE
2806 | MAPLEWOOD DR | 43231-4858 | Active | CB269881 | WILKINS | 720A | PVB | 1.000 | 96203 | REAR RIGHT BY SUNROOM CORNER
6353 | MAR MIN CT | 43085-7233 | Active | H461668 | FEBCO | 765 | PVB | 0.750 | 94461 | REAR OF CONDO
6354 | MAR MIN CT | 43085-7232 | Active | H461481 | FEBCO | 765 | PVB | 0.750 | 94462 | REAR OF CONDO
2018 | MARBLE CLIFF CROSSING CT | 43204 | Active | T240273 | WILKINS | 720 | PVB | 0.750 | 3613467 | RIGHT SIDE
2019 | MARBLE CLIFF CROSSING CT | 43204-4969 | Active | T240213 | WILKINS | 720 | PVB | 0.750 | 3615332 | LEFT SIDE OF HOUSE
2075 | MARBLE CLIFF OFFICE PK | 43215-1053 | Active | 83972 | WATTS | 009M2QT | RP | 1.500 | 57154 | MECH ROOM EAST SIDE
2100 | MARBLE CLIFF OFFICE PK | 43215-1056 | Active | 13533 | WATTS | 919QT | RP | 1.500 | 3592698 | UTILITY ROOM OF 2100 "A"
2127 | MARBLE CLIFF OFFICE PK | 43215- | Active | 1878250316 | AMES | 3000SS | DCDA | 6.000 | 88873 | IN PIT S. OF 2150
2127 | MARBLE CLIFF OFFICE PK | 43215- | Active | 25295 | WATTS | 007M1QT | DC | 0.750 | 88831 | IN MTR PIT S. OF 2150
2150 | MARBLE CLIFF OFFICE PK | 43215-1056 | Active | 103763 | WATTS | 009M2QT | RP | 1.500 | 57451 | SOUTH WALL OF MECHANICAL ROOM
1821 | MARBLECLIFF CROSSING CT | 43204-4968 | Active | 85372 | WATTS | 800QT | PVB | 0.750 | 56304 | LEFT SIDE OUT HOUSE
1826 | MARBLECLIFF CROSSING CT | 43204-4966 | Active | 95829 | WATTS | 800QT | PVB | 0.750 | 56327 | EAST SIDE OF RESIDENCE
1827 | MARBLECLIFF CROSSING CT | 43204-4968 | Active | 85425 | WATTS | 800M4QT | PVB | 0.750 | 56329 | WEST SIDE OF RESIDENCE
1833 | MARBLECLIFF CROSSING CT | 43204-4968 | Active | 100156 | WATTS | 800QT | PVB | 0.750 | 93954 | LEFT SIDE
1838 | MARBLECLIFF CROSSING CT | 43204-4966 | Active | 81664 | WATTS | 800QT | PVB | 0.750 | 56364 | LEFT SIDE OF HOUSE
1839 | MARBLECLIFF CROSSING CT | 43204-4968 | Active | 100173 | WATTS | 800QT | PVB | 0.750 | 56365 | RIGHT SIDE OF HOUSE-****DUPLICATE #-PREFIXED W/ "Z"****
1850 | MARBLECLIFF CROSSING CT | 43204-4966 | Active | 98330 | WATTS | 800M4QT | PVB | 0.750 | 56414 | EASTSIDE OF RESIDENCE
1851 | MARBLECLIFF CROSSING CT | 43204-4968 | Active | 93336 | WATTS | 800M2QT | PVB | 0.750 | 56421 | BY METER PIT
1851 | MARBLECLIFF CROSSING CT | 43204-4968 | Active | 219063 | FEBCO | 825Y | RP | 1.000 | 95250 | BY METER PIT
1856 | MARBLECLIFF CROSSING CT | 43204-4966 | Active | 98360 | WATTS | 800M4QT | PVB | 0.750 | 56429 | WESTSIDE OF RESIDENCE
1857 | MARBLECLIFF CROSSING CT | 43204-4968 | Active | 93325 | WATTS | 800QT | PVB | 0.750 | 56430 | WEST SIDE OF HOUSE
1863 | MARBLECLIFF CROSSING CT | 43204-4968 | Active | CB105708 | WILKINS | 720A | PVB | 0.750 | 56440 | EAST SIDE OF RESIDENCE
1869 | MARBLECLIFF CROSSING CT | 43204-4968 | Active | F137501 | WILKINS | 720A | PVB | 0.750 | 56454 | WEST SIDE OF RESIDENCE
1875 | MARBLECLIFF CROSSING CT | 43204-4968 | Active | 118446 | WATTS | 800QT | PVB | 0.750 | 56465 | EAST SIDE OF RESIDENCE
1880 | MARBLECLIFF CROSSING CT | 43204-4966 | Active | 103369 | WATTS | 800M4QT | PVB | 0.750 | 56492 | WEST SIDE OF HOUSE
1881 | MARBLECLIFF CROSSING CT | 43204-4968 | Active | 121797 | WATTS | 800QT | PVB | 0.750 | 56495 | NORTH SIDE OF RESIDENCE
1887 | MARBLECLIFF CROSSING CT | 43204-4968 | Active | 672229 | WILKINS | 720A | PVB | 0.750 | 56516 | EAST SIDE
1892 | MARBLECLIFF CROSSING CT | 43204-4966 | Active | 116956 | WATTS | 800M4QT | PVB | 0.750 | 56528 | SOUTH SIDE
1893 | MARBLECLIFF CROSSING CT | 43204-4968 | Active | CB630498 | WILKINS | 720A | PVB | 0.750 | 56531 | WEST SIDE OF RESIDENCE
1899 | MARBLECLIFF CROSSING CT | 43204-4968 | Active | 602208 | WILKINS | 720A | PVB | 0.750 | 56544 | EAST SIDE OF RESIDENCE
1900 | MARBLECLIFF CROSSING CT | 43204-4966 | Active | 277092 | WATTS | 800QT | PVB | 0.750 | 56562 | NORTH SIDE OF RESIDENCE
1904 | MARBLECLIFF CROSSING CT | 43204-4966 | Active | 100192 | WATTS | 800M4QT | PVB | 0.750 | 56579 | EAST SIDE OF RESIDENCE
1905 | MARBLECLIFF CROSSING CT | 43204-4968 | Active | 672242 | WILKINS | 720A | PVB | 0.750 | 56580 | WEST SIDE OF RESIDENCE
1910 | MARBLECLIFF CROSSING CT | 43204-4966 | Active | 104199 | WATTS | 800M4QT | PVB | 0.750 | 56601 | NORTH SIDE OF RESIDENCE
1911 | MARBLECLIFF CROSSING CT | 43204-4968 | Active | G171440 | WILKINS | 720A | PVB | 0.750 | 56605 | LEFT SIDE OF HOUSE
1916 | MARBLECLIFF CROSSING CT | 43204-4966 | Active | 118451 | WATTS | 800M4QT | PVB | 0.750 | 56617 | EAST SIDE OF RESIDENCE
1917 | MARBLECLIFF CROSSING CT | 43204-4968 | Active | 145845 | WATTS | 800M4QT | PVB | 0.750 | 56622 | RIGHT HAND SIDE OF HOUSE
1922 | MARBLECLIFF CROSSING CT | 43204-4966 | Active | 118623 | WATTS | 800M4QT | PVB | 0.750 | 56645 | NORTH SIDE OF RESIDENCE
1923 | MARBLECLIFF CROSSING CT | 43204-4968 | Active | 145860 | WATTS | 800M4QT | PVB | 0.750 | 56647 | LEFT SIDE OF HOUSE
1928 | MARBLECLIFF CROSSING CT | 43204-4966 | Active | 118444 | WATTS | 800QT | PVB | 0.750 | 56656 | EAST SIDE OF RESIDENCE
1929 | MARBLECLIFF CROSSING CT | 43204-4968 | Active | 145828 | WATTS | 800QT | PVB | 0.750 | 56660 | RIGHT HAND SIDE OF HOUSE
1934 | MARBLECLIFF CROSSING CT | 43204-4966 | Active | 118620 | WATTS | 800M4QT | PVB | 0.750 | 56674 | WEST SIDE
1935 | MARBLECLIFF CROSSING CT | 43204-4968 | Active | 146649 | WATTS | 800QT | PVB | 0.750 | 56681 | LEFT SIDE OF HOUSE
1940 | MARBLECLIFF CROSSING CT | 43204-4966 | Active | 125045 | WATTS | 800M4QT | PVB | 0.750 | 56695 | EAST SIDE OF RESIDENCE
1941 | MARBLECLIFF CROSSING CT | 43204-4968 | Active | 145846 | WATTS | 800M4QT | PVB | 0.750 | 56701 | RIGHT HAND SIDE OF HOUSE
1946 | MARBLECLIFF CROSSING CT | 43204-4966 | Active | T363434 | WILKINS | 720A | PVB | 0.750 | 56718 | NORTH SIDE OF RESIDENCE
1947 | MARBLECLIFF CROSSING CT | 43204-4968 | Active | 159446 | WATTS | 800M4QT | PVB | 0.750 | 56721 | LEFT SIDE OF HOUSE
1952 | MARBLECLIFF CROSSING CT | 43204-4966 | Active | 129216 | WATTS | 800QT | PVB | 0.750 | 56735 | EAST SIDE OF RESIDENCE
1953 | MARBLECLIFF CROSSING CT | 43204-4968 | Active | 151684 | WATTS | 800M4QT | PVB | 0.750 | 56736 | NE CORNER
1958 | MARBLECLIFF CROSSING CT | 43204-4966 | Active | 129201 | WATTS | 800M4QT | PVB | 0.750 | 56750 | WEST SIDE OF RESIDENCE
1959 | MARBLECLIFF CROSSING CT | 43204-4968 | Active | 751356 | WILKINS | 720A | PVB | 0.750 | 56752 | EAST SIDE OF RESIDENCE
1964 | MARBLECLIFF CROSSING CT | 43204-4966 | Active | 145855 | WATTS | 800QT | PVB | 0.750 | 56784 | SIDE OF HOUSE
1965 | MARBLECLIFF CROSSING CT | 43204-4968 | Active | 672243 | WILKINS | 720A | PVB | 0.750 | 56787 | WEST SIDE OF RESIDENCE
1971 | MARBLECLIFF CROSSING CT | 43204-4968 | Active | 200289 | WILKINS | 720A | PVB | 0.750 | 56801 | NORTH SIDE OF RESIDENCE
1976 | MARBLECLIFF CROSSING CT | 43204-4966 | Active | 145847 | WATTS | 800QT | PVB | 0.750 | 56821 | SIDE OF HOUSE
1977 | MARBLECLIFF CROSSING CT | 43204-4968 | Active | 168313 | WATTS | 800QT | PVB | 0.750 | 56822 | RIGHT HAND SIDE
1982 | MARBLECLIFF CROSSING CT | 43204-4966 | Active | 145853 | WATTS | 800QT | PVB | 0.750 | 56856 | RIGHT HAND SIDE OF HOUSE
1983 | MARBLECLIFF CROSSING CT | 43204-4968 | Active | 180292 | WATTS | 800QT | PVB | 0.750 | 56858 | LEFT SIDE HOME
1988 | MARBLECLIFF CROSSING CT | 43204-4966 | Active | 145854 | WATTS | 800QT | PVB | 0.750 | 56867 | LT SIDE
1989 | MARBLECLIFF CROSSING CT | 43204-4968 | Active | 183125 | WATTS | 800QT | PVB | 0.750 | 56868 | RT SIDE
1994 | MARBLECLIFF CROSSING CT | 43204-4966 | Active | 76902 | WATTS | 800QT | PVB | 0.750 | 56888 | RIGHT HAND SIDE OF HOUSE
1995 | MARBLECLIFF CROSSING CT | 43204-4968 | Active | 180277 | WATTS | 800M3QT | PVB | 0.750 | 56890 | LEFT SIDE OF HOUSE
2000 | MARBLECLIFF CROSSING CT | 43204-4967 | Active | 135358 | WATTS | 800M4QT | PVB | 0.750 | 56980 | LEFT SIDE OF HOUSE
2001 | MARBLECLIFF CROSSING CT | 43204-4969 | Active | 187885 | WATTS | 800M3QT | PVB | 0.750 | 56998 | RIGHT FRONT SIDE
2006 | MARBLECLIFF CROSSING CT | 43204-4967 | Active | G281132 | WILKINS | 720A | PVB | 1.000 | 57015 | SOUTH SIDE
2007 | MARBLECLIFF CROSSING CT | 43204 | Active | H885908 | FEBCO | 765 | PVB | 0.750 | 3622867 | RIGHT SIDE OF HOUSE
2012 | MARBLECLIFF CROSSING CT | 43204-4967 | Active | 198127 | WATTS | 800QT | PVB | 0.750 | 57023 | LEFTSIDE FRONT
2013 | MARBLECLIFF CROSSING CT | 43204 | Active | H886000 | FEBCO | 765 | PVB | 0.750 | 3622868 | RIGHT SIDE OF HOUSE
1868 | MARBLECLIFF CROSSING ST | 43204-4966 | Active | T441352 | WILKINS | 720A | PVB | 0.750 | 56453 | EAST SIDE OF HOUSE
784 | MARBURN DR | 43214-3418 | Active | A13559 | WILKINS | 720A | PVB | 0.750 | 72894 | FRONT OF HOUSE
21 | MARCONI BL | 43215 | Active | 287090215 | AMES | 4000SS | RP | 4.000 | 3613369 | METER PIT HOT BOX
120 | MARCONI BLVD | 43215-2376 | Active | 4140787 | WILKINS | 975XLTCU | RP | 0.750 | 54248 | 9TH FLOOR MECH ROOM
120 | MARCONI BLVD | 43215-2376 | Active | 18892 | WATTS | lf909 | RP | 4.000 | 54249 | AIR HANDLER ROOM #5
120 | MARCONI BLVD | 43215-2376 | Active | 20059 | WATTS | 919QT | RP | 1.500 | 54250 | 9TH FLOOR CEILING NEST TO STAIR
120 | MARCONI BLVD | 43215-2376 | Active | 64016 | AMES | 2000B | DC | 0.750 | 99445 | BASEMENT
120 | MARCONI BLVD | 43215-2376 | Active | 1719740410 | AMES | 3000SS | DCDA | 10.000 | 99446 | BASMENT
274 | MARCONI BLVD | 43215-2363 | Due Install |  |  |  | RP | 1.500 | 3638406
274 | MARCONI BLVD | 43215-2363 | Due Install |  |  |  | DCDA | 4.000 | 3633348
296 | MARCONI BLVD | 43215- | Due Install |  |  |  | RP |  | 3477199
296 | MARCONI BLVD | 43215- | Due Install |  |  |  | DCDA |  | 3641011
2274 | MARGARET ST | 43219-2652 | Due Install | [5 empty] | 3477359 | CENTER WEST WALL
6785 | MARGARUM BND | 43054-7046 | Active | H419297 | FEBCO | 765 | PVB | 0.750 | 91555 | LEFT SIDE OF HOUSE
6795 | MARGARUM BND | 43054-7046 | Active | H867325 | FEBCO | 765 | PVB | 0.750 | 3596167 | LEFT SIDE
6815 | MARGARUM BND | 43054-7048 | Active | t338494 | WILKINS | 720A | PVB | 0.750 | 87067 | LEFT SIDE OF HOUSE
6820 | MARGARUM BND | 43054-7045 | Active | CB010566 | WILKINS | 720A | PVB | 0.750 | 70760 | OUTSIDE
6825 | MARGARUM BND | 43054-7048 | Active | 321900 | WATTS | 800M4FR | PVB | 0.750 | 98548 | RIGHT SIDE
6830 | MARGARUM BND | 43054-7045 | Active | H275544 | FEBCO | 765 | PVB | 0.750 | 70783 | LEFT FRONT AT GAS MTR BEHIND BUSH
6835 | MARGARUM BND | 43054-7048 | Active | H275600 | FEBCO | 765 | PVB | 0.750 | 87330 | RIGHT SIDE OF HOUSE
6850 | MARGARUM BND | 43054 | Active | 181985 | WILKINS | 720A | PVB | 0.750 | 70830 | RIGHT CENTER
6855 | MARGARUM BND | 43054-7048 | Active | H275560 | FEBCO | 765 | PVB | 0.750 | 87331 | RIGHT SIDE OF HOUSE
6860 | MARGARUM BND | 43054-7045 | Active | A008670 | WILKINS | 720A | PVB | 0.750 | 70847 | RIGHT SIDE FRONT
6870 | MARGARUM BND | 43054-7045 | Active | A008598 | WILKINS | 720A | PVB | 0.750 | 70866 | LEFT SIDE
6880 | MARGARUM BND | 43054-7045 | Active | A138474 | WILKINS | 720A | PVB | 0.750 | 70877 | LEFT SIDE OF HOUSE
6895 | MARGARUM BND | 43054-7048 | Active | cab50061 | WILKINS | 720A | PVB | 0.750 | 89190 | RIGHT SIDE
6900 | MARGARUM BND | 43054-7044 | Active | G038425 | WILKINS | 720A | PVB | 0.750 | 87522 | LEFT SIDE OF HOUSE
6905 | MARGARUM BND | 43054-7049 | Active | G036497 | WILKINS | 720A | PVB | 0.750 | 87523 | RIGHT SIDE OF HOUSE
6910 | MARGARUM BND | 43054-7044 | Active | H205899 | FEBCO | 765 | PVB | 0.750 | 87377 | RIGHT SIDE
6915 | MARGARUM BND | 43054-7049 | Active | A135450 | WILKINS | 720A | PVB | 0.750 | 70936 | RIGHT CENTER
6930 | MARGARUM BND | 43054-7044 | Active | A038250 | WILKINS | 720A | PVB | 0.750 | 87524 | LEFT SIDE OF HOUSE
6935 | MARGARUM BND | 43054-7049 | Active | t230486 | WILKINS | 720A | PVB | 0.750 | 70978 | OUTSIDE
6991 | MARGARUM BND | 43054-7049 | Active | H491835 | FEBCO | 765 | PVB | 0.750 | 95240 | LEFT SIDE
2820 | MARGATE RD | 43221-3062 | Active | 779211 | WILKINS | 720A | PVB | 1.000 | 59382 | MIDDLE LEFT SIDE
599 | MARHURST CT | 43119-8322 | Active | CB010695 | WILKINS | 720A | PVB | 0.750 | 68481 | SIDE OF HOUSE
607 | MARHURST CT | 43119-8322 | Active | H072010 | FEBCO | 765 | PVB | 0.750 | 68912 | SIDE OF HOUSE
6173 | MARIA'S POINT LN | 43213-5117 | Active | 791971 | WATTS | 800M4QT | PVB | 0.750 | 93047 | RIGHT SIDE OF HOUSE
6179 | MARIA'S POINT LN | 43213-5117 | Active | 289409 | WATTS | 800M4QT | PVB | 0.750 | 93046 | LEFT SIDE
6222 | MARIAS POINT DR | 43213 | Active | T294088 | WILKINS | 720 | PVB | 0.750 | 3629769 | RIGHT FRONT SIDE OF HOUSE
6149 | MARIAS POINT LN | 43213-5117 | Active | 261325 | WATTS | 800M4QT | PVB | 0.750 | 87730 | RIGHT SIDE OF HOUSE
6155 | MARIAS POINT LN | 43213-5117 | Active | 261148 | WATTS | 800M4QT | PVB | 0.750 | 87732 | LEFT SIDE OF HOUSE
6161 | MARIAS POINT LN | 43213-5117 | Active | 261121 | WATTS | 800CMQT | PVB | 0.750 | 89129 | Right side of house
6162 | MARIAS POINT LN | 43213-5119 | Active | 276239 | WATTS | 800M4QT | PVB | 0.750 | 69202 | LEFT SIDE OF HOUSE
6167 | MARIAS POINT LN | 43213-5117 | Active | 237125 | WATTS | 800M4FR | PVB | 0.750 | 99630 | LEFT SIDE
6168 | MARIAS POINT LN | 43213-5119 | Active | 216430 | WATTS | 800M4QT | PVB | 0.750 | 69217 | RIGHT SIDE OF HOUSE
6174 | MARIAS POINT LN | 43213-5119 | Active | A006222 | WILKINS | 720A | PVB | 0.750 | 69250 | LEFT SIDE OF HOUSE
6180 | MARIAS POINT LN | 43213-5119 | Active | A006206 | WILKINS | 720A | PVB | 0.750 | 69270 | RIGHT SIDE OF HOUSE
6185 | MARIAS POINT LN | 43213-5117 | Active | 276357 | WATTS | 800M4QT | PVB | 0.750 | 90686 | RIGHT SIDE MID
6186 | MARIAS POINT LN | 43213-5119 | Active | A006788 | WILKINS | 720A | PVB | 0.750 | 69287 | LEFT SIDE MIDDLE
6191 | MARIAS POINT LN | 43213-5117 | Active | 274002 | WATTS | 800M4QT | PVB | 0.750 | 90688 | LEFT SIDE OF HOUSE
6192 | MARIAS POINT LN | 43213-5119 | Active | A006713 | WILKINS | 720A | PVB | 0.750 | 69314 | RIGHT SIDE MID
6198 | MARIAS POINT LN | 43213-5119 | Active | A005972 | WILKINS | 720A | PVB | 0.750 | 69332 | LEFT SIDE MIDDLE
6204 | MARIAS POINT LN | 43213-5119 | Active | AED2513 | WILKINS | 720A | PVB | 0.750 | 69377 | OUTSIDE
6210 | MARIAS POINT LN | 43213-5119 | Active | 355737 | WATTS | 800M4FR | PVB | 0.750 | 69385 | LEFT SIDE OF HOUSE
6216 | MARIAS POINT LN | 43213-5119 | Active | 274530 | WATTS | 800QT | PVB | 0.750 | 69401 | RIGHT SIDE MID
6227 | MARIAS POINT LN | 43213-5118 | Active | 234618 | WATTS | 800M4FR | PVB | 0.750 | 89299 | RIGHT SIDE OF HOUSE
6233 | MARIAS POINT LN | 43213-5118 | Active | 263420 | WATTS | 800CMQT | PVB | 0.750 | 89353 | LEFT SIDE OF HOUSE
6239 | MARIAS POINT LN | 43213 | Active | CB215347 | WILKINS | 720 | PVB | 0.750 | 3626345 | LEFT SIDE OF HOUSE
6245 | MARIAS POINT LN | 43213-5118 | Active | A082424 | WILKINS | 720A | PVB | 1.000 | 87071 | OUTSIDE
6252 | MARIAS POINT LN | 43213-5120 | Active | 291872 | WATTS | 800M4FR | PVB | 0.750 | 92425 | RIGHT SIDE REAR
6253 | MARIAS POINT LN | 43213-5118 | Active | 385913 | WILKINS | 420 | PVB | 0.750 | 3609445 | LEFT SIDE OF HOUSE
6259 | MARIAS POINT LN | 43213-5118 | Active | 255232 | WATTS | 800M4QT | PVB | 0.750 | 88007 | Right Side of House
6260 | MARIAS POINT LN | 43213-5120 | Active | 191864 | WATTS | 800M4QT | PVB | 0.750 | 69501 | OUTSIDE
6265 | MARIAS POINT LN | 43213-5118 | Active | 252430 | WATTS | 800M4QT | PVB | 0.750 | 88006 | USE 6/3/15 CAG. LEFT SIDE OF GARAGE
6266 | MARIAS POINT LN | 43213-5120 | Active | 223986 | WATTS | 800M4QT | PVB | 0.750 | 69520 | RIGHT SIDE AT GARAGE
6271 | MARIAS POINT LN | 43213-5118 | Active | 253139 | WATTS | 800M4QT | PVB | 0.750 | 88005 | LEFT SIDE OF HOUSE
6272 | MARIAS POINT LN | 43213-5120 | Active | H311962 | FEBCO | 765 | PVB | 0.750 | 90977 | LEFT SIDE
6277 | MARIAS POINT LN | 43213-5118 | Active | 274395 | WATTS | 800M4QT | PVB | 0.750 | 88004 | RIGHT SIDE OF HOUSE
6278 | MARIAS POINT LN | 43213-5120 | Active | A082442 | WILKINS | 720A | PVB | 0.750 | 69548 | RIGHT SIDE OF HOUSE
6284 | MARIAS POINT LN | 43213 | Active | T308648 | WILKINS | 720A | PVB | 0.750 | 3633549 | OUTSIDE
2450 | MARILYN LN REAR | 43219-1721 | Active | 49859 | WATTS | 009M2PCQT | RP | 1.500 | 58326 | TELEPHONE ROOM
2450 | MARILYN LN REAR | 43219-1721 | LPS - Active | [5 empty] | 3626690 | TELEPHONE ROOM
2400 | MARILYN PARK LN | 43219-1721 | Active | 62300 | AMES | 2000BM3 | DC | 0.750 | 3649563 | PIT WEST SIDE OF BUILDING
2400 | MARILYN PARK LN | 43219-1721 | Active | UI-0059 | AMES | 300GV | DCDA | 6.000 | 3636926 | PIT WEST SIDE OF BUILDING
2400 | MARILYN PARK LN | 43219-1721 | Not Required by DOW | 398859 | WATTS | 909QT | RP | 0.750 | 97817 | SE CORNER IN CAGE
2400 | MARILYN PARK LN | 43219-1721 | Active | 34913 | WATTS | 919LFQT | RP | 2.000 | 3636925 | NORTH SIDE MIDDLE OF BUILDING AT WATER METER
521 | MARION RD | 43207-2550 | Due Install |  |  |  | RP | 3.000 | 3477584
523 | Marion Rd | 43207 | Due Install |  |  |  | DCDA | 6.000 | 3648270
555 | MARION RD | 43207-2550 | Not Required by DOW | 2907336 | WILKINS | 975XLBMS | RP | 1.000 | 67221 | EAST WALL BY CHILLER
555 | MARION RD | 43207-2550 | Not Required by DOW | 320937 | WILKINS | 975 | RP | 0.750 | 67220 | PARTS ROOM BY VIBRATING MACHINE
555 | MARION RD | 43207-2550 | Active | 4929812 | WILKINS | 975XL2 | RP | 2.000 | 67219 | MEN'S BATHROOM BY WATER METER
555 | MARION RD | 43207-2550 | Due Install |  |  |  | DCDA |  | 3639014
700 | MARION RD | 43207-2553 | Active | 4690160 | WILKINS | 975XL2 | RP | 0.750 | 3477587 | BEHIND FRONT ENTRY DOOR OF 700 MARION RD
718 | MARION RD | 43207- | Under renovation | [5 empty] | 3477588
750 | MARION RD | 43207 | Active | 1988510620 | AMES | 3000CIV | DCDA | 10.000 | 3648659 | EAST SIDE OF BUILDING
750 | MARION RD | 43207 | Active | UF-1710 | WATTS | 957 | RP | 4.000 | 3648658 | EAST SIDE OF BUILDING
750 | MARION RD | 43207 | LPS - Active |  |  |  | VSS |  | 3649081 | EAST SIDE OF BUILDING - FIRE PUMP
750 | MARION RD | 43207 | Active | 84046 | AMES | 2000B | DC | 0.750 | 3648660 | EAST SIDE OF BUILDING
753 | MARION RD | 43207-2554 | Active | 281380 | WATTS | 909M1QT | RP | 2.000 | 72184 | AT WATER METER
753 | MARION RD | 43207-2554 | Active | 1111117533 | XX | XX | AG | 0.750 | 72183 | NORTH CENTER END OF WAREHOUSE, ABOVE RECYCLED WATER TANK
772 | MARION RD | 43207-2553 | Not Required by DOW | 2989656 | WILKINS | 975XLBMS | RP | 0.750 | 72625 | ABOVE BOILER - BOILER ROOM
772 | MARION RD | 43207-2553 | Not Required by DOW | 204396 | WILKINS | 975 | RP | 2.000 | 72624 | BOILER ROOM NW CORNER
772 | MARION RD | 43207-2553 | Active | 135224 | WILKINS | 975 | RP | 2.000 | 72623 | BASEMENT NEXT TO WATER METER
772 | MARION RD | 43207-2553 | Active | 200750 | WATTS | 007M3QT | DC | 0.750 | 95761 | METER PIT BY ROAD
772 | MARION RD | 43207-2553 | Active | 1G1837 | WATTS | 757A | DC | 6.000 | 95760 | METER PIT BY ROAD
772 | MARION RD | 43207-2553 | Not Required by DOW | 3814131 | WILKINS | 975 | RP | 2.000 | 72626 | TANK ROOM
795 | MARION RD | 43207-2554 | Active | 71729 | WATTS | 919QT | RP | 0.750 | 73067 | IN UTILITY ROOM OF LAB BEHIND WATER HEATER
805 | MARION RD | 43207-2555 | Active | W1331061 | WILKINS | 975XL | RP | 0.500 | 73253 | IN BACK BATHROOM AT WATER METER
809 | MARION RD | 43207-2555 | Not Required by DOW |  |  |  | RP |  | 3632419
852 | MARION RD | 43207-2553 | Not Required by DOW | [5 empty] | 3477591
1015 | MARION RD | 43207-2558 | Active | 2HL1394 | AMES | 2000SS | DC | 8.000 | 53622 | OUTSIDE
1015 | MARION RD | 43207-2558 | Due Install |  |  |  | DCDA | 8.000 | 3638269 | MTR PIT
1015 | MARION RD | 43207-2558 | Due Install |  |  |  | RP | 1.500 | 3638270 | NORTHWEST CORNER IN PIT
1226 | MARION RD | 43207-2140 | Active | 356128 | WATTS | 009M3-FP | RP | 0.750 | 3477610 | In restroom in cabinet
1228 | MARION RD | 43207-2140 | Due Install |  |  |  | RP | 0.750 | 3477611
1234 | MARION RD | 43207-2140 | Active | 90026 | WATTS | 909QT | RP | 0.750 | 3477612 | AT METER
1265 | MARION RD | 43207-2139 | Not Required by DOW | [5 empty] | 3477613
1316 | MARION RD | 43207-2141 | Active | ACA1130 | WILKINS | 975XL | RP | 2.000 | 3477614 | BACK OF BUILDING MECH ROOM TO LEFT
1352 | MARION RD | 43207-5436 | Active | ACA2189 | WILKINS | 975XL | RP | 1.500 | 3477616 | DOOR NEXT TO APARTMENT C IN MECHANICAL ROOM
1355 | MARION RD | 43207-2142 | Active | 397401 | WATTS | 009M3QT | RP | 0.750 | 3477617 | IN RESTOOM
1361 | MARION RD | 43207- | Not Required by DOW |  |  |  | RP |  | 3477618
1365 | MARION RD | 43207-2142 | Due Install |  |  |  | DCDA | 6.000 | 3605717
1367 | MARION RD | 43207- | Not Required by DOW |  |  |  | RP | 0.750 | 3635957
1392 | MARION RD | 43207-5405 | Active | 4846598 | WILKINS | 975XL | RP | 1.500 | 3477620 | IN MECH ROOM BETWEEN BUILDINGS C AND D
1405 | MARION RD | 43207-2144 | Not Required by DOW |  |  |  | RP | 1.000 | 3477621
1436 | MARION RD | 43207-5408 | Active | 4829661 | WILKINS | 975XL | RP | 1.500 | 3477622 | IN MECH ROOM BETWEEN C & D
1441 | MARION RD | 43207- | Not Required by DOW | [5 empty] | 3477623
1445 | MARION RD | 43207-2144 | Not Required by DOW | [5 empty] | 3477624
1455 | MARION RD | 43207-2144 | Not Required by DOW |  |  |  | RP |  | 3477625
1475 | MARION RD | 43207-2144 | Not Required by DOW |  |  |  | RP | 1.500 | 3477626
860 | MARION RD UNIT A | 43207-2556 | Due Install | [5 empty] | 3477594
140 | MARION ST | 43017-1322 | Active | 153451 | WATTS | LF009M3QT | RP | 0.750 | 3622950 | IN CLOSET BSMNT OFFICE AT WATER METER
6578 | MARISSA ST | 43110- | Active | T405243 | WILKINS | 720A | PVB | 1.000 | 3637982 | OUTSIDE
6597 | MARISSA ST | 43110- | Active | EAF6238 | WILKINS | 720A | PVB | 0.750 | 3636749 | RIGHT SIDE
7280 | MARIST LN | 43017 | Active | CB072599 | WILKINS | 720 | PVB | 0.750 | 3605784 | RIGHT SIDE
7283 | MARIST LN | 43017 | Active | T182359 | WILKINS | 720A | PVB | 0.750 | 3606002 | LEFT FRONT
7293 | MARIST LN | 43017 | Active | T146568 | WILKINS | 720A | PVB | 0.750 | 3604438 | FRONT LEFT CORNER
7296 | MARIST LN | 43017 | Active | CB092885 | WILKINS | 720A | PVB | 0.750 | 3618575 | FRONT CENTER
7304 | MARIST LN | 43017 | Active | CB597714 | WILKINS | 720A | PVB | 0.750 | 3616487 | LEFT FRONT
7309 | MARIST LN | 43017 | Active | T132359 | WILKINS | 720A | PVB | 0.750 | 3602901 | RIGHT OF FRONT DOOR
7312 | MARIST LN | 43017 | Active | T199297 | WILKINS | 720A | PVB | 0.750 | 3606288 | LEFT SIDE OF HOUSE
7317 | MARIST LN | 43017 | Active | CB076689 | WILKINS | 720 | PVB | 0.750 | 3603272 | RIGHT SIDE
7320 | MARIST LN | 43017 | Active | T145867 | WILKINS | 720A | PVB | 0.750 | 3603025 | FRONT RIGHT IN COVE
3538 | MARK TWAIN DR | 43026-5700 | Active | F031612 | WILKINS | 720A | PVB | 0.750 | 97181 | RIGHT SIDE
3546 | MARK TWAIN DR | 43026-5700 | Active | HC78520 | FEBCO | 765 | PVB | 1.000 | 61033 | WEST SIDE OF HOUSE LEFT SIDE
170 | MARKET ST | 43054- | Active | 48981 | WATTS | 007QT | DC | 0.750 | 55868 | METER PIT ON PATIO OF RUSTY BUCKET - 180 MARKET ST
170 | MARKET ST | 43054- | Active | 113110201 | AMES | 3000SS | DCDA | 6.000 | 55867 | METER PIT ON PATIO OF RUSTY BUCKET, 180 MARKET ST
180 | MARKET ST | 43054-9030 | Active | 1126004 | WILKINS | 975XLBMS | RP | 2.000 | 56167 | 170 MARKET ST, MECHANICAL ROOM
180 | MARKET ST | 43054-9030 | Not Required by DOW | 1069722 | WILKINS | 975 | RP | 1.500 | 56166 | MECHANICAL ROOM
200 | MARKET ST | 43054-9791 | Active | 28161 | AMES | 2000B | DC | 0.750 | 56949 | FIRE SPRINKLER SYSTEM
200 | MARKET ST | 43054-9791 | Active | 195670 | WATTS | 009QT | RP | 2.000 | 56948 | NE SIDE OF BUILDING
200 | MARKET ST | 43054-9791 | Active | 1227040902 | AMES | 3000SS | DCDA | 4.000 | 56947 | MECH ROOM
200 | MARKET ST | 43054-9791 | Active | W074852 | WILKINS | 975 | RP | 1.000 | 56950 | MECH ROOM UP
206 | MARKET ST | 43054 | Active | 070141 | WATTS | 009 | RP | 1.500 | 3644575 | IN HOTBOX NW CORNER OF NEW ALBANY LIBRARY IN DUMPSTER CORRAL
208 | MARKET ST | 43054 | Active | 256157 | WATTS | 009 | RP | 0.750 | 3644576 | IN HOT BOX NE CORNER OF NEW ALBANY LIBRARY OFF PARKING LOT
220 | MARKET ST | 43054-9031 | Not Required by DOW | 1211954 | WILKINS | 975 | RP | 1.500 | 56168 | MECHANICAL ROOM
220 | MARKET ST | 43054-9031 | Active | 1169011 | WILKINS | 975XL | RP | 1.500 | 102356 | MAINTENANCE ROOM EAST SIDE OUTSIDE MAIN DOOR
240 | MARKET ST | 43054-7095 | Not Required by DOW | W055996 | WILKINS | 975 | RP | 0.750 | 58155 | N ENTRANCE EAST WALL
240 | MARKET ST | 43054-7095 | Active | 1289703 | WILKINS | 975 | RP | 1.500 | 58154 | NORTH ENTRANCE EAST WALL
260 | MARKET ST | 43054 | Not Required by DOW | 18574 | WATTS | 919AQT | RP | 1.500 | 3619718 | UPSTAIRS CLOSET IN DENTAL OFFICE
260 | MARKET ST | 43054 | Not Required by DOW | A454005 | WILKINS | 975 | RP | 0.750 | 3619719 | CEILING OF HUDSON RESTAURANT BY TANKLESS WATER HEATERS IN ATTIC
260 | MARKET ST | 43054 | Not Required by DOW | 06227 | AMES | 4000B | RP | 1.500 | 3607408 | 1ST FLOOR EAST ABOVE CEILING
260 | MARKET ST | 43054 | Active | N1401080606 | FEBCO | LF880V | RP | 3.000 | 3607890 | MECHANICAL ROOM
260 | MARKET ST | 43054 | Not Required by DOW | 46170 | WATTS | 919QT | RP | 1.000 | 3607891 | MECHANICAL ROOM
260 | MARKET ST | 43054 | Active | 182680 | AMES | 3000SS | DCDA | 4.000 | 3607892 | MECHANICAL ROOM 1ST FLOOR
260 | MARKET ST | 43054 | Active | 71842 | AMES | 2000B | DC | 0.750 | 3607893 | MECHANICAL ROOM 1ST FLOOR
4395 | MARKETING PL | 43125-9556 | Active | 36734 | WILKINS | 375ASTR | RP | 3.000 | 63889 | KITCHEN -- WASHER ROOM
4395 | MARKETING PL | 43125-9556 | Active | 29919 | WILKINS | 350 | DCDA | 8.000 | 3639139 | MTR RISER ROOM S/E
4395 | MARKETING PL | 43125-9556 | Active | HC61677 | WILKINS | 950 | DC | 0.750 | 3653686 | MTR RISER ROOM S/E
4400 | MARKETING PL | 43125-9347 | Active | 69120 | AMES | 2000B | DC | 0.750 | 3652481 | FIRE RISER ROOM SUITE B
4400 | MARKETING PL | 43125-9347 | Active | 103681 | WATTS | LF009M2QT | RP | 1.500 | 3477749
4400 | MARKETING PL | 43125-9347 | Active | WD-2073 | AMES | COLT 300BF | DCDA | 6.000 | 3651055
4405 | MARKETING PL | 43125-9556 | Not Required by DOW | 351650 | WATTS | 909QT | RP | 0.750 | 63944 | MAINTENANCE WEST WALL
4405 | MARKETING PL | 43125-9556 | Active | 15725 | WATTS | LF909M1QT | RP | 1.500 | 3635630 | N/E PAT OF WAREHOUSE S OF FIRE
4405 | MARKETING PL | 43125-9556 | Active | 102174121 | AMES | 3000SS | DCDA | 6.000 | 3635631 | N/E CORNER INSIDE
4405 | MARKETING PL | 43125-9556 | Active | 31914 | WATTS | 007M1PCQT | DC | 0.750 | 3654626 | MAINTENANCE
4411 | MARKETING PL | 43125-9556 | Active | 67470 | AMES | 2000BM3 | DC | 0.750 | 3624944
4411 | MARKETING PL | 43125-9556 | Active | WK2083 | AMES | 3000B | DCDA | 6.000 | 3653962
4411 | MARKETING PL | 43125-9556 | Active | W069410 | WILKINS | 975XL | RP | 1.500 | 63967 | FRONT WALL IN WAREHOUSE NEXT TO MENS RESTROOM
4425 | MARKETING PL | 43125-9556 | Active | WC-0631 | WATTS | 757 | DCDA | 6.000 | 3650829 | METER PIT BY DRIVEWAY
4425 | MARKETING PL | 43125-9556 | Active | 231472 | WATTS | 007M3QT | DC | 0.750 | 3653662 | METER PIT BY DRIVEWAY
4425 | MARKETING PL | 43125-9556 | Active | ACF8830 | WILKINS | 975XL2 | RP | 1.500 | 3477750 | STOCKROOM
4431 | MARKETING PL | 43125-9556 | Active | 60964 | WATTS | 009M1QT | RP | 2.000 | 63991 | MECHANICAL RM NORTH SIDE OF KITCHEN ABOVE WATER METER
4465 | MARKETING PL | 43125-9556 | Due Install |  |  |  | RP | 1.000 | 3477752
4465 | MARKETING PL | 43125-9556 | Due Install |  |  |  | DCDA | 10.000 | 3652603
579 | MARKISON AVE | 43207-1372 | Active | 48953 | AMES | 2000B | DC | 0.750 | 91722 | MECH ROOM - Lincoln Park E. S.
579 | MARKISON AVE | 43207-1372 | Active | 1150617 | AMES | 3000SS | DCDA | 8.000 | 91721 | MECH ROOM - Lincoln Park E. S.
579 | MARKISON AVE | 43207-1372 | Active | 178714 | WATTS | 909 | RP | 3.000 | 91303 | Boiler Room - Lincoln Park E. S.
579 | MARKISON AVE | 43207-1372 | Active | 2862453 | WILKINS | 975XLBMS | RP | 1.000 | 91404 | Boiler Room - Lincoln Park E. S.
845 | MARKISON AVE | 43207-1388 | Active | 1730531010 | AMES | 3000SS | DCDA | 8.000 | 100455 | SE BSMNT PUMP ROOM S/E
845 | MARKISON AVE | 43207-1388 | LPS - Active |  |  |  | LST |  | 3636941 | FIRE BOOSTER PUMP SE BSMNT
845 | MARKISON AVE | 43207-1388 | Active | 65743 | AMES | 2000B | DC | 0.750 | 100456 | SE BSMNT PUMP ROOM
845 | MARKISON AVE | 43207-1388 | Active | VE-0334 | AMES | COLT 400 OS&Y | RP | 4.000 | 101630 | SE BASEMENT ALONG WALL
6706 | MARKWOOD ST | 43085-2483 | Active | ZJ564 | CONBRACO | PVB | PVB | 1.000 | 92270 | LEFT SIDE
6777 | MARKWOOD ST | 43085-2482 | Active | AG1478 | FEBCO | 765 | PVB | 1.000 | 70661 | FRONT OF HOUSE
819 | MARLAND S DR | 43224-1923 | Active | T060772 | WILKINS | 720A | PVB | 1.000 | 93958 | FRONT OF HOUSE
3667 | MARLANE DR | 43123-8895 | Active | 282643 | WATTS | 009M2QT | RP | 1.000 | 88027 | SOUTHSIDE-MECHANICAL ROOM
3705 | MARLANE DR | 43123-8895 | Active | 173275 | WATTS | 009M2QT | RP | 2.000 | 61540 | UTILITY ROOM @ WATER METER, N/W ISH
3705 | MARLANE DR | 43123-8895 | Active | 05271 | WATTS | LF619 | RP | 0.750 | 3654067 | HOT BOX
3705 | MARLANE DR | 43123-8895 | Active | N2211151136 | FEBCO | LF886V | RPDA | 6.000 | 3654041 | HOT BOX
3805 | MARLANE DR | 43123-9224 | Active | WC-0069 | WATTS | 757 | DCDA | 6.000 | 3651068 | SOUTH SIDE OF BUILDING BY DOCK DOOR 1
3805 | MARLANE DR | 43123-9224 | Active | 194106 | WATTS | LF009M2QT | RP | 2.000 | 3605719 | SOUTH STAIR WELL UNDER STEPS
3805 | MARLANE DR | 43123-9224 | Active | 230806 | WATTS | 007M3QT | DC | 0.750 | 3653681 | SOUTH SIDE OF BUILDING BY DOCK DOOR 1
4029 | MARLANE DR | 43123-9742 | Active | 111816 | WATTS | LF009M2QT | RP | 2.000 | 3478115 | FRONT LOBBY BY METER
4065 | MARLANE DR | 43123-2937 | Active | 084678 | WATTS | 009M2QT | RP | 1.500 | 62809 | OUTSIDE ACCESS UTILITY ROOM
4140 | MARLANE DR | 43123-2925 | Active | W055975 | WILKINS | 975 | RP | 0.750 | 63019 | ABOVE WATER METER IN OUTSIDE ROOM
4140 | MARLANE DR | 43123-2925 | Due Install |  |  |  | RP | 0.750 | 3638128 | ABOVE WATER METER IN OUTSIDE ROOM
4197 | MARLANE DR | 43123-2937 | Active | ABX7460 | WILKINS | 975XL | RP | 0.750 | 63207 | Mechanical / riser room
4197 | MARLANE DR | 43123-2937 | Active | 8193 | WILKINS | 375ASTDA | RPDA | 4.000 | 3636945 | RISER ROOM
4197 | MARLANE DR | 43123-2937 | Active | 283171 | WATTS | 909M1QT | RP | 2.000 | 63208 | MECHANICAL ROOM
4210 | MARLANE DR | 43123-2969 | Active | 02211 | WATTS | 719QT | DC | 0.750 | 3622945 | MECH ROOM
4210 | MARLANE DR | 43123-2969 | Due Install |  |  |  | RP | 1.500 | 3638606 | MECH ROOM
4210 | MARLANE DR | 43123-2969 | Active | 4572305 | WILKINS | 950XLT2 | DC | 2.000 | 3631413 | MECH ROOM
4210 | MARLANE DR | 43123-2969 | Active | N1704270517 | FEBCO | 876V | DCDA | 6.000 | 3622952 | MECH ROOM
1220 | MARLYN DR | 43220-3938 | Active | AB3143 | FEBCO | 765 | PVB | 1.000 | 93960 | FRONT RIGH OF DOOR
1240 | MARLYN DR | 43220-3938 | Active | W588121 | WILKINS | 720A | PVB | 1.000 | 87136 | FRONT OF HOUSE
1250 | MARLYN DR | 43220-3938 | Active | H004435 | FEBCO | 765 | PVB | 0.750 | 54445 | FRONT OF HOUSE RIGHT OF FRONT DOOR
1270 | MARLYN DR | 43220-3938 | Active | 645379 | WATTS | 800M4QT | PVB | 1.000 | 54488 | FRONT OF HOUSE
1280 | MARLYN DR | 43220-3938 | Active | cb513946 | WILKINS | 720A | PVB | 0.750 | 54522 | LEFT SIDE OF HOUSE
1290 | MARLYN DR | 43220-3938 | Active | 93862 | RAINBIRD | 100 | DC | 1.000 | 54539 | IN BASEMENT
1300 | MARLYN DR | 43220-3974 | Active | CB674760 | WILKINS | 720 | PVB | 0.750 | 3478140 | BACK OF THE HOUSE
1305 | MARLYN DR | 43220-3972 | Active | H974497 | FEBCO | 765 | PVB | 1.000 | 102043 | BACK OF HOME
1320 | MARLYN DR | 43220-3974 | Active | 877053 | WILKINS | 720A | PVB | 1.000 | 91686 | LEFT SIDE
1349 | MARLYN DR | 43220-3973 | Active | DH4812 | FEBCO | 765 | PVB | 1.000 | 54761 | WEST SIDE OF HOUSE
1360 | MARLYN DR | 43220-3974 | Active | T065569 | WILKINS | 720A | PVB | 1.000 | 91993 | OUTSIDE BEHIND GARAGE
1361 | MARLYN DR | 43220-3973 | Active | DH5248 | FEBCO | 765 | PVB | 1.000 | 54810 | BACK SIDE OF HOUSE
5659 | MARMION DR | 43016 | Not Required by DOW | T236024 | WILKINS | 720A | PVB | 0.750 | 3618642 | 6991 WATER EDGE DR, LEFT FRONT
5659 | MARMION DR | 43016 | Not Required by DOW | CB153188 | WILKINS | 720A | PVB | 0.750 | 3621373 | 5655 MARMION DR, LEFT SIDE OF THE HOUSE
5659 | MARMION DR | 43016 | Not Required by DOW | T235976 | WILKINS | 720A | PVB | 0.750 | 3618643 | 6996 WATER EDGE DR
5659 | MARMION DR | 43016 | Active | QH-0058 | WATTS | 957 | RP | 3.000 | 3619716 | HOT BOX AT PIT - NW MARMION & CHURCHMAN
5659 | MARMION DR | 43016 | Active | 1163591016 | WATTS | 774 | DCDA | 8.000 | 3621117 | IN PIT - NW MARMION & CHURCHMAN
5659 | MARMION DR | 43016 | Active | 21630 | WATTS | 007M2QT | DC | 0.750 | 3621118 | IN PIT - NW MARMION & CHURCHMAN
5674 | MARMION DR | 43016- | Active | QH-0058 | WATTS | 957 | RP | 3.000 | 88479 | HOT BOX @ METER PIT NW OF CHURCHMAN & MARMION
5674 | MARMION DR | 43016- | Active | 1397960105 | AMES | 3000SS | DCDA | 8.000 | 87997 | METER PIT NW CHURCHMAN & MORMION
5674 | MARMION DR | 43016- | Active | 42394 | AMES | 2000B | DC | 0.750 | 88478 | METER PIT
1676 | MARSHLYN CT | 43220-3145 | Active | 238025 | WATTS | LF009M3QT | RP | 0.750 | 3638670 | IN BASEMENT AT WATER METER
3457 | MARSHRUN DR | 43123-1882 | Active | 009590 | WATTS | 800M4FR | PVB | 1.000 | 93961 | EASTSIDE OF HOUSE
6481 | MARSHVIEW DR | 43026 | Active | CB325137 | WILKINS | 720A | PVB | 0.750 | 3616489 | RIGHT SIDE OF HOUSE
6491 | MARSHVIEW DR | 43026 | Active | T329098 | WILKINS | 720A | PVB | 0.750 | 3620061 | RIGHT SIDE
6510 | MARSHVIEW DR | 43026 | Active | CB092709 | WILKINS | 720A | PVB | 0.750 | 3618106 | RIGHT SIDE
6511 | MARSHVIEW DR | 43026 | Active | T272751 | WILKINS | 720A | PVB | 0.750 | 3619828 | RIGHT SIDE OF HOUSE
6530 | MARSHVIEW DR | 43026 | Active | CB544448 | WILKINS | 720A | PVB | 0.750 | 3633025 | LEFT SIDE OF HOUSE BY AC UNITS
6531 | MARSHVIEW DR | 43026 | Active | CB316489 | WILKINS | 720A | PVB | 0.750 | 3622644
6540 | MARSHVIEW DR | 43026 | Active | T396178 | WILKINS | 720 | PVB | 0.750 | 3641354 | LEFT SIDE OF HOUSE
6541 | MARSHVIEW DR | 43026 | Active | CB773460 | WILKINS | 720A | PVB | 0.750 | 3637998 | LEFT SIDE OF HOUSE
6550 | MARSHVIEW DR | 43026 | Active | CB597828 | WILKINS | 720A | PVB | 0.750 | 3635826 | RIGHT SIDE
6551 | MARSHVIEW DR | 43026 | Active | T271053 | WILKINS | 720A | PVB | 0.750 | 3618584 | RIGHT SIDE OF HOUSE
6560 | MARSHVIEW DR | 43026 | Active | CB333267 | WILKINS | 720A | PVB | 0.750 | 3623099 | LEFT SIDE OF HOUSE
6561 | MARSHVIEW DR | 43026 | Active | CB672993 | WILKINS | 720A | PVB | 0.750 | 3649476 | RIGHT SIDE OF HOUSE
6570 | MARSHVIEW DR | 43026 | Active | T382091 | WILKINS | 720A | PVB | 0.750 | 3646357 | LEFT SIDE
6571 | MARSHVIEW DR | 43026 | Active | T315378 | WILKINS | 720A | PVB | 0.750 | 3644770 | RIGHT SIDE
6580 | MARSHVIEW DR | 43026 | Active | CB597765 | WILKINS | 720A | PVB | 0.750 | 3633833 | LEFT SIDE
6590 | MARSHVIEW DR | 43026 | Active | CB597741 | WILKINS | 720A | PVB | 0.750 | 3636896 | LEFT SIDE OF HOUSE
6601 | MARSHVIEW DR | 43026 | Active | T410528 | WILKINS | 720A | PVB | 0.750 | 3641358 | RIGHT SIDE OF HOUSE
6620 | MARSHVIEW DR | 43026 | Active | CB154408 | WILKINS | 720A | PVB | 0.750 | 3609405 | FRONT OF HOUSE
6630 | MARSHVIEW DR | 43026 | Active | CB154422 | WILKINS | 720 | PVB | 0.750 | 3611631 | LEFT SIDE
7457 | MARSTON LN | 43016-7022 | Active | 955126 | WILKINS | 720A | PVB | 0.750 | 72026 | LEFT SIDE
7498 | MARSTON LN | 43016-7021 | Active | T418227 | WILKINS | 720A | PVB | 0.750 | 72106 | RIGHT SIDE OF HOUSE
7505 | MARSTON LN | 43016-7028 | Active | A151007 | WILKINS | 720A | PVB | 0.750 | 91593 | LEFT FRONT
7513 | MARSTON LN | 43016-7028 | Active | CB203642 | WILKINS | 720A | PVB | 0.750 | 72149 | RIGHT SIDE OF HOUSE
7520 | MARSTON LN | 43016-7029 | Active | F136437 | WILKINS | 720A | PVB | 0.750 | 100393 | RIGHT SIDE
2739 | MARTHA CT | 43123-2114 | Active | T126250 | WILKINS | 720A | PVB | 0.750 | 102476 | LEFT SIDE OF HOUSE
2427 | MARTHAS WOOD | 43123-8481 | Active | 262963 | WILKINS | 420 | PVB | 0.750 | 101355 | LEFT SIDE OF HOUSE
2434 | MARTHAS WOOD | 43123-8546 | Active | H115536 | FEBCO | 765 | PVB | 0.750 | 95156 | REAR OF HOUSE
2437 | MARTHAS WOOD | 43123-8481 | Active | EAF5169 | WILKINS | 720A | PVB | 0.750 | 3609505 | NE CORNER OF HOUSE, LEFT SIDE
2444 | MARTHAS WOOD | 43123-8546 | Active | H744755 | FEBCO | 765 | PVB | 0.750 | 93963 | RIGHT SIDE
2447 | MARTHAS WOOD | 43123-8481 | Active | 041319 | WATTS | LF800M4QT | PVB | 0.750 | 93964 | LEFT FRONT OF HOUSE AT REMOTE
2454 | MARTHAS WOOD | 43123-8546 | Active | G251932 | WILKINS | 720A | PVB | 0.750 | 58336 | OUTSIDE HOUSE-RIGHT SIDE
2457 | MARTHAS WOOD | 43123-8481 | Active | G045396 | WILKINS | 720A | PVB | 0.750 | 87733 | RIGHT FRONT
2474 | MARTHAS WOOD | 43123-8546 | Active | G246813 | WILKINS | 720A | PVB | 0.750 | 98708 | FRONT OF HOUSE
2424 | MARTHAS WOOD CT | 43123-8546 | Active | F021248 | WILKINS | 720A | PVB | 0.750 | 97763 | RIGHT SIDE OF HOUSE - 2424 MARTHAS WOOD
275 | MARTIN LUTHER KING BLVD | 43203 | Not Required by DOW | 336796 | WATTS | 800CMQT | PVB | 0.750 | 101531 | IN HOT BOX
275 | MARTIN LUTHER KING BLVD | 43203 | Active | 3841615 | WILKINS | 975XL2 | RP | 1.500 | 99325 | HOT BOX E SIDE OF 765 MT VERNON - SERVES 265-273 MARTIN LUTHER KING JR BLVD
6400 | MARTIN PL | 43017-1444 | Active | 1952168 | WILLKINS | 975XL2 | RP | 0.750 | 3654321 | BASEMENT N/W CORNER WELL CONVERSION KEPT WELL SEPARATED FROM SVC LINE
6424 | MARTIN PL | 43017-1444 | Not Required by DOW | [5 empty] | 3478540
6449 | MARTIN PL | 43017-1444 | Active | 44068 | WATTS | 919AQT | RP | 0.750 | 102751 | BSMNT AT WATER METER
2707 | MARTIN RD | 43017- | Due Install |  |  |  | DCDA |  | 3636606 | 2711 CK E CHEESE NW MECH/RISER ROOM INSIDE
2707 | MARTIN RD | 43017- | Active | 249880 | WATTS | 909M1QT | RP | 2.000 | 59066 | 2711 CK E CHEESE NE MECH RM (OUTSIDE DR) AT WATER MTR
2787 | MARTIN RD | 43017-2096 | Active | 4151303 | WILKINS | 975XL2 | RP | 1.500 | 59288 | BACK MECH/METER ROOM BEHIND 2800 OUTSIDE DR
3207 | MARTIN RD | 43017-1453 | Active | 421718 | WATTS | 800QT | PVB | 1.000 | 87070 | FRONT OF HOUSE LEFT OF FRONT DOOR OFFSET
3321 | MARTIN RD | 43017- | Active | 4750193 | WILKINS | 975XL | RP | 0.750 | 60464 | BY METER PIT
2900 | MARTIN RD UNIT A | 43017-1448 | Active | W096723 | WILKINS | 975 | RP | 0.750 | 59554 | AT BAPISTRY
2998 | MARYLAND AVE | 43209- | Active | ACJ8773 | WILKINS | 975XL | RP | 1.500 | 3652445 | IN BASEMENT BY WATER METER - IRRIGATION IN FRONT
2998 | MARYLAND AVE | 43209- | Active | 225460 | WATTS | 009M3QT | RP | 0.750 | 87266 | IN BASEMENT BY WATER METER - IRRIGATION IN FRONT
3039 | MARYLAND AVE | 43209-1538 | Not Required by DOW | 501235 | WATTS | 909QT | RP | 0.750 | 59848 | BOILER ROOM-BROADLEIGH E.S.
3039 | MARYLAND AVE | 43209-1538 | Active | 100456 | AMES | 4000SS | RP | 4.000 | 59847 | IN BASEMENT--BOILER RM @ WTR MTR - BROADLEIGH E.S.
3228 | MARYLAND AVE | 43209- | Active | 74597 | APOLLO | 2019 | RP | 12.000 | 3478729 | METER HOUSE
7203 | MARYLEBURY SQ | 43054-9355 | Active | H178225 | FEBCO | 765 | PVB | 0.750 | 87701 | RIGHT SIDE OF HOUSE
7210 | MARYLEBURY SQ | 43054-9355 | Active | H049579 | FEBCO | 765 | PVB | 0.750 | 71632 | RIGHT SIDE
7216 | MARYLEBURY SQ | 43054-9355 | Active | 562480 | WILKINS | 720A | PVB | 0.750 | 71639 | LEFT SIDE OF HOUSE
7219 | MARYLEBURY SQ | 43054-9355 | Active | t301934 | WILKINS | 720A | PVB | 0.750 | 71643 | FRONT OF HOUSE
7222 | MARYLEBURY SQ | 43054-9355 | Active | H012333 | FEBCO | 765 | PVB | 0.750 | 71651 | RT SIDE
7227 | MARYLEBURY SQ | 43054-9355 | Active | 375312 | WILKINS | 720A | PVB | 0.750 | 71656 | SIDE OF HOME
7228 | MARYLEBURY SQ | 43054-9355 | Active | T340893 | WILKINS | 720A | PVB | 0.750 | 71660 | LEFT SIDE OF HOUSE
6555 | MASEFIELD ST | 43085-3032 | Active | CB629250 | WILKINS | 720A | PVB | 0.750 | 3478760 | REAR OF HOUSE
6655 | MASEFIELD ST | 43085-3077 | Active | T272797 | WILKINS | 720A | PVB | 0.750 | 3478777 | LEFT FRONT
6677 | MASEFIELD ST | 43085-3067 | Active | AG3477 | FEBCO | 765 | PVB | 1.000 | 70474 | RIGHT SIDE OF HOUSE
6179 | MAXTON PL | 43085-3184 | Active | 190682 | WILKINS | 720A | PVB | 0.750 | 95042 | RIGHT SIDE OF HOUSE
5495 | MAXWELL PL | 43228-8958 | Active | 187897 | WATTS | 909 | RP | 3.000 | 98414 | METER ROOM 1ST FLOOR SOUTH
5495 | MAXWELL PL | 43228-8958 | Active | 1669760908 | AMES | 3000SS | DCDA | 6.000 | 98413 | MECH ROOM - S END OF BUILDING
5495 | MAXWELL PL | 43228-8958 | Active | 13422 | WATTS | 007M1QT | DC | 0.750 | 98184 | MECH ROOM - S END AT WALL
5495 | MAXWELL PL | 43228-8958 | LPS - Active | 1416DBP | Grundfos |  | LPC |  | 3628050 | LOW PRESSURE SUSTAINING DEVICE FOR BOOSTER PUMP
5520 | MAXWELL PL | 43228-8959 | Not Required by DOW | A146207 | WILKINS | 375 | RP | 1.000 | 102344 | POOL EQUIPMENT ROOM
5520 | MAXWELL PL | 43228-8959 | Active | H017443 | FEBCO | 805Y | DC | 0.750 | 101773 | RISER ROOM
5520 | MAXWELL PL | 43228-8959 | Active | N1105031239 | FEBCO | 876 | DCDA | 6.000 | 101746 | RISER ROOM
5520 | MAXWELL PL | 43228-8959 | Active | X46790 | WILKINS | 375A | RP | 3.000 | 101683 | RISER ROOM
5520 | MAXWELL PL | 43228-8959 | Not Required by DOW | 417547 | WATTS | 800QT | PVB |  | 3651321
4393 | MAY APPLE CT | 43016-9009 | Active | G108014 | WILKINS | 720A | PVB | 1.000 | 93094 | LEFT SIDE
4410 | MAY APPLE CT | 43016-9045 | Active | 07429 | Febco | 765EB | PVB | 1.000 | 3479049 | Left Side
2633 | MAYBURY RD | 43232-6608 | Active | 650689 | WATTS | 909QT | RP | 0.750 | 58830 | BOILER ROOM BY BOILERS, Maybury E.S.
3281 | MAYFAIR PARK PL | 43213-2282 | Active | 1434561105 | AMES | 3000SS | DCDA | 6.000 | 88751 | MECH RM - Fairmoor E. S.
3281 | MAYFAIR PARK PL | 43213-2282 | Active | 586458 | WATTS | 909HWQT | RP | 1.000 | 88467 | COOLING MAKE UP WATER - Fairmoor E. S.
3281 | MAYFAIR PARK PL | 43213-2282 | Active | L27002 | WILKINS | 375 | RP | 3.000 | 88468 | Boiler Room - Fairmoor E. S.
3281 | MAYFAIR PARK PL | 43213-2282 | Active | 67428 | WATTS | 007QT | DC | 0.750 | 88750 | MECH RM - Fairmoor E. S.
1941 | MAYFLOWER CIR | 43123-9277 | Active | eaf5110 | WILKINS | 720A | PVB | 0.750 | 56702 | LEFT FRONT
1948 | MAYFLOWER CIR | 43123-8432 | Active | H009753 | FEBCO | 765 | PVB | 0.750 | 56722 | SIDE OF HOUSE
1968 | MAYFLOWER CIR | 43123-8432 | Active | H658278 | FEBCO | 765 | PVB | 0.750 | 98985 | RIGHT SIDE
2121 | MAYFLOWER CIR | 43123-8651 | Active | T047837 | WILKINS | 720A | PVB | 0.750 | 57366 | RIGHT SIDE OF HOUSE
2131 | MAYFLOWER CIR | 43123-8651 | Active | 792785 | WILKINS | 720A | PVB | 0.750 | 57406 | BEHIND HOUSE
7023 | MAYNARD E PL | 43054-8881 | Active | T034300 | WILKINS | 720A | PVB | 0.750 | 71290 | LEFT SIDE OF HOUSE
7030 | MAYNARD E PL | 43054-8882 | Active | CAA31023 | WILKINS | 720A | PVB | 0.750 | 71300 | SIDE OF HOUSE
7066 | MAYNARD E PL | 43054-8879 | Active | ZJ536 | CONBRACO | PVB | PVB | 1.000 | 91741 | RIGHT SIDE OF HOUSE
7068 | MAYNARD E PL | 43054-8879 | Active | 576045 | WATTS | 800M4QT | PVB | 1.000 | 88517 | LEFT SIDE OF HOUSE
7070 | MAYNARD E PL | 43054-8879 | Active | CB481459 | WILKINS | 720A | PVB | 0.750 | 92096 | LEFT SIDE
7072 | MAYNARD E PL | 43054-8879 | Active | 181267 | WILKINS | 420 | PVB | 1.000 | 71371 | LEFT SIDE OF HOUSE
7048 | MAYNARD PL | 43054-8883 | Active | T423989 | WILKINS | 720A | PVB | 0.750 | 3584409 | LEFT SIDE OF HOUSE
7065 | MAYNARD PL | 43054-8880 | Active | A135547 | WILKINS | 720A | PVB | 0.750 | 71356 | RIGHT SIDE OF HOUSE FROM STREET
7072 | MAYNARD PL | 43054-8879 | Active | F022877 | WILKINS | 720A | PVB | 0.750 | 101942 | LEFT SIDE
7075 | MAYNARD PL | 43054-8880 | Active | 779592 | WILKINS | 720A | PVB | 0.750 | 88948 | RIGHT SIDE
7076 | MAYNARD PL | 43054-8879 | Active | CB453937 | WILKINS | 720A | PVB | 1.000 | 97384 | WEST SIDE OF HOUSE
7077 | MAYNARD PL | 43054-8880 | Active | 239506 | WATTS | 800M4QT | PVB | 0.750 | 71375 | REAR OF HOUSE
7080 | MAYNARD PL | 43054-8879 | Active | F136498 | WILKINS | 720A | PVB | 0.750 | 71379 | LEFT FRONT BEHIND GRASS
7084 | MAYNARD PL | 43054-8879 | Active | 243479 | WATTS | 800M4QT | PVB | 0.750 | 71386 | LEFT FRONT
7086 | MAYNARD PL | 43054-8879 | Active | 877693 | WILKINS | 720A | PVB | 1.000 | 95055 | LEFT SIDE OF HOUSE
7417 | MAYNOOTH DR | 43017-8294 | Active | T034345 | WILKINS | 720A | PVB | 0.750 | 100017 | LEFT SIDE
7433 | MAYNOOTH DR | 43017-8294 | Active | H789361 | FEBCO | 765 | PVB | 0.750 | 93977 | left side
7448 | MAYNOOTH DR | 43017-8291 | Active | 228583 | WILKINS | 720A | PVB | 0.750 | 93978 | RIGHT SIDE
7513 | MAYNOOTH DR | 43017-8295 | Active | HC60287 | FEBCO | 765 | PVB | 1.000 | 100816 | LEFT FRONT CORNER OF HOUSE
7520 | MAYNOOTH DR | 43017-8292 | Active | 371475 | WATTS | 800M4FR | PVB | 1.000 | 72171 | LEFT SIDE
4105 | MAYSTAR WAY | 43026-3012 | Active | 001419 | WATTS | 800M4FR | PVB | 1.000 | 62931 | RIGHT FRONT CORNER ON SIDE
4111 | MAYSTAR WAY | 43026-3012 | Active | H178626 | FEBCO | 765 | PVB | 0.750 | 62949 | RIGHT SIDE OF HOUSE
4123 | MAYSTAR WAY | 43026-3012 | Active | CB092977 | WILKINS | 720A | PVB | 1.000 | 3611576 | RIGHT CENTER
4129 | MAYSTAR WAY | 43026-3012 | Active | T133483 | WILKINS | 720A | PVB | 0.750 | 62988 | SOUTHWEST CORNER OF HOUSE
4137 | MAYSTAR WAY | 43026-3012 | Active | G190776 | WILKINS | 720A | PVB | 0.750 | 63011 | BACK OF HOUSE
4166 | MAYSTAR WAY | 43026-3011 | Active | A19105 | FEBCO | 765 | PVB | 1.000 | 63129 | OUTSIDE
4173 | MAYSTAR WAY | 43026-3012 | Active | T196809 | WILKINS | 720 | PVB | 0.750 | 63150 | FRONT OF HOUSE
4174 | MAYSTAR WAY | 43026-3011 | Active | CB806673 | WILKINS | 720A | PVB | 1.000 | 63152 | LEFT FRONT
4177 | MAYSTAR WAY | 43026-3012 | Active | AF1302 | FEBCO | 765 | PVB | 1.000 | 63165 | EAST SIDE OF HOUSE
4178 | MAYSTAR WAY | 43026-3011 | Active | G216811 | WILKINS | 720A | PVB | 0.750 | 96917 | RIGHT SIDE FRONT
4179 | MAYSTAR WAY | 43026-3012 | Active | 631382 | WATTS | 800M4QT | PVB | 1.000 | 63172 | NE CORNER
4181 | MAYSTAR WAY | 43026-3012 | Active | G080934 | WILKINS | 720A | PVB | 0.750 | 91829 | FRONT LEFT
4188 | MAYSTAR WAY | 43026-3011 | Active | T047568 | WILKINS | 720A | PVB | 0.750 | 101899 | RIGHT SIDE FRONT CORNER
4190 | MAYSTAR WAY | 43026-3011 | Active | H301873 | FEBCO | 765 | PVB | 0.750 | 3479636 | RIGHT FRONT
4198 | MAYSTAR WAY | 43026-3011 | Active | CB029272 | WILKINS | 720A | PVB | 0.750 | 103576 | FRONT OF HOUSE BEHIND WALK
4205 | MAYSTAR WAY | 43026-3026 | Active | 595160 | WILKINS | 720A | PVB | 0.750 | 63289 | LEFT SIDE OF HOME
1958 | MCALLISTER AVE | 43205- | Due Install |  |  |  | RP |  | 3479719
1967 | MCALLISTER AVE | 43205-1614 | Active | 79585 | WATTS | LF919QT | RP | 0.750 | 56791 | NORTH SIDE OF BUILDING NEXT TO REST ROOM -- AT WATER METER
1967 | MCALLISTER AVE | 43205-1614 | Active | 281405 | WILKINS | 975 | RP | 0.750 | 56792 | NORTH CENTER OF BUILDING NEXT TO RESTROOM--AT WATER METER
4883 | MCBANE ST | 43220-3177 | Active | EAF5469 | WILKINS | 720A | PVB | 0.750 | 95715 | LEFT SIDE OF HOUSE
6603 | MCBURNEY PL | 43085 | Active | G241352 | WILKINS | 720A | PVB | 0.750 | 99315 | LEFT SIDE
6608 | MCBURNEY PL | 43085-2673 | Active | G213934 | WILKINS | 720A | PVB | 0.750 | 95835 | FRONT OF HOUSE
6616 | MCBURNEY PL | 43085-2673 | Active | G217226 | WILKINS | 720A | PVB | 0.750 | 95834 | FRONT OF HOUSE
6617 | MCBURNEY PL | 43085 | Active | CBO15667 | wilkins | 720-a | PVB | 0.750 | 3602887 | RIGHT SIDE
6624 | MCBURNEY PL | 43085 | Active | H587258 | FEBCO | 765 | PVB | 0.750 | 98464 | LEFT HAND SIDE
6653 | MCBURNEY PL | 43085 | Active | T230846 | WILKINS | 720A | PVB | 0.750 | 3613855
792 | MCCALL CT | 43235-2165 | Active | CB026827 | WILKINS | 720A | PVB | 0.750 | 3479829 | FRONT OF HOUSE RIGHT OF DOOR
7477 | MCCARTHY CT | 43017-8219 | Active | 99862 | FEBCO | 765 | PVB | 1.000 | 72068 | RIGHT HAND SIDE OF HOUSE
7488 | MCCARTHY CT | 43017-8219 | Active | 669880 | WATTS | 800M2QT | PVB | 1.000 | 72091 | RIGHT HAND SIDE OF HOUSE
7489 | MCCARTHY CT | 43017-8219 | Active | H158703 | FEBCO | 765 | PVB | 1.000 | 72093 | RIGHT FRONT
1181 | MCCLEARY CT | 43235-2195 | Active | CAB50086 | WILKINS | 720A | PVB | 0.750 | 87066 | RIGHT FRONT
1200 | MCCLEARY CT | 43235-2195 | Active | F022355 | WILKINS | 720A | PVB | 0.750 | 97309 | LEFT SIDE
1201 | MCCLEARY CT | 43235-2195 | Active | H301719 | FEBCO | 765 | PVB | 0.750 | 87380 | LEFT SIDE OF HOUSE
1212 | MCCLEARY CT | 43235-2195 | Active | H312397 | FEBCO | 765 | PVB | 0.750 | 87381 | RIGHT SIDE OF HOUSE
1224 | MCCLEARY CT | 43235-2195 | Active | 598564 | RAINBIRD | 100R | PVB | 1.000 | 93981 | RIGHT SIDE
1233 | MCCLEARY CT | 43235-2195 | Active | 17601 | FEBCO | 765 | PVB | 1.000 | 54375 | RIGHT SIDE OF HOUSE
1236 | MCCLEARY CT | 43235-2195 | Active | F05766 | FEBCO | 765 | PVB | 1.000 | 3479959 | Front of House
1245 | MCCLEARY CT | 43235-2195 | Active | T472458 | WILKINS | 720A | PVB | 1.000 | 93982 | LEFT REAR
9120 | MCCLELLAN DR | 43054 | Active | CB029137 | WILKINS | 720A | PVB |  | 3603019
9140 | MCCLELLAN DR | 43054 | Active | 778261 | WATTS | 800M4QT | PVB | 1.000 | 101040 | LEFT SIDE OF HOUSE
9150 | MCCLELLAN DR | 43054 | Active | T147041 | WILKINS | 720A | PVB | 0.750 | 3603474 | LEFT
9160 | MCCLELLAN DR | 43054 | Active | T041434 | WILKINS | 720A | PVB | 0.750 | 101224 | RIGHT SIDE OF HOUSE
9170 | MCCLELLAN DR | 43054 | Active | T147399 | WILKINS | 720A | PVB | 0.750 | 3602708 | LEFT SIDE OF HOUSE
9180 | MCCLELLAN DR | 43054 | Active | H782338 | FEBCO | 765 | PVB | 0.750 | 3605814 | RIGHT OF FRONT DOOR
9190 | MCCLELLAN DR | 43054 | Active | T070617 | WILKINS | 720A | PVB | 0.750 | 101563 | LEFT FRONT
9200 | MCCLELLAN DR | 43054 | Active | CB078642 | WILKINS | 720 | PVB | 0.750 | 3603393 | LEFT FRONT
9220 | MCCLELLAN DR | 43054 | Active | T134302 | WILKINS | 720A | PVB | 0.750 | 102593 | RIGHT CORNER
9230 | MCCLELLAN DR | 43054-7122 | Active | H379949 | FEBCO | 765 | PVB | 0.750 | 89468 | LEFT FRONT ORNER OF HOUSE
9240 | MCCLELLAN DR | 43054-7122 | Active | 190497 | WILKINS | 720A | PVB | 0.750 | 98855 | LEFT SIDE OF HOUSE
9250 | MCCLELLAN DR | 43054 | Active | T230709 | WILKINS | 720A | PVB | 0.750 | 3616638
9280 | MCCLELLAN DR | 43054 | Active | CB078648 | WILKINS | 720A | PVB | 0.750 | 102838 | LEFT SIDE
1011 | MCCLELLAND AVE | 43211-2915 | Not Required by DOW | [5 empty] | 3479970
1246 | MCCLISH CT | 43123 | Active | T386992 | WILKINS | 720A | PVB | 0.750 | 3629452 | LEFT FRONT
1251 | MCCLISH CT | 43123 | Active | T386275 | WILKINS | 720A | PVB | 0.750 | 3624379 | RIGHT FRONT
6851 | MCCORD ST | 43085-2927 | Active | CB638376 | WILKINS | 720A | PVB | 0.750 | 3479977 | RIGHT FRONT
6860 | MCCORD ST | 43085-2969 | Active | 415667 | WILKINS | 420 | PVB | 0.750 | 70848 | FRONT -RIGHT OF DOOR
6863 | MCCORD ST | 43085-2927 | Active | 586562 | WILKINS | 720A | PVB | 1.000 | 70854 | LEFT FRONT
6887 | MCCORD ST | 43085-2927 | Active | CAA33882 | WILKINS | 720A | PVB | 1.000 | 70883 | RIGHT SIDE OF HOUSE
200 | MCCORMICK BLVD | 43213-1535 | Active | W149860 | WILKINS | 975XL | RP | 1.500 | 56955 | SPRINKLER ROOM
200 | MCCORMICK BLVD | 43213-1535 | Active | 1319670204 | AMES | 3000SS | DCDA | 8.000 | 56951 | MECH ROOM-Fire pump room
200 | MCCORMICK BLVD | 43213-1535 | Active | 138190205 | AMES | 3000SS | DCDA | 6.000 | 56952 | IN PIT NEAR STREET AT CORNER OF BRICE ROAD AND MCCORMICK
200 | MCCORMICK BLVD | 43213-1535 | Active | 36598 | AMES | 2000SS | DC | 0.750 | 56953 | MECH ROOM
200 | MCCORMICK BLVD | 43213-1535 | Active | 64302 | WATTS | 007QT | DC | 0.750 | 56954 | PARALLEL WITH 6" DCDA
300 | MCCORMICK BLVD | 43213-1550 | Due Install |  |  |  | DCDA |  | 3638496
300 | MCCORMICK BLVD | 43213-1550 | Active | 299916 | WATTS | 909M1QT | RP | 1.500 | 59712 | NEXT TO WATER METER
333 | MCCORMICK BLVD | 43213-1526 | Due Install | [5 empty] | 3638636
333 | MCCORMICK BLVD | 43213-1526 | Active | E6077 | APOLLO/CONBRACO | 4020502 | RP | 1.000 | 93985 | NEXT TO SERVICE METER NEXT TO SHOP OFFICE
350 | MCCORMICK BLVD | 43213-1550 | Not Required by DOW | 142459 | WATTS | LF009QT | RP | 0.500 | 104177 | OFFICE WATER, OLD TANK FARM ROOM
350 | MCCORMICK BLVD | 43213-1550 | Active | 75409 | WATTS | 919QT | RP | 0.750 | 60880 | ELECTRIC FIRE PUMP HOUSE
350 | MCCORMICK BLVD | 43213-1550 | Active | SF-2335 | AMES | COLT 500-GV | RPDA | 10.00 | 60879 | ELECTRIC FIRE PUMP HOUSE
350 | MCCORMICK BLVD | 43213-1550 | LPS - Active |  |  |  | LST |  | 3628290 | LOW PRESSURE SUSTAINING DEVICE FOR BOOSTER PUMP
350 | MCCORMICK BLVD | 43213-1550 | Not Required by DOW | 1210010308 | AMES | 4000SS | RP | 4.000 | 60878 | WEST WALL NEXT TO STORE ROOM
350 | MCCORMICK BLVD | 43213-1550 | Not Required by DOW | 1046260501 | AMES | 4000SS | RP | 4.000 | 60877 | WALL NEXT TO STORE ROOM
350 | MCCORMICK BLVD | 43213-1550 | Not Required by DOW | 1042280501 | AMES | 4000SS | RP | 4.000 | 60876 | WALL NEXT TO STORE ROOM
350 | MCCORMICK BLVD | 43213-1550 | Not Required by DOW | B278014 | WILKINS | 375XL | RP | 2.000 | 60875 | WATER METER BLDG FRONT CORNER
350 | MCCORMICK BLVD | 43213-1550 | Active | VC-0644 | AMES | COLT 400 | RP | 4.000 | 60874 | WATER METER BLDG IN FRONT CORNER
350 | MCCORMICK BLVD | 43213-1550 | Active | RH-0280 | WATTS | 957 | RP | 4.000 | 60873 | WATER METER BLDG IN FRONT CORNER
432 | MCCORMICK BLVD | 43213-1525 | Active | VB-0728 | AMES | 400 | RP | 3.000 | 3479981 | heated enclosure
432 | MCCORMICK BLVD | 43213-1525 | LPS - Active | [5 empty] | 3649989
432 | MCCORMICK BLVD | 43213-1525 | Active | 222298 | WATTS | 007M3QT | DC | 0.750 | 3649987 | HEATED ENCLOSURE
432 | MCCORMICK BLVD | 43213-1525 | Active | TH-1149 | WATTS | 757 | DCDA | 6.000 | 3626490 | HEATED ENCLOSURE
445 | MCCORMICK BLVD | 43213-1526 | Due Install |  |  |  | DC | 0.750 | 3628292
445 | MCCORMICK BLVD | 43213-1526 | Due Install |  |  |  | DCDA |  | 3628291
445 | MCCORMICK BLVD | 43213-1526 | Due Install |  |  |  | RP |  | 3479982
450 | MCCORMICK BLVD | 43213-1525 | Active | 195446 | WILKINS | 975 | RP | 2.000 | 64199 | ON METER PIT IN HOT BOX
450 | MCCORMICK BLVD | 43213-1525 | Due Install |  |  |  | DCDA |  | 3638622
450 | MCCORMICK BLVD | 43213-1525 | LPS - Active | [5 empty] | 3638623
470 | MCCORMICK BLVD | 43213-1525 | Active | VK-1336 | AMES | COLT-GV | DCDA | 4.000 | 3649658
470 | MCCORMICK BLVD | 43213-1525 | Active | 15350 | AMES | 4000B | RP | 0.750 | 3546365
470 | MCCORMICK BLVD | 43213-1525 | Active | 85637 | AMES | 2000B | DC | 0.750 | 3651694
283 | MCCOY AVE | 43085 | Active | T442447 | WILKINS | 720A | PVB | 0.750 | 3654485 | RIGHT FRONT
1260 | MCCOY RD | 43220-4963 | Active | 17036 | WATTS | 919AQT | RP | 1.000 | 96214 | IN BASEMENT BY WATER METER
1482 | MCCOY RD | 43220-4931 | Active | 279571 | WILKINS | 720A | PVB | 0.750 | 93986 | RIGHT SIDE OF HOUSE
1530 | MCCOY RD | 43220-4969 | Active | T240662 | WILKINS | 720 | PVB | 0.750 | 3480002 | FRONT
1540 | MCCOY RD | 43220-4969 | Active | 580632 | WILKINS | 720A | PVB | 1.000 | 92207 | LEFT FRONT
1560 | MCCOY RD | 43220-4932 | Active | T021225 | WILKINS | 720A | PVB | 0.750 | 3480003 | RIGHT SIDE OF HOUSE
1610 | MCCOY RD | 43220-4932 | Active | 122700 | WATTS | 800QT | PVB | 1.000 | 87408 | REAR OF HOUSE
1727 | MCCOY RD | 43220-4405 | Active | 47382 | WATTS | 800M4QT | PVB | 1.000 | 93987 | left of house
1956 | MCCOY RD | 43220-4434 | Active | 298694 | WATTS | 800QT | PVB | 0.750 | 95509 | RIGHT SIDE OF HOUSE TOWARD BACK
1961 | MCCOY RD | 43220-4433 | Active | 669018 | WILKINS | 720A | PVB | 0.750 | 90952 | LEFT OF BLDG
2160 | MCCOY RD | 43220-4352 | Active | H616713 | FEBCO | 765 | PVB | 0.750 | 87490 | LEFT SIDE OF HOUSE
2284 | MCCOY RD | 43220-4352 | Active | 792843 | WILKINS | 720A | PVB | 0.750 | 88308 | LEFT OF FRONT DOOR
2777 | MCCOY RD | 43220-4236 | Active | 323519 | WATTS | 909M1QT | RP | 1.500 | 59273 | BASEMENT MECHANICAL ROOM AT WATER METER
4467 | MCCULLOUGH LN | 43026-7711 | Active | H178247 | FEBCO | 765 | PVB | 0.750 | 91808 | LEFT SIDE OF HOUSE
4484 | MCCULLOUGH LN | 43026-7695 | Active | 201704 | WATTS | 800M4QT | PVB | 0.750 | 64150 | FRONT LEFT OF DOOR
4241 | MCCUNE AVE | 43017 | Active | RD-1550 | WATTS | 957 | RP | 4.000 | 3622668 | Bldg # 16 (4239) Sprinkler-Meter Rm in Hallway
4241 | MCCUNE AVE | 43017 | Active | 77912 | AMES | 2000B | DC | 0.750 | 3622670 | Bldg # 16 (4239) Sprinkler-Meter Rm in Hallway
4241 | MCCUNE AVE | 43017 | Active | 1910350317 | AMES | 3000SS | DCDA | 4.000 | 3622669 | Bldg # 16 (4239) Sprinkler-Meter Rm in Hallway
4242 | MCCUNE AVE | 43017 | Active | 77497 | AMES | 2000B | DC | 0.750 | 3621478 | Bldg # 14 (4250) Sprinkler-Meter Rm in Hallway
4242 | MCCUNE AVE | 43017 | Active | QL-0060 | WATTS | 957 | RP | 4.000 | 3621476 | Bldg # 14 (4250) Sprinkler-Meter Rm in Hallway
4242 | MCCUNE AVE | 43017 | Active | 1903641116 | AMES | 3000SS | DCDA | 4.000 | 3621477 | Bldg # 14 (4250) Sprinkler-Meter Rm in Hallway
4652 | MCCURDY DR | 43054-9630 | Active | 262970 | WILKINS | 420 | PVB | 0.750 | 64694 | RT FRT CORNER
4653 | MCCURDY DR | 43054-9631 | Active | T299949 | WILKINS | 720A | PVB | 0.750 | 64699 | LEFT SIDE OF HOUSE
4664 | MCCURDY DR | 43054-9630 | Active | 287221 | WATTS | 800M4QT | PVB | 0.750 | 64733 | RIGHT FRONT
4665 | MCCURDY DR | 43054-9631 | Active | CD5132 | FEBCO | 765 | PVB | 0.750 | 64746 | NW COR OF HSE
4676 | MCCURDY DR | 43054-9630 | Active | H142456 | FEBCO | 765 | PVB | 1.000 | 64769 | RT SIDE
4677 | MCCURDY DR | 43054-9631 | Active | G097990 | WILKINS | 720A | PVB | 0.750 | 64774 | NORTHSIDE OF HOUSE
3362 | MCCUTCHEON CROSSING DR | 43219-5048 | Active | G242350 | WILKINS | 720A | PVB | 0.750 | 95920 | LEFT SIDE
3178 | MCCUTCHEON PL | 43219 | Active | T223663 | WILKINS | 720A | PVB | 0.750 | 3611749 | left side
2315 | MCCUTCHEON RD | 43219- | Active | 4738478 | WILKINS | 975A | RP | 0.750 | 57923 | BY METER PIT 15 FT S OF MCCUTCHEON ON MCCUTCHEON CROSSING
2362 | MCCUTCHEON RD | 43219-3200 | Active | CB076733 | WILKINS | 720 | PVB | 0.750 | 58082 | BASEMENT, SOUTH WALL
2451 | MCCUTCHEON RD | 43219-3336 | Not Required by DOW |  |  |  | RP |  | 3649024 | AT METER
2500 | MCCUTCHEON RD | 43219-3338 | Active | ABU5542 | WILKINS | 975XL2 | RP | 1.000 | 3653423 | FURNACE ROOM
2580 | MCCUTCHEON RD | 43219-3338 | Active | 561024 | WATTS | 909QT | RP | 0.750 | 58674 | MECH ROOM ON EAST SIDE CHILLER ROOM
2600 | MCCUTCHEON RD | 43219-3340 | Active | 233399 | WATTS | 009M2QT | RP | 1.000 | 99388 | METER ROOM
2881 | MCCUTCHEON RD | 43219- | Active | FI1597 | WATTS | 957 | RP | 6.000 | 90524 | HOT BOX AT PIT NW OF COMPLEX PARK AT REGALDO & CAMBRON
2881 | MCCUTCHEON RD | 43219- | Not Required by DOW | T075159 | WILKINS | 720A | PVB | 0.750 | 95090 | 2869 ACARIE DR, UNIT IN REAR NEXT TO WHITE FENCE
2881 | MCCUTCHEON RD | 43219- | Not Required by DOW | G245408 | WILKINS | 720A | PVB | 0.750 | 99723 | LEFT SIDE - 3950 MIDDLEMORE DR
2881 | MCCUTCHEON RD | 43219- | Not Required by DOW | T231667 | WILKINS | 720A | PVB | 0.750 | 99724 | LEFT SIDE - 3938 MIDDLEMORE DR
3240 | MCCUTCHEON RD | 43230-4813 | Due Install |  |  |  | RP | 1.500 | 3604222 | AT WATER METER - FIRE STATION # 28
3841 | MCDANNALD DR | 43230-1120 | Active | 2270912 | WILKINS | 975XLBMS | RP | 0.750 | 88022 | FRONT WALL OF HOUSE BASEMENT AT SERVICE ENTRANCE
3607 | MCDERMOT CT | 43228-7074 | Active | H025087 | FEBCO | 765 | PVB | 1.000 | 97453 | left side of house
3608 | MCDERMOT CT | 43228-7074 | Active | 587236 | WILKINS | 720A | PVB | 0.750 | 93988 | RIGHT SIDE FRONT
3615 | MCDERMOT CT | 43228-7074 | Active | T065607 | WILKINS | 720A | PVB | 1.000 | 100180 | LEFT SIDE OF HOUSE
3616 | MCDERMOT CT | 43228-7074 | Active | A152232 | WILKINS | 720A | PVB | 0.750 | 92141 | RIGHT SIDE FRONT
6840 | MCDEVITT CT | 43017-8653 | Active | 903102 | WILKINS | 720A | PVB | 0.750 | 70803 | RIGHT HAND SIDE OF HOUSE
6841 | MCDEVITT CT | 43017-8653 | Active | 190664 | WILKINS | 720A | PVB | 0.750 | 70804 | LEFT FRONT
6849 | MCDEVITT CT | 43017-8653 | Active | G151926 | WILKINS | 720A | PVB | 0.750 | 92017 | FRONT OF HOUSE
6857 | MCDEVITT CT | 43017-8653 | Active | 229722 | WATTS | 800M4QT | PVB | 0.750 | 70843 | LEFT SIDE OF HOUSE
6832 | MCDEVITT DR | 43017-8650 | Active | CB072529 | WILKINS | 720A | PVB | 0.750 | 70787 | RIGHT FRONT
6833 | MCDEVITT DR | 43017-8651 | Active | 263488 | WILKINS | 420 | PVB | 1.000 | 70791 | LEFT SIDE OF HOUSE
6810 | MCDOUGAL CT | 43017-8898 | Active | A107151 | WILKINS | 720A | PVB | 0.750 | 87254 | RIGHT SIDE OF HOUSE CENTER
6818 | MCDOUGAL CT | 43017-8898 | Active | 548903 | WATTS | 800M4QT | PVB | 1.000 | 70754 | RIGHT SIDE OF HOUSE
6826 | MCDOUGAL CT | 43017-8898 | Active | 468229 | APOLLO/CONBRACO | PVB4A | PVB | 0.750 | 70774 | LEFT SIDE OF HOUSE
6839 | MCDOUGAL CT | 43017 | Active | A107194 | WILKINS | 720A | PVB | 0.750 | 70798 | LEFT FRONT
6842 | MCDOUGAL CT | 43017-8898 | Active | 903224 | WILKINS | 720A | PVB | 0.750 | 70808 | OUTSIDE
6843 | MCDOUGAL CT | 43017-8898 | Active | H039222 | FEBCO | 765 | PVB | 0.750 | 70813 | SIDE OF HOUSE (SERIAL #H039222)
6850 | MCDOUGAL CT | 43017-8898 | Active | H580874 | FEBCO | 765 | PVB | 0.750 | 70831 | LEFT SIDE
6866 | MCDOUGAL CT | 43017-8898 | Active | T304570 | WILKINS | 720A | PVB | 0.750 | 95334 | RIGHT SIDE OF HOUSE
6867 | MCDOUGAL CT | 43017-8898 | Active | H010743 | FEBCO | 765 | PVB | 0.750 | 70859 | LEFT SIDE
3377 | MCDOWELL RD | 43123- | Active | 141220 | WATTS | 009QT | RP | 0.750 | 60545 | UTILITY ROOM ON OUTSIDE OF BUILDING
3377 | MCDOWELL RD | 43123- | Active | 147089 | WATTS | 009M3QT | RP | 0.750 | 87175 | NW CORNER OF BUILDING IN MECH ROOM
3797 | MCDOWELL RD | 43123-4023 | Active | 214537 | WATTS | LF009M2QT | RP | 1.000 | 93989 | IN METER
3800 | MCDOWELL RD | 43123-4022 | Active | UA-1455 | AMES | COLT300GV | DCDA | 6.000 | 3634979 | WEST WALL
3800 | MCDOWELL RD | 43123-4022 | Active | 264992 | WATTS | 909M1QT | RP | 2.000 | 61804 | WEST END OF BLDG BY METER
3800 | MCDOWELL RD | 43123-4022 | Active | 59973 | AMES | 2000BM3 | DC | 0.750 | 3649323 | WEST WALL
4026 | MCDOWELL RD | 43123-3942 | Due Install |  |  |  | DCDA | 4.000 | 3632754
4026 | MCDOWELL RD | 43123-3942 | Active | 259114 | WILKINS | 975 | RP | 1.000 | 62705 | IN STORAGE ROOM
4170 | MCDOWELL RD | 43123-3902 | Active | 15947 | WATTS | 919QT | RP | 2.000 | 63139 | BASEMENT WEST WALL BY METER
4176 | MCDOWELL RD | 43123- | Active | W047136 | WILKINS | 975XL | RP | 1.000 | 3480190
4196 | MCDOWELL RD | 43123-3909 | Due Install |  |  |  | RP | 1.500 | 3480191 | MTR IN MECH ROOM
4218 | MCDOWELL RD | 43123-3909 | Due Install |  |  |  | RPDA |  | 3480192
4240 | MCDOWELL RD | 43123-3909 | Due Install |  |  |  | RP | 1.500 | 3480193 | mtr in mech. room
4267 | MCDOWELL RD | 43123- | Due Install |  |  |  | RP | 6.000 | 3480194
4268 | MCDOWELL RD | 43123-3909 | Active | 20268 | AMES | 2000B | DC | 1.500 | 96540 | CENTER MECH ROOM
4268 | MCDOWELL RD | 43123-3909 | Active | 2776633 | WILKINS | 975XLBMS | RP | 1.000 | 96562 | CENTER MECH ROOM
4268 | MCDOWELL RD | 43123-3909 | Due Install |  |  | 975XLBMS | RP | 6.000 | 3639272 | CENTER MECH ROOM
60 | MCDOWELL ST | 43215 | Active | 4422116 | WILKINS | 975XL2 | RP | 1.000 | 3650354 | TEMPORARY METER AT JOB TRAILER - 54 S MAY ST
60 | MCDOWELL ST | 43215 | Active | 77153 | WATTS | LF919QT | RP | 1.000 | 3650353 | INSIDE BUILDING AT WATER METER
129 | MCDOWELL ST | 43215-4029 | Not Required by DOW | [5 empty] | 3480206
258 | MCELHINNY LN | 43035 | Active | CB431981 | WILKINS | 720A | PVB | 0.750 | 3605890 | LEFT SIDE
323 | MCELHINNY LN | 43035 | Active | T239698 | WILKINS | 720A | PVB | 0.750 | 3605883 | RIGHT SIDE OF THE HOUSE
3805 | MCGRATH DR | 43016-4172 | Active | 23745 | WATTS | 800M2QT | PVB | 1.000 | 61828 | WEST SIDE OF HOUSE BY MTR REMOTES
4711 | MCGREEVY CT | 43017-8572 | Active | G045431 | WILKINS | 720A | PVB | 0.750 | 87691 | LEFT FRONT
4720 | MCGREEVY CT | 43017-8572 | Active | G036427 | WILKINS | 720A | PVB | 0.750 | 93992 | LEFT SIDE
4727 | MCGREEVY CT | 43017-8572 | Active | H066704 | FEBCO | 765 | PVB | 0.750 | 64891 | RIGHT FRONT
4735 | MCGREEVY CT | 43017-8572 | Active | T178644 | WILKINS | 720A | PVB | 0.750 | 3611537 | RIGHT CENTER BY AC.
4736 | MCGREEVY CT | 43017-8572 | Active | T304948 | WILKINS | 720A | PVB | 0.750 | 64916 | RIGHT SIDE OF HOUSE
4767 | MCGREEVY CT | 43017-8572 | Active | 146202 | WILKINS | 420 | PVB | 0.750 | 64986 | LEFT FRONT
4783 | MCGREEVY DR | 43017-8648 | Active | 672172 | WILKINS | 720A | PVB | 0.750 | 65043 | LEFT SIDE
4791 | MCGREEVY DR | 43017-8648 | Active | 234140 | FEBCO | 765 | PVB | 0.750 | 91247 | LEFT SIDE OF HOUSE
4792 | MCGREEVY DR | 43017-8655 | Active | T231721 | Wilkins | 720A | PVB | 0.750 | 65063 | LEFT SIDE
2623 | MCGUFFEY RD | 43211- | Active | W074851 | WILKINS | 975XL | RP | 1.000 | 100615 | IN BASEMENT, FRONT OF BUILDING - 2625 MCGUFFEY RD
2623 | MCGUFFEY RD | 43211- | Not Required by DOW |  |  |  | AG |  | 3636187
2632 | MCGUFFEY RD | 43211-1237 | Active | 95779 | WATTS | 909M1QT | RP | 1.250 | 58828 | BOILER ROOM CAHS
2632 | MCGUFFEY RD | 43211-1237 | Active | 215030 | WATTS | 909M1QT | RP | 0.750 | 58827 | WATER TREATMENT RM CAHS
2632 | MCGUFFEY RD | 43211-1237 | Due Install |  |  |  | RP |  | 3630206
5910 | MCHINE WAY | 43081 | Active | T418168 | WILKINS | 720A | PVB | 0.750 | 3616647 | RIGHT SIDE OF HOUSE (EXT)
814 | MCKINLEY AVE | 43222- | Active | 274138 | WATTS | 909M1QT | RP | 1.500 | 73365 | SW CORNER OF BUILDING BY WATER METER
835 | MCKINLEY AVE | 43222- | Active | AG-835-1 |  |  | AG | 2.000 | 3636722 | AIT GAP ON TANK FOR CAUSTIC FUMES/SCRUBER
835 | MCKINLEY AVE | 43222- | Active | AG-835-2 |  |  | AG | 2.000 | 3640949 | AIT GAP ON TANK FOR CAUSTIC FUMES/SCRUBER
835 | MCKINLEY AVE | 43222- | Active | ACL2941 | WILKINS | 975XL2 | RP | 1.500 | 73738 | BLDG 12 N WALL AT WATER METER CHLORINE STORAGE BLDG
835 | MCKINLEY AVE | 43222- | Not Required by DOW | 050881 | WATTS | LF909QT | RP | 0.750 | 73739 | CHLORINE STORE ROOM
839 | MCKINLEY AVE | 43222- | Active | 411326 | WATTS | 909QT | RP | 0.750 | 73775 | BLDG 15 SOUTH WALL AT WATER METER
851 | MCKINLEY AVE | 43222-1148 | Active | ABJ7836 | WILKINS | 975XL2 | RP | 0.750 | 74005 | OFFICES MID MECH/FURNACE ROOM AT WATER METER
856 | MCKINLEY AVE | 43222- | Not Required by DOW | 576829 | WATTS | 909PCQT | RP | 1.000 | 89377 | Bldg B05 ON WALL INSIDE DOOR TO LEFT -BOILER ROOM, MTR IN SW CORNER
856 | MCKINLEY AVE | 43222- | Not Required by DOW | 306102 | WATTS | 909QT | RP | 0.750 | 74072 | N WALL BEHIND BOILER ROOM #2
856 | MCKINLEY AVE | 43222- | Active | 356791 | WILKINS | 975XL | RP | 0.750 | 74073 | SW CORNER OF BUILDING BY WATER METER
856 | MCKINLEY AVE | 43222- | Not Required by DOW | 455707 | WATTS | 909PCHWQT | RP | 0.750 | 89374 | BLDG B05 E WALL BEHIND DRYER
856 | MCKINLEY AVE | 43222- | Not Required by DOW | 349244 | WILKINS | 975XL | RP | 0.750 | 89375 | Bldg B05 BOTTLE ROOM EAST WALL
867 | MCKINLEY AVE | 43222-1148 | Active | ACF8874 | WILKINS | 975XL2 | RP | 2.000 | 100593 | BLDG 1 WAREHSE AT WATER METER MIDDLE COURT
867 | MCKINLEY AVE | 43222-1148 | Not Required by DOW | 4861717 | WILKINS | 975XL | RP | 0.750 | 3648793 | BOILER
867 | MCKINLEY AVE | 43222-1148 | Not Required by DOW | ACI6200 | WILKINS | 975XL2 | RP | 2.000 | 74172 | BOILER ROOM AT WATER METER
867 | MCKINLEY AVE | 43222-1148 | Not Required by DOW | 4973561XLTCU | WILKINS | 975XL2 | RP | 2.000 | 74174 | BUILDING B04 N.E. CORNER
867 | MCKINLEY AVE | 43222-1148 | Not Required by DOW | ABV4421 | WILKINS | 975XL2 | RP | 0.750 | 89240 | IN FRONT OF MIXING TANK 12
874 | MCKINLEY AVE | 43222- | Active | 152149 | WATTS | 909 | RP | 2.500 | 74240 | SW CORNER OF BLDG AT WATER METER
874 | MCKINLEY AVE | 43222- | Not Required by DOW | 610219 | WATTS | 909QT | RP | 0.750 | 74241 | S WALL BEHIND BOILER
891 | MCKINLEY AVE | 43222- | Not Required by DOW | 4861717 | WILKINS | 975XL2 | RP | 0.750 | 89241 | SW CORNER OF MAIN BUILDING, building 2
891 | MCKINLEY AVE | 43222- | Active | 114418 | WATTS | LF009M2QT | RP | 1.500 | 74401 | BLDG 2 NW CORNER MAGY BLDG CAGE AT WATER METER
891 | MCKINLEY AVE | 43222- | Not Required by DOW | ACL3048 | WILKINS | 975XL2 | RP | 1.500 | 74402 | IN MAGY BUILDING IN BACK CORNER OF CAGE
909 | MCKINLEY AVE | 43222- | Not Required by DOW | 15369 | WATTS | 009M2QT | RP | 1.500 | 74533 | BY WATER METER DOMESTIC USE
909 | MCKINLEY AVE | 43222- | Not Required by DOW | 01000 | WATTS | 007 | DCDA | 3.000 | 74532 | BLDG 8 BY OVERHEAD DOOR
909 | MCKINLEY AVE | 43222- | Not Required by DOW | 29204 | WATTS | 007M1QT | DC | 0.750 | 74534 | BLDG 8 MECH/METER AREA
909 | MCKINLEY AVE | 43222- | Active | 4847836 | WILKINS | 975XL2 | RP | 0.750 | 3648464 | BLDG 8 MECH/METER AREA
909 | MCKINLEY AVE | 43222- | Active | 5323D | WILKINS | 375ASTDA | RPDA | 3.000 | 3640807 | BLDG 8 MECH/METER AREA
909 | MCKINLEY AVE | 43222- | Active | 349171 | WILKINS | 975XL | RP | 1.500 | 74535 | BLDG 8 MECH/RISER AREA AT WATER METER (S# 349171)
1004 | MCKINLEY AVE | 43222 | Active | 21464 | WATTS | 919QT | RP | 1.500 | 103872 | S WALL E END OF BLDG, AT WATER METER AT GARAGE DOOR
1037 | MCKINLEY AVE | 43222-1136 | Active | 3770981 | WILKINS | 975XL | RP | 0.750 | 103452 | NE CLOSET CORNER FRONT ENTRANCE
1061 | MCKINLEY AVE | 43222-1136 | Active | 390970 | WATTS | 009M3QT | RP | 0.750 | 3480638 | BASEMENT AT METER
1150 | MCKINLEY AVE | 43222-1113 | Due Install | [5 empty] | 3480641
1221 | MCKINLEY AVE | 43222-1114 | Due Install |  |  |  | RP | 0.750 | 3480643 | BATHROOM WALL
1231 | MCKINLEY AVE | 43222-1114 | Active | 287712 | WATTS | 909M1QT | RP | 1.500 | 54374 | BASEMENT FURNACE ROOM BY WATER METER
1241 | MCKINLEY AVE | 43222-1114 | Active | 22629 | WATTS | LF919QT | RP | 1.500 | 3480644
1260 | MCKINLEY AVE | 43222 | Not Required by DOW | B304298 | WILKINS |  | RP | 1.500 | 3646516 | WASH BAY
1260 | MCKINLEY AVE | 43222 | Not Required by DOW | 4619684 | WILKINS |  | RP | 1.000 | 3640772 | SE CORNER OF WAREHOUSE
1260 | MCKINLEY AVE | 43222 | Active | 4730534 | WILKINS | 975 | RP | 2.000 | 3640771 | SE CORNER OF WAREHOUSE
1260 | MCKINLEY AVE | 43222 | Active | 57526 | AMES | 2000BM3 | DC | 0.750 | 3640769 | SE CORNER OF WAREHOUSE
1260 | MCKINLEY AVE | 43222 | Active | TG-1996 | AMES | 300GV | DCDA | 4.000 | 3640768 | SE CORNER OF WAREHOUSE
1320 | MCKINLEY AVE | 43222-1155 | Active | 178869 | AMES | 3000SS | DCDA | 4.000 | 102828 | RISER ROOM
1320 | MCKINLEY AVE | 43222-1155 | Active | 69025 | AMES | 2000B | DC | 0.750 | 102829 | RISER ROOM
1320 | MCKINLEY AVE | 43222-1155 | Active | 560090 | WATTS | 800M4FR | PVB | 1.000 | 54674 | MECHANICAL ROOM FRONT RIGHT ROOM OF BUILDING
1330 | MCKINLEY AVE | 43222-1115 | Active | 4630979 | WILKINS | 975 | RP | 1.000 | 3480645 | OFFICE BY METER
1355 | MCKINLEY AVE | 43222-1116 | Not Required by DOW | 26712 | WATTS | 919QT | RP | 2.000 | 3613387 | MECHANICAL ROOM BUILDING B
1355 | MCKINLEY AVE | 43222-1116 | Not Required by DOW | 27475 | WATTS | 919QT | RP | 2.000 | 3616584 | NW MECHANICAL ROOM BLDG G
1355 | MCKINLEY AVE | 43222-1116 | Not Required by DOW | 26844 | WATTS | 919QT | RP | 2.000 | 3613449 | BRINE TANK ROOM
1355 | MCKINLEY AVE | 43222-1116 | Not Required by DOW | 19603 | WATTS | 919QT | RP | 1.500 | 3613388 | WATER METER UTILITY ROOM BUILDING G
1355 | MCKINLEY AVE | 43222-1116 | Not Required by DOW | 19712 | WATTS | 919QT | RP | 1.500 | 3613391 | MECHANICAL ROOM BUILDING E
1355 | MCKINLEY AVE | 43222-1116 | Not Required by DOW | 26846 | WATTS | 919QT | RP | 2.000 | 3613390 | NW CORNER BUILDING F
1355 | MCKINLEY AVE | 43222-1116 | Active | 48217 | WATTS | 919QT | RP | 1.000 | 3613389 | MECHANICAL ROOM BUILDING C
1396 | MCKINLEY AVE | 43222 | Active | RC-1233 | AMES | COLT 500-GV | RPDA | 8.000 | 3624764 | HOT BOX
1396 | MCKINLEY AVE | 43222 | Active | 67488 | WATTS | 919QT | RP | 0.750 | 3624765 | HOT BOX OUT FRT AT ENTRANCE
1559 | MCKINLEY AVE | 43222-1045 | Active | 4973879 | WILKINS | 975XL2 | RP | 0.750 | 3480654 | FURNACE/MECH ROOM AT WATER METER. N/W CORNER OF BUILDING
1600 | MCKINLEY AVE | 43222-1002 | Not Required by DOW | X31744 | WILKINS | 375A | RP | 3.00 | 3609508 | NEW BUS WASH N.E corner of building
1600 | MCKINLEY AVE | 43222-1002 | Not Required by DOW | 67699 | WATTS | LF 919-QT | RP | 0.750 | 3607797 | NE WALL IN BUS REPAIR GARAGE
1600 | MCKINLEY AVE | 43222-1002 | Not Required by DOW | 15796 | WATTS | 919QT | RP | 1.500 | 102534 | NE CORNER OF BUS GARAGE
1600 | MCKINLEY AVE | 43222-1002 | Not Required by DOW | AH8734 | FEBCO | 825YA | RP | 2.000 | 55554 | EAST END NEAR MAIN METER
1600 | MCKINLEY AVE | 43222-1002 | Not Required by DOW | 52443 | WATTS | 919ZQT | RP | 0.750 | 55553 | BUS POWER WASHING BAY
1600 | MCKINLEY AVE | 43222-1002 | Not Required by DOW | X31696 | WILKINS | 375 LF | RP | 4.000 | 55547 | AT SERVICE ENTRANCE TO BUILDING, SE CORNER
1600 | MCKINLEY AVE | 43222-1002 | Not Required by DOW | 67514 | WATTS | LF 919-QT | RP | 0.750 | 55546 | West Side Of Old Bus Wash Garage At Ceiling
1600 | MCKINLEY AVE | 43222-1002 | Not Required by DOW | 26221 | WATTS | 909 | RP | 2.500 | 55545 | BOILER ROOM
1600 | MCKINLEY AVE | 43222-1002 | Not Required by DOW | X31697 | WILKINS | 375A LF | RP | 4.000 | 55544 | REMOVED DO TO REMODEL..NO LONGER USED
1600 | MCKINLEY AVE | 43222-1002 | Active | VE-1628 | AMES | COLT 200 | RP | 4.000 | 3652271 | HOT BOX
1600 | MCKINLEY AVE | 43222-1002 | Active | VE-1083 | AMES | COLT 200 | RPDA | 8.000 | 3652270 | HOT BOX
1600 | MCKINLEY AVE | 43222-1002 | Active | 90533 | WATTS | 919QT | RP | 0.750 | 3652269
1601 | MCKINLEY AVE | 43222-1045 | Active | 192697 | WILKINS | 975XLBMS | RP | 1.500 | 55566 | MECHANICAL ROOM AT WATER METER
1733 | MCKINLEY AVE | 43222-1050 | Active | 3591116 | WILKINS | 975 | RP | 1.000 | 102357 | RESTROOM AT WATER METER
1812 | MCKINLEY AVE | 43222-1004 | Active | ABN8102 | WILKINS | 975XL2 | RP | 1.000 | 3480659 | BEHIND OFFICES BY RESTROOM
1825 | MCKINLEY AVE | 43222-1003 | Active | 74738 | WILKINS | 975 | RP | 1.000 | 56310 | NE MECH AREA OF WAREHOUSE AT WATER METER
1825 | MCKINLEY AVE | 43222-1003 | Not Required by DOW | W067913 | WILKINS | 975 | RP | 0.750 | 56309 | SE WAREHOUSE
1825 | MCKINLEY AVE | 43222-1003 | Not Required by DOW | W055963 | WILKINS | 975XLBMS | RP | 0.750 | 56308 | SW WAREHOUSE
1850 | MCKINLEY AVE | 43222-1004 | Active | 7912 | WATTS | 009QT | RP | 0.750 | 56415 | IN FURNANCE ROOM
1877 | MCKINLEY AVE | 43222-1003 | Not Required by DOW | H02311 | FEBCO | 860 | RP | 0.500 | 56471 | MECHANICAL ROOM
1877 | MCKINLEY AVE | 43222-1003 | Active | 206905 | WATTS | LF009M2QT | RP | 1.000 | 3649122 | WEST SIDE MECH/BATHROOM AT WATER METER
1887 | MCKINLEY AVE | 43222-1003 | Active | 24876 | WATTS | 009M2 | RP | 1.250 | 3480662 | AT METER
1887 | MCKINLEY AVE | 43222-1003 | Due Install |  |  |  | RP | 1.000 | 3649133 | AT METER
1890 | MCKINLEY AVE | 43222-1004 | Not Required by DOW |  |  |  | RP | 0.750 | 3480663
1897 | MCKINLEY AVE | 43222 | Active | 55287 | WATTS | LF919QT | RP | 0.750 | 3609679 | OFFICE AREA W END OF BUILDING, BATHROOM
1900 | MCKINLEY AVE | 43222-1006 | Due Install | [5 empty] | 3480664
2170 | MCKINLEY AVE | 43204-3417 | Active | 171148 | WATTS | LF009M3QT | RP | 0.750 | 3628121 | Storage Room at water meter
2182 | MCKINLEY AVE | 43204-3417 | Active | 95999 | WATTS | 009M3QT | RP | 0.750 | 3480666 | RESTROOM
2607 | MCKINLEY AVE | 43204- | Due Install |  |  |  | RP | 0.750 | 3480673 | POLICE COMPLEX IN HORSE BARN
2609 | MCKINLEY AVE | 43204-3646 | Due Install |  |  |  | RP | 3.000 | 3654130 | IN BACK BLDG BASEMENT
2609 | MCKINLEY AVE | 43204-3646 | Not Required by DOW | 59988 | WATTS | 009QT | RP | 0.750 | 96183 | MECH ROOM BACK DOOR OF BLDG
2609 | MCKINLEY AVE | 43204-3646 | Not Required by DOW | A00277 | WATTS | 009M2QT | RP | 1.250 | 96651 | SOUTHEAST WALL ABOVE CIELING IN KENNEL
2609 | MCKINLEY AVE | 43204-3646 | Not Required by DOW | 478280 | WILKINS | 975XL | RP | 1.000 | 58754 | BASEMENT BOILER ROOM
2609 | MCKINLEY AVE | 43204-3646 | Not Required by DOW | W005570 | WILKINS | 375XL | RP | 1.500 | 58755 | AIR HANDLER ROOM FOR RANGE
2609 | MCKINLEY AVE | 43204-3646 | Not Required by DOW | A43507 | WATTS | 009M3QT | RP | 0.750 | 90907 | APPARATUS BAY IN BAR JOIST
2609 | MCKINLEY AVE | 43204-3646 | Active | 1100310906 | WATTS | 774 | DCDA | 8.000 | 92158 | METER PIT
2609 | MCKINLEY AVE | 43204-3646 | Active | 16204 | WATTS | 007QT | DC | 0.500 | 92157 | METER PIT
2609 | MCKINLEY AVE | 43204-3646 | Active | LG-0037 | WATTS | 957 | RP | 4.000 | 91776 | hot box
2679 | MCKINLEY AVE | 43204-3646 | Active | 33167 | WATTS | LF919QT | RP | 2.000 | 3480675 | NW AT WATER METER
2679 | MCKINLEY AVE | 43204-3646 | Active | 33163 | WATTS | LF919QT | RP | 2.000 | 3652132 | NW AT WATER METER
2722 | MCKINLEY AVE | 43204- | Active | 1133311004 | AMES | 4000SS | RP | 3.000 | 92606 | IN HOT BOX OUT IN FRONT OF PROPERTY BY METER PIT
2722 | MCKINLEY AVE | 43204- | Active | 62871 | WATTS | 007M1PCQT | DC | 0.750 | 92605 | IN METER PIT IN FRONT OF PROPERTY
2722 | MCKINLEY AVE | 43204- | Active | 1389851104 | AMES | 3000SS | DCDA | 6.000 | 92575 | IN METER PIT IN FRONT OF PROPERTY
2722 | MCKINLEY AVE | 43204- | Not Required by DOW | ABM0085 | WILKINS | 975XL | RP | 1.000 | 95198 | NEXT TO METER
2771 | MCKINLEY AVE | 43204-3648 | Not Required by DOW | [5 empty] | 3480677
2966 | MCKINLEY AVE | 43204-3651 | Not Required by DOW | 248045 | FEBCO | 825YA | RP | 2.000 | 59623 | REAR OF STORE ROOM
2966 | MCKINLEY AVE | 43204-3651 | Active | 1222084 | WILKINS | 975XLBMS | RP | 2.000 | 59622 | REAR OF STOREROOM
3030 | MCKINLEY AVE | 43204 | Active | B007793 | WILKINS | 375XL | RP | 1.000 | 3611905 | WEST OUTSIDE WALL
3030 | MCKINLEY AVE | 43204 | Not Required by DOW | 22618 | WATTS | 919AQT | RP | 0.750 | 93156 | IN 3036 BUILDING OUTSIDE OF RESTROOM
3160 | MCKINLEY AVE | 43204- | Active | 01221 | AMES | 2000B | DC | 2.000 | 100605 | 2417 GARDEN HILL DR/2121-2173 QUARRY SPR RM FIRE SPR RM BLDG 36
3160 | MCKINLEY AVE | 43204- | Active | 10072 | WATTS | LF719QT | DC | 2.000 | 97990 | 2417 GARDEN HILL DR, SPRINKLER RM, 2778-2824 QUARRY POINT, BLDG 21
3160 | MCKINLEY AVE | 43204- | Active | 00066 | AMES | 4000B | RP | 2.000 | 60090 | 2417 GARDEN HILL DR, BUILDING 4 NEXT TO #2026
3160 | MCKINLEY AVE | 43204- | Active | 0001360 | AMES | 2000B | DC | 2.000 | 60089 | 2550 QUARRY LAKE DR, SPRINKLER MECH ROOM, BLDG 9 ODD 1801-1811
3160 | MCKINLEY AVE | 43204- | Active | 12103 | AMES | 2000B | DC | 2.000 | 60125 | 2417 GARDEN HILL/2217 QUARRY VAL SPR RM, FIRE SPR SYS CLOSET BLDG 35
3160 | MCKINLEY AVE | 43204- | Active | GD638 | CONBRACO | 40-108-02 | DC | 2.000 | 60124 | 2734-2768 QUARRY, OUTSIDE - CLOSET, FIRE SPRINKLER RM, BLDG 7
3160 | MCKINLEY AVE | 43204- | Active | G1991 | CONBRACO | 40-108-02 | DC | 2.000 | 60123 | 2550 QUARRY LAKE DR, OUTSIDE CLOSET ON BACK SIDE, BLDG 11
3160 | MCKINLEY AVE | 43204- | Active | FV347 | CONBRACO | 40-108-02 | DC | 2.000 | 60122 | 2682-2728 QUARRY, SPRINKLER RM, BLDG 6
3160 | MCKINLEY AVE | 43204- | Active | FE819 | CONBRACO | 40-108-A2T | DC | 2.000 | 60121 | 2560-2606 QUARRY, SPRINKLER MECH RM, BLDG 4
3160 | MCKINLEY AVE | 43204- | Active | 2LM1657 | AMES | 2000SS | DC | 4.000 | 60100 | 2417 GARDEN HILL/2550 QUARRY LK DR SPR RM/FIRE UTIL RM CLUB HOUSE I
3160 | MCKINLEY AVE | 43204- | Active | 01691 | AMES | LF2000BM3 | DC | 0.750 | 60099 | 2417 GARDEN HILL/2550 QUARRY LK DR FIRE SPR RM BLDG 2101 WORKOUT POOL
3160 | MCKINLEY AVE | 43204- | Active | 3306 | AMES | 4000B | RP | 2.000 | 60101 | 2417 GARDEN HILL DR SPR RM FIRE UTIL RM BLDG 22 EVEN 1900-1930
3160 | MCKINLEY AVE | 43204- | Active | 3HN1283 | AMES | 3000 | DCDA | 4.000 | 60103 | 2417 GARDEN HILL/2550 QUARRY LAKE FIRE SPR RM BLDG 2101 WORK OUT/POOL RM
3160 | MCKINLEY AVE | 43204- | Active | 00754 | AMES | 4000B | RP | 2.000 | 60092 | 2417 GARDEN HILL DR, CLOSET RT OF MAIN ENTRANCE, BLDG 28 ODD 2645-2669
3160 | MCKINLEY AVE | 43204- | Active | 4641674 | WILKINS | 950XLT2 | DC | 2.000 | 60104 | 2550 QUARRY LAKE DR, SPRINKLER MECH ROOM, BLDG 17
3160 | MCKINLEY AVE | 43204- | Active | 591373 | WILKINS | 950XL | DC | 2.000 | 60105 | 2417 GARDEN HILL DR/2431-2465 QUARRY, SPRINKLER MECH ROOM, BLDG 2
3160 | MCKINLEY AVE | 43204- | Active | 00755 | AMES | 4000B | RP | 2.000 | 60093 | 2417 GARDEN HILL DR, CLOSET NEXT TO APT, BLDG 29 ODD 2585-2609
3160 | MCKINLEY AVE | 43204- | Active | 591380 | WILKINS | 950XL | DC | 2.000 | 60106 | 2545-2579 QUARRY LAKE DR, SPRINKLER MECH RM, BLDG 19
3160 | MCKINLEY AVE | 43204- | Active | 10287 | WILKINS | 950XL | DC | 2.000 | 60098 | 2550 QUARRY LAKE DR, FIRE UTILITY ROOM K BUILDING 12, EVEN 1816-1850
3160 | MCKINLEY AVE | 43204- | Active | AEA4474 | WILKINS | 950XLT2 | DC | 2.000 | 60107 | 2460-2494 QUARRY, SPRINKLER MECH RM, BLDG 3
3160 | MCKINLEY AVE | 43204- | Active | 60849 | WATTS | 007M1QT | DC | 2.000 | 60108 | 2550 QAURRY LAKE DR, SPRINKLER MECH RM, BLDG 20
3160 | MCKINLEY AVE | 43204- | Active | 00798 | AMES | 4000B | RP | 2.000 | 60094 | 2417 GARDEN HILL/2550 QUARRY LK DR SPR RM OUTSIDE CLOSET BLDG 27 ODD 2705-2729
3160 | MCKINLEY AVE | 43204- | Active | 08471 | AMES | 2000B | DC | 2.000 | 60097 | 2550 QUARRY LAKE DR, SPRINKLER MECH RM, BLDG 10
3160 | MCKINLEY AVE | 43204- | Active | 74015 | WATTS | 007M1QT | DC | 2.000 | 60111 | 2417 GARDEN HILL DR/2550 QUARRY LAKE DR, SPR/MECH RM E SIDE BLDG 37
3160 | MCKINLEY AVE | 43204- | Active | 91266 | WATTS | 007M1QT | DC | 2.000 | 60114 | 2417 GARDEN HILL/2391-2417 QUARRY VAL FIRE SPR CLOSET BLDG3 PH3, BLDG 32
3160 | MCKINLEY AVE | 43204- | Active | 96986 | WATTS | 007QT | DC | 2.000 | 60115 | FIRE SPRINKLER CLOSET NORTH END BUILD 7 PHASE III
3160 | MCKINLEY AVE | 43204- | Active | 10288 | WATTS | 719QT | DC | 2.000 | 60116 | 2417 GARDEN HILL/2550 QUARRY LK DR SPR RM FIRE SYS CLOSET BLDG 30
3160 | MCKINLEY AVE | 43204- | Active | 039015 | WATTS | 007M1QT | DC | 2.000 | 60091 | 2417 GARDEN HILL DR/2747 QUARRY LK SPR RM BLDG 5 CLOSET NEXT TO GARAGE
3160 | MCKINLEY AVE | 43204- | Active | 97010 | WATTS | 007M1QT | DC | 2.000 | 60117 | 2417 GARDEN HILL/2337 QUARRY, SPR RM, PH3 N END BLDG FIRE SPR CLOSET, BLDG 33
3160 | MCKINLEY AVE | 43204- | Active | 97016 | WATTS | 007M1QT | DC | 2.000 | 60118 | 2417 GARDEN HILL/2457 QUARY VAL RD SPR RM BLDG 2 PHASE II BLDG 31
3160 | MCKINLEY AVE | 43204- | Active | F1543 | CONBRACO | 40-108-02 | DC | 2.000 | 60119 | 2550 QUARRY LAKE DR, OUTSIDE CLOSET, BLDG 18
3160 | MCKINLEY AVE | 43204- | Active | 00801 | AMES | 4000B | RP | 2.000 | 60095 | 1948 QUARRY CREST/2417 GARDEN HILL SPR RM/GARAGE CLOSET BLDG 23 EVEN 1940-1970
3160 | MCKINLEY AVE | 43204- | Active | 00802 | AMES | 4000B | RP | 2.000 | 60096 | 2417 GARDEN HILL DR/2550 QAURRY LK DR CLOSET NEXT TO 1986 BLDG 24 EVEN 1980-2010
3160 | MCKINLEY AVE | 43204- | Due Install |  |  |  | RP | 8.000 | 3638387
3160 | MCKINLEY AVE | 43204- | Active | 10286 | WATTS | LF719QT | DC | 2.000 | 3607758 | BLDG 30
3160 | MCKINLEY AVE | 43204- | Active | 353046 | WILKINS | 975XL | RP | 1.000 | 3606041 | 2550 OUTSIDE BUSHES OF CLUBHOUSE
3160 | MCKINLEY AVE | 43204- | Active | 00112 | AMES | 4000B | RP | 2.000 | 3605905 | BLDG 26
3160 | MCKINLEY AVE | 43204- | Active | 87247 | WATTS | 007QT | DC | 2.000 | 60113 | 2417 GARDEN HILL/2271-2297 QUARRY VAL, SPR, PHASE III-N END OF BUILD #5, BLDG 34
3160 | MCKINLEY AVE | 43204- | Active | 8473 | AMES | 2000B | DC | 2.000 | 60112 | 2550 QAURRY LAKE DR, SPRINKLER MECH ROOM
3160 | MCKINLEY AVE | 43204- | Active | 00966 | AMES | 4000B | RP | 2.000 | 3605904 | BLDG 25 (2020-2050)
3231 | MCKINLEY AVE | 43204 | Not Required by DOW | 37258 | WATTS | 919QT | RP | 2.000 | 3646907 | POOL EQUIPMENT SOUTHWEST CORNER OF POOL AREA
3231 | MCKINLEY AVE | 43204 | Active | 79406 | WATTS | LF919QT | RP | 0.750 | 3641030 | 3231 SE GARAGES E END METER/RISER ROOM
3231 | MCKINLEY AVE | 43204 | LPS - Active |  |  |  | LPC |  | 3643542 | 3231 DOMESTIC PUMP SE GARAGES E END METER/RISER ROOM
3231 | MCKINLEY AVE | 43204 | Active | TB-0979 | WATTS | 957 | RP | 8.00 | 3641031 | 3231 SE GARAGES E END METER/RISER ROOM
3231 | MCKINLEY AVE | 43204 | Active | TC-0286 | WATTS | 957 | RP | 4.000 | 3641331 | 3231 SE GARAGES E END METER/RISER ROOM AT WATER METER
3231 | MCKINLEY AVE | 43204 | Not Required by DOW | B339970 | WILKINS | 375XL | RP | 1.000 | 3646909 | FIRST FLOOR SOUTH END OF BUILDING IN CLOSET ACROSS FROM ROOM 118
3231 | MCKINLEY AVE | 43204 | Not Required by DOW | J031663 | FEBCO | 825Y | RP | 1.500 | 3643541 | 3231 SE GARAGES E END AT IRRIGATION METER
3231 | MCKINLEY AVE | 43204 | LPS - Active |  |  |  | LST |  | 3643543 | 3231 FIRE BOOSTR PUMP SE GARAGES E END METER/RISER ROOM
3231 | MCKINLEY AVE | 43204 | Not Required by DOW | B350351 | WILKINS | 375XL | RP | 1.000 | 3646908 | NORTH TOWER FIRST FLOOR JANITORS CLOSET ACROSS FROM ROOM 140
3235 | MCKINLEY AVE | 43204 | LPS - Active |  |  |  | LPC |  | 3649596 | DOMESTIC PUMP SE GARAGES W END METER/RISER ROOM
3235 | MCKINLEY AVE | 43204 | Active | 76433 | WATTS | 919QT | RP | 0.750 | 3635697 | 3235 SE GARAGES W END METER/RISER ROOM
3235 | MCKINLEY AVE | 43204 | Active | SH-1889 | WATTS | 957 | RPDA | 8.000 | 3635696 | 3235 SE GARAGES W END METER/RISER ROOM
3235 | MCKINLEY AVE | 43204 | Active | SH-0902 | WATTS | 957 | RP | 4.000 | 3635399 | 3235 SE GARAGES W END METER/RISER ROOM AT WATER METER
3235 | MCKINLEY AVE | 43204 | Not Required by DOW | 4885493 |  | XLTCU | RP | 2.000 | 3649995 | POOL PUMP HOUSE
3235 | MCKINLEY AVE | 43204 | LPS - Active |  |  |  | LST |  | 3649597 | FIRE PUMP SE GARAGES W END METER/RISER ROOM
1355 | MCKINLEY AVE UNIT A | 43222-1116 | Active | 1852791214 | AMES | 3000CIV | DCDA | 6.000 | 3613384 | METER PIT
1355 | MCKINLEY AVE UNIT A | 43222-1116 | Active | 23633 | WATTS | 007M1PCQT | DC | 0.750 | 3613385 | METER PIT
1355 | MCKINLEY AVE UNIT A | 43222-1116 | Active | 1287060215 | AMES | 4000CIV | RP | 4.000 | 3613386 | HOT BOX AT METER PIT
5961 | MCNAUGHTEN GROVE LN | 43213-5105 | Active | 792729 | WATTS | 800M2QT | PVB | 0.750 | 68415 | NORTH SIDE OF RESIDENCE
5965 | MCNAUGHTEN GROVE LN | 43213-5105 | Active | 792766 | WATTS | 800M2QT | PVB | 0.750 | 68422 | LT SIDE
5969 | MCNAUGHTEN GROVE LN | 43213-5105 | Active | 672846 | WATTS | 800M2QT | PVB | 0.750 | 68427 | NORTH SIDE OF HOUSE
5973 | MCNAUGHTEN GROVE LN | 43213-5105 | Active | 672942 | WILKINS | 720A | PVB | 0.750 | 68445 | OUTSIDE IRRIGATION
5977 | MCNAUGHTEN GROVE LN | 43213-5105 | Active | 672140 | WILKINS | 720A | PVB | 0.750 | 68452 | OUTISDE
5981 | MCNAUGHTEN GROVE LN | 43213-5105 | Active | 674339 | WILKINS | 720A | PVB | 0.750 | 68461 | OUTSIDE IRRIGATION
5985 | MCNAUGHTEN GROVE LN | 43213-5105 | Active | 672216 | WILKINS | 720A | PVB | 0.750 | 68474 | EAST SIDE OF RESIDENCE
5986 | MCNAUGHTEN GROVE LN | 43213-5104 | Active | 118441 | WATTS | 800M2QT | PVB | 0.750 | 68475 | NORTH SIDE OF RESIDENC
5989 | MCNAUGHTEN GROVE LN | 43213-5105 | Active | 672202 | WILKINS | 720A | PVB | 0.750 | 91125 | LEFT SIDE
5990 | MCNAUGHTEN GROVE LN | 43213-5104 | Active | 120977 | WATTS | 800M2QT | PVB | 0.750 | 68483 | SOUTH SIDE OF RESIDENCE
5993 | MCNAUGHTEN GROVE LN | 43213-5105 | Active | 672225 | WILKINS | 720A | PVB | 0.750 | 68489 | RIGHT HAND SIDE
5997 | MCNAUGHTEN GROVE LN | 43213-5105 | Active | 120983 | WATTS | 800M2QT | PVB | 0.750 | 68498 | EAST SIDE OF RESIDENCE
6001 | MCNAUGHTEN GROVE LN | 43213-5106 | Active | 129193 | WATTS | 800M2QT | PVB | 0.750 | 68580 | WEST SIDE OF RESIDENCE
6005 | MCNAUGHTEN GROVE LN | 43213-5106 | Active | 125055 | WATTS | 800M2QT | PVB | 0.750 | 68684 | PRE-FIX SER # WITH "Z
6009 | MCNAUGHTEN GROVE LN | 43213-5106 | Active | 145824 | WATTS | 800M4 | PVB | 0.750 | 3654524
6010 | MCNAUGHTEN GROVE LN | 43213-5103 | Active | 672249 | WILKINS | 720A | PVB | 0.750 | 68698 | WEST SIDE OF RESIDENCE
6013 | MCNAUGHTEN GROVE LN | 43213-5106 | Active | 145849 | WATTS | 800M2QT | PVB | 0.750 | 68708 | EAST SIDE OF RESIDENCE
6014 | MCNAUGHTEN GROVE LN | 43213-5103 | Active | 672160 | WILKINS | 720A | PVB | 0.750 | 68709 | EAST SIDE OF RESIDENCE
6017 | MCNAUGHTEN GROVE LN | 43213-5106 | Active | T364091 | WILKINS | 720A | PVB | 0.750 | 68715 | WEST SIDE OF RESIDENCE
6018 | MCNAUGHTEN GROVE LN | 43213-5103 | Active | 672232 | WILKINS | 720A | PVB | 0.750 | 68718 | WEST SIDE OF RESIDENCE
6021 | MCNAUGHTEN GROVE LN | 43213-5106 | Active | 145863 | WATTS | 800M2QT | PVB | 0.750 | 68722 | EAST SIDE OF RESIDENCE
6022 | MCNAUGHTEN GROVE LN | 43213-5103 | Active | 672234 | WATTS | 800M2QT | PVB | 0.750 | 68723 | EAST SIDE OF RESIDENCE
6025 | MCNAUGHTEN GROVE LN | 43213-5106 | Active | 672231 | WILKINS | 720A | PVB | 0.750 | 68729 | NORTHSIDE OF RESIDENCE
6026 | MCNAUGHTEN GROVE LN | 43213-5103 | Active | 143650 | WATTS | 800M2QT | PVB | 0.750 | 68733 | SIDE OF HOUSE
6029 | MCNAUGHTEN GROVE LN | 43213-5106 | Active | 120804 | WATTS | 800M2QT | PVB | 0.750 | 68735 | SIDE OF RESIDENCE
6030 | MCNAUGHTEN GROVE LN | 43213-5103 | Active | 143627 | WATTS | 800M2QT | PVB | 0.750 | 68741 | RH SIDE
6033 | MCNAUGHTEN GROVE LN | 43213-5106 | Active | 4750902 | WILKINS | 975XL | RP | 0.750 | 68749 | SOUTH SIDE OF RESIDENCE
6034 | MCNAUGHTEN GROVE LN | 43213-5103 | Active | 121776 | WATTS | 800M2QT | PVB | 0.750 | 68755 | WEST SIDE OF RESIDENCE
6037 | MCNAUGHTEN GROVE LN | 43213-5106 | Active | 124854 | WATTS | 800M2QT | PVB | 0.750 | 68763 | NORTH SIDE OF RESIDENCE
6038 | MCNAUGHTEN GROVE LN | 43213-5103 | Active | 115099 | WATTS | 800M2QT | PVB | 0.750 | 68764 | OUTSIDE IRRIGATION
6041 | MCNAUGHTEN GROVE LN | 43213-5106 | Active | 140111 | WATTS | 800M4QT | PVB | 0.750 | 68772 | WEST SIDE OF RESIDENCE
6042 | MCNAUGHTEN GROVE LN | 43213-5103 | Active | 129187 | WATTS | 800M2QT | PVB | 0.750 | 68775 | WEST SIDE OF RESIDENCE
6045 | MCNAUGHTEN GROVE LN | 43213-5106 | Active | 149112 | WATTS | 800QT | PVB | 0.750 | 91124 | LEFT SIDE
6046 | MCNAUGHTEN GROVE LN | 43213-5103 | Active | 129196 | WATTS | 800M2QT | PVB | 0.750 | 68783 | RIGHT SIDE
6049 | MCNAUGHTEN GROVE LN | 43213-5106 | Active | 624369 | WILKINS | 720A | PVB | 0.750 | 68792 | RIGHT SIDE OF HOUSE
6050 | MCNAUGHTEN GROVE LN | 43213-5103 | Active | 120986 | WATTS | 800CMQT | PVB | 0.750 | 68802 | LEFT SIDE OF HOUSE
6053 | MCNAUGHTEN GROVE LN | 43213-5106 | Active | 78512 | WATTS | 800CMQT | PVB | 0.750 | 68812 | EAST SIDE OF RESIDENCE
6054 | MCNAUGHTEN GROVE LN | 43213-5103 | Active | 118443 | WATTS | 800M2QT | PVB | 0.750 | 68814 | EAST SIDE OF RESIDENCE
6057 | MCNAUGHTEN GROVE LN | 43213-5106 | Active | 129177 | WATTS | 800M2QT | PVB | 0.750 | 68819 | RIGHT SIDE OF HOUSE
6058 | MCNAUGHTEN GROVE LN | 43213-5103 | Active | 129217 | WATTS | 800M2QT | PVB | 0.750 | 68824 | LEFT SIDE OF HOUSE
6061 | MCNAUGHTEN GROVE LN | 43213-5106 | Active | 76336 | WATTS | 800M2QT | PVB | 0.750 | 68834 | LEFT SIDE OF HOUSE
6062 | MCNAUGHTEN GROVE LN | 43213-5103 | Active | 129206 | WATTS | 800M2QT | PVB | 0.750 | 68835 | EAST SIDE OF HOUSE
6065 | MCNAUGHTEN GROVE LN | 43213-5106 | Active | H025569 | FEBCO | 765 | PVB | 0.750 | 68840 | WEST SIDE
6066 | MCNAUGHTEN GROVE LN | 43213-5103 | Active | 111801 | WATTS | 800M2QT | PVB | 0.750 | 68844 | WEST SIDE OF RESIDENCE
6069 | MCNAUGHTEN GROVE LN | 43213-5106 | Active | 120973 | WATTS | 800M2QT | PVB | 0.750 | 68849 | EAST SIDE OF RESIDENCE
6070 | MCNAUGHTEN GROVE LN | 43213-5103 | Active | H665400 | FEBCO | 765 | PVB | 1.000 | 68913 | NORTH SIDE OF RESIDENCE
6073 | MCNAUGHTEN GROVE LN | 43213-5106 | Active | 118442 | WATTS | 800M2QT | PVB | 0.750 | 68915 | WEST SIDE OF RESIDENCE
6074 | MCNAUGHTEN GROVE LN | 43213-5103 | Active | 111806 | WATTS | 800M2QT | PVB | 0.750 | 68920 | EASTSIDE OF RESIDENCE
6077 | MCNAUGHTEN GROVE LN | 43213-5106 | Active | 118445 | WATTS | 800M2QT | PVB | 0.750 | 68932 | EAST SIDE OF RESIDENCE
6078 | MCNAUGHTEN GROVE LN | 43213-5103 | Active | 111799 | WATTS | 800M2QT | PVB | 0.750 | 68935 | WEST SIDE OF RESIDENCE, OUTSIDE IRRIGATION
6081 | MCNAUGHTEN GROVE LN | 43213-5106 | Active | 118450 | WATTS | 800M2QT | PVB | 0.750 | 68945 | WEST SIDE OF RESIDENCE
6082 | MCNAUGHTEN GROVE LN | 43213-5103 | Active | 103752 | WATTS | 800M2QT | PVB | 0.750 | 68947 | OUTSIDE
6085 | MCNAUGHTEN GROVE LN | 43213-5106 | Active | 118433 | WATTS | 800M2QT | PVB | 0.750 | 68950 | OUTSIDE IRRIGATION
6086 | MCNAUGHTEN GROVE LN | 43213-5103 | Active | 103742 | WATTS | 800M2QT | PVB | 0.750 | 68951 | OUTSIDE
6089 | MCNAUGHTEN GROVE LN | 43213-5106 | Active | 105553 | WATTS | 800M2QT | PVB | 0.750 | 68955 | WEST SIDE
6090 | MCNAUGHTEN GROVE LN | 43213-5103 | Active | 098143 | WATTS | 800M2QT | PVB | 0.750 | 68958 | WEST SIDE OF HOUSE
6093 | MCNAUGHTEN GROVE LN | 43213-5106 | Active | 267814 | WATTS | 800M2QT | PVB | 0.750 | 68970 | EAST SIDE OF HOUSE
6094 | MCNAUGHTEN GROVE LN | 43213-5103 | Active | 95509 | WATTS | 800M2QT | PVB | 0.750 | 68973 | EAST SIDE OF HOUSE
6097 | MCNAUGHTEN GROVE LN | 43213-5106 | Active | 102811 | WATTS | 800M2QT | PVB | 0.750 | 68982 | EAST SIDE OF HOUSE
6098 | MCNAUGHTEN GROVE LN | 43213-5103 | Active | 85437 | WATTS | 800M2QT | PVB | 0.750 | 68983 | BP-0801
6101 | MCNAUGHTEN GROVE LN | 43213-5107 | Active | 102934 | WATTS | 800M2QT | PVB | 0.750 | 69009 | OUTSIDE IRRIGATION
6102 | MCNAUGHTEN GROVE LN | 43213-5102 | Active | 85422 | WATTS | 800M2QT | PVB | 0.750 | 69014 | EAST SIDE OF RESIDENCE
6105 | MCNAUGHTEN GROVE LN | 43213-5107 | Active | 102949 | WATTS | 800M2QT | PVB | 0.750 | 69016 | WEST SIDE OF HOUSE
6109 | MCNAUGHTEN GROVE LN | 43213-5107 | Active | T459154 | WILKINS | 720 | PVB | 0.750 | 91704 | LEFT SIDE OF HOUSE
6113 | MCNAUGHTEN GROVE LN | 43213-5107 | Active | 103247 | WATTS | 800M2QT | PVB | 0.750 | 69043 | West SIDE OF RESIDENCE
6117 | MCNAUGHTEN GROVE LN | 43213-5107 | Active | 103357 | WATTS | 800M2QT | PVB | 0.750 | 69053 | WEST SIDE OF RESIDENCE
6121 | MCNAUGHTEN GROVE LN | 43213-5107 | Active | H387777 | FEBCO | 765 | PVB | 0.750 | 69069 | WEST SIDE OF RESIDENCE
6122 | MCNAUGHTEN GROVE LN | 43213-5102 | Active | 95848 | WATTS | 800M2QT | PVB | 0.750 | 69075 | EAST SIDE OF RESIDENCE
6125 | MCNAUGHTEN GROVE LN | 43213-5107 | Active | H663084 | FEBCO | 765 | PVB | 0.750 | 69086 | EAST SIDE OF RESIDENCE
6126 | MCNAUGHTEN GROVE LN | 43213-5102 | Active | 85381 | WATTS | 800M2QT | PVB | 0.750 | 69090 | RIGHT SIDE
6129 | MCNAUGHTEN GROVE LN | 43213-5107 | Active | 83952 | WATTS | 800M2QT | PVB | 0.750 | 69097 | NORTH SIDE OF RESIDENCE
6133 | MCNAUGHTEN GROVE LN | 43213-5107 | Active | 85440 | WATTS | 800M2QT | PVB | 0.750 | 69101 | NORTH SIDE OF RESIDENCE
6137 | MCNAUGHTEN GROVE LN | 43213-5107 | Active | 75475 | WATTS | 800M2QT | PVB | 0.750 | 69116 | SOUTH SIDE OF RESIDENCE
6141 | MCNAUGHTEN GROVE LN | 43213-5107 | Active | H665380 | FEBCO | 765 | PVB | 0.750 | 69124 | OUTSIDE IRRIGATION
6145 | MCNAUGHTEN GROVE LN | 43213-5107 | Active | 111805 | WATTS | 800M2QT | PVB | 0.750 | 69134 | SOUTH SIDE OF RESIDENCE
6146 | MCNAUGHTEN GROVE LN | 43213-5102 | Active | 67370 | WATTS | 800M2QT | PVB | 0.750 | 69139 | SOUTH SIDE OF RESIDENCE
6149 | MCNAUGHTEN GROVE LN | 43213-5107 | Active | 111807 | WATTS | 800M2QT | PVB | 0.750 | 69142 | NORTH SIDE OF RESIDENCE
6150 | MCNAUGHTEN GROVE LN | 43213-5102 | Active | 85337 | WATTS | 800M2QT | PVB | 0.750 | 69152 | NORTH SIDE OF RESIDENCE
6152 | MCNAUGHTEN GROVE LN | 43213-5101 | Active | 84561 | WATTS | 800M2QT | PVB | 0.750 | 69162 | LEFTSIDE OF HOUSE
6153 | MCNAUGHTEN GROVE LN | 43213-5107 | Active | 124872 | WATTS | 800M2QT | PVB | 0.750 | 69164 | RIGHT SIDE OF HOUSE
6157 | MCNAUGHTEN GROVE LN | 43213-5107 | Active | 124895 | WATTS | 800M2QT | PVB | 0.750 | 69178 | WEST SIDE OF RESIDENCE
6160 | MCNAUGHTEN GROVE LN | 43213-5101 | Active | 312837 | WATTS | 800M2QT | PVB | 0.750 | 69185 | RIGHT SIDE OF HOUSE
6165 | MCNAUGHTEN GROVE LN | 43213-5107 | Active | 98351 | WATTS | 800M2QT | PVB | 0.750 | 69204 | RIGHT SIDE OF HOUSE
6168 | MCNAUGHTEN GROVE LN | 43213-5101 | Active | 83937 | WATTS | 800M2QT | PVB | 0.750 | 69218 | RIGHT SIDE OF HOUSE
6173 | MCNAUGHTEN GROVE LN | 43213-5107 | Active | 124883 | WATTS | 800M2QT | PVB | 0.750 | 69247 | RIGHT SIDE OF HOUSE
6176 | MCNAUGHTEN GROVE LN | 43213-5101 | Active | 129208 | WATTS | 800M2QT | PVB | 0.750 | 69264 | RIGHT SIDE OF HOUSE
6181 | MCNAUGHTEN GROVE LN | 43213-5107 | Active | H480980 | FEBCO | 765 | PVB | 1.000 | 69274 | RIGHT SIDE OF HOUSE
6184 | MCNAUGHTEN GROVE LN | 43213-5101 | Active | 129199 | WATTS | 800M2QT | PVB | 0.750 | 69278 | RIGHT SIDE OF HOUSE
6189 | MCNAUGHTEN GROVE LN | 43213-5107 | Active | T459152 | WILKINS | 720 | PVB | 0.750 | 69295 | RIGHT SIDE OF HOUSE
6192 | MCNAUGHTEN GROVE LN | 43213-5101 | Active | 105558 | WATTS | 800M2QT | PVB | 0.750 | 69315 | RIGHT SIDE OF HOUSE
6197 | MCNAUGHTEN GROVE LN | 43213-5107 | Active | 108159 | WATTS | 800M4QT | PVB | 0.750 | 69327 | RIGHT SIDE OF HOUSE
6200 | MCNAUGHTEN GROVE LN | 43213-5101 | Active | 104183 | WATTS | 800M2QT | PVB | 0.750 | 69362 | RIGHT SIDE OF HOUSE
50 | MCNAUGHTEN RD | 43213-2120 | Active | 203457 | WILKINS | 950XL | DC | 1.000 | 90481 | MECH ROOM 1ST FLOOR BY RESTROOMS
50 | MCNAUGHTEN RD | 43213-2120 | Due Install |  |  |  | RP |  | 3638076 | MECH ROOM WEST SIDE OF BUILDING SURGICAL MECHANIC ROOM
50 | MCNAUGHTEN RD | 43213-2120 | Active | 97319 | WATTS | 009M2QT | RP | 0.750 | 65583 | MECH ROOM WEST SIDE OF BUILDING SURGICAL MECHANIC ROOM
51 | MCNAUGHTEN RD | 43213-5129 | Active | A03787 | WATTS | 009M2PCQT | RP | 1.500 | 92574 | S WALL OF MECH
51 | MCNAUGHTEN RD | 43213-5129 | Not Required by DOW | 33505 | WATTS | 919AQT | RP | 0.750 | 100667 | UNDER HOT WATER HEATER IN KITCHEN AT BACK OF STORE
85 | MCNAUGHTEN RD | 43213-2174 | Active | 16739 | WATTS | 909M1QT | RP | 1.500 | 73909 | OUTSIDE NEXT ENTRANCE WAY SIGHN NE CORNER OF PROPERTY
85 | MCNAUGHTEN RD | 43213-2174 | Active | 017289 | FEBCO | 805 | DC | 0.750 | 73908 | METER PIT ON MCNAUGHTEN ROAD
85 | MCNAUGHTEN RD | 43213-2174 | Active | 171758 | WATTS | 009M2QT | RP | 1.000 | 73907 | IN CEILING OF WATER TREATMENT ROOM
85 | MCNAUGHTEN RD | 43213-2174 | Active | A11085 | WATTS | 009QT | RP | 1.000 | 73906 | IN CEILING OF WATER TREATMENT ROOM
85 | MCNAUGHTEN RD | 43213-2174 | Active | 0108161300 | FEBCO | 856 | DCDA | 6.000 | 73905 | METER PIT ON MCNAUGHTEN
85 | MCNAUGHTEN RD | 43213-2174 | Active | L04467 | WILKINS | 375 | RP | 3.000 | 73910 | MECH ROOM ON 1ST FLOOR
211 | MCNAUGHTEN RD | 43213-2140 | Active | A00138 | WATTS | 007M2QT | DC | 1.250 | 87511 | ABOVE METER, TO THE LEFT
235 | MCNAUGHTEN RD | 43213-2140 | Not Required by DOW | [5 empty] | 3480721
235 | MCNAUGHTEN RD | 43213-2140 | Due Install |  |  |  | DCDA | 6.000 | 3627999
356 | MCNAUGHTEN RD | 43213- | Active | 215716 | WATTS | 009M3QT | RP | 0.750 | 61068 | FRONT OF PROJECT 10 FEET OFF FENCE
409 | MCNAUGHTEN RD | 43213-2141 | Active | 14357 | WATTS | 919QT | RP | 1.500 | 100732 | MECHANICAL ROOM
409 | MCNAUGHTEN RD | 43213-2141 | Not Required by DOW | 37164 | WATTS | 919AQT | RP | 0.750 | 100734 | UNDER SINK BESIDE BAPTISMAL
461 | MCNAUGHTEN RD | 43213- | Active | CE0310 | FEBCO | 765 | PVB | 0.750 | 95081 | SOUTH SIDE OF ENTRY
489 | MCNAUGHTEN RD | 43213- | Active | W197836 | WILKINS | 975XL | RP | 2.000 | 93249 | HOT BOX SOUTH SIDE ENTRANCE
489 | MCNAUGHTEN RD | 43213- | Active | 1369860804 | AMES | 3000CIV | DCDA | 6.000 | 97269 | IN VAULT TO RIGHT OF ENTRANCE
489 | MCNAUGHTEN RD | 43213- | Active | 230763 | WATTS | 009M1PCQT | RP | 2.000 | 97565 | hot box south of entrance by gate
489 | MCNAUGHTEN RD | 43213- | Active | 62356 | WATTS | 007SSQT | DC | 0.750 | 97572 | meter pit
549 | mcnaughten rd |  | Active | UL-2193 | AMES | COLT 300GV | DCDA | 8.000 | 3654595 | HOT BOX ENTRANCE TO PROPERTY IN PIT
549 | mcnaughten rd |  | Active | VB-0812 | AMES | COLT 400 | RP | 3.000 | 3654594 | HOT BOX ENTRANCE TO PROPERTY
549 | mcnaughten rd |  | Active | 63822 | AMES | 2000B | DC | 0.750 | 3654593 | METER PIT ON DCDA
620 | MCNAUGHTEN RD | 43213- | Active | 754062 | WATTS | 800M4FR | PVB | 1.000 | 69347 | FRONT ENTRANCE ABOVE METER PIT
620 | MCNAUGHTEN RD | 43213- | Active | 757063 | WILKINS | 975 | RP | 1.000 | 69348 | IN POOL MECH ROOM AT 6000 ELM BLUFF WAY CLUB HOUSE
709 | MCNAUGHTEN RD | 43213- | Active | 1360260904 | AMES | 3000SS | DCDA | 6.000 | 71399 | IN PIT AT ENTRY
709 | MCNAUGHTEN RD | 43213- | Active | 62809 | WATTS | 007QT | DC | 0.750 | 71400 | PIT AT ENTRANCE
709 | MCNAUGHTEN RD | 43213- | Active | 1130150804 | AMES | 4000SS | RP | 3.000 | 71398 | HOT BOX AT ENTRANCE
709 | MCNAUGHTEN RD | 43213- | Not Required by DOW | 3925293 | WILKINS | 975XL2 | RP | 1.500 | 88511 | By meter pit
800 | MCNAUGHTEN RD | 43213-2147 | Active | LL-0818 | AMES | COLT 300 | DCDA | 8.000 | 101582 | MECHANICAL ROOM ADJACENT FROM GYMNASIUM - Olde Orchard E.S.
800 | MCNAUGHTEN RD | 43213-2147 | Not Required by DOW | 34876 | WATTS | 919ZQT | RP | 1.000 | 101754 | BASEMENT NORTH MECHANICAL ROOM/Olde Orchrad
800 | MCNAUGHTEN RD | 43213-2147 | Active | 22936 | WILKINS | 375DA | RP | 3.000 | 101753 | BASEMENT NORTH MECH ROOM/ Olde Orchard
800 | MCNAUGHTEN RD | 43213-2147 | Active | 24579 | AMES | 2000B | DC | 0.750 | 101583 | MECHANICAL ROOM ADJACENT FROM GYMNASIUM - Olde Orchard E. S.
914 | MCNAUGHTEN RD | 43213- | Active | T065436 | WILKINS | 720A | PVB | 1.000 | 101215 | 6025 CRANBERRY CT FRONT OF HOUSE, LEFT OF FRONT DOOR
1055 | MCNAUGHTEN RD | 43213-3379 | Not Required by DOW | [5 empty] | 3480759
1099 | MCNAUGHTEN RD | 43213-3367 | Due Install |  |  |  | RP | 3.000 | 3480763
1099 | MCNAUGHTEN RD | 43213-3367 | Due Install |  |  |  | DCDA | 6.000 | 3651044
1126 | MCNAUGHTEN RD | 43213-3368 | Active | 55609 | WATTS | 909QT | RP | 0.750 | 54012 | CHILLER MECHANICAL ROOM
1349 | MCNAUGHTEN RD | 43232-1678 | Active | 33201 | WATTS | 919AQT | RP | 0.750 | 54762 | NE CORNER OF BASEMENT
1480 | MCNAUGHTEN RD | 43232- | Due Install |  |  |  | RP | 6.000 | 3638078 | IN METER PIT FRONT YARD
1480 | MCNAUGHTEN RD | 43232- | Active | 11261 | WATTS | 919ZQT | RP | 2.000 | 93994 | in meter pit at front of complex
1480 | MCNAUGHTEN RD | 43232- | Active | 4196969 | WILKINS | 975XL2 | RP | 1.500 | 97551 | pool pump room
1566 | mcnaughten rd |  | Active | VL-0629 | AMES | COLT 300 | DCDA | 8.000 | 3652930
1566 | mcnaughten rd |  | Active | 67638 | AMES | 2000BM3 | DC | 0.750 | 3652931
1566 | mcnaughten rd |  | Active | VI-2696 | AMES | COLT 400 | RP | 3.000 | 3652928
1440 | MCNAUGHTEN RD UNIT R | 43232-6441 | Not Required by DOW |  |  |  |  | 0.750 | 3480768 | MTR IN FORD BOX
5717 | MCNEVEN CT | 43017 | Active | CB987490 | WILKINS | 720A | PVB | 0.750 | 3351173 | LEFT FRONT
4852 | MCNULTY ST | 43123 | Active | G242270 | WILKINS | 720A | PVB | 0.750 | 99629 | LEFT SIDE
4882 | MCNULTY ST | 43123 | Active | CB000209 | WILKINS | 720A | PVB | 0.750 | 102852 | LEFT SIDE OF HOUSE
4957 | MCNULTY ST | 43123 | Active | CB079363 | WILKINS | 720A | PVB | 0.750 | 3601548 | LEFT SIDE
6700 | MCVEY BLVD | 43235-2820 | Due Install |  |  |  | RP | 3.000 | 3638151 | BOILER ROOM - Brookside E. S. AT WATER METER
6700 | MCVEY BLVD | 43235-2820 | Active | 363992 | WATTS | 909M1QT | RP | 1.250 | 70515 | BOILER ROOM - Brookside E. S.
6415 | MEADOW BROOK CIR | 43085-2864 | Active | T417947 | WILKINS | 720 | PVB | 0.750 | 3481061 | FRONT LEFT OF DOOR
6441 | MEADOW BROOK CIR | 43085-2864 | Active | T065342 | WILKINS | 720A | PVB | 1.000 | 101023 | FRONT RIGHT IN COVE
6445 | MEADOW BROOK CIR | 43085-2864 | Active | T293853 | WILKINS | 720A | PVB | 0.750 | 69941 | OUTSIDE
6465 | MEADOW BROOK CIR | 43085-2864 | Active | H088341 | FEBCO | 765 | PVB | 0.750 | 69997 | LT SIDE
8797 | MEADOW GRASS LN | 43035-7226 | Active | A072904 | WILKINS | 720A | PVB | 0.750 | 74294 | LEFT SIDE OF HOUSE
5300 | MEADOW GROVE DR | 43123-8778 | Active | DJ1775 | FEBCO | 765 | PVB | 0.750 | 66620 | REAR OF HOUSE SE CORNER
5432 | MEADOW GROVE DR | 43123-8860 | Active | 5725 | WILKINS | 720A | PVB | 0.750 | 66897 | OUTSIDE
5580 | MEADOW GROVE DR | 43123-8861 | Active | G245484 | WILKINS | 720A | PVB | 0.750 | 98639 | RIGHT SIDE
5645 | MEADOW GROVE DR | 43123-8537 | Active | H562370 | FEBCO | 765 | PVB | 0.750 | 67483 | OUTSIDE
2997 | MEADOW POND CT | 43123 | Not Required by DOW | CB451687 | WILKINS | 720A | PVB | 1.000 | 3632477 | GRASS AREA BETWEEN VALVOLINE AND STARBUCKS
2997 | MEADOW POND CT | 43123 | Active | 62605 | WATTS | 919QT | RP | 1.000 | 3630350 | BASEMENT AFTER METER SETTING
3000 | MEADOW POND CT | 43123-9827 | Not Required by DOW | W401003 | WILKINS | 975XL | RP | 0.500 | 89012 | SUITE 400 - PHOTO LAB
3000 | MEADOW POND CT | 43123-9827 | Active | 1391381104 | AMES | 3000SS | DCDA | 4.000 | 88508 | MECH RM SOUTH OUTSIDE DOOR
3000 | MEADOW POND CT | 43123-9827 | Active | 87531 | AMES | 2000B | DC | 0.750 | 88509 | MECH ROOM SOUTH OUTSIDE DOOR
3000 | MEADOW POND CT | 43123-9827 | Active | W242285 | WILKINS | 975XL | RP | 2.000 | 88510 | MECH ROOM SOUTH OUTSIDE DOOR
3015 | MEADOW POND CT | 43123 | Active | 078565 | WATTS | LF009M2QT | RP | 2.000 | 3622673 | HOT BOX REAR OF PROPERTY N/W OF BUILDING
3015 | MEADOW POND CT | 43123 | Not Required by DOW | B127477 | WILKINS | 375XL | RP | 2.000 | 3646841 | MECHANICAL ROOM IN BACK OF UNIT
3015 | MEADOW POND CT | 43123 | Not Required by DOW | 0858 | WATTS | 919QT | RP | 0.500 | 3622972 | CHIPOTLE BACK OF UNIT AFTER METER
3015 | MEADOW POND CT | 43123 | Not Required by DOW | B140792 | WILKINS | 375XL | RP | 2.000 | 3622675 | MECHANICAL ROOM IN BACK OF UNIT
3015 | MEADOW POND CT | 43123 | Not Required by DOW | A456938 | WILKINS | 375 | RP | 1.000 | 3622674 | RIGHT SIDE OF BLDG NEAR REAR
549 | MEADOWAY PK | 43085-3735 | Active | G214506 | WILKINS | 720A | PVB | 0.750 | 97432 | EAST SIDE OF HOUSE
5770 | MEADOWBROOK LN | 43026-7340 | Active | T134772 | WILKINS | 720A | PVB | 0.750 | 102758 | LEFT SIDE
5782 | MEADOWBROOK LN | 43026-7340 | Active | T146537 | WILKINS | 720A | PVB | 0.750 | 3481262 | LEFT SIDE OF HOUSE
5790 | MEADOWBROOK LN | 43026-7340 | Active | H723865 | FEBCO | 765 | PVB | 1.000 | 3609958 | RIGHT SIDE OF HOUSE
345 | MEADOWLARK LN | 43214-1244 | Active | T189408 | WILKINS | 720A | PVB | 1.000 | 3611297 | LEFT SIDE
5131 | MEADOWSVIEW LN | 43026 | Active | 422234 | WILKINS | 420 | PVB | 1.000 | 3646503
5162 | MEADOWSVIEW LN | 43026 | Active | T315591 | WILKINS | 720 | PVB | 0.750 | 3646457 | RIGHT SIDE
5163 | MEADOWSVIEW LN | 43026 | Active | T449741 | WILKINS | 720A | PVB | 0.750 | 3644810 | RIGHT FRONT
5170 | MEADOWSVIEW LN | 43026 | Active | T411358 | WILKINS | 720A | PVB | 0.750 | 3648984 | RIGHT FRONT
5182 | MEADOWSVIEW LN | 43026 | Active | T361203 | WILKINS | 720 | PVB | 0.750 | 3646580 | RIGHT FRONT
5194 | MEADOWSVIEW LN | 43026 | Active | EAC4950 | WILKINS | 720A | PVB | 0.750 | 3646717 | RIGHT FRONT
5195 | MEADOWSVIEW LN | 43026 | Active | T339539 | Wilkins | 720A | PVB | 0.750 | 3648740 | RIGHT FRONT
5200 | MEADOWSVIEW LN | 43026 | Active | CAB50058 | WILKINS | 720A | PVB | 0.750 | 3648646 | LEFT SIDE OF HOUSE
5211 | MEADOWSVIEW LN | 43026 | Active | T410656 | WILKINS | 720A | PVB | 0.750 | 3648741 | RIGHT FRONT
5219 | MEADOWSVIEW LN | 43026 | Active | CAB30903 | WILKINS | 720A | PVB | 0.750 | 3647033 | LEFT FRONT
5235 | MEADOWSVIEW LN | 43026 | Active | T385670 | WILKINS | 720A | PVB | 0.750 | 3646723 | RIGHT FRONT
5243 | MEADOWSVIEW LN | 43026 | Active | T380522 | WILKINS | 720 | PVB | 0.750 | 3646409 | LEFT FRONT
5251 | MEADOWSVIEW LN | 43026 | Active | CB620385 | WILKINS | 720A | PVB | 0.750 | 3646413 | RIGHT FRONT
5259 | MEADOWSVIEW LN | 43026 | Active | T449747 | WILKINS | 720 | PVB | 0.750 | 3646876 | RIGHT FRONT
5267 | MEADOWSVIEW LN | 43026 | Active | CB620289 | WILKINS | 720A | PVB | 0.750 | 3644910 | RIGHT FRONT
1000 | MEADOWVIEW DR | 43224-1934 | Active | H723808 | FEBCO | 765 | PVB | 1.000 | 3481480 | LEFT SIDE OF HOUSE
4852 | MEADWAY DR | 43054- | Active | 3372634 | WILKINS | 975XL | RP | 0.750 | 65251 | EAST SIDE
4881 | MEADWAY DR | 43054-8602 | Active | T437711 | WILKINS | 720A | PVB | 1.000 | 65320 | NORTH SIDE OF HOUSE
4893 | MEADWAY DR | 43054-8602 | Active | CB597894 | WILKINS | 720A | PVB | 0.750 | 95343 | RIGHT SIDE OF HOUSE
4931 | MEADWAY DR | 43054-9697 | Active | 181722 | WILKINS | 720A | PVB | 0.750 | 89176 | RIGHT SIDE
4963 | MEADWAY DR | 43054-9697 | Active | H174487 | FEBCO | 765 | PVB | 0.750 | 65507 | LEFT SIDE OF HOUSE - 4960 CADOGAN
4983 | MEADWAY DR | 43054-9697 | Active | 757481 | WILKINS | 720A | PVB | 0.750 | 65541 | LEFT SIDE OF HOUSE
5003 | MEADWAY DR | 43054-9463 | Active | FC8640 | FEBCO | 765 | PVB | 1.000 | 65693 | RIGHT SIDE OF HOUSE
6315 | MEAGHAN DR | 43016-9187 | Active | G214916 | WILKINS | 720A | PVB | 0.750 | 95661 | RIGHT SIDE OF HOUSE
2500 | MEDARY AVE | 43202-2643 | Active | 129363 | WATTS | LF009M2 | RP | 2.000 | 3635213 | AT METER
2500 | MEDARY AVE | 43202-2643 | Not Required by DOW | 630536 | WATTS | 909QT | RP | 0.750 | 58496 | BOILER ROOM, Medary E.S.
158 | MEDICK WAY | 43085-3018 | Active | T277366 | WILKINS | 720A | PVB | 0.750 | 3481728 | RIGHT SIDE OF HOUSE
171 | MEDICK WAY | 43085-3089 | Active | T300363 | WILKINS | 720A | PVB | 1.000 | 55917 | RIGHT SIDE BY AC UNIT
197 | MEDICK WAY | 43085-3089 | Active | 19390 | WATTS | 800M4QT | PVB | 0.750 | 93998 | FRONT
211 | MEDICK WAY | 43085-3062 | Active | T072791 | WILKINS | 720A | PVB | 0.750 | 101394 | RIGHT OF FRONT PICTURE WINDOW
214 | MEDICK WAY | 43085-3018 | Active | 148756 | WILKINS | 720A | PVB | 0.750 | 93999 | FRONT RIGHT OF DOOR
235 | MEDICK WAY | 43085-3062 | Active | CB615960 | WILKINS | 720A | PVB | 0.750 | 3481733
269 | MEDICK WAY | 43085-3062 | Active | T424048 | WILKINS | 720A | PVB | 1.000 | 94000 | LEFT SIDE OF HOUSE
320 | MEDICK WAY | 43085-3034 | Active | G217956 | WILKINS | 720A | PVB | 0.750 | 96220 | RIGHT SIDE BY PATIO
330 | MEDICK WAY | 43085-3034 | Active | T339990 | WILKINS | 720A | PVB | 1.000 | 94002 | FRONT OF HOUSE
365 | MEDICK WAY | 43085-3062 | Active | 4104178 | Wilkins | 975XL | RP | 1.000 | 61366 | FRONT OF HOUSE
380 | MEDICK WAY | 43085-3034 | Active | 12179 | WATTS | 800M4 | PVB | 0.750 | 61799 | FRONT OF HOUSE
440 | MEDICK WAY | 43085-3086 | Active | D18385 | FEBCO | 765 | PVB | 1.000 | 63907 | BACK OF HOUSE
460 | MEDICK WAY | 43085-3086 | Active | H343402 | FEBCO | 765 | PVB | 0.750 | 64445 | FRONT OF HOUSE
480 | MEDICK WAY | 43085-3086 | Active | 510658 | WATTS | 800M2QT | PVB | 1.000 | 65084 | OUTSIDE, LEFT OF THE FRONT DOOR
932 | MEDINAH TER | 43235-5027 | Active | 42120 | WATTS | 800QT | PVB | 0.750 | 74673 | RIGHT SIDE NEAR BAY WINDOW NEXT TO METER REMOTES
933 | MEDINAH TER | 43235-5028 | Active | 61258 | WATTS | 800QT | PVB | 0.750 | 74680 | SOUTH SIDE
934 | MEDINAH TER | 43235-5027 | Active | 58547 | WATTS | 800QT | PVB | 0.750 | 74685 | LEFT SIDE OF HOUSE
935 | MEDINAH TER | 43235-5028 | Active | 61227 | WATTS | 800QT | PVB | 0.750 | 74691 | W. SIDE OF HOUSE @ REMOTE METER READER (NORTH SIDE)
938 | MEDINAH TER | 43235-5027 | Active | 61235 | WATTS | 800QT | PVB | 0.750 | 74699 | SOUTH OUTSIDE WALL BY WINDOW WELL (IRRIGATION)
940 | MEDINAH TER | 43235-5027 | Active | 61253 | WATTS | 800QT | PVB | 0.750 | 74715 | NORTH OUTSIDE WALL NEXT TO HOSEBIBB
941 | MEDINAH TER | 43235-5028 | Active | 287860 | WATTS | 800QT | PVB | 0.750 | 74720 | ON OUTSIDE WALL NEAR GAS METER
943 | MEDINAH TER | 43235-5028 | Active | 61241 | WATTS | 800QT | PVB | 0.750 | 74733 | ON OUTSIDE BY BAY WINDOW OFF OF DRIVEWAY
944 | MEDINAH TER | 43235-5027 | Active | T188382 | WILKINS | 720A | PVB | 0.750 | 3609746 | OUTSIDE SOUTH SIDE OF HOUSE
946 | MEDINAH TER | 43235-5027 | Active | 279503 | WILKINS | 720A | PVB | 0.750 | 74741 | NORTH SIDE OF HOUSE
950 | MEDINAH TER | 43235-5027 | Active | 67216 | WATTS | 800QT | PVB | 0.750 | 74761 | SOUTH SIDE OF RESIDENCE
952 | MEDINAH TER | 43235-5027 | Active | 67375 | WATTS | 800QT | PVB | 0.750 | 74779 | LEFT CENTER
953 | MEDINAH TER | 43235-5028 | Active | 279581 | WILKINS | 720A | PVB | 0.750 | 74782 | SOUTH SIDE OF HOUSE (LEFT SIDE MIDDLE)
955 | MEDINAH TER | 43235-5028 | Active | 209062 | WILKINS | 720A | PVB | 0.750 | 74784 | NORTH SIDE OF HOUSE (RIGHT BY BYA WINDOW)
956 | MEDINAH TER | 43235-5027 | Active | 314100 | APOLLO/CONBRACO | 4050402 | PVB | 0.750 | 74789 | SOUTH SIDE OF HOUSE
958 | MEDINAH TER | 43235-5027 | Active | 562925 | APOLLO | PVB | PVB | 0.750 | 3609745 | NORTH SIDE OF HOUSE
962 | MEDINAH TER | 43235-5027 | Active | 68297 | WATTS | 800QT | PVB | 0.750 | 74823 | RIGHT SIDE
963 | MEDINAH TER | 43235-5028 | Active | t340573 | WILKINS | 720A | PVB | 0.750 | 74824 | E SIDE OF HOUSE NEXT TO REMOTE READER
964 | MEDINAH TER | 43235-5027 | Active | 68388 | WATTS | 800QT | PVB | 0.750 | 74826 | NORTH SIDE OF RESIDENCE
965 | MEDINAH TER | 43235-5028 | Active | 64379 | WATTS | 800QT | PVB | 0.750 | 74828 | RIGHT HAND SIDE OF HOUSE
968 | MEDINAH TER | 43235-5027 | Active | 44764 | WATTS | 800QT | PVB | 0.750 | 74838 | ON OUTSIDE BY BAY WINDOW OFF DRIVEWAY (EASTSIDE)
969 | MEDINAH TER | 43235-5028 | Active | 68465 | WATTS | 800QT | PVB | 0.750 | 74844 | LEFT SIDE OF HOUSE
970 | MEDINAH TER | 43235-5027 | Active | 42058 | WATTS | 800QT | PVB | 0.750 | 74863 | RIGHTSIDE CENTER
971 | MEDINAH TER | 43235-5028 | Active | 73278 | WATTS | 800QT | PVB | 0.750 | 74865 | WEST SIDE OF HOUSE - LOT 149B
974 | MEDINAH TER | 43235-5027 | Active | 68245 | WATTS | 800QT | PVB | 0.750 | 74875 | EAST SIDE OF HOUSE
975 | MEDINAH TER | 43235-5028 | Active | 834116 | WATTS | 800QT | PVB | 0.750 | 74879 | LT SIDE
976 | MEDINAH TER | 43235-5027 | Active | 73088 | WATTS | 800QT | PVB | 0.750 | 74888 | WEST SIDE OF HOUSE
977 | MEDINAH TER | 43235-5028 | Active | 82909 | WATTS | 800QT | PVB | 0.750 | 74890 | RIGHT SIDE OF RESIDENCE
980 | MEDINAH TER | 43235-5027 | Active | 71323 | WATTS | 800QT | PVB | 0.750 | 74905 | RIGHT SIDE OF RESIDENCE
981 | MEDINAH TER | 43235-5028 | Active | 83057 | WATTS | 800QT | PVB | 0.750 | 74907 | LEFT SIDE OF RESIDENCE
982 | MEDINAH TER | 43235-5027 | Active | 68321 | WATTS | 800QT | PVB | 0.750 | 74908 | LEFT SIDE OF HOUSE
983 | MEDINAH TER | 43235-5028 | Active | 79775 | WATTS | 800QT | PVB | 0.750 | 74910 | NORTH SIDE OF RESIDENCE (RIGHT SIDE)
986 | MEDINAH TER | 43235-5027 | Active | 7035 | WATTS | 800QT | PVB | 0.750 | 74920 | NEXT TO GAS METER RIGHT SIDE
987 | MEDINAH TER | 43235-5028 | Active | 68194 | WATTS | 800QT | PVB | 0.750 | 74923 | LEFT SIDE OF RESIDENCE
988 | MEDINAH TER | 43235-5027 | Active | 42156 | WATTS | 800QT | PVB | 0.750 | 74924 | WEST SIDE NEXT TO GAS METER
989 | MEDINAH TER | 43235-5028 | Active | 73280 | WATTS | 800QT | PVB | 0.750 | 74926 | NORTH SIDE OF RESIDENCE
992 | MEDINAH TER | 43235-5027 | Active | 67254 | WATTS | 800QT | PVB | 0.750 | 74942 | NORTH SIDE OF HOUSE NEXT TO REMOTE READER
993 | MEDINAH TER | 43235-5028 | Active | 73005 | WATTS | 800QT | PVB | 0.750 | 74946 | SOUTH SIDE OF RESIDENCE
994 | MEDINAH TER | 43235-5027 | Active | 67234 | WATTS | 800QT | PVB | 0.750 | 74951 | SOUTH SIDE OF HOUSE NEXT TO REMOTE READER
995 | MEDINAH TER | 43235-5028 | Active | 67376 | WATTS | 800QT | PVB | 0.750 | 74955 | NORTH SIDE OF RESIDENCE
271 | MEDITATION LN | 43235-1458 | Active | 23751 | WATTS | 800M2QT | PVB | 1.000 | 94003 | RIGHT OF FRONT DOOR
283 | MEDITATION LN | 43235-1458 | Active | AG3506 | FEBCO | 765 | PVB | 1.000 | 59405 | BACK OF HOUSE
286 | MEDITATION LN | 43235-1457 | Active | 8347 | Febco | 765 | PVB | 1.000 | 59455 | FRONT OF HOUSE -- RIGHT OF ENTRY
289 | MEDITATION LN | 43235-1458 | Active | 436040 | WILKINS | 420 | PVB | 1.000 | 59522 | FRONT OF HOUSE
292 | MEDITATION LN | 43235-1457 | Active | 257460 | WILKINS | 420 | PVB | 0.750 | 59577 | RIGHT SIDE OF HOUSE --- OUTSIDE
301 | MEDITATION LN | 43235-4601 | Active | 140504 | WATTS | 800M4QT | PVB | 1.000 | 94004 | FRONT RIGHT OF DOOR
313 | MEDITATION LN | 43235-4601 | Active | 580518 | WILKINS | 720A | PVB | 1.000 | 60022 | FRONT LEFT OF DOOR
378 | MEDITATION LN | 43235-1456 | Active | T529765 | WILKINS | 720A | PVB | 0.750 | 61761 | FRONT OF HOUSE
394 | MEDITATION LN | 43235-1456 | Active | T065606 | WILKINS | 720A | PVB | 1.000 | 62277 | FRONT OF HOUSE , TO THE RIGHT OF PORCH
426 | MEDITATION LN | 43235-8407 | Active | T171937 | WILKINS | 720A | PVB | 1.000 | 3481984 | Front of House
427 | MEDITATION LN | 43235-4601 | Active | 595547 | WATTS | 800M4FR | PVB | 1.000 | 63467 | FRONT OF HOUSE
439 | MEDITATION LN | 43235-4601 | Active | H36110 | FEBCO | 825Y | RP | 1.000 | 3622589 | BASEMENT
440 | MEDITATION LN | 43235-8407 | Active | G005479 | WILKINS | 720A | PVB | 1.000 | 93214 | FRONT COURT YARD
464 | MEDITATION LN | 43235-8407 | Active | A047873 | FEBCO | 765 | PVB | 1.000 | 64656 | FRONT OF HOUSE
478 | MEDITATION LN | 43235-8407 | Active | 220354 | WATTS | 800M4FR | PVB | 1.000 | 3481985 | Front
8994 | MEDITERRA PL | 43016-6098 | Active | EAF6309 | WILKINS | 720A | PVB | 0.750 | 91737 | RIGHT SIDE FROM STREET... NEXT TO DRIVEWAY
9002 | MEDITERRA PL | 43016-6099 | Active | G045307 | WILKINS | 720A | PVB | 0.750 | 88514 | Left side of house
9003 | MEDITERRA PL | 43016-6103 | Active | G185947 | WILKINS | 720A | PVB | 0.750 | 91531 | LEFT FRONT
9010 | MEDITERRA PL | 43016-6099 | Active | T291417 | WILKINS | 720A | PVB | 0.750 | 91713 | LEFT FRONT
9018 | MEDITERRA PL | 43016-6099 | Active | G046613 | WILKINS | 720A | PVB | 0.750 | 95340 | RIGHT SIDE
9019 | MEDITERRA PL | 43016-6103 | Active | T146415 | WILKINS | 720A | PVB | 0.750 | 3598214 | LEFT SIDE FRONT OF HOUSE
9034 | MEDITERRA PL | 43016-6099 | Active | G045411 | WILKINS | 720A | PVB | 0.750 | 88515 | RIGHT SIDE
9042 | MEDITERRA PL | 43016-6099 | Active | T272944 | WILKINS | 720A | PVB | 0.750 | 88425 | LEFT SIDE OF HOUSE
9043 | MEDITERRA PL | 43016-6103 | Active | T308593 | WILKINS | 720A | PVB | 0.750 | 3632493 | LEFT SIDE OF HOUSE
9050 | MEDITERRA PL | 43016-6099 | Active | A072882 | WILKINS | 720A | PVB | 0.750 | 91581 | LEFT FRONT
9051 | MEDITERRA PL | 43016-6103 | Active | G043912 | WILKINS | 720A | PVB | 0.750 | 92750 | LEFT SIDE OF HOUSE
9058 | MEDITERRA PL | 43016-6099 | Active | A082518 | WILKINS | 720A | PVB | 0.750 | 89378 | LRFT SIDE OF HOUSE
9059 | MEDITERRA PL | 43016-6103 | Active | CB154544 | WILKINS | 720A | PVB | 0.750 | 3613031 | RIGHT FRONT
9066 | MEDITERRA PL | 43016-6099 | Active | t257827 | WILKINS | 720A | PVB | 0.750 | 3611316 | RIGHT FRONT
9074 | MEDITERRA PL | 43016-6099 | Active | G208817 | WILKINS | 720A | PVB | 0.750 | 93045 | FRONT OF HOUSE
9082 | MEDITERRA PL | 43016-6099 | Active | CB674934 | WILKINS | 720A | PVB | 0.750 | 92749 | RIGHT CENTER
9083 | MEDITERRA PL | 43016-6103 | Active | G215314 | WILKINS | 720A | PVB | 0.750 | 87399 | RIGHT SIDE OF HOUSE
9090 | MEDITERRA PL | 43016-6099 | Active | CB081476 | WILKINS | 720A | PVB | 0.750 | 87400 | RIGHT FRONT
9098 | MEDITERRA PL | 43016-6099 | Active | A133940 | WILKINS | 720A | PVB | 0.750 | 87401 | WEST SIDE OF HOUSE
975 | MEDITERRANEAN AVE | 43229-2541 | Active | 1535820 | WILKINS | 975XL2 | RP | 2.000 | 3481986 | REAR OF 1011 @ METER
1035 | MEDITERRANEAN AVE | 43229- | Active | 4647808 | WILKINS | 975XL | RP | 1.500 | 3633411 | REAR OF 1041 @ METER
1035 | MEDITERRANEAN AVE | 43229- | Not Required by DOW | 58780 | RAINBIRD | 100 | DC | 0.750 | 94007 | MECH ROOM-2ND DEVICE FOR IRRG BACK OF BLDG ACROSS PARKING LOT
1111 | MEDITERRANEAN AVE | 43229-2509 | Active | B09441 | WATTS | 007M3QT | DC | 0.750 | 53951 | SWIMMING POOL EQUIPMENT ROOM
1111 | MEDITERRANEAN AVE | 43229-2509 | Active | 158455 | WATTS | 909 | RP | 3.000 | 53947 | MRT/POOL EQUIPMENT ROOM
1111 | MEDITERRANEAN AVE | 43229-2509 | Active | 3C00910 | AMES | 3000SS | DCDA | 4.000 | 53948 | SWIMMING POOL EQUIPMENT ROOM
1111 | MEDITERRANEAN AVE | 43229-2509 | Active | 4LN0677 | AMES | 4000SS | RP | 3.000 | 53949 | 1ST FLOOR WEST MECH ROOM
3450 | MEDWAY AVE | 43213-1631 | Active | 644673 | WATTS | 909HWQT | RP | 0.750 | 60776 | BOILER ROOM-EASTMOOR M.S.
4175 | MEDWAY AVE | 43213-2371 | Active | 1966110 | WILKINS | 975XL2 | RP | 0.750 | 3482031
900 | MEEKLYNN DR | 43235-3435 | Active | 1594997 | WILKINS | 975XLBMS | RP | 0.750 | 74470 | BASEMENT AT WATER MTR
906 | MEEKLYNN DR | 43235-3435 | Active | 540936 | WATTS | 909QT | RP | 0.750 | 74519 | BASEMENT AT WATER METER
949 | MEEKLYNN DR | 43235-3434 | Active | 110064 | WATTS | 909QT | RP | 0.750 | 74750 | BSMNT AT METER WELL
290 | MELBOURNE PL | 43085-3901 | Active | 779594 | WILKINS | 720A | PVB | 0.750 | 59542 | REAR OF HOUSE
315 | MELBOURNE PL | 43085-3902 | Active | T188404 | WILKINS | 720A | PVB | 0.750 | 3610039 | FRONT OF HOUSE
3112 | MELBURY DR | 43221-4932 | Active | H178789 | FEBCO | 765 | PVB | 0.750 | 59997 | LEFT HAND SIDE
3117 | MELBURY DR | 43221-4934 | Active | 677080 | RAINBIRD | 100 | PVB | 0.750 | 60004 | RIGHT SIDE OF HOUSE
3126 | MELBURY DR | 43221-4932 | Active | H156697 | FEBCO | 765 | PVB | 1.000 | 60019 | EAST SIDE
3140 | MELBURY DR | 43221-4932 | Active | AG4552 | FEBCO | 765 | PVB | 0.750 | 60037 | NORTH SIDE OF HOUSE
3151 | MELBURY DR | 43221-4934 | Active | D18425 | FEBCO | 745 | PVB | 0.750 | 60067 | OUTSIDE
3154 | MELBURY DR | 43221-4933 | Active | BL7188 | FEBCO | 765 | PVB | 0.750 | 60074 | LEFT SIDE
3157 | MELBURY DR | 43221-4935 | Active | 12190 | WATTS | 800M4 | PVB | 0.750 | 60080 | LEFT SIDE OF HOUSE
3163 | MELBURY DR | 43221-4935 | Active | H016291 | FEBCO | 765 | PVB | 0.750 | 99046 | RIGHT OF HOUSE
3165 | MELBURY DR | 43221-4935 | Active | H115165 | FEBCO | 765 | PVB | 1.000 | 60132 | OUTSIDE
3166 | MELBURY DR | 43221-4933 | Active | T240289 | WILKINS | 720A | PVB | 0.750 | 60138 | LEFT SIDE OF HOUSE
3176 | MELBURY DR | 43221-4933 | Active | T385948 | WILKINS | 720A | PVB | 0.750 | 3595609 | LEFT SIDE OF GARAGE
3185 | MELBURY DR | 43221-4935 | Active | A13707 | FEBCO | 765 | PVB | 1.000 | 60161 | BACK OF HOUSE
7717 | MELLACENT DR | 43235 | Active | T042174 | WILKINS | 720A | PVB | 0.750 | 100892 | LEFT SIDE
7724 | MELLACENT DR | 43235 | Active | T097024 | WILKINS | 720A | PVB | 0.750 | 102745 | RIGHT SIDE
7725 | MELLACENT DR | 43235 | Active | CAA64503 | WILKINS | 720A | PVB | 0.750 | 3611957 | LEFT FRONT
7732 | MELLACENT DR | 43235 | Active | T179612 | WILKINS | 720A | PVB | 0.750 | 3609752 | RIGHT FRONT
7733 | MELLACENT DR | 43235 | Active | T070584 | WILKINS | 720A | PVB | 0.750 | 101174 | LEFT FRONT
7740 | MELLACENT DR | 43235 | Active | T038763 | WILKINS | 720A | PVB | 0.750 | 101202 | RIGHT FRONT
7741 | MELLACENT DR | 43235 | Active | T081654 | WILKINS | 720A | PVB | 0.750 | 101586 | RIGHT SIDE OF HOUSE
7757 | MELLACENT DR | 43235 | Active | T034235 | WILKINS | 720A | PVB | 0.750 | 101203 | RIGHT SIDE OF HOUSE
7765 | MELLACENT DR | 43235 | Active | T304606 | WILKINS | 720A | PVB | 0.750 | 100504 | RIGHT
7772 | MELLACENT DR | 43235 | Active | CAA07460 | WILKINS | 720 | PVB | 0.750 | 3602534
7773 | MELLACENT DR | 43235 | Active | CB288643 | WILKINS | 720 | PVB | 0.750 | 3601649 | RIGHT SIDE
7781 | MELLACENT DR | 43235 | Active | T146570 | WILKINS | 720A | PVB | 0.750 | 101205 | RIGHT SIDE OF HOUSE
7788 | MELLACENT DR | 43235 | Active | T074577 | WILKINS | 720A | PVB | 0.750 | 101204 | LEFT FRONT
7796 | MELLACENT DR | 43235 | Active | T363409 | WILKINS | 720 | PVB | 0.750 | 3601758 | LEFT SIDE OF HOUSE
7797 | MELLACENT DR | 43235 | Active | T034729 | WILKINS | 720A | PVB | 0.750 | 101206 | RIGHT FRONT
7804 | MELLACENT DR | 43235 | Active | T074650 | WILKINS | 720A | PVB | 0.750 | 101207 | LEFT FRONT
1783 | MELROSE AVE | 43224-4456 | Due Install | [5 empty] | 3482467
4972 | MEMORIAL DR | 43017 | Not Required by DOW | T280936 | WILKINS | 720 | PVB | 0.750 | 3639414 | 8516 LUCERA LOOP LEFT SIDE OF HOUSE
4972 | MEMORIAL DR | 43017 | Not Required by DOW | B012009 | WATTS | 800 | PVB | 0.750 | 3646446 | 4983 PESARO WAY RIGHT SIDE OF HOUSE
4972 | MEMORIAL DR | 43017 | Not Required by DOW | 032726 | WATTS | LF800M4 | PVB | 1.000 | 3630197 | 4922 PESARO WAY LEFT SIDE OF HOUSE
4972 | MEMORIAL DR | 43017 | Not Required by DOW | B017586 | WATTS | 800M4 | PVB | 1.000 | 3646740 | LEFT SIDE OF HOUSE AT 8548 LUCERA LOOP
4972 | MEMORIAL DR | 43017 | Not Required by DOW | T181382 | WILKINS | 720A | PVB | 0.750 | 3624790 | 4986 PESARO WAY, RIGHT SIDE OF THE HOUSE NEXT TO THE A/C UNIT
4972 | MEMORIAL DR | 43017 | Not Required by DOW | 995509 | WATTS | 800 | PVB | 1.000 | 3639413 | 4909 PESARO WAY RIGHT SIDE OF HOUSE
4972 | MEMORIAL DR | 43017 | Not Required by DOW | T295470 | WILKINS | 720A | PVB | 0.750 | 3630200 | 4912 PESARO WAY RIGHT SIDE OF HOUSE
4972 | MEMORIAL DR | 43017 | Not Required by DOW | 044018 | WATTS | LF800M4 | PVB | 1.000 | 3632452 | 4928 PESARO WAY LEFT SIDE OF HOUSE
4972 | MEMORIAL DR | 43017 | Not Required by DOW | 67151 | WATTS | LF919AQT | RP | 0.750 | 3623170 | 4963 PESARO WAY, IN BASEMENT AT SUMP PUMP
4972 | MEMORIAL DR | 43017 | Not Required by DOW | 044020 | WATTS | LF800M4 | PVB | 1.000 | 3632453 | 4901 PESARO WAY RIGHT SIDE OF HOUSE
4972 | MEMORIAL DR | 43017 | Not Required by DOW | T181325 | WILKINS | 720A | PVB | 0.750 | 3623031 | 8540 LUCERA LOOP LEFT SIDE OF HOUSE
4972 | MEMORIAL DR | 43017 | Not Required by DOW | T271153 | WILKINS | 720A | PVB | 0.750 | 3623030 | 8532 LUCERA LOOP LEFT SIDE OF HOUSE
4972 | MEMORIAL DR | 43017 | Not Required by DOW | T181255 | WILKINS | 720A | PVB | 0.750 | 3646619 | 4944 PESARO
4972 | MEMORIAL DR | 43017 | Not Required by DOW | B007923 | WATTS | 800M4QT | PVB | 0.750 | 3648448 | 4987 PESARO WAY LEFT CENTER
4972 | MEMORIAL DR | 43017 | Not Required by DOW | T181361 | WILKINS | 720A | PVB | 0.750 | 3623029 | 8510 LUCERA LOOP LEFT SIDE OF HOUSE
4972 | MEMORIAL DR | 43017 | Not Required by DOW | T181386 | WILKINS | 720A | PVB | 0.750 | 3623028 | 4994 PESARO WAY RIGHT SIDE OF HOUSE
4972 | MEMORIAL DR | 43017 | Not Required by DOW | T199241 | WILKINS | 720A | PVB | 0.750 | 3623027 | 4982 PESARO WAY RIGHT SIDE OF HOUSE
4972 | MEMORIAL DR | 43017 | Not Required by DOW | T181369 | WILKINS | 720A | PVB | 0.750 | 3623026 | 4963 PESARO WAY RIGHT SIDE OF HOUSE
4972 | MEMORIAL DR | 43017 | Not Required by DOW | 048063 | WATTS | 800 | PVB | 1.000 | 3639411 | 4952 PESARO WAY LEFT SIDE OF HOUSE
4972 | MEMORIAL DR | 43017 | Not Required by DOW | 047684 | WATTS | LF800M4QT | PVB | 1.000 | 3633438 | 4979 PESARO WAY LEFT SIDE OF HOUSE
4972 | MEMORIAL DR | 43017 | Not Required by DOW | 003665 | WATTS | 800M4 | PVB | 1.000 | 3648713 | 4966 PESARO WAY RIGHT SIDE
4972 | MEMORIAL DR | 43017 | Not Required by DOW | B007931 | WATTS | 800 | PVB | 1.000 | 3649799 | RIGHT SIDE 4959 PESARO
4972 | MEMORIAL DR | 43017 | Not Required by DOW | T181335 | WILKINS | 720A | PVB | 0.750 | 3623025 | 4947 PESARO WAY RIGHT SIDE OF HOUSE
4972 | MEMORIAL DR | 43017 | Not Required by DOW | 0480074 | WATTS | LF800M4 | PVB | 1.000 | 3639002 | LEFT SIDE OF 4969 PESARO WAY
4972 | MEMORIAL DR | 43017 | Not Required by DOW | 4239262 | WILKINS | 975XL | RP | 0.750 | 3639100 | WEST SIDE OF ENTRANCE
4972 | MEMORIAL DR | 43017 | Not Required by DOW | 99554 | WATTS | LF800 | PVB | 1.000 | 3639282 | 4923 PESARO WAY RIGHT SIDE OF HOUSE
4972 | MEMORIAL DR | 43017 | Not Required by DOW | T181377 | WILKINS | 720A | PVB | 0.750 | 3623024 | 4958 PESARO WAY LEFT SIDE OF HOUSE
4972 | MEMORIAL DR | 43017 | Not Required by DOW | 051517 | WATTS | 800 | PVB | 1.000 | 3639412 | 4917 PESARO WAY RIGHT SIDE OF HOUSE
4972 | MEMORIAL DR | 43017 | Not Required by DOW | B000621 | WATTS | LF800M4 | PVB | 1.000 | 3639405 | 4996 PESARO WAY LEFT SIDE OF HOUSE
4972 | MEMORIAL DR | 43017 | Not Required by DOW | 046183 | WATTS | 800 | PVB | 1.000 | 3639410 | 4973 PESARO WAY LEFT SIDE OF HOUSE
4972 | MEMORIAL DR | 43017 | Not Required by DOW | T181219 | WILKINS | 720A | PVB | 0.750 | 3623023 | 4936 PESARO WAY LEFT SIDE OF HOUSE
4972 | MEMORIAL DR | 43017 | Not Required by DOW | B003962 | WATTS | 800 | PVB | 1.000 | 3649800 | RIGHT SIDE 4955 PESARO
4972 | MEMORIAL DR | 43017 | Not Required by DOW | B003684 | WATTS | 800 | PVB | 1.000 | 3649801 | RIGHT SIDE 4991 PESARO
4972 | MEMORIAL DR | 43017 | Not Required by DOW | T181384 | WILKINS | 720 | PVB | 0.750 | 3639409 | 4986 PESARO WAY RIGHT SIDE OF HOUSE
4972 | MEMORIAL DR | 43017 | Not Required by DOW | B028372 | WATTS | 800 | PVB | 1.000 | 3649802 | LEFT SIDE 4933 PESARO
4972 | MEMORIAL DR | 43017 | Active | 1289111214 | AMES | 4000SS | RP | 3.000 | 3615075 | HOT BOX AT PIT WEST OF THE ENTRANCE
4972 | MEMORIAL DR | 43017 | Active | 1864980515 | AMES | 3000SS | DCDA | 6.000 | 3615437 | IN PIT W OF ENTRANCE
4972 | MEMORIAL DR | 43017 | Not Required by DOW | 050278 | WATTS | LF800M4 | PVB | 1.000 | 3638949 | 4997 PESARO WAY LEFT SIDE OF HOUSE
4972 | MEMORIAL DR | 43017 | Active | 23799 | WATTS | 007M1QT | DC | 0.750 | 3615446 | IN PIT W OF ENTRANCE
4972 | MEMORIAL DR | 43017 | Not Required by DOW | 52943 | WATTS | LF919QT | RP | 1.000 | 3616825 | S OF 4944 PESARO WAY ISLAND 6' S OF HYD
4972 | MEMORIAL DR | 43017 | Not Required by DOW | 52527 | WATTS | LF919QT | RP | 1.000 | 3616826 | W END OF ISLAND AT PESARO & LUCERA
4972 | MEMORIAL DR | 43017 | Not Required by DOW | 050259 | WATTS | LF800M4 | PVB | 1.000 | 3638961 | 8522 Lucera Loop LEFT SIDE OF HOUSE
4972 | MEMORIAL DR | 43017 | Not Required by DOW | 026457 | WATTS | 800 | PVB | 1.000 | 3616827 | 8528 LUCERA LOOP, LEFT FRONT
4972 | MEMORIAL DR | 43017 | Not Required by DOW | 609966 | WATTS | LF800M4 | PVB | 1.000 | 3639406 | 4909 Pesaro Way Right Side of House
4972 | MEMORIAL DR | 43017 | Not Required by DOW | T181266 | WILKINS | 720A | PVB | 0.750 | 3623021 | 4904 PESARO WAY LEFT SIDE OF HOUSE
4972 | MEMORIAL DR | 43017 | Not Required by DOW | T181256 | WILKINS | 720A | PVB | 0.750 | 3623022 | 4908 PESARO WAY LEFT SIDE OF HOUSE
5760 | MEMORIAL DR | 43017-9742 | Not Required by DOW | 105663 | WATTS | 009M2PCQT | RP | 0.750 | 67859 | 5760 MEMORIAL PAVILION -LAUNDRY ABOVE HOT WATER TANKS
5760 | MEMORIAL DR | 43017-9742 | Active | B08423 | WILKINS | 975XL | RP | 3.000 | 90682 | 5760 MEMORIAL PAVILION THRU LAUNDRY RM AT WATER METER
5760 | MEMORIAL DR | 43017-9742 | Due Install |  |  |  | DCDA | 6.000 | 3633885 | 5760 MEMORIAL PAVIILON THRU LAUNDRY AT FIRE LINE
5760 | MEMORIAL DR | 43017-9742 | Not Required by DOW | 214846 | WATTS | 919AQT | RP | 0.750 | 102765 | 5760 MEMORIAL PAVILION #2038 FOR BALL HUT AT CORP SUITS
5770 | MEMORIAL DR | 43017 | Active | 08867 | WATTS | LF909M1QT | RP | 1.500 | 3638545 | MECH ROOM MEMORIAL TOURNAMENT HEADWTRS AT WATER METER
5770 | MEMORIAL DR | 43017 | Not Required by DOW | 4710164 | WILKINS | 975XL2 | RP | 0.750 | 3638556 | MECH ROOM MEMORIAL TOURN HEADWTRS BY WTR METER ON WALL
5777 | MEMORIAL DR | 43017- | Active | 601632 | WILKINS | 720A | PVB | 0.750 | 67933 | SOUTH SIDE OF MEMORIAL DRIVE
6000 | MEMORIAL DR | 43017-9767 | Active | T002480 | WILKINS | 720A | PVB | 1.250 | 94008 | SOUTH SIDE OF BLDG
6001 | MEMORIAL DR | 43017-8902 | Due Install |  |  |  | RP | 8.000 | 3638473 | IN HOT BOX AT PIT E ENTRANCE ON MEMORIAL
6001 | MEMORIAL DR | 43017-8902 | Active | 3143307 | WILKINS | 975 | RP | 1.000 | 3638901 | Muirfield vet clinic
6001 | MEMORIAL DR | 43017-8902 | Active | 113903 | WATTS | 009M2QT | RP | 1.500 | 3654907
6001 | MEMORIAL DR | 43017-8902 | Active | 23559 | WILKINS | 950 | DC | 2.000 | 68581 | IN 6105 MEMORIAL- EYE DR. -BEHIND WORK BENCH (CAN'T RD #) (LIMITED FIRE)
6001 | MEMORIAL DR | 43017-8902 | Active | 08693 | WATTS | 007QT | DC | 2.000 | 68583 | 6135 MEMORIAL SUITE 103 MECH/EQUIP RM (LIMITED FIRE) C&A BUIS SERVICES
6150 | MEMORIAL DR | 43017-8244 | Active | 22351 | WATTS | 800 | PVB | 1.000 | 69153 | LEFT SIDE OF HOUSE CENTER
6160 | MEMORIAL DR | 43017-8244 | Active | AH8309 | FEBCO | 765 | PVB | 0.750 | 69186 | RIGHT SIDE OF HOUSE
6165 | MEMORIAL DR | 43017-9000 | Active | 764634 | WATTS | 800M2QT | PVB | 1.000 | 69205 | RIGHT SIDE OF HOUSE
6174 | MEMORIAL DR | 43017-8244 | Active | FE6575 | FEBCO | 765 | PVB | 1.000 | 69251 | RT SIDE
6180 | MEMORIAL DR | 43017-8244 | Active | 3761 | FEBCO | 765 | PVB | 1.000 | 69271 | FRONT LEFT OF DOOR
6181 | MEMORIAL DR | 43017-9000 | Active | T396555 | WILKINS | 720A | PVB | 1.000 | 69275 | FRONT - RIGHT FRONT
6188 | MEMORIAL DR | 43017-8244 | Active | 217215 | WATTS | 800 | PVB | 0.750 | 69292 | RIGHT FRONT
6193 | MEMORIAL DR | 43017-9000 | Active | RH384 | CONBRACO | 4050502 | PVB | 1.000 | 69321 | E SIDE OF HSE
6194 | MEMORIAL DR | 43017-8244 | Active | CB485734 | WILKINS | 720A | PVB | 1.000 | 69323 | RIGHT SIDE
6199 | MEMORIAL DR | 43017-9000 | Active | G045413 | WILKINS | 720A | PVB | 0.750 | 69335 | LEFT OF DOOR IN CORNER
6202 | MEMORIAL DR | 43017 | Active | CB083104 | WILKINS | 720A | PVB | 0.750 | 69374 | RIGHT SIDE
6208 | MEMORIAL DR | 43017-8911 | Active | 359706 | WATTS | 800M4QT | PVB | 0.750 | 3482619 | LEFT FRONT
6216 | MEMORIAL DR | 43017-8911 | Active | HA37576 | FEBCO | 765 | PVB | 0.750 | 69402 | RIGHT HAND SIDE
6217 | MEMORIAL DR | 43017-8766 | Active | 012137 | WATTS | 800M4QT | PVB | 1.000 | 3482620 | FRONT LEFT SIDE, ON OUTSIDE
6222 | MEMORIAL DR | 43017 | Active | CB357867 | WILKINS | 720A | PVB | 0.750 | 3482621 | RIGHT FRONT
6223 | MEMORIAL DR | 43017-8766 | Active | 877837 | WILKINS | 720A | PVB | 0.750 | 69412 | LH SIDE CENTER BY GAS
6229 | MEMORIAL DR | 43017-8766 | Active | HA63857 | FEBCO | 765 | PVB | 0.750 | 69425 | LEFT SIDE
6235 | MEMORIAL DR | 43017-8766 | Active | G208721 | WILKINS | 720A | PVB | 0.750 | 92391 | RIGHT SIDE
6236 | MEMORIAL DR | 43017-8911 | Active | CB157503 | WILKINS | 720A | PVB | 1.000 | 97588 | FRONT OF HOUSE RIGHT FRONT DOOR
6244 | MEMORIAL DR | 43017-8911 | Active | 190020 | WILKINS | 720A | PVB | 1.000 | 69464 | RIGHT SIDE OF HOUSE
6247 | MEMORIAL DR | 43017-8766 | Active | 051497 | WATTS | 800M4QT | PVB | 1.000 | 69469 | OUTSIDE
6250 | MEMORIAL DR | 43017-8911 | Active | 56609 | FEBCO | 765 | PVB | 1.000 | 69476 | FRONT LT SIDE
6258 | MEMORIAL DR | 43017-8911 | Active | 117528 | FEBCO | 765 | PVB | 1.000 | 69499 | LEFT SIDE OF HOUSE MIDDLE
6278 | MEMORIAL DR | 43017-8901 | Active | 6195 | RAINBIRD | 100 | PVB | 1.000 | 69549 | RIGHT SIDE OF HOUSE BEHIND FIREPLACE
6286 | MEMORIAL DR | 43017-8911 | Active | HJ68336 | FEBCO | 765 | PVB | 1.000 | 69561 | BACK OF HOUSE BY GARAGE DOOR
6292 | MEMORIAL DR | 43017-8911 | Active | T024261 | WILKINS | 720A | PVB | 1.000 | 69572 | RIGHT FRONT
6299 | MEMORIAL DR | 43017-8792 | Active | 542798 | WILKINS | 720A | PVB | 0.750 | 69584 | LEFT SIDE OF HOUSE
6300 | MEMORIAL DR | 43017-8911 | Active | AB0331 | FEBCO | 765 | PVB | 1.000 | 69604 | LEFT HAND SIDE
6306 | MEMORIAL DR | 43017-8911 | Active | T339511 | WILKINS | 720A | PVB | 1.000 | 3482625 | FRONT OF HOUSE
6313 | MEMORIAL DR | 43017-8884 | Active | 1892 | FEBCO | 765 | PVB | 1.000 | 69647 | LT SIDE
6327 | MEMORIAL DR | 43017-8884 | Active | T40581 | WILKINS | 720A | PVB | 0.750 | 3482628 | REAR OF HOUSE
6335 | MEMORIAL DR | 43017-8884 | Active | T459107 | WILKINS | 720A | PVB | 0.750 | 90911 | RIGHT SIDE OF HOUSE NEAR A/C
6350 | MEMORIAL DR | 43017-8883 | Active | T231385 | WILKINS | 720A | PVB | 0.750 | 3607387 | RIGHT SIDE
8409 | MEMORIAL DR | 43016- | Active | T181392 | WILKINS | 720A | PVB | 0.750 | 92813 | BEHIND WALL -NW MEMORIAL AND DUBLIN -AT METER BOX
5750 | MEMORIAL DR UNIT A | 43017-9742 | Not Required by DOW | 03169 | WATTS | 919QT | RP | 0.500 | 102764 | 5750 A MEMORIAL -CLUB HSE KITCHEN ON STEAMER
5750 | MEMORIAL DR UNIT A | 43017-9742 | LPS - Due Install |  |  |  | LPC |  | 3635735 | 5750 "A" MEMORIAL 2 - DOM PUMPS
5750 | MEMORIAL DR UNIT A | 43017-9742 | LPS - Due Install |  |  |  | LPC |  | 3635736 | 5750 "A" MEMORIAL 2 - DOM PUMPS
5750 | MEMORIAL DR UNIT A | 43017-9742 | Active | L92658 | WILKINS | 375 | RP | 6.000 | 67814 | 5750 A MEMORIAL SE MECH ROOM BOTTM DEVICE -CLUBHOUSE FIRE LINE
5750 | MEMORIAL DR UNIT A | 43017-9742 | Not Required by DOW | 152314 | WILKINS | 975XL | RP | 1.000 | 87214 | 5750 "A" MEMORIAL -MECH RM BY HOT TUB FILTER & STEAM RM
5750 | MEMORIAL DR UNIT A | 43017-9742 | Active | LK-0245 | WATTS | 957 | RP | 4.000 | 102119 | 5750 "A" MEMORIAL SE MECH RM TOP DEVICE CLUB HOUSE DOMESTIC WTR
5750 | MEMORIAL DR UNIT A | 43017-9742 | Not Required by DOW | 42869 | WATTS | 919QT | RP | 0.750 | 102461 | 5750 A MEMORIAL -MECH RM FITNESS CTR LOWER LVL
5750 | MEMORIAL DR UNIT A | 43017-9742 | Not Required by DOW | 43325 | WATTS | 919QT | RP | 0.750 | 102462 | 5750 A MEMORIAL -MECH RM FITNESS CTR LOWER LVL
5750 | MEMORIAL DR UNIT A | 43017-9742 | Not Required by DOW | 20714 | WATTS | 919QT | RP | 2.000 | 102763 | 5750 A MEMORIAL -CLUB HSE LOWER LVL #1185
5750 | MEMORIAL DR UNIT A | 43017-9742 | Not Required by DOW | 42999 | WATTS | 919QT | RP | 0.750 | 102463 | 5750 A MEMORIAL CLUB RM FITNESS CTR LOWER LVL -CLOSET
5750 | MEMORIAL DR UNIT B | 43017-9742 | Active | 14877 | AMES | 2000B | DC | 2.000 | 96942 | 5616 DUNNIKER PARK DR-VILLA BLDG FOR LIMITED FIRE THE LODGE
5750 | MEMORIAL DR UNIT B | 43017-9742 | Active | W080753 | WILKINS | 975XL | RP | 2.000 | 67815 | 5616 DUNNIKR PARK -VILLA BLDG THE LODGE
5750 | MEMORIAL DR UNIT B | 43017-9742 | Not Required by DOW | W047087 | WILKINS | 975XL | RP | 1.000 | 98337 | 5616 DUNNIKR -LODGE WEST JANITORS CLOSET
1910 | MEMORY LN | 43209-2737 | Not Required by DOW |  |  |  | RP |  | 3482634
1245 | MEMORY N LN | 43209-2736 | Due Install | [5 empty] | 3482636
1297 | MEMORY N LN | 43209-2736 | Active | 550079 | WATTS | LF919QT | RP | 0.750 | 3482638 | RIGHT SIDE OF THE DOOR
849 | MENDES CT | 43235-3506 | Active | A008535 | WILKINS | 720A | PVB | 0.750 | 73902 | LEFT SIDE OF HOUSE
852 | MENDES CT | 43235-3506 | Active | A106951 | WILKINS | 720A | PVB | 0.750 | 87480 | RIGHT SIDE
855 | MENDES CT | 43235-3506 | Active | A008730 | WILKINS | 720A | PVB | 0.750 | 74043 | RIGHT SIDE OF HOUSE
856 | MENDES CT | 43235-3506 | Active | A006796 | WILKINS | 720A | PVB | 0.750 | 74074 | LEFT SIDE OF HOUSE
859 | MENDES CT | 43235-3506 | Active | A022762 | WILKINS | 720A | PVB | 0.750 | 87417 | LEFT SIDE OF HOUSE
860 | MENDES CT | 43235-3506 | Active | cb303203 | WILKINS | 720A | PVB | 0.750 | 87570 | RIGHT SIDE
863 | MENDES CT | 43235-3506 | Active | A135572 | WILKINS | 720A | PVB | 0.750 | 87481 | RIGHT SIDE OF HOME
864 | MENDES CT | 43235-3506 | Active | A006823 | WILKINS | 720A | PVB | 0.750 | 74140 | LEFT SIDE OF HOUSE
868 | MENDES CT | 43235-3506 | Active | A135584 | WILKINS | 720 | PVB | 0.750 | 87479 | RIGHT SIDE OF HOME
872 | MENDES CT | 43235-3506 | Active | A006551 | WILKINS | 720A | PVB | 0.750 | 74217 | LEFT SIDE OF HOUSE
876 | MENDES CT | 43235-3506 | Active | A006581 | WILKINS | 720A | PVB | 0.750 | 87478 | RIGHT SIDE OF HOME
880 | MENDES CT | 43235-3506 | Active | A006643 | WILKINS | 720A | PVB | 0.750 | 74307 | LEFT SIDE OF HOUSE
884 | MENDES CT | 43235-3506 | Active | A006780 | WILKINS | 720A | PVB | 0.750 | 87477 | RIGHT SIDE OF HOME
888 | MENDES CT | 43235-3506 | Active | A107230 | WILKINS | 720 | PVB | 0.750 | 87476 | LEFT SIDE OF HOME
892 | MENDES CT | 43235-3506 | Active | H107590 | FEBCO | 765 | PVB | 0.750 | 74406 | RIGHT SIDE OF HOUSE
893 | MENDES CT | 43235-3506 | Active | A107250 | WILKINS | 720A | PVB | 0.750 | 87482 | LEFT SIDE OF HOUSE
896 | MENDES CT | 43235-3506 | Active | A006842 | WILKINS | 720A | PVB | 0.750 | 74423 | LEFT SIDE OF HOUSE
897 | MENDES CT | 43235-3506 | Active | A006663 | WILKINS | 720A | PVB | 0.750 | 74428 | RIGHT SIDE OF HOUSE
900 | MENDES CT | 43235-3506 | Active | A135622 | WILKINS | 720A | PVB | 0.750 | 87411 | RIGHT SIDE OF HOUSE
904 | MENDES CT | 43235-3506 | Active | A135497 | WILKINS | 720A | PVB | 0.750 | 87416 | LEFT SIDE
5711 | MENEREY ST | 43230 | Active | UI-3236 | AMES | COLT 400 | RP | 4.000 | 3648704 | IN METER BLDG SOUTHEAST SECTION OF PROPERTY
5711 | MENEREY ST | 43230 | Not Required by DOW | 55065 | AMES | 2000B | DC | 2.000 | 3652198 | NORTH WING MECH ROOM
3139 | MENZOLA DR | 43228-9008 | Active | H785041 | FEBCO | 765 | PVB | 0.750 | 91879 | LEFT SIDE OF HOUSE
6702 | MERINO CT | 43016-9002 | Active | T442451 | WILKINS | 720A | PVB | 0.750 | 3482907 | LEFT FRONT
6711 | MERINO CT | 43016-9002 | Active | 723916 | WATTS | 800M4FR | PVB | 1.000 | 99610 | RIGHT SIDE OF HOUSE
1733 | MERRICK RD | 43212-3314 | Active | A133987 | WILKINS | 720A | PVB | 0.750 | 3482916 | RIGHT SIDE
1757 | MERRICK RD | 43212-3314 | Active | A082440 | WILKINS | 720A | PVB | 0.750 | 56044 | NW CORNER OUTSIDE
1783 | MERRIWEATHER DR | 43221-1326 | Active | CB150675 | WILKINS | 720-A | PVB | 1.000 | 91688 | BACK OF HOUSE
2041 | MERRYHILL DR | 43219-2996 | Active | CE9020 | FEBCO | 765 | PVB | 0.750 | 57096 | RIGHT SIDE OF HOME
1097 | MERSTON DR | 43235 | Active | CB597663 | WILKINS | 720A | PVB | 0.750 | 98958 | LEFT SIDE
1100 | MERSTON DR | 43235 | Active | T329100 | WILKINS | 720A | PVB | 0.750 | 98702 | LEFT SIDE REAR NORTH WEST
1109 | MERSTON DR | 43235 | Active | 318449 | APOLLO/CONBRACO | PVB | PVB | 0.750 | 101231 | LEFT SIDE OF HOUSE
1110 | MERSTON DR | 43235-4587 | Active | G208700 | WILKINS | 720A | PVB | 0.750 | 92935 | RIGHT FRONT
1124 | MERSTON DR | 43235 | Active | 809848 | APOLLO/CONBRACO | PVB4A | PVB | 0.750 | 3601547 | RIGHT SIDE OF HOUSE
1132 | MERSTON DR | 43235 | Active | 562954 | APOLLO/CONBRACO | PVB | PVB | 0.750 | 3601661 | LEFT SIDE OF HOUSE
1141 | MERSTON DR | 43235 | Active | T166295 | WILKINS | 720A | PVB | 0.750 | 3605966 | LEFT FRONT
1148 | MERSTON DR | 43235 | Active | T271050 | WILKINS | 720 | PVB | 0.750 | 100377 | RIGHT SIDE OF HOUSE
1156 | MERSTON DR | 43235 | Active | T230555 | WILKINS | 720 | PVB | 0.750 | 3602304 | RIGHT
1173 | MERSTON DR | 43235 | Active | T072684 | WILKINS | 720A | PVB | 0.750 | 101212 | LEFT FRONT
6626 | MERWIN RD | 43235-2842 | Active | T386331 | WILKINS | 720A | PVB | 0.750 | 94013 | LEFT FRONT
6642 | MERWIN RD | 43235-2842 | Active | H124029 | FEBCO | 765 | PVB | 0.750 | 70414 | BACK OF HOUSE
6646 | MERWIN RD | 43235-2842 | Active | G215246 | WILKINS | 720A | PVB | 0.750 | 95373 | LEFT SIDE OF HOUSE
6673 | MERWIN RD | 43235-2841 | Active | 327438 | WATTS | LF009M3QT | RP | 0.750 | 3650421 | BSMNT AT WATER METER
6673 | MERWIN RD | 43235-2841 | Not Required by DOW | T065347 | WILKINS | 720A | PVB | 1.000 | 94015 | LEFT OF FRONT DOOR **IRRIG BACKFLOW NOT ON CITY WTR**
2517 | MESA DR | 43026-7961 | Active | 817446 | WILKINS | 720A | PVB | 0.750 | 58529 | LT SIDE
400 | METRO N PL | 43017-3378 | Active | W21899 | WILKINS | 575 (MOD-III) | RP | 2.000 | 62541 | PUMP ROOM--GARGAGE
400 | METRO N PL | 43017-3378 | Due Install |  |  |  | DCDA | 6.000 | 3639105 | SE PARKING GARAGE MECH/RISER ROOM
400 | METRO N PL | 43017-3378 | Due Install |  |  |  | RP | 3.000 | 3639104 | SE PARKING GARAGE MECH/RISER ROOM AT WATER METER
411 | METRO N PL | 43017-1344 | Active | 3595410 | Wilkins | 975XL | RP | 1.500 | 98415 | METER ROOM
411 | METRO N PL | 43017-1344 | Due Install |  |  |  | RP |  | 3632693 | METER ROOM
425 | METRO N PL | 43017-5325 | Due Install |  |  |  | RP | 6.000 | 3639090 | IN HOT BOX AT PIT E SIDE OF METRO N ENTRANCE
425 | METRO N PL | 43017-5325 | LPS - Active |  |  |  | LST |  | 3639107 | FIRE BOOSTER PUMP 1ST FL MECH ROOM
425 | METRO N PL | 43017-5325 | Active | 404394 | WILKINS | 720A | PVB | 1.500 | 63418 | SOUTH OF FRONT ENTANCE
425 | METRO N PL | 43017-5325 | Active | 10137 | WATTS | 919QT | RP | 1.500 | 97896 | Penthouse (Roof) Mechanical Room
450 | METRO N PL | 43017-1348 | Not required by DOW | 4349 | WATTS | 800M4 | PVB | 1.500 | 64203 | 1ST FL MECHROOM BY WATER METER
450 | METRO N PL | 43017-1348 | Active | 3JM0444 | AMES | 3000SS | DCDA | 6.000 | 64202 | 1ST FL MECH/RISER RM OFF LOBBY
450 | METRO N PL | 43017-1348 | Active | 151825 | WATTS | 909 | RP | 3.000 | 64201 | 1ST FL MECH/RISER RM OFF LOBBY-AT WATER METER
450 | METRO N PL | 43017-1348 | Active | 125687 | WATTS | 007M2QT | DC | 0.750 | 64200 | 1ST FL MECH/RISER RM OFF LOBBY
500 | METRO N PL | 43017-5328 | Active | 160400 | WATTS | 909 | RP | 3.000 | 65621 | NW MECH ROOM AT WATER ENTRANCE -HILTON GARDEN
500 | METRO N PL | 43017-5328 | Not required by DOW | 129808 | FEBCO | 825Y | RP | 1.500 | 65620 | HILTON GARDEN INN -MECH ROOM NW CORNER OF BLDG
500 | METRO N PL | 43017-5328 | Active | 12766 | FEBCO | 805 | DC | 0.750 | 65619 | IN PIT
500 | METRO N PL | 43017-5328 | Not required by DOW | 111861 | WATTS | 009M2QT | RP | 1.000 | 65618 | HILTON GARDEN INN -POOL ROOM
500 | METRO N PL | 43017-5328 | Active | 9912011322 | FEBCO | 856 | DCDA | 6.000 | 65623 | HILTON GARDEN INN -PIT/VAULT
500 | METRO N PL | 43017-5328 | Not required by DOW | 38126 | WATTS | 919AQT | RP | 0.750 | 65622 | KITCHEN (ICE MAKER)
555 | METRO N PL | 43017- | Active | 11886 | WATTS | 919AQT | RP | 1.500 | 67223 | MECHANICAL ROOM ON ROOF
555 | METRO N PL | 43017- | Active | 331480 | WILKINS | 720A | PVB | 1.500 | 67222 | TO RIGHT AT FRONT DOOR
555 | METRO N PL | 43017- | LPS - Active |  |  |  | LST |  | 3639089 | FIRE BOOSTER PUMP 1ST FL MECH
555 | METRO N PL | 43017- | Due Install |  |  |  | RP | 6.000 | 3639088 | IN HOT BOX AT PIT N ENTRANCE?
570 | METRO N PL | 43017-5317 | Active | 08157 | AMES | 4000B | RP | 0.750 | 67633 | 1ST FLOOR, REAR OF BLDG, MECHANICAL ROOM INSIDE ABOVE DOOR
570 | METRO N PL | 43017-5317 | Due Install |  |  |  | DCDA |  | 3636903 | IN PIT E OF ENTRANCE
570 | METRO N PL | 43017-5317 | Due Install |  |  |  | RP |  | 3636902 | IN HOT BOX AT PIT E OF ENTRANCE AT WATER METER
572 | METRO N PL | 43017 | Active | 33535 | WATTS | LF919QT | RP | 2.000 | 3636175 | SE MECH/METER ROOM OF N UNIT AT WATER METER MID E
600 | METRO N PL | 43017-5317 | Active | CB112526 | WILKINS | 720A | PVB | 1.000 | 68526 | COURTYARD
600 | METRO N PL | 43017-5317 | Active | 254081 | FEBCO | 825Y | RP | 1.500 | 68525 | NW PARKING LOT AT METER PIT
600 | METRO N PL | 43017-5317 | LPS - Active |  |  |  | LST |  | 3639106 | FIRE PUMP
600 | METRO N PL | 43017-5317 | Due Install |  |  |  | RP | 8.000 | 3635118 | IN HOT BOX AT PIT PIT 1/2 WAY DOWN W PROP LINE
435 | METRO S PL | 43017- | Active | 8608 | WATTS | 007QT | DC | 2.000 | 63776 | 2ND FLOOR MECHANICAL RM POD #16
435 | METRO S PL | 43017- | Active | 8789 | WATTS | 007QT | DC | 2.000 | 63777 | 2ND FLOOR MACH. POD #5
435 | METRO S PL | 43017- | Active | 8790 | WATTS | 007QT | DC | 2.000 | 63778 | 2ND FLOOR WATER HEATER RM POD #9
435 | METRO S PL | 43017- | Active | J210591013 | AMES | 3000SS | DC | 4.000 | 63774 | POD 12 - 2ND FLOOR MAINT ROOM
435 | METRO S PL | 43017- | Active | J209840928 | AMES | 2000SS | DC | 4.000 | 63773 | RISER ROOM/CLOSET OFF CHECK/IN DINNING AREA
435 | METRO S PL | 43017- | Active | 92511 | AMES | 4000SS | RP | 3.000 | 63779 | LAUNDRY FM IN CAGE 8" HIGH
435 | METRO S PL | 43017- | Active | 13733 | WATTS | 007QT | DC | 2.000 | 63772 | 2ND FLOOR MAINT. POD #2
435 | METRO S PL | 43017- | Due Install |  |  |  | RP | 6.000 | 3635943 | IN HOT BOX AT PIT
435 | METRO S PL | 43017- | Active | 35162 | WATTS | 919QT | RP | 2.000 | 63780 | POOL HOUSE
475 | METRO S PL | 43017- | Due Install |  |  |  | RP | 3.000 | 3636201 | MECH/RISER/PUMP ROOM BY ELEVATORS AT WATER METER
475 | METRO S PL | 43017- | Due Install |  |  |  | DCDA | 6.000 | 3636202 | 1ST FL MECH/RISER/PUMP ROOM
475 | METRO S PL | 43017- | LPS - Active |  |  |  | LST |  | 3649928 | FIRE BOOSTR PUMP - 1ST FL MECH RM NEXT TO COLUMN BY WINDOWS
475 | METRO S PL | 43017- | Active | 12946 | WATTS | 800M4QT | PVB | 1.250 | 64944 | 1ST FL MECH RM NEXT TO COLUMN BY WINDOWS
475 | METRO S PL | 43017- | Active | 1804 | WATTS | 009M2QT | RP | 1.250 | 64945 | 1ST FLOOR MECHANICAL
485 | METRO S PL | 43017-5332 | Active | 01554 | WATTS | 009QT | RP | 1.500 | 65223 | 5TH FLOOR CEILING OF JANITOR CLOSET ON N SIDE OF BLDG
485 | METRO S PL | 43017-5332 | LPS - Active |  |  |  | LST |  | 3635754 | FIRE PUMP
485 | METRO S PL | 43017-5332 | LPS - Active |  |  |  | LPC |  | 3635164 | DOM PUMP
485 | METRO S PL | 43017-5332 | Due Install |  |  |  | RP | 6.000 | 3635163 | BACK FIRE PUMP RISER ROOM AT COMBO WATER METER
485 | METRO S PL | 43017-5332 | Active | 02736 | WATTS | 009QT | RP | 2.000 | 65225 | FIRE PUMP ROOM
485 | METRO S PL | 43017-5332 | Active | 3858401 | WILKINS | 975XL | RP | 1.000 | 65224 | JANITOR'S ROOM, TOP FLOOR
495 | METRO S PL | 43017-5331 | Not Required by DOW | 16081 | WATTS | 009M2QT | RP | 1.500 | 65483 | NW CORNER OF MECHANICAL ROOM
495 | METRO S PL | 43017-5331 | Active | B15516 | WILKINS | 975 | RP | 3.000 | 65482 | IN NW MECH/RISER ROOM AT WATER ENTRY
495 | METRO S PL | 43017-5331 | Active | 114823 | WATTS | 709 | DCDA | 6.000 | 65481 | METER IN PIT - N OF NW OF BLDG
495 | METRO S PL | 43017-5331 | LPS - Active |  |  |  | LPC |  | 3640931 | DOMESTIC BOOSTER NW MECH/RISER ROOM
495 | METRO S PL | 43017-5331 | Active | 30231 | WATTS | 007M1QT | DC | 0.750 | 98648 | METER IN PIT -N OF NW OF BLDG
525 | METRO S PL | 43017-5342 | Active | CH430 | CONBRACO | 40207A2 | RP | 1.500 | 93015 | MECH ROOM FOR BOILER-UP HIGH
525 | METRO S PL | 43017-5342 | Due Install |  |  |  | RP | 3.000 | 3635406 | 1ST FL MECH ROOM AT WATER METER
525 | METRO S PL | 43017-5342 | Active | 110653 | WATTS | 909 | RP | 1.500 | 66489 | MECH RM AT IRRIG MTR AT FLOOR
535 | METRO S PL | 43017-5316 | Due Install |  |  |  | RP | 1.000 | 3651965 | AT WATER METER
535 | METRO S PL | 43017-5316 | Not Required by DOW | 000900 | WATTS | LF800M4 | PVB | 1.500 | 66702 | RIGHT OF BACK ENTRANCE BY ELECTRIC MTR
545 | METRO S PL | 43017-5316 | Active | B21836 | WILKINS | 975 | RP | 2.500 | 66925 | NE MECH/RISER ROOM AT WATER RISER
545 | METRO S PL | 43017-5316 | Not Required by DOW | 584953 | WILKINS | 975XL | RP | 1.250 | 66926 | 5TH FLOOR PUMP ROOM
545 | METRO S PL | 43017-5316 | LPS - Active |  |  |  | LPC |  | 3635501 | DOMESTIC BOOSTER PUMP
545 | METRO S PL | 43017-5316 | LPS - Active |  |  |  | LST |  | 3635502 | FIRE PUMP
545 | METRO S PL | 43017-5316 | Due Install |  |  |  | DCDA | 6.000 | 3640932 | IN PIT E LEFT OF ENTRANCE IN TREES
545 | METRO S PL | 43017-5316 | Not Required by DOW | 128424 | WATTS | 009M2QT | RP | 2.000 | 66923 | GARAGE LEVEL PUMP ROOM
545 | METRO S PL | 43017-5316 | Active | 2JN0035 | AMES | 2000SS | DC | 6.000 | 66924 | PUMP ROOM PARKING GARAGE--
565 | METRO S PL | 43017-5351 | Active | 2D00214 | AMES | 2000SS | DC | 6.000 | 67494 | Garage Pump Room
565 | METRO S PL | 43017-5351 | Not Required by DOW | 950971 | WILKINS | 975XLBMS | RP | 0.750 | 67495 | 1ST FLOOR CENTER MECH ROOM FOR AIR HANDLER
565 | METRO S PL | 43017-5351 | Not Required by DOW | 950998 | WILKINS | 975XLBMS | RP | 0.750 | 67496 | 2ND FLOOR CENTER MECH ROOM
565 | METRO S PL | 43017-5351 | Not Required by DOW | A10241 | WATTS | 009M2QT | RP | 1.250 | 67493 | PENTHOUSE AGAINST WALL FOR COOLING TOWER
565 | METRO S PL | 43017-5351 | Not Required by DOW | 953043 | WILKINS | 975XLBMS | RP | 1.000 | 67497 | GARAGE PUMP ROOM
565 | METRO S PL | 43017-5351 | Active | 14205 | WATTS | 009 | RP | 2.500 | 67498 | GARAGE PUMP ROOM
565 | METRO S PL | 43017-5351 | Due Install |  |  |  | DCDA | 6.000 | 3635452 | ON FIRE LINE BEFORE HYD'S
565 | METRO S PL | 43017-5351 | LPS - Active |  |  |  | LPC |  | 3639220 | DOMESTIC WATER PUMP IN GARAGE MECH/PUMP ROOM
565 | METRO S PL | 43017-5351 | LPS - Active |  |  |  | LST |  | 3639221 | FIRE PUMP IN GARAGE MECH/PUMP ROOM
565 | METRO S PL | 43017-5351 | Not Required by DOW | 32147 | WATTS | 919QT | RP | 2.000 | 67492 | GARAGE PUMP ROOM BEHIND DOMESTIC BKFL
651 | METRO S PL | 43017 | LPS - Active |  |  |  | LPC |  | 3629906 | BY HOT BOX - BEHIND 655 BTWN DUMPSTER & FREEWAY
651 | METRO S PL | 43017 | Active | J033966 | FEBCO | 825Y | RP | 1.500 | 3624490 | IN UNHEATED HOT BOX - BEHIND 655 BTWN DUMPSTER & FREEWAY
655 | METRO S PL | 43017-3380 | Active | 199600 | WATTS | 009M2QT | RP | 1.500 | 70224 | Lower Level - Swimming Pool Equip - Water Rm
655 | METRO S PL | 43017-3380 | Due Install |  |  |  | RP |  | 3635165 | IN HOT BOX AT PIT BK OF BLDG BY DUMPSGTERS
655 | METRO S PL | 43017-3380 | LPS - Active |  |  |  | LPC |  | 3635166 | DOM PUMP BSMNT PUMP ROOM
655 | METRO S PL | 43017-3380 | LPS - Active |  |  |  | LST |  | 3635167 | FIRE PUMP BSMNT PUMP ROOM
655 | METRO S PL | 43017-3380 | Active | 4786140 | WILKINS | 975XL | RP | 1.50 | 70222 | Lower Level - Fire Pump Room
655 | METRO S PL | 43017-3380 | Active | 214723 | WATTS | 009QT | RP | 2.000 | 70223 | 8th Floor - Mechanical Rm - by Elevator
4671 | MICHAEL PL | 43123-9459 | Active | H492866 | FEBCO | 765 | PVB | 0.750 | 95114 | RIGHT SIDE
709 | MICHAEL VIEW CT | 43085-5876 | Active | 45609 | WATTS | LF919AQT | RP | 0.750 | 3483289 | BASEMENT
5720 | MICHAELA CT | 43235-3503 | Active | G208094 | WILKINS | 720A | PVB | 0.750 | 92837 | LEFT FRONT
5732 | MICHAELA CT | 43235-3503 | Active | H973287 | FEBCO | 765 | PVB | 1.000 | 103724 | LEFT SIDE
5737 | MICHAELA CT | 43235-3503 | Active | 174957 | WATTS | 800M4QT | PVB | 0.750 | 67761 | OUTSIDE ON EAST SIDE OF RESIDENCE
1113 | MICHIGAN AV | 43201 | New Construction |  |  |  | RP | 4.000 | 3654580
1113 | MICHIGAN AV | 43201 | New Construction |  |  |  | RP | 2.000 | 3654579
777 | MICHIGAN AVE | 43215-1106 | Due Install |  |  |  | RP |  | 3483355
815 | MICHIGAN AVE | 43215-1106 | Due Install |  |  |  | RP |  | 3629892 | SE CORNER OF WAREHOUSE NEXT TO METER
815 | MICHIGAN AVE | 43215-1106 | Due Install |  |  |  | DCDA | 6.000 | 3629893 | SE CORNER OF WAREHOUSE NEXT TO METER
815 | MICHIGAN AVE | 43215-1106 | Active | 276265 | WATTS | 909QT | RP | 0.750 | 73421 | SE CORNER OF WAREHOUSE NEXT TO METER
839 | MICHIGAN AVE | 43215-1108 | Active | 1162741 | WILKINS | 975XL | RP | 1.000 | 73776 | AT WATER METER SETTING
839 | MICHIGAN AVE | 43215-1108 | Active | H020650 | FEBCO | 765 | PVB | 0.750 | 98445 | FRONT OUTSIDE OF BUILDING
850 | MICHIGAN AVE | 43215-1109 | Active | 4805895 | WILKINS | 975XL2 | RP | 1.000 | 3626357 | CLOSET UNDER STAIRS AT WATER METER
850 | MICHIGAN AVE | 43215-1109 | Not Required by DOW | 583367 | WATTS | 909QT | RP | 0.750 | 3623086 | UTILITY CLOSET (2nd fl.)
870 | MICHIGAN AVE | 43215-1109 | Active | 1919940617 | AMES | 3000SS | DCDA | 4.000 | 3633221 | BSMNT MECH ROOM
870 | MICHIGAN AVE | 43215-1109 | Active | 78472 | AMES | 2000B | DC | 0.750 | 3633222 | SE BSMNT MECH ROOM
870 | MICHIGAN AVE | 43215-1109 | Active | 3980627 | WILKINS | 975XL2 | RP | 2.000 | 3632678 | SE BSMNT MECH ROOM AT WATER METER
870 | MICHIGAN AVE | 43215-1109 | Not Required by DOW | 358952 | WATTS | 909QT | RP | 1.000 | 95508 | BASMENT BOILER ROOM
900 | MICHIGAN AVE | 43215-1165 | Active | CB179932 | Wilkins | 720A | PVB | 1.000 | 74471 | SOUTH SIDE OF HOUSE
909 | MICHIGAN AVE | 43215-1108 | Active | 57810 | WATTS | LF919QT | RP | 0.750 | 3609497 | FLOOR FOAMER, S WALL OF RECEIVING DOCK BY FOAMER
909 | MICHIGAN AVE | 43215-1108 | Active | 57708 | WATTS | LF919QT | RP | 0.750 | 3613533 | WALL BEHIND 3 COMPARTMENT SINK
909 | MICHIGAN AVE | 43215-1108 | Due Install |  |  |  | AG |  | 3635637 | AIR GAP FOR SANITIZING CHEMICAL USE
909 | MICHIGAN AVE | 43215-1108 | Active | 13526 | WATTS | 919AQT | RP | 1.500 | 74536 | MECHANICAL - BOILER ROOM
909 | MICHIGAN AVE | 43215-1108 | Active | 30499 | WATTS | 919AQT | RP | 0.750 | 101006 | ICE CREAM MACHINE - PRODUCTION ROOM
909 | MICHIGAN AVE | 43215-1108 | Active | 57819 | WATTS | LF919QT | RP | 0.750 | 3609492 | PRODUCTION ROOM NORTH WALL
909 | MICHIGAN AVE | 43215-1108 | Active | 57923 | WATTS | LF919QT | RP | 0.750 | 3609493 | FOAM MACHINE FOR FLOOR, DRY STORAGE AREA BY WIC DOOR (ON FOAM MACHINE)
909 | MICHIGAN AVE | 43215-1108 | Active | 57922 | WATTS | LF919QT | RP | 0.750 | 3609494 | FLOOR FOAMER, DRY STORAGE W SIDE BY WIC DOOR
909 | MICHIGAN AVE | 43215-1108 | Active | 57811 | WATTS | LF919QT | RP | 0.750 | 3609495 | FOAM DISPENSERS, PREP WIC S WALL BY FOAMER
1200 | MICHIGAN AVE | 43201-3390 | Due Install | [5 empty] | 3652140
1200 | MICHIGAN AVE | 43201-3390 | Active | BZ954 | CONBRACO | 4020802 | RP | 2.000 | 54264 | NEAR CEILING ABOVE MOP SINK IN TRASH COMPACTOR ROOM (S#BZ594)
1221 | MICHIGAN AVE | 43201-3115 | Active | T390841 | WILKINS | 720A | PVB | 0.750 | 3483431 | LEFT SIDE
494 | MID DR | 43085-3822 | Active | T417677 | WILKINS | 720A | PVB | 0.750 | 3483478 | FRONT OF HOUSE
4481 | MIDDLE ASPINWALL | 43054-9664 | Active | T1888469 | WILKINS | 720A | PVB | 0.750 | 64145 | LEFT FRONT
4433 | MIDDLE ASPINWLL | 43054-9664 | Active | 47897 | WATTS | 800QT | PVB | 0.750 | 63994 | FRONT OF HOUSE
4440 | MIDDLE ASPINWLL | 43054-9663 | Active | 203023 | WATTS | 800QT | PVB | 0.750 | 64011 | LEFT SIDE
4493 | MIDDLE ASPINWLL | 43054-9664 | Active | 017446 | WATTS | 800QT | PVB | 0.750 | 64168 | RIGHT FRONT
3261 | MIDDLEBORO WAY | 43017-1728 | Active | H204429 | FEBCO | 765 | PVB | 0.750 | 101935 | LEFT SIDE OF HOUSE
860 | MIDDLEBURY DR | 43085-3479 | Active | T086485 | WILKINS | 720A | PVB | 0.750 | 102614 | BACK OF HOUSE NORTH EAST BY A/C
924 | MIDDLEBURY DR | 43085-3466 | Active | 32013 | WATTS | 800QT | PVB | 0.750 | 94018 | RIGHT SIDE
6150 | MIDDLEBURY E DR | 43085- | Active | CAB30837 | WILKINS | 720A | PVB | 0.750 | 3483615 | Front of House
6143 | MIDDLEBURY W DR | 43085- | Active | CB548651 | WILKINS | 720A | PVB | 0.750 | 3483645 | RIGHT SIDE OF HOUSE
5733 | MIDDLEBY DR | 43026-7899 | Active | 223932 | WILKINS | 420 | PVB | 1.000 | 67749 | LEFT SIDE OF HOUSE
5770 | MIDDLEBY DR | 43026-7914 | Active | 438827 | WILKINS | 720A | PVB | 0.750 | 94019 | RIGHT SIDE OF HOUSE
1616 | MIDDLECOFF CT | 43228-7040 | Active | CB288723 | WILKINS | 720A | PVB | 0.750 | 55613 | RIGHT SIDE OF HOUSE
2345 | MIDDLEHURST DR | 43219- | Active | 67736 | WATTS | 007M1QT | DC | 0.750 | 93340 | PIT SIDEWALKS ENTRANCE - South Mifflin E. S.
2345 | MIDDLEHURST DR | 43219- | Active | 2592877 | WILKINS | 975 | RP | 0.750 | 102965 | Mechanical room 145
2345 | MIDDLEHURST DR | 43219- | Active | 37871 | WILKINS | 375 | RP | 3.000 | 102966 | MECHANICAL ROOM 160 So Mifflin
2345 | MIDDLEHURST DR | 43219- | Active | 1086871105 | WATTS | 774DCDA | DCDA | 6.000 | 93292 | PIT AT ENTRANCE - South Mifflin E. S.
1165 | MIDDLEPORT DR | 43235-4060 | Active | 874826 | WILKINS | 720A | PVB | 0.750 | 97327 | LEFT SIE OF HOUSE
2152 | MIDDLESEX RD | 43220-4642 | Active | 218930 | WATTS | 800M4QT | PVB | 1.000 | 57461 | FRONT
2290 | MIDDLESEX RD | 43220-4646 | Active | T085811 | WILKINS | 720A | PVB | 0.750 | 102840 | RIGHT SIDE
2490 | MIDDLESEX RD | 43220-4651 | Active | T417998 | WILKINS | 720A | PVB | 0.750 | 58445 | FRONT JUST LEFT OF DOOR
2500 | MIDDLESEX RD | 43220-4651 | Active | CB100434 | WILKINS | 720A | PVB | 1.000 | 94020 | FRONT LEFT
2533 | MIDDLESEX RD | 43220-4650 | Active | 82796 | WATTS | 009QT | RP | 1.000 | 58568 | RIGHT OF FRONT DOOR
2579 | MIDDLESEX RD | 43220-4652 | Active | 417387 | WATTS | 800M4QT | PVB | 1.000 | 93382 | Right side of house
433 | MIDGARD RD | 43202-1408 | Active | AD9109 | FEBCO | 765 | PVB | 0.750 | 63687 | LT FRONT HSE
45 | MIDLAND AVE | 43223- | Due Install |  |  |  | RP | 2.000 | 3636436
45 | MIDLAND AVE | 43223- | Active | 3176644 | WILKINS | 975XL | RP | 0.750 | 98041 | boiler room
1007 | MIDLAND AVE | 43223-2713 | Not Required by DOW |  |  |  | RP | 0.750 | 3484079
1111 | MILEPOST DR | 43228-9389 | Active | 37223 | WATTS | 007M1 | DC | 0.750 | 53953 | S.E. CORNER OF BUILDING
1111 | MILEPOST DR | 43228-9389 | Active | 3DN2135 | AMES | 3000SS | DCDA | 6.000 | 53954 | SE CORNER OF WAREHOUSE
1111 | MILEPOST DR | 43228-9389 | Active | 357077 | WILKINS | 975XL | RP | 1.000 | 53952 | WAREHOUSE SE CORNER
1195 | MILEPOST DR | 43228-9389 | Active | 71921 | WATTS | 919QT | RP | 1.000 | 54221 | 1199 milepost
1200 | MILEPOST RD | 43228-9862 | Active | 143917 | WATTS | 009QT | RP | 2.000 | 54267 | MECH ROOM
1200 | MILEPOST RD | 43228-9862 | Not Required by DOW | H170587 | FEBCO | 765 | PVB | 1.000 | 54269 | OUTSIDE NORTH WALL
1200 | MILEPOST RD | 43228-9862 | Not Required by DOW | 31263 | WATTS | 009M3QT | RP | 0.750 | 54268 | WATER & COMPRESSOR ROOM
1200 | MILEPOST RD | 43228-9862 | Active | 103027 | FEBCO | 805 | DC | 0.750 | 54265 | METER PIT FRONT OF BUILDING
1200 | MILEPOST RD | 43228-9862 | Active | 1041101 | FEBCO | 856 | DCDA | 6.000 | 54266 | IN METER PIT IN FRONT OF BLDG
3311 | MILL MEADOW DR | 43026-9088 | Active | 70349 | WATTS | LF909QT | RP | 1.000 | 3484421 | 3315 ADDRESS BACK WATER/MECH ROOM AT METER
3311 | MILL MEADOW DR | 43026-9088 | Active | 15980B | WILKINS | 350ASTDA | DCDA | 4.000 | 3624870 | 3315 ADDRESS BACK WATER/MECH ROOM
3311 | MILL MEADOW DR | 43026-9088 | Active | HC29421 | WILKINS | 950XLD | DC | 0.750 | 3650372 | BACK WATER/MECH ROOM
3333 | MILL MEADOW DR | 43026-9088 | Due Install |  |  |  | DCDA | 3.000 | 3635985
3333 | MILL MEADOW DR | 43026-9088 | Due Install |  |  |  | RP | 1.500 | 3484422
3140 | MILL RUN DR | 43026-9077 | Active | 4701088 | WILKINS | 975XL2 | RP | 1.000 | 87998 | POOL EQUIP ROOM
3280 | MILL RUN DR | 43026 | Active | 28498 | AMES | 2000B | DC | 2.000 | 99947 | 3646-3672 LACEY WOODS
3280 | MILL RUN DR | 43026 | Active | 11375 | AMES | 4000B | RP | 2.000 | 99825 | HALLWAY BY DOOR 3458/ANTIFREEZE GARAGE AT 3456-3610 BLUEMONT DR
3280 | MILL RUN DR | 43026 | Active | 28864 | AMES | 2000B | DC | 2.000 | 99732 | 3390-3446 BLUEMONT PK - RISER RM IN HALLWAY, 1ST HALLWAY BY 3394
3280 | MILL RUN DR | 43026 | Active | 28772 | AMES | 2000B | DC | 2.000 | 99721 | 3401-3457 BLUEMONT PARK - LOCATED IN HALLWAY DOOR
3280 | MILL RUN DR | 43026 | Active | 28572 | AMES | 2000B | DC | 2.000 | 99627 | AT 3680-3736 LACEY WOODS - RISER RM IN HALLWAY NEXT TO 3712
3280 | MILL RUN DR | 43026 | Active | 3028412 | WILKINS | 975XL | RP | 1.500 | 100806 | CLUB HOUSE
3280 | MILL RUN DR | 43026 | Active | 124237 | AMES | 4000RP | RP | 8.000 | 100303 | MECHANICAL ROOM IN BUILDING #26 AT WATER METER
3280 | MILL RUN DR | 43026 | Active | 28705 | AMES | 2000B | DC | 2.000 | 100284 | HALLWAY BY DOOR IN MECHANIC ROOM AT 3211-3267
3280 | MILL RUN DR | 43026 | Active | 28783 | AMES | 2000B | DC | 2.000 | 100062 | BY DOOR 3276 IN HALLWAY AT 3272-3328 BLUEMONT PARK BUILDING #21
3280 | MILL RUN DR | 43026 | Active | 11473 | AMES | 4000B | RP | 2.000 | 100061 | AT BUILDING #193278-3329 BLUEMONT PARK (ANTIFREEZE)
3280 | MILL RUN DR | 43026 | Active | 11149 | AMES | 4000B | RP | 2.000 | 99958 | HALLWAY CLOSET BY DOOR AT 3369 BLUEMONT UNIT DOOR ANTIFREEZE
3280 | MILL RUN DR | 43026 | Active | 11339 | AMES | 4000B | RP | 2.000 | 99949 | 3441-3495 BARCROFT MECHANIC ROOM MAIN FLOOR
3280 | MILL RUN DR | 43026 | Active | 27295 | AMES | 2000B | DC | 2.000 | 99948 | RISER ROOM - 3410-3466 BARCROFT
3399 | MILL RUN DR | 43026-9078 | Active | 399343 | WILKINS | 975 | RP | 2.000 | 60588 | WEST MECHANICAL ROOM (SPRINKLER ROOM)
3399 | MILL RUN DR | 43026-9078 | Active | 310330 | AMES | 3000SS | DCDA | 6.000 | 60587 | SPRINKLER RISER ROOM
3399 | MILL RUN DR | 43026-9078 | Active | 12898 | WILKINS | 975 | RP | 4.000 | 60586 | WEST MECHANICAL ROOM (SPRINKLER ROOM)
3399 | MILL RUN DR | 43026-9078 | Active | 90237 | WATTS | 007QT | DC | 0.750 | 60589 | SPRINKLER RISER ROOM
3399 | MILL RUN DR | 43026-9078 | Active | J060129 | FEBCO | 825Y | RP | 1.000 | 99975 | SPRINKLER ROOM WEST END OF BUILDING
3401 | MILL RUN DR | 43026-9078 | Active | 125690 | WATTS | 007QT | DC | 0.750 | 60623 | METER PIT AT ROAD RIGHT OF DRIVE
3401 | MILL RUN DR | 43026-9078 | Active | 152965 | WATTS | 909 | RP | 3.000 | 60624 | 1ST FLOOR MECHANICAL ROOM
3401 | MILL RUN DR | 43026-9078 | Active | 3JM0443 | AMES | 3000SS | DCDA | 6.000 | 60625 | METER PIT RT OF DRIVE
3401 | MILL RUN DR | 43026-9078 | Not Required by DOW | 449666 | WATTS | 909QT | RP | 1.000 | 60626 | MECHANICAL ROOM 2ND FLOOR
3401 | MILL RUN DR | 43026-9078 | LPS - Active |  |  |  | LPC |  | 3641290 | DOM BOOSTER PUMP 2ND FL MECH/BOILER ROOM
3455 | MILL RUN DR | 43026-9078 | Active | VK-0165 | AMES | COLT 300BF | DCDA | 8.000 | 3633773
3455 | MILL RUN DR | 43026-9078 | Active | 67062 | AMES | 2000BM3 | DC | 0.750 | 3654555
3455 | MILL RUN DR | 43026-9078 | LPS - Active |  |  |  | LST |  | 3654591
3455 | MILL RUN DR | 43026-9078 | Not Required by DOW | 547396 | WATTS | 909QT | RP | 0.750 | 60790 | PENTHOUSE BOILER ROOM
3455 | MILL RUN DR | 43026-9078 | Active | 195189 | WATTS | 909QTFDA | RP | 4.000 | 60787 | PARKING GARAGE NW MECH ROOM
3455 | MILL RUN DR | 43026-9078 | Not Required by DOW | 218461 | WATTS | 909QT | RP | 0.750 | 60788 | PENTHOUSE BOILER ROOM
3455 | MILL RUN DR | 43026-9078 | Active | 135368 | WILKINS | 975 | RP | 2.000 | 60786 | NW PARKING GARAGE PUMP ROOM IN SW CORNER -ANTIFEEEZE LOOP
3500 | MILL RUN DR | 43026-7770 | Not Required by DOW | T086489 | WILKINS | 720A | PVB | 0.750 | 3611926 | N SIDE OF BUILDING
3500 | MILL RUN DR | 43026-7770 | Not Required by DOW | [5 empty] | 3644740 | FIRE PUMP
3500 | MILL RUN DR | 43026-7770 | Active | 191349 | WATTS | 909 | RP | 4.000 | 60902 | METER ROOM IN BASEMENT (RM # 1016)
3500 | MILL RUN DR | 43026-7770 | Active | 2D01506 | AMES | 2000SS | DC | 8.000 | 60903 | CENTER OF BLDG DOWNSTAIRS IN FRONT OF STAIRWELL ROOM 1016
6705 | MILL SPRINGS CT | 43016-8014 | Active | h874602 | febco | 765 | PVB | 0.750 | 95302 | LEFT SIDE
6706 | MILL SPRINGS CT | 43016-8014 | Active | H496728 | FEBCO | 765 | PVB | 0.750 | 95301 | RIGHT SIDE OF HOUSE
6730 | MILL SPRINGS CT | 43016-8014 | Active | G242353 | WILKINS | 720A | PVB | 0.750 | 100183 | LEFT FRONT
6747 | MILL SPRINGS CT | 43016-8014 | Active | H713522 | FEBCO | 765 | PVB | 0.750 | 103196 | FRONT RIGHT
6754 | MILL SPRINGS CT | 43016-8014 | Active | A072872 | WILKINS | 720A | PVB | 0.750 | 70596 | LEFT SIDE OF HOME
7515 | MILL SPRINGS DR | 43016 | Active | T432118 | WILKINS | 720A | PVB | 0.750 | 3653023 | RIGHT SIDE OF HOUSE
7610 | MILL SPRINGS DR | 43016-8017 | Active | HA57379 | FEBCO | 765 | PVB | 0.750 | 3596604 | RIGHT FRONT
7618 | MILL SPRINGS DR | 43016-8017 | Active | T060417 | WILKINS | 720A | PVB | 0.750 | 102824 | RIGHT SIDE OF HOUSE
7619 | MILL SPRINGS DR | 43016-8019 | Active | CB003004 | WILKINS | 720A | PVB | 0.750 | 103150 | LEFT SIDE OF HOUSE
7626 | MILL SPRINGS DR | 43016-8017 | Active | A151014 | WILKINS | 720A | PVB | 0.750 | 88385 | LEFT SIDE OF HOUSE
7627 | MILL SPRINGS DR | 43016-8019 | Active | 185323 | WILKINS | 720A | PVB | 0.750 | 88461 | RIGHT FRONT
7634 | MILL SPRINGS DR | 43016-8017 | Active | H023620 | FEBCO | 765 | PVB | 0.750 | 100953 | LEFT SIDE OF HOUSE
7650 | MILL SPRINGS DR | 43016-8017 | Active | A152279 | WILKINS | 720A | PVB | 0.750 | 89113 | RIGHT SIDE OF HOUSE
7651 | MILL SPRINGS DR | 43016-8019 | Active | cb288735 | WILKINS | 720A | PVB | 0.750 | 88536 | RIGHT SIDE OF HOUSE
7658 | MILL SPRINGS DR | 43016-8017 | Active | H461560 | FEBCO | 765 | PVB | 1.000 | 88719 | LEFT SIDE OF HOUSE
7659 | MILL SPRINGS DR | 43016-8019 | Active | CB597612 | WILKINS | 720A | PVB | 0.750 | 88613 | RIGHT SIDE OF HOUSE
7664 | MILL SPRINGS DR | 43016-8017 | Active | 446764 | WATTS | 800M2QT | PVB | 0.750 | 91578 | LEFT FRONT
7674 | MILL SPRINGS DR | 43016-8017 | Active | CB003469 | WILKINS | 720A | PVB | 0.750 | 103148 | LEFT SIDE OF HOUSE
4675 | MILLBURN PL | 43054 | Active | CAB28902 | WILKINS | 720A | PVB | 1.000 | 3650734 | LEFT SIDE OF HOUSE
4679 | MILLBURN PL | 43054 | Active | T386103 | WILKINS | 720A | PVB | 0.750 | 3647083 | RIGHT SIDE CENTER
4684 | MILLBURN PL | 43054 | Active | CB992677 | Wilkins | 720A | PVB | 0.750 | 3650338 | LEFT FRONT
4687 | MILLBURN PL | 43054 | Active | 038960 | WATTS | 800M4QT | PVB | 1.000 | 3649216 | RIGHT SIDE OF HOUSE
4688 | MILLBURN PL | 43054 | Active | T569020 | WILKINS | 720A | PVB | 1.000 | 3652549 | LEFT CENTER
4691 | MILLBURN PL | 43054 | Active | CB992644 | WILKINS | 720A | PVB | 1.000 | 3650028 | RIGHT SIDE OF HOUSE
4692 | MILLBURN PL | 43054 | Active | B106691 | WATTS | 800M4FR | PVB | 1.000 | 3653808 | RIGHT SIDE OF HOUSE
4695 | MILLBURN PL | 43054 | Active | 361578 | WATTS | LF009M3QT | RP | 0.750 | 3652473 | RIGH CENTER
4695 | MILLBURN PL | 43054 | Not Required by DOW | 97741 | WATTS | LF919QT | RP | 0.750 | 3652449 | RIGH CENTER
4695 | MILLBURN PL | 43054 | Not Required by DOW | 086496 | WATTS | 800M4 | PVB | 1.000 | 3652378
4696 | MILLBURN PL | 43054 | Active | B114613 | WATTS | 800M4QT | PVB | 1.000 | 3654462 | LEFT CENTER
4699 | MILLBURN PL | 43054 | Active | T568954 | WILKINS | 720A | PVB | 1.000 | 3652882 | LEFT SIDE OF HOUSE
4700 | MILLBURN PL | 43054 | Active | B114608 | WATTS | 800M4QT | PVB | 1.000 | 3654463 | LEFT CENTER
4703 | MILLBURN PL | 43054 | Active | B094436 | WATTS | 800M4FR | PVB | 1.000 | 3653507 | LEFT
4704 | MILLBURN PL | 43054 | Active | B106677 | WATTS | 800M4FR | PVB | 1.000 | 3654084 | LEFT SIDE OF HOUSE
4708 | MILLBURN PL | 43054 | Active | T568558 | WILKINS | 720A | PVB | 1.000 | 3652756 | LEFT SIDE OF HOUSE
4711 | MILLBURN PL | 43054 | Active | T568547 | WILKINS | 720A | PVB | 1.000 | 3650729 | LEFT SIDE OF HOUSE
4712 | MILLBURN PL | 43054 | Active | CAB73387 | WILKINS | 720A | PVB | 1.000 | 3648686 | LEFT CENTER OF THE HOUSE
4719 | MILLBURN PL | 43054 | Active | B083275 | WATTS | 800M4 | PVB | 0.750 | 3651706 | RIGHT CENTER
3237 | MILLBURY AVE | 43017-1912 | Active | FB6348 | FEBCO | 765 | PVB | 1.000 | 92163 | FRONT RIGHT OF WINDOW
1148 | MILLCREEK CT | 43220-4948 | Active | H974311 | FEBCO | 765 | PVB | 1.000 | 95234 | OUTSIDE FRONT LEFT CORNER
1150 | MILLCREEK CT | 43220-4948 | Active | 26552 | WATTS | 800QT | PVB | 1.000 | 54062 | REAR OF HOUSE
1155 | MILLCREEK CT | 43220-4948 | Active | 3784450 | WILKINS | 975XL | RP | 0.750 | 103188 | BASEMENT NEAR SUMP PUMP
1121 | MILLCREEK LN | 43220-4949 | Active | 220346 | WATTS | 800QT | PVB | 1.000 | 87142 | FRONT OF HOUSE
1133 | MILLCREEK LN | 43220-4949 | Active | ZZ1133MILLCREEK | RAINBIRD | 100 | PVB | 1.000 | 3484468 | LEFT SIDE OF HOME, SERIAL NUMBER ILLEGIBLE
1140 | MILLCREEK LN | 43220-4950 | Active | H107586 | FEBCO | 765 | PVB | 0.750 | 54045 | FRONT OF HOUSE
1145 | MILLCREEK LN | 43220-4949 | Active | 902673 | WILKINS | 720A | PVB | 0.750 | 54051 | EAST SIDE OF HOUSE
1166 | MILLCREEK LN | 43220-4952 | Active | 6595 | FEBCO | 765 | PVB | 1.000 | 54123 | FRONT OF HOUSE, LEFT OF DOOR
1167 | MILLCREEK LN | 43220-4949 | Active | CR1167 | RAINBIRD | 100R | PVB | 0.750 | 94022 | RIGHT SIDE
1173 | MILLCREEK LN | 43220-4949 | Active | 340938 | FEBCO | 765 | PVB | 1.000 | 3484472 | LEFT SIDE
1178 | MILLCREEK LN | 43220-4952 | Active | 585591 | WILKINS | 720A | PVB | 1.000 | 54185 | BY REAR DOOR
1181 | MILLCREEK LN | 43220-4951 | Active | B25450 | WATTS | 009M3QT | RP | 0.750 | 97593 | BASEMENT AFTER WATER METER
1190 | MILLCREEK LN | 43220-4952 | Active | 287229 | WILKINS | 720A | PVB | 0.750 | 94023 | LEFT SIDE
1204 | MILLCREEK LN | 43220-4961 | Active | 236509 | WILKINS | 420 | PVB | 1.000 | 91075 | right front corner
3374 | MILLENIUM CT | 43219 | Active | B165034 | WILKINS | 375XL | RP | 2.000 | 3624874 | WATER RISER ROOM/MECHANICAL ROOM
3374 | MILLENIUM CT | 43219 | Active | B198450 | WILKINS | 375XL | RP | 2.000 | 3635793 | BY FIRE SPRINKLER RISERS
3374 | MILLENIUM CT | 43219 | Active | 78755 | AMES | 2000B | DC | 0.750 | 3624770
3374 | MILLENIUM CT | 43219 | Active | 1923870817 | AMES | 3000SS | DCDA | 8.000 | 3624771
3436 | MILLENIUM CT | 43219-5551 | Active | 1071831004 | WATTS | 774 | DCDA | 8.000 | 60737 | DRIVE ENTRANCE IN PIT
3436 | MILLENIUM CT | 43219-5551 | Active | 10815 | WATTS | 007QT | DC | 0.750 | 60738 | DRIVE ENTRANCE IN PIT
3436 | MILLENIUM CT | 43219-5551 | Active | W149852 | WILKINS | 975XL | RP | 1.500 | 60739 | WAREHOUSE AT METER
3436 | MILLENIUM CT | 43219-5551 | Not Required by DOW | 386302 | WILKINS | 720A | PVB | 1.500 | 92905 | WAREHOUSE AT METER
3445 | MILLENIUM CT | 43219-5550 | Active | 14461 | AMES | 2000SS | DC | 8.000 | 60758 | IN MECHANICAL ROOM
3445 | MILLENIUM CT | 43219-5550 | Active | 1002270 | WILKINS | 975XL | RP | 2.000 | 60757 | METER ROOM
3445 | MILLENIUM CT | 43219-5550 | Not Required by DOW | A09077 | FEBCO | 765 | PVB | 1.500 | 60759 | NEAR METER PIT - FRONT OF BUILDING
3445 | MILLENIUM CT | 43219-5550 | Not Required by DOW | 44512 | WATTS | 919AQT | RP | 1.000 | 3615056 | 3455 MILLENNIUM CT - IN MECH RM
3445 | MILLENIUM CT | 43219-5550 | Due Install |  |  |  | DCDA | 8.000 | 3635885 | IN MECHANICAL ROOM ON FIRE LINE
3445 | MILLENIUM CT | 43219-5550 | LPS - Active |  |  |  | LST |  | 3635886 | FIRE PUMP
8212 | MILLHOUSE LN | 43016-8286 | Active | HA29863 | FEBCO | 765 | PVB | 0.750 | 73537 | RIGHT FRONT
8221 | MILLHOUSE LN | 43016-8287 | Active | cb316445 | WILKINS | 720A | PVB | 0.750 | 73550 | R/SIDE OF HSE
8228 | MILLHOUSE LN | 43016-8286 | Active | 813122 | WILKINS | 720A | PVB | 0.750 | 73566 | FRONT OF HOUSE
8229 | MILLHOUSE LN | 43016-8287 | Active | GE7732 | FEBCO | 765 | PVB | 0.750 | 73567 | NE SIDE CORNER OF HOUSE BY GAS METER
8236 | MILLHOUSE LN | 43016-8286 | Active | 236511 | WILKINS | 420 | PVB | 1.000 | 73580 | RH SIDE
8237 | MILLHOUSE LN | 43016-8287 | Active | EH6542 | FEBCO | 765 | PVB | 1.000 | 73581 | LEFT CENTER BY GARAGE SIDE DR
8244 | MILLHOUSE LN | 43016-8286 | Active | DK3138 | FEBCO | 765 | PVB | 1.000 | 73592 | RIGHT FRONT
8252 | MILLHOUSE LN | 43016-8286 | Active | 427074 | WILKINS | 720A | PVB | 0.750 | 73610 | FRONT JUST LEFT OF FRT DOOR
8253 | MILLHOUSE LN | 43016-8287 | Active | 146226 | WILKINS | 420 | PVB | 0.750 | 73613 | FRONT OF HOUSE JUST LEFT OF DOOR
8260 | MILLHOUSE LN | 43016-8286 | Active | 601540 | WILKINS | 720A | PVB | 0.750 | 73626 | FRONT OF HOUSE
8261 | MILLHOUSE LN | 43016-8287 | Active | CH2165 | FEBCO | 765 | PVB | 0.750 | 73629 | FRONT OF HOUSE
8269 | MILLHOUSE LN | 43016-8287 | Active | B035435 | WATTS | 800QT | PVB | 1.000 | 73631 | RIGHT FRONT
8276 | MILLHOUSE LN | 43016-8286 | Active | CB288619 | Wilkins | 720A | PVB | 0.750 | 73636 | LEFT SIDE OF HOUSE
2303 | MILLIGAN GRV | 43123-8545 | Active | 146722 | WATTS | 800QT | PVB | 1.000 | 57909 | SOUTH SIDE
2315 | MILLIGAN GRV | 43123-8545 | Active | F136434 | WILKINS | 720A | PVB | 0.750 | 57924 | NE CORNER OF BLDG IN FRONT
2324 | MILLIGAN GRV | 43123-8624 | Active | 020837 | WATTS | 800M4FR | PVB | 0.750 | 3595880 | WEST SIDE OF HOUSE
2327 | MILLIGAN GRV | 43123-8545 | Active | 243458 | WATTS | 800M4QT | PVB | 0.750 | 57977 | LEFT SIDE OF HOUSE
2339 | MILLIGAN GRV | 43123-8545 | Active | 98649 | WATTS | 800M4QT | PVB | 0.750 | 58008 | EAST SIDE OF HOUSE
2371 | MILLIGAN GRV | 43123-8622 | Active | T304850 | WILKINS | 720A | PVB | 0.750 | 98965 | OUTSIDE OF HOUSE ON RIGHT SIDE
2376 | MILLIGAN GRV | 43123-8624 | Active | CB029136 | WILKINS | 720A | PVB | 0.750 | 103388 | RIGHT SIDE OF HOUSE
2388 | MILLIGAN GRV | 43123-8624 | Active | T204974 | Wilkins | 720A | PVB | 0.750 | 94026 | LEFT SIDE NEAR REAR
2397 | MILLIGAN GRV | 43123-8622 | Active | 73425 | WATTS | 800QT | PVB | 0.750 | 58145 | FRONT SIDE OF HOUSE
2400 | MILLIGAN GRV | 43123-8625 | Active | H132177 | FEBCO | 765 | PVB | 0.750 | 58192 | LEFT SIDE OF HOME
2412 | MILLIGAN GRV | 43123-8625 | Active | CB655374 | WILKINS | 720A | PVB | 0.750 | 92450 | RIGHT SIDE
2442 | MILLIGAN GRV | 43123-8625 | Active | T023631 | WILKINS | 720A | PVB | 0.750 | 94027 | LEFT SIDE
2456 | MILLIGAN GRV | 43123-8625 | Active | cb363211 | WILKINS | 720A | PVB | 0.750 | 94028 | LEFT SIDE
2461 | MILLIGAN GRV | 43123-8623 | Active | t363689 | WILKINS | 720A | PVB | 0.750 | 94029 | RIGHT SIDE
2473 | MILLIGAN GRV | 43123-8623 | Active | T076641 | WILKINS | 720A | PVB | 0.750 | 101279 | RIGHT SIDE
2485 | MILLIGAN GRV | 43123-8623 | Active | 026209 | WATTS | 800M4QT | PVB | 1.000 | 94030
2488 | MILLIGAN GRV | 43123- | Active | CB157547 | Wilkins | 720A | PVB | 1.000 | 58438 | NE HOOVER RD & MILLIGAN GROVE, ENTR WAY BY FORD BOX-E SIDE OF N WALL
3500 | MILLIKIN CT | 43228-9196 | Active | 589303 | WILKINS | 975 | RP | 1.000 | 60904 | NORTHWEST CORNER
3560 | MILLIKIN CT | 43228-9765 | Active | 117871 | WATTS | 009MW | RP | 2.000 | 3633511 | AFTER THE DOMESTIC WATER METER
3560 | MILLIKIN CT | 43228-9765 | Not Required by DOW | 20980 | WATTS | 007M1QT | DC | 2.000 | 61104 | MECH ROOM - FOR LIMITED FIRE SYS REMOVED
3560 | MILLIKIN CT | 43228-9765 | Active | AG3560 |  |  | AG | 2.00 | 3633493 | AT TANK FILL STATION
3560 | MILLIKIN CT | 43228-9765 | Not Required by DOW | 78000 | WATTS | 800M2QT | PVB | 1.500 | 3633492 | NORTH SIDE OF BLDG
5417 | MILLINGTON RD | 43235-4064 | Active | T042115 | WILKINS | 720A | PVB | 0.750 | 100981 | RIGHT FRONT
5560 | MILLINGTON RD | 43235-4066 | Active | 003326 | WATTS | 800M4FR | PVB | 1.000 | 98666 | RIGHT SIDE
5568 | MILLINGTON RD | 43235-4066 | Active | 696986 | WATTS | 800M4FR | PVB | 1.000 | 98675 | REAR MIDDLE
1768 | MILLWOOD DR | 43221-1414 | Active | H115835 | FEBCO | 765 | PVB | 0.750 | 56070 | FRONT OF HOUSE
8595 | MILMICHAEL CT | 43017-9609 | Active | T209648 | WILKINS | 720A | PVB | 1.000 | 3610068 | LEFT SIDE OF GARAGE
8598 | MILMICHAEL CT | 43017-9609 | Active | T146754 | WILKINS | 720A | PVB | 0.750 | 3608256 | LEFT FRONT
8607 | MILMICHAEL CT | 43017-9609 | Active | F006254 | WILKINS | 720A | PVB | 0.750 | 95333 | NORTH WEST CORNER
8610 | MILMICHAEL CT | 43017 | Active | 674843 | WATTS | 800M4QT | PVB | 1.000 | 74118 | FRONT LEFT IN COVE
7363 | MILTON CT | 43054-9038 | Active | G186731 | WILKINS | 720A | PVB | 0.750 | 93043 | REAR OF HOUSE
7365 | MILTON CT | 43054-9038 | Active | 672108 | WILKINS | 720A | PVB | 0.750 | 71857 | RIGHT SIDE OF HOUSE
7376 | MILTON CT | 43054-9038 | Active | 779697 | WILKINS | 720A | PVB | 0.750 | 71871 | FRONT OF HOUSE
7379 | MILTON CT | 43054-9038 | Active | H275797 | FEBCO | 765 | PVB | 0.750 | 71873 | LEFT SIDE OF HOME
7393 | MILTON CT | 43054 | Active | CB084302 | WILKINS | 720 | PVB | 0.750 | 3603032 | FRONT OF HOUSE
7398 | MILTON CT | 43054-9038 | Active | A133482 | WILKINS | 720A | PVB | 0.750 | 89132 | FRONT OF HOUSE
7409 | MILTON CT | 43054-9038 | Active | H492895 | FEBCO | 765 | PVB | 0.750 | 96222 | FRONT OF HOUSE RIGHT SIDE FRONT DOOR
7414 | MILTON CT | 43054-9038 | Active | G086203 | WILKINS | 720A | PVB | 0.750 | 89499 | LEFT SIDE
312 | MIMRING RD | 43202-1416 | Active | cb073867 | WILKINS | 720A | PVB | 0.750 | 94033 | backyard rear of house
3150 | MINERVA LAKE RD | 43231- | Active | 143224 | AMES | 3000SS | DCDA | 6.000 | 60059 | PIT
3150 | MINERVA LAKE RD | 43231- | Active | 147146 | WATTS | 909QT | RP | 0.750 | 60060 | BASEMENT MECH ROOM ABOVE AIR COMPRESSOR
3150 | MINERVA LAKE RD | 43231- | Active | 167188 | WATTS | 909 | RP | 3.000 | 60061 | WEST SIDE BASEMENT MECH ROOM
3150 | MINERVA LAKE RD | 43231- | Active | 65919 | AMES | 2000B | DC | 0.750 | 60062 | PIT
5530 | MIRAGE DR | 43026-7964 | Active | 589814 | WILKINS | 720A | PVB | 0.750 | 67184 | Left side
1 | MIRANOVA PL | 43215-5072 | Active | 37831 | WATTS | 007QT | DC | 0.750 | 53443 | BASEMENT FIRE PUMP ROOM
1 | MIRANOVA PL | 43215-5072 | LPS - Active |  |  |  | LPC |  | 3633707 | LOW PRESSURE SUSTAINING DEVICE FOR BOOSTER PUMP
1 | MIRANOVA PL | 43215-5072 | Active | 3GN0463 | AMES | 3000SE | DCDA | 8.000 | 53442 | BASEMENT FIRE PUMP ROOM
1 | MIRANOVA PL | 43215-5072 | LPS - Active |  |  |  | LPS |  | 3633708 | LOW PRESSURE SUSTAINING DEVICE FOR BOOSTER PUMP
1 | MIRANOVA PL | 43215-5072 | Not Required by DOW | 358133 | WATTS | 909M1QT | RP | 2.000 | 53441 | POOL HOUSE PUMP ROOM
1 | MIRANOVA PL | 43215-5072 | Not Required by DOW | 001162 | WATTS | 909 | RP | 2.500 | 53438 | PENTHOUSE MECH ROOM
1 | MIRANOVA PL | 43215-5072 | Not Required by DOW | 156659 | WATTS | 909 | RP | 3.000 | 53439 | BASEMENT MECH ROOM
1 | MIRANOVA PL | 43215-5072 | Active | 252975 | WATTS | 909 | RP | 6.000 | 53440 | BASEMENT MECH ROOM
2 | MIRANOVA PL | 43215-5078 | Active | 1050547 | WILKINS | 975XL | RP | 2.000 | 56912 | BASEMENT
2 | MIRANOVA PL | 43215-5078 | Not Required by DOW | 1050550 | WILKINS | 975 | RP | 2.000 | 56913 | PENTHOUSE
2 | MIRANOVA PL | 43215-5078 | LPS - Active |  |  |  | LPC |  | 3633706 | LOW PRESSURE SUSTAINING DEVICE FOR BOOSTER PUMP
2 | MIRANOVA PL | 43215-5078 | LPS - Active |  |  |  | LPS |  | 3633043 | LOW PRESSURE SUSTAINING DEVICE FOR BOOSTER PUMP
2 | MIRANOVA PL | 43215-5078 | Not Required by DOW | 2256979 | WILKINS | 975XLBMS | RP | 2.000 | 101001 | LOWER KITCHEN MECH ROOM
2 | MIRANOVA PL | 43215-5078 | Active | 37910 | WATTS | 719 | DC | 0.750 | 56914 | SE Corner of Basement by cages
2 | MIRANOVA PL | 43215-5078 | Active | 0008041219 | FEBCO | 856 | DCDA | 6.000 | 56916 | SOUTH EAST CORNER OF BASEMENT
2 | MIRANOVA PL | 43215-5078 | Not Required by DOW | 1050533 | WILKINS | 975XLBMS | RP | 2.000 | 56911 | STORAGE ROOM 002 SE CORNER
2 | MIRANOVA PL | 43215-5078 | Active | 32773 | WILKINS | 975 | RP | 6.000 | 56915 | STORAGE ROOM 002 SE CORNER
7112 | MISSY PARK CT | 43017-1044 | Active | HC2021 | FEBCO | 765 | PVB | 1.000 | 3485844 | REAR OF THE HOUSE
6291 | MISTY COVE LN | 43231-1674 | Active | T418180 | WILKINS | 720A | PVB | 0.750 | 3485908 | FRONT OF HOUSE, RIGHT OF FRONT DOOR
6303 | MISTY COVE LN | 43231-1686 | Active | H140728 | FEBCO | 765 | PVB | 1.000 | 69612 | RIGHT SIDE OF HOME
9191 | MISTY DAWN DR | 43240-6009 | Active | HH24803 | FEBCO | 765 | PVB | 1.000 | 90988 | LEFT FRONT
9240 | MISTY DAWN DR | 43240-6024 | Active | 162301 | WILKINS | 420 | PVB | 1.000 | 74636 | LEFT SIDE OF HOUSE
2620 | MITZI DR | 43209-3262 | Active | AM9417 | FEBCO | 765 | PVB | 1.000 | 93086 | RIGHT SIDE
2646 | MITZI DR | 43209-3262 | Active | 007080 | WATTS | 800M4FR | PVB | 0.750 | 103270 | EAST SIDE OF HOUSE
2655 | MITZI DR | 43209-3263 | Active | G230910 | WILKINS | 720A | PVB | 1.000 | 101894 | RIGHT SIDE
2666 | MITZI DR | 43209-3262 | Active | 24418 | FEBCO | 765 | PVB | 1.000 | 3486224
2680 | MITZI DR | 43209-3262 | Active | 4633 | FEBCO | 765 | PVB | 0.750 | 94034 | REAR OF HOUSE
2692 | MITZI DR | 43209-3262 | Active | A6288 | FEBCO | 765 | PVB | 0.750 | 94035 | FRONT
2730 | MITZI DR | 43209-3262 | Active | HB52910 | FEBCO | 765 | PVB | 1.000 | 59129 | FRONT CENTER LEFT OF FRT DOOR
4438 | MOBILE DR | 43220-3764 | Active | W115703 | WILKINS | 975 | RP | 0.750 | 101099 | 4400 MOBILE DRIVE BOILER ROOM 3RD FLOOR
4438 | MOBILE DR | 43220-3764 | Active | 580706 | WILKINS | 720A | PVB | 1.500 | 94036 | FRONT RIGHT OF ENTRANCE
4438 | MOBILE DR | 43220-3764 | Active | 2960077 | WILKINS | 975XLBMS | RP | 1.000 | 101095 | 4446 MOBILE DRIVE POOL PUMP ROOOM
5149 | MOCCASIN PL | 43081-4497 | Active | AK2771 | FEBCO | 765 | PVB | 0.750 | 3609467 | FRONT OF HOUSE, RIGHT OF FRONT DOOR
2020 | MOCK RD | 43219-1142 | Not Required by DOW | [5 empty] | 3486270
2058 | MOCK RD | 43219- | Not Required by DOW | [5 empty] | 3631354
2112 | MOCK RD | 43219-1259 | Due Install |  |  |  | RP | 1.000 | 3486279
2177 | MOCK RD | 43219-1258 | Active | 393801 | WATTS | 909M1QT | RP | 1.500 | 57536 | IN FRONT IN CLOSET BY WATER METER
2177 | MOCK RD | 43219-1258 | Not Required by DOW | 327870 | WATTS | 009 | RP | 0.500 | 57535 | IN ROOM UNDER BAPTISMAL
2181 | MOCK RD | 43219-1258 | Not Required by DOW |  |  |  | RP |  | 3629889
2200 | MOCK RD | 43219-1261 | Active | 71336 | WATTS | LF919QT | RP | 1.000 | 3486285 | AT METER
2220 | MOCK RD | 43219-1261 | Due Install |  |  |  | RP | 0.750 | 3486287 | BACK WALL AT WATER MTR JUST OUTSIDE BATHROOM
2234 | MOCK RD | 43219-1261 | Due Install |  |  |  | RP |  | 3639085
2244 | MOCK RD | 43219-1261 | Not Required by DOW | [5 empty] | 3486290
2334 | MOCK RD | 43219-1380 | Active | 1297181003 | AMES | 3000SS | DCDA | 4.000 | 57999 | MECH ROOM NW CORNER (Basement)
2334 | MOCK RD | 43219-1380 | Active | 32482 | AMES | 2000B | DC | 0.750 | 58000 | MECH ROOM NW CORNER (Basement)
2399 | MOCK RD | 43219-1384 | Active | 1504150606 | AMES | 3000SS | DCDA | 6.000 | 91942 | MECH ROOM
2399 | MOCK RD | 43219-1384 | Active | HA0450 | WATTS | 957 | RP | 3.000 | 91941 | MECH ROOM
2399 | MOCK RD | 43219-1384 | Not Required by DOW | 615434 | WATTS | 909PCHWQT | RP | 0.750 | 91936 | MECH ROOM
2399 | MOCK RD | 43219-1384 | Not Required by DOW | CB544394 | WILKINS | 720A | PVB | 0.750 | 3613482 | OUTSIDE BOILER ROOM ON WEST SIDE
2399 | MOCK RD | 43219-1384 | Active | 06888 | WATTS | 007M1QT | DC | 0.750 | 93429 | MECH ROOM
2400 | MOCK RD | 43219-5300 | Active | 351529 | WATTS | 909QT | RP | 0.750 | 58193 | BOILER ROOM-ARLINGTON PARK E.S.
2400 | MOCK RD | 43219-5300 | Due Install |  |  |  | RP | 1.500 | 3630049
2532 | MOCK RD | 43219- | Not Required by DOW | [5 empty] | 3486294
616 | MOHAWK ST | 43206-1153 | Active | H809321 | FEBCO | 765 | PVB | 0.750 | 3486325 | RIGHT SIDE OF HOUSE
625 | MOHAWK ST | 43206-1151 | Active | EAA0717 | WILKINS | 720A | PVB | 0.750 | 3486331
629 | MOHAWK ST | 43206-1151 | Active | ABT7603 | WILKINS | 975 | RP | 0.750 | 3486333 | BASEMENT
635 | MOHAWK ST | 43206-1151 | Active | T340075 | WILKINS | 720A | PVB | 0.750 | 3486337 | LEFT SIDE OF HOUSE
639 | MOHAWK ST | 43206-1151 | Active | CAA46422 | WILKINS | 720A | PVB | 0.750 | 3486338 | FRONT RIGHT
648 | MOHAWK ST | 43206-1153 | Active | 88282 | WATTS | LF919QT | RP | 0.750 | 3486340 | BY HOTWATER TANK IN BASEMENT
657 | MOHAWK ST | 43206-2197 | Not Required by DOW | [5 empty] | 3486342
672 | MOHAWK ST | 43206-2109 | Active | 4397307 | WILKINS | 975XL2 | RP | 0.750 | 99942 | IN BASEMENT
675 | MOHAWK ST | 43206- | Active | 44959 | WATTS | 919AQT | RP | 1.000 | 3611341 | MECHANICAL ROOM AT WATER METER
675 | MOHAWK ST | 43206- | Active | 34194 | WATTS | 009M3-FP | RP | 0.750 | 3486346 | MECHANICAL ROOM AT WATER METER
712 | MOHAWK ST | 43206-2155 | Active | 3116972 | WILKINS | 975XL | RP | 0.750 | 98530 | BASEMENT/NEXT TO WATER METER
729 | MOHAWK ST | 43206-2199 | Active | 11428 | WATTS | 800QT | PVB | 0.750 | 71752 | LEFT CENTER
788 | MOHAWK ST | 43206-2113 | Active | 3787049 | WILKINS | 975XL | RP | 0.750 | 3486383 | BASEMENT BY METER
805 | MOHAWK ST | 43206- | Active | 4175203 | WILKINS | 975XL2 | RP | 1.000 | 3486390 | 805/150 E KOSSOUTH FRONT CENTER BY A/C UNITS
820 | MOHAWK ST | 43206-2604 | Active | CB073729 | WILKINS | 720 | PVB | 0.750 | 3607353 | LEFT CENTER
820 | MOHAWK ST | 43206-2604 | Active | CB073735 | WILKINS | 720 | PVB | 0.750 | 3486394 | RIGHT FRONT
862 | MOHAWK ST | 43206-2631 | Active | 301013 | WILKINS | 420 | PVB | 1.000 | 95045 | BACK OF HOUSE
870 | MOHAWK ST | 43206-2631 | Active | 36239 | WATTS | 919AQT | RP | 0.750 | 75098 | INSIDE GARAGE BELOW POOL HOUSE
874 | MOHAWK ST | 43206-2631 | Active | 672999 | WILKINS | 720A | PVB | 0.750 | 3486415 | LEFT SIDE OF DETACHED GARAGE
7205 | MOJAVE ST | 43017-2894 | Active | 902548 | WILKINS | 720A | PVB | 0.750 | 71628 | OUTSIDE
1201 | MOLER RD | 43207-1552 | Active | 4615815 | WILKINS | 975XL2 | RP | 0.750 | 54282 | BOILER ROOM - Southmoor M. S.
1560 | MOLER RD | 43207-1601 | Active | PL-3526 | WATTS | 957 | RP | 3.000 | 3615059 | AT METER
8101 | MOLIANA CT | 43016-9574 | Active | 3477419 | WILKINS | 975XL | RP | 0.750 | 100227 | BASEMENT
3990 | MOLLAND | 43054-7159 | Active | D215464 | WILKINS | 720A | PVB | 0.750 | 97833 | FRONT OF HOUSE
3979 | MOLLAND CT | 43054-7159 | Active | G109705 | WILKINS | 720A | PVB | 1.000 | 92488 | BACK OF HOUSE
6398 | MONAGHAN DR | 43016-8417 | Active | DJ8830 | FEBCO | 765 | PVB | 0.750 | 69853 | LEFT SIDE OF HOUSE
6403 | MONAGHAN DR | 43016-8418 | Active | 491211 | WILKINS | 720A | PVB | 0.750 | 69894 | LT SIDE OF HSE
6416 | MONAGHAN DR | 43016-8417 | Active | CB833187 | WILKINS | 720A | PVB | 0.750 | 3486779 | RIGHT FRONT
6424 | MONAGHAN DR | 43016-8417 | Active | 337138 | WILKINS | 720A | PVB | 0.750 | 99568 | LEFT SIDE OF HOUSE
6427 | MONAGHAN DR | 43016-8418 | Active | G169875 | WILKINS | 720A | PVB | 0.750 | 69918 | RT SIDE
6435 | MONAGHAN DR | 43016-8418 | Active | 263407 | WILKINS | 420 | PVB | 1.000 | 69929 | LEFT FRONT
3640 | MONAHAN LN | 43016-4326 | Active | 182381 | WILKINS | 420 | PVB | 1.000 | 3486781 | WEST BACK CENTER BY GAS METER
3656 | MONAHAN LN | 43016-4326 | Active | AK7511 | FEBCO | 765 | PVB | 1.000 | 61389 | REAR OF HOUSE
2953 | MONDAVI CT | 43026-7000 | Active | T418243 | WILKINS | 720A | PVB | 0.750 | 94037 | RIGHT SIDE
8918 | MONIFIETH CT | 43017-9465 | Active | G104573 | WILKINS | 720A | PVB | 1.000 | 94476 | RIGHT REAR EAST OF FIREPLACE
8934 | MONIFIETH CT | 43017-9465 | Active | CB544319 | WILKINS | 720A | PVB | 0.750 | 3486854 | LEFT SIDE OF HOUSE
8935 | MONIFIETH CT | 43017-9465 | Active | 560036 | WATTS | 800M4QT | PVB | 1.000 | 74410 | NORTH SIDE FRONT
8951 | MONIFIETH CT | 43017-9465 | Active | 631890 | WATTS | 800M4QT | PVB | 1.000 | 74419 | WEST SIDE - RIGHT CENTER
8952 | MONIFIETH CT | 43017-9465 | Active | 903277 | WILKINS | 720A | PVB | 0.750 | 74420 | LEFTSIDE OF HOUSE OUTSIDE
8919 | MONIFIETH DR | 43017-9465 | Active | H245227 | FEBCO | 765 | PVB | 0.750 | 94060 | FRONT LEFT FT DOOR
271 | MONSARRAT DR | 43017-1323 | Active | A10576 | FEBCO | 765 | PVB | 0.750 | 103309 | RIGHT SIDE OF HOUSE
2252 | MONTAGUE CT | 43220-5428 | Active | 243470 | WATTS | 800M4QT | PVB | 0.750 | 57780 | REAR OF HOUSE
2258 | MONTAGUE CT | 43220-5428 | Active | HC8822 | FEBCO | 765 | PVB | 1.000 | 94061 | 4 FT LEFT OF FRONT DOOR
2268 | MONTAGUE CT | 43220-5428 | Active | AJ1100 | FEBCO | 765 | PVB | 0.750 | 94062 | LEFT FRONT OF DOOR
2271 | MONTAGUE CT | 43220-5429 | Active | AH2282 | FEBCO | 765 | PVB | 1.000 | 57821 | RIGHT FRONT OF HOUSE
1430 | MONTCALM RD | 43221-3451 | Active | T239689 | WILKINS | 720A | PVB | 0.750 | 3487023 | REAR OF HOUSE NEAR A/C UNIT
5091 | MONTCROFT DR | 43026-8648 | Active | T303311 | WILKINS | 720A | PVB | 0.750 | 92407 | Left of Front Door
5092 | MONTCROFT DR | 43026-8647 | Active | 42172 | WATTS | 800QT | PVB | 0.750 | 65989 | RIGHT SIDE OF HOUSE
5103 | MONTCROFT DR | 43026-8648 | Active | 039684 | WATTS | LF800M4QT | PVB | 0.750 | 66040 | LEFT CENTER AT GAS METER
190 | MONTEREY DR | 43017- | Active | 22340 | WATTS | 919AQT | RP | 0.750 | 56549 | S ENTRANCE TO CEMETARY -HOT BOX BEHIND STONE WALL PK & REC DEVICE
282 | MONTEREY DR | 43017-1345 | Active | A11272 | FEBCO | 765 | PVB | 1.000 | 59381 | FRONT OF HOUSE LEFT OF FRONT DOOR
311 | MONTEREY DR | 43017-1335 | Active | T458823 | WILKINS | 720 | PVB | 0.750 | 87359 | S.W. corner of house LEFT REAR
325 | MONTEREY DR | 43017-1335 | Active | 371663 | WILKINS | 720A | PVB | 1.000 | 94063 | LEFT FRONT
6701 | MONTICELLO LN | 43016-8012 | Active | T236130 | WILKINS | 720A | PVB | 0.750 | 3593304 | LEFT OF FRONT DOOR
6764 | MONTICELLO LN | 43016-8011 | Active | G043821 | WILKINS | 720A | PVB | 0.750 | 70611 | RIGHT SIDE OF HOME
6773 | MONTICELLO LN | 43016-8012 | Active | h935319 | febco | 765 | PVB | 0.750 | 70625 | RIGHT SIDE OF HOUSE
6788 | MONTICELLO LN | 43016-8011 | Active | h879811 | FEBCO | 765 | PVB | 0.750 | 70679 | RIGHT FRONT
6836 | MONTICELLO LN | 43016-7031 | Active | 902878 | WILKINS | 720A | PVB | 0.750 | 70794 | LEFT SIDE OF HOUSE
6852 | MONTICELLO LN | 43016-7031 | Active | H569793 | FEBCO | 765 | PVB | 0.750 | 70840 | LEFT SIDE OF HOUSE
145 | MONTROSE WAY | 43214-3634 | Active | CAA46743 | WILKINS | 720A | PVB | 0.750 | 3487145 | Front of house
170 | MONTROSE WAY | 43214-3637 | Active | 225222 | WATTS | 800M4FR | PVB | 1.000 | 55869 | BACK OF HOUSE
757 | MOOBERRY ST | 43205-2675 | Not Required by DOW | 193335 | WATTS | 909QT | RP | 0.750 | 71136 | RM# N089 - EQUIPMENT ROOM
757 | MOOBERRY ST | 43205-2675 | Not Required by DOW | 1943 | WATTS | 800M4QT | PVB | 1.000 | 71137 | Wexner Bldg ROOM #W 083 B, ABOVE CEILING
757 | MOOBERRY ST | 43205-2675 | Not Required by DOW | 1969 | WATTS | 800M2QT | PVB | 1.000 | 71138 | Wexner Bldg RM #W083B, ABOVE CEILING
757 | MOOBERRY ST | 43205-2675 | Not Required by DOW | 25670 | WATTS | 909QT | RP | 0.750 | 71143 | Wexner EQUIP ROOM -W0107
757 | MOOBERRY ST | 43205-2675 | Active | wg-0902 | WATTS | 957 | RP | 3.000 | 71144 | Wexner Bldg ROOM-W1101
757 | MOOBERRY ST | 43205-2675 | Not Required by DOW | 1236290203 | AMES | 3000SS | DCDA | 4.000 | 71131 | GARAGE B RM B002 LOWER LEVEL
757 | MOOBERRY ST | 43205-2675 | Not Required by DOW | ul-2604 | WATTS | 957 | RP | 2.500 | 71130 | WA6007
757 | MOOBERRY ST | 43205-2675 | Not Required by DOW | 106895 | WATTS | 009QT | RP | 1.000 | 71127 | WEST OF REAR ENTRANCE MECH ROOM X 151
757 | MOOBERRY ST | 43205-2675 | Active | we-0698 | WATTS | 957 | RP | 3.000 | 71145 | Wexner Bldg RM # W1101, VIVARIUM MECH ROOM
757 | MOOBERRY ST | 43205-2675 | Not Required by DOW | 613617 | WATTS | 909QT | RP | 1.000 | 95665 | Jwest-JW0930
757 | MOOBERRY ST | 43205-2675 | Not Required by DOW | W384684 | WILKINS | 975XL | RP | 0.500 | 71173 | W545 5TH FLOOR--FOR PHOTO DEVELOPER
757 | MOOBERRY ST | 43205-2675 | Not Required by DOW | 06696 | WATTS | 719QT | DC | 1.500 | 94615 | WA0010, CORRIDOR CEILING
757 | MOOBERRY ST | 43205-2675 | Not Required by DOW | 10971 | WATTS | 719QT | DC | 0.750 | 94614 | Wexner ROOM W098, CEILING
757 | MOOBERRY ST | 43205-2675 | Not Required by DOW | 07140 | WATTS | 719QT | DC | 2.000 | 94613 | CORRIDOR CEILING OF W0150
757 | MOOBERRY ST | 43205-2675 | Not Required by DOW | 2759896 | WILKINS | 975A | RP | 1.000 | 92332 | WEXNER ROOM - W552
757 | MOOBERRY ST | 43205-2675 | Not Required by DOW | 268824 | WATTS | 009QT | RP | 0.500 | 71148 | J-Bldg Rm JO22
757 | MOOBERRY ST | 43205-2675 | Not Required by DOW | W329875 | WILKINS | 975XL | RP | 0.750 | 92129 | Wexner RM W076
757 | MOOBERRY ST | 43205-2675 | Not Required by DOW | W336683 | WILKINS | 975XL | RP | 0.750 | 92128 | WEXNER VINARIUM WO76
757 | MOOBERRY ST | 43205-2675 | Not Required by DOW | 06160 | WATTS | 919 | RP | 1.000 | 90798 | CO813 EQUIP ROOM
757 | MOOBERRY ST | 43205-2675 | Not Required by DOW | 574368 | WATTS | 909QT | RP | 0.750 | 90607 | J-Bldg RM J2510, 2ND FLOOR J-2510 CORRIDOR HALLWAY
757 | MOOBERRY ST | 43205-2675 | Not Required by DOW | 3834519 | WILKINS | 975XLBMS | RP | 0.750 | 87352 | L089E
757 | MOOBERRY ST | 43205-2675 | Not Required by DOW | 46493 | WATTS | 009QT | RP | 1.500 | 75056 | J-Bldg Rm J5440
757 | MOOBERRY ST | 43205-2675 | Active | TL-2483 | WATTS | 957 | RP | 6.000 | 71188 | L-037 Tower Bldg. EQ ROOM
757 | MOOBERRY ST | 43205-2675 | Not Required by DOW | 86346 | WATTS | 909M1QT | RP | 1.250 | 71186 | Wexner EQUIPMENT ROOM - W0107
757 | MOOBERRY ST | 43205-2675 | Not Required by DOW | 757040 | WILKINS | 975 | RP | 1.000 | 71183 | Wexner Bldg MECH ROOM - W1101
757 | MOOBERRY ST | 43205-2675 | Not Required by DOW | 3415391 | WILKINS | 975XL2 | RP | 0.750 | 99473 | "D" BLDG MECHANIC ROOM #006400 (6TH FLOOR)
757 | MOOBERRY ST | 43205-2675 | Not Required by DOW | L64028 | WILKINS | 375 | RP | 2.500 | 99474 | "D" BLDG PENTHOUSE MECHANIC ROOM #D1300 (13TH FLOOR)
757 | MOOBERRY ST | 43205-2675 | Not Required by DOW | 457868 | WATTS | 909M1QT | RP | 2.000 | 99492 | PARKING GARAGE TUNNEL/LOWER LEVEL-2
757 | MOOBERRY ST | 43205-2675 | Not Required by DOW | 3313815 | WILKINS | 975 | RP | 1.500 | 99513 | Education BLDG RM ED 039
757 | MOOBERRY ST | 43205-2675 | Not Required by DOW | 401306 | WILKINS | 975XL | RP | 1.500 | 100659 | 3RD FLOOR EQUIPMENT ROOM
757 | MOOBERRY ST | 43205-2675 | Active | 3085195 | WILKINS | 950 | DC | 0.750 | 100663 | PH0034
757 | MOOBERRY ST | 43205-2675 | LPS - Active |  |  |  | LPC | 0.000 | 101028 | LOW PRESSURE SUSTAINING DEVICE FOR BOOSTER PUMP
757 | MOOBERRY ST | 43205-2675 | Not Required by DOW | 176495 | WATTS | 909M1QT | RP | 2.000 | 101226 | PH0040
757 | MOOBERRY ST | 43205-2675 | Not Required by DOW | 3604050 | WILKINS | 975XL | RP | 2.000 | 101712 | P2 UNDERGROUND PARKING GARAGE
757 | MOOBERRY ST | 43205-2675 | Not Required by DOW | 06876 | WATTS | 719QT | DC | 0.750 | 99380 | LL Taxi
757 | MOOBERRY ST | 43205-2675 | Not Required by DOW | 532573 | WATTS | 909HWQT | RP | 1.000 | 99327 | WA0004 - WA BUILDING
757 | MOOBERRY ST | 43205-2675 | Not Required by DOW | 625100 | WATTS | 909HWQT | RP | 1.000 | 99271 | PH Power House SOUTH MEZZANINE 2010
757 | MOOBERRY ST | 43205-2675 | Not Required by DOW | 15289 | WILKINS | 375 | RP | 4.000 | 99270 | PH Power House PH 1010
757 | MOOBERRY ST | 43205-2675 | Not Required by DOW | 3732079 | WILKINS | 975XL2 | RP | 1.000 | 103190 | Education BLDG LOWER LEVEL RM - ED008
757 | MOOBERRY ST | 43205-2675 | Not Required by DOW | W394700 | WILKINS | 975XL | RP | 0.500 | 103841 | 700 CHILDREN'S DR
757 | MOOBERRY ST | 43205-2675 | Not Required by DOW | 3942737 | WILKINS | 975XL2 | RP | 1.500 | 3607388 | A7 EAST PENTHOUSE
757 | MOOBERRY ST | 43205-2675 | Not Required by DOW | 010548 | WATTS | LF909QT | RP | 0.750 | 3608181 | DENTAL WATER, 5TH FLOOR
757 | MOOBERRY ST | 43205-2675 | Not Required by DOW | 008940 | WATTS | LF909QT | RP | 0.750 | 3608182 | R O DIALYSIS, 6TH FLOOR ROOM #T6
757 | MOOBERRY ST | 43205-2675 | Not Required by DOW | 013315 | WATTS | LF909QT | RP | 0.750 | 3608183 | DENTAL WATER, 5TH FLOOR
757 | MOOBERRY ST | 43205-2675 | Not Required by DOW | 47006 | WATTS | 919QT | RP | 1.000 | 3608184 | T7 PENTHOUSE
757 | MOOBERRY ST | 43205-2675 | Not Required by DOW | 06919 | WATTS | 919 | RP | 0.500 | 3612985 | 700 CHILDRENS DR - J-WEST ROOM 1968C
757 | MOOBERRY ST | 43205-2675 | Not Required by DOW | 009255 | WATTS | 909M1QT | RP | 2.000 | 3613868 | C-6004, Cooling tower make-up
757 | MOOBERRY ST | 43205-2675 | Not Required by DOW | 009245 | WATTS | 909M1QT | RP | 2.000 | 3613899 | ED-710
757 | MOOBERRY ST | 43205-2675 | Not Required by DOW | 537828 | WILKINS | 975XL | RP | 0.750 | 3616832 | M-005 M BLDGE
757 | MOOBERRY ST | 43205-2675 | Not Required by DOW | 15287 | WILKINS | 375 | RP | 4.000 | 99269 | PH Power House PH 1010
757 | MOOBERRY ST | 43205-2675 | Not Required by DOW | 4217014 | WILKINS | 975XL2 | RP | 1.000 | 3618617 | 700 CHILDREN'S DR, CEILING RM J0026
757 | MOOBERRY ST | 43205-2675 | Active | 50193 | WILKINS | 375 | RP | 3.000 | 99263 | Education BLDG RM ED 039
757 | MOOBERRY ST | 43205-2675 | Not Required by DOW | 4163280 | WILKINS | 975XL2 | RP | 1.500 | 3618619 | 700 CHILDREN'S DR, CEILING RM J0026
757 | MOOBERRY ST | 43205-2675 | Not Required by DOW | L102205 | WILKINS | 375 | RP | 2.500 | 3619791 | HOT WATER DISHWASHERS, BASEMENT ROOM J0022
757 | MOOBERRY ST | 43205-2675 | Not Required by DOW | L99783 | WILKINS | 375 | RP | 2.500 | 3619792 | DOMESTIC COLD WATER, BASEMENT ROOM J021A
757 | MOOBERRY ST | 43205-2675 | Not Required by DOW | 47287 | WATTS | LF919QT | RP | 1.000 | 3619793 | HOT WATER DISHWASHERS, BASEMENT ROOM J012A
757 | MOOBERRY ST | 43205-2675 | Not Required by DOW | 29527 | AMES | 2000B | DC | 0.750 | 71152 | B GARAGE SPRINKLER VALVE ROOM - B001, LOWER LEVEL
757 | MOOBERRY ST | 43205-2675 | Not Required by DOW | 312416 | WATTS | 909QT | RP | 0.750 | 71153 | 2ND FLR. A-252 BUILDING MECH RM. MAKE-UP WATER TO HOT WATER HEATIN
757 | MOOBERRY ST | 43205-2675 | Not Required by DOW | 344124 | WATTS | 909M1QT | RP | 1.500 | 71155 | WEXNER EQUIPMENT ROOM #W0107
757 | MOOBERRY ST | 43205-2675 | Not Required by DOW | 346440 | WATTS | 909M1QT | RP | 1.500 | 71156 | Wexner EQUIPMENT ROOM - W0107
757 | MOOBERRY ST | 43205-2675 | Active | 50285 | WILKINS | 375 | RP | 3.000 | 99262 | Education BLDG RM ED 039
757 | MOOBERRY ST | 43205-2675 | Not Required by DOW | 350882 | WATTS | 909M1QT | RP | 1.500 | 71158 | Wexner EQUIP. ROOM -W0174
757 | MOOBERRY ST | 43205-2675 | Not Required by DOW | 377574 | WATTS | 909M1QT | RP | 1.500 | 71159 | WA-6007 MEZ
757 | MOOBERRY ST | 43205-2675 | Not Required by DOW | 378430 | WATTS | 909M1QT | RP | 2.000 | 71160 | Education BLDG Rm ED 710
757 | MOOBERRY ST | 43205-2675 | Not Required by DOW | 387380 | WATTS | 909M1QT | RP | 2.000 | 71162 | Wexner Bldg RM W013
757 | MOOBERRY ST | 43205-2675 | Not Required by DOW | 458439 | WATTS | 909M1QT | RP | 2.000 | 99236 | room PH1029A
757 | MOOBERRY ST | 43205-2675 | Not Required by DOW | 421788 | WATTS | 909QT | RP | 0.750 | 71166 | Wexner Bldg ROOM W551B, 5TH FLOOR--FOR STERILIZER
757 | MOOBERRY ST | 43205-2675 | Not Required by DOW | 430880 | WILKINS | 975 | RP | 0.750 | 71167 | CHILD CARE CENTER - CC, WEST SIDE
757 | MOOBERRY ST | 43205-2675 | Not Required by DOW | 4543646 | WILKINS | 975XL2 | RP | 0.750 | 71169 | Wexner Bldg RM # W485B, W485B 4TH FLOOR - FOR STERILIZER
757 | MOOBERRY ST | 43205-2675 | Not Required by DOW | rg-0588 | WATTS | 957 | RP | 4.00 | 99235 | NORTHWEST CORNER MEZZANINE LEVEL
757 | MOOBERRY ST | 43205-2675 | Not Required by DOW | rk-0434 | WATTS | 957 | RP | 4.00 | 99234 | NORTHWEST GARAGE MEZZANINE LEVEL
757 | MOOBERRY ST | 43205-2675 | Active | N30987 | WILKINS | 350ADA | DCDA | 10.000 | 98698 | BASEMENT WATER SERVICE ENTRANCE ROOM #P0034
757 | MOOBERRY ST | 43205-2675 | Active | X15379 | WILKINS | 375ADA | RPDA | 10.000 | 98701 | ROOM #PH0034 (BASEMENT METER ROOM)
757 | MOOBERRY ST | 43205-2675 | Not Required by DOW | 433847 | WATTS | 909QT | RP | 0.750 | 71170 | WEXNER Bldg ROOM W548 B, 5TH FLOOR
757 | MOOBERRY ST | 43205-2675 | Not Required by DOW | 4613361 | WATTS | 909QT | RP | 0.750 | 71171 | Wexner Bldg RM# W448, W448B 4TH FLOOR-- FOR STERILIZER
757 | MOOBERRY ST | 43205-2675 | Not Required by DOW | 4647691 | WILKINS | 975XL | RP | 0.750 | 71172 | Wexner Bldg ROOM W585, 5TH FLOOR--FOR STERILIZER
757 | MOOBERRY ST | 43205-2675 | Not Required by DOW | 613608 | WATTS | 909QT | RP | 1.000 | 96654 | Jwest-JW1968A, IN HALLWAY ABOVE CEILING
757 | MOOBERRY ST | 43205-2675 | Not Required by DOW | 27875 | WATTS | 909QT | RP | 1.000 | 71149 | Wexner Bldg RM # W552
757 | MOOBERRY ST | 43205-2675 | Not Required by DOW | 525136 | WATTS | 909QT | RP | 0.750 | 71179 | Ross Hall RM-R009
757 | MOOBERRY ST | 43205-2675 | Not Required by DOW | 547329 | WATTS | 909QT | RP | 0.750 | 71178 | Wexner RM W0157
757 | MOOBERRY ST | 43205-2675 | Not Required by DOW | 543411 | WATTS | 009QT | RP | 1.000 | 71176 | J-Building - J035, HOT WATER HEAT MAKE-UP
757 | MOOBERRY ST | 43205-2675 | Not Required by DOW | 526649 | WATTS | 909QT | RP | 1.000 | 71174 | E D 008
757 | MOOBERRY ST | 43205-2675 | Active | X15380 | WILKINS | 375ADA | RPDA | 10.000 | 98700 | ROOM #PH0034 (BASEMENT METER ROOM)
757 | MOOBERRY ST | 43205-2675 | Not Required by DOW | 3985195 | WILKINS | 950XLT2 | DC | 0.750 | 98699 | PH Power House ROOM #PH0034, BASEMENT WATER SERVICE ENTRANCE
836 | MOOBERRY ST | 43205 | Active | ABR6533 | WILKINS | 975XL2 | RP | 1.000 | 3618393 | HOT BOX @ METER
715 | MOON RD | 43224-3153 | Due Install |  |  |  | RP |  | 3487213
6561 | MOONEY ST | 43017 | Active | 26320 | WATTS | 007M1QT | DC | 0.750 | 3622727 | NE Lower Level Parking Garage - Riser/Water Rm
6561 | MOONEY ST | 43017 | Active | 1909820217 | AMES | 3000SS | DCDA | 6.000 | 3622726 | NE Lower Level Parking Garage - Riser/Water Rm
6561 | MOONEY ST | 43017 | Active | 9928C | WILKINS | 375AST | RP | 4.000 | 3622725 | NE Lower Level Parking Garage - Riser/Water Rm
6561 | MOONEY ST | 43017 | Not Required by DOW | B132507 | WILKINS | 375XL | RP | 2.000 | 3622881 | NE Lower Level Parking Garage - Riser/Water Rm
6561 | MOONEY ST | 43017 | Not Required by DOW | 4377194 | WILKINS | 975 | RP | 1.500 | 3628201 | 4545 BRIDGE PARK - NAIL SALON
6630 | MOONEY ST | 43017 | Active | 53341 | WILKINS | 375A | RP | 4.000 | 3654435 | FIRE ROOM MECH ROOM
6630 | MOONEY ST | 43017 | Active | 11014800921 | AMES | 3000SS | DCDA | 6.000 | 3654335
6630 | MOONEY ST | 43017 | Active | 31860 | WATTS | 007M1QT | DC | 0.750 | 3654340
6650 | MOONEY ST | 43017 | Active | SG-1250 | AMES | COLT 400 | RP | 3.000 | 3633061 | IN HOT BOX AT PIT NW PROPERTY
6651 | MOONEY ST | 43017 | Not Required by DOW | 60173 | WATTS | 919QT | RP | 1.000 | 3623211 | FUKURYU RAMENS - 4540 BRIDGE PARK
6651 | MOONEY ST | 43017 | Active | 18657 | WATTS | LF909 | RP | 4.000 | 3621342 | 1st Flr Parking Garage SE Corner - Riser/Meter Rm Thru Maintenance
6651 | MOONEY ST | 43017 | Active | 1893300616 | AMES | 3000SS | DCDA | 6.000 | 3622537 | 1st Flr Parking Garage SE Corner - Riser/Meter Rm Thru Maintenance
6651 | MOONEY ST | 43017 | Active | 25500 | WATTS | 007M1QT | DC | 0.750 | 3622538 | 1st Flr Parking Garage SE Corner - Riser/Meter Rm Thru Maintenance
6651 | MOONEY ST | 43017 | Not Required by DOW | 00381 | WATTS | LF009M2QT | RP | 1.500 | 3622891 | LOWER LEVEL WEST SIDE OF BUILDING
5651 | MOORGATE DR | 43235-2507 | Active | FA4276 | FEBCO | 765 | PVB | 1.000 | 94065 | LEFT FRONT
9031 | MOORS N PL | 43017 | Active | CB260695 | WILKINS | 720A | PVB | 0.750 | 74505 | RIGHT SIDE
9032 | MOORS N PL | 43017-9048 | Active | 638485 | WILKINS | 720A | PVB | 0.750 | 74506 | RIGHT SIDE
9040 | MOORS N PL | 43017 | Active | T146400 | WILKINS | 720 | PVB | 0.750 | 3607576 | RIGHT FRONT
9046 | MOORS N PL | 43017-9048 | Active | 337114 | WILKINS | 720A | PVB | 0.750 | 99796 | LEFT FRONT
9052 | MOORS N PL | 43017-9048 | Active | T188352 | WILKINS | 720A | PVB | 0.750 | 3579244 | RIGHT SIDE OF HOUSE
9064 | MOORS N PL | 43017-9048 | Active | CB072569 | WILKINS | 720A | PVB | 0.750 | 74520 | LT SIDE
9072 | MOORS N PL | 43017-9048 | Active | G215529 | WILKINS | 720A | PVB | 0.750 | 95833 | LEFT REAR
9083 | MOORS N PL | 43017-9049 | Active | CB058359 | WILKINS | 720A | PVB | 1.000 | 3608151 | RIGHT
9089 | MOORS N PL | 43017-9049 | Active | T125564 | WILKINS | 720A | PVB | 0.750 | 99900 | LEFT FRONT
9094 | MOORS N PL | 43017-9048 | Active | H448503 | FEBCO | 765 | PVB | 0.750 | 74540 | LH SIDE
9095 | MOORS N PL | 43017-9049 | Active | 500690 | WATTS | 800QT | PVB | 1.000 | 74541 | LEFT HAND SIDE REAR BY AC
9101 | MOORS N PL | 43017-8220 | Active | DJ1773 | FEBCO | 765 | PVB | 0.750 | 74552 | RIGHT SIDE OF HOUSE
9107 | MOORS N PL | 43017-8220 | Active | 1883 | FEBCO | 765 | PVB | 0.750 | 74553 | RIGHT SIDE OF HOUSE
9115 | MOORS N PL | 43017-8220 | Active | T041436 | WILKINS | 720A | PVB | 0.750 | 100186 | LEFT SIDE
9142 | MOORS N PL | 43017-8277 | Active | CB288653 | WILKINS | 720 | PVB | 0.750 | 3487369 | LEFT SIDE
9154 | MOORS N PL | 43017-8277 | Active | CAB31827 | WILKINS | 720A | PVB | 0.750 | 3582935 | Left side of house
9178 | MOORS N PL | 43017-8277 | Active | FA8172 | FEBCO | 765 | PVB | 1.000 | 74592 | LEFT SIDE
9182 | MOORS N PL | 43017-8277 | Active | T516044 | WILKINS | 720A | PVB | 1.000 | 94066 | LEFT SIDE OF HOUSE
9189 | MOORS N PL | 43017-8220 | Active | 371541 | WILKINS | 720A | PVB | 1.000 | 74596 | NORTH SIDE FRONT
9190 | MOORS N PL | 43017-8277 | Active | 371647 | WILKINS | 720A | PVB | 1.000 | 74599 | RIGHT HAND SIDE
6451 | MOORS W PL | 43017-9047 | Active | AG5144 | FEBCO | 765 | PVB | 0.750 | 69956 | RT SIDE
6458 | MOORS W PL | 43017-9046 | Active | t494614 | WILKINS | 720A | PVB | 0.750 | 69965 | BACK CENTER BY GAS METER
6469 | MOORS W PL | 43017-9047 | Active | 465088 | WATTS | 800M4QT | PVB | 1.000 | 70002 | LEFT SIDE
6472 | MOORS W PL | 43017-9046 | Active | T034201 | WILKINS | 720A | PVB | 0.750 | 100121 | RIGHT SIDE CENTER BY GAS
6479 | MOORS W PL | 43017-9047 | Active | 289796 | WATTS | 800QT | PVB | 0.750 | 92579 | LEFT SIDE
6484 | MOORS W PL | 43017-9046 | Active | 035880 | WATTS | LF800M4QT | PVB | 0.750 | 91892 | FRONT NEAR PORCH RIGHT OF FRONT DOOR
6488 | MOORS W PL | 43017- | Due Install |  |  |  | RP |  | 3487379 | AT MTR IN FORD BOX
6490 | MOORS W PL | 43017-9046 | Active | EAA8162 | WILKINS | 720A | PVB | 0.750 | 3487380 | LEFT CENTER
2881 | MORALITY DR | 43231-8830 | Active | H744575 | FEBCO | 765 | PVB | 0.750 | 102846 | LEFT FRONT CORNER
2922 | MORALITY DR | 43231-8828 | Active | H165142 | FEBCO | 765 | PVB | 0.750 | 59580 | LEFT SIDE
1694 | MORELAND DR | 43220-3118 | Active | 279540 | FEBCO | 745 | PVB | 0.750 | 55855 | LEFT SIDE OF HOUSE REAR
5575 | MORGAN RD | 43054-9778 | Active | H514868 | FEBCO | 765 | PVB | 0.750 | 97104 | LEFT SIDE OF HOUSE
5859 | MORGANWOOD SQ | 43026-7176 | Active | T225148 | WILKINS | 720 | PVB | 0.750 | 96926 | RIGHT SIDE
5866 | MORGANWOOD SQ | 43026-7175 | Active | H716536 | FEBCO | 765 | PVB | 0.750 | 68185 | RIGHT SIDE
5898 | MORGANWOOD SQ | 43026-7175 | Active | 261323 | WATTS | 800QT | PVB | 0.750 | 68244 | RIGHT SIDE OF HOUSE
5906 | MORGANWOOD SQ | 43026-7175 | Active | T337795 | WILKINS | 720A | PVB | 0.750 | 3587205 | RIGHT SIDE
5914 | MORGANWOOD SQ | 43026-7175 | Active | 255878 | WATTS | 800CMQT | PVB | 0.750 | 68314 | RIGHTSIDE
5930 | MORGANWOOD SQ | 43026-7175 | Active | H088292 | FEBCO | 765 | PVB | 0.750 | 68347 | SIDE OF HOUSE
5937 | MORGANWOOD SQ | 43026-7176 | Active | H002598 | FEBCO | 765 | PVB | 0.750 | 68359 | RIGHT SIDE OF HOUSE
5938 | MORGANWOOD SQ | 43026-7175 | Active | 955088 | WILKINS | 720A | PVB | 0.750 | 68360 | LEFT SIDE OF THE HOUSE
5945 | MORGANWOOD SQ | 43026-7176 | Active | AC7272 | FEBCO | 765 | PVB | 0.750 | 94067 | FRONT LEFT
5946 | MORGANWOOD SQ | 43026-7175 | Active | 185557 | WILKINS | 720A | PVB | 0.750 | 88550 | FRONT OF HOUSE
5953 | MORGANWOOD SQ | 43026-7176 | Active | 817135 | WILKINS | 720A | PVB | 0.750 | 68396 | LH SIDE
5954 | MORGANWOOD SQ | 43026-7175 | Active | 813458 | WILKINS | 720A | PVB | 0.750 | 68399 | LEFT SIDE
5961 | MORGANWOOD SQ | 43026-7176 | Active | 751450 | WILKINS | 720A | PVB | 0.750 | 68416 | LEFT SIDE OF HOUSE
5962 | MORGANWOOD SQ | 43026-7175 | Active | H427359 | FEBCO | 765 | PVB | 0.750 | 3609722 | RIGHT HAND FRONT CORNER OF HOUSE
5970 | MORGANWOOD SQ | 43026-7175 | Active | 761456 | WILKINS | 720A | PVB | 0.750 | 68432 | RIGHT SIDE
5978 | MORGANWOOD SQ | 43026-7175 | Active | AC5978 | FEBCO | 765 | PVB | 0.750 | 68453 | LEFT SIDE OF HOUSE
5986 | MORGANWOOD SQ | 43026-7175 | Active | 78388 | FEBCO | 765 | PVB | 0.750 | 68476 | LEFT SIDE OF HOUSE
5994 | MORGANWOOD SQ | 43026 | Active | T129814 | WILKINS | 720A | PVB | 0.750 | 102999 | LEFT SIDE OF HOUSE
6001 | MORGANWOOD SQ | 43026-7176 | Active | CB081440 | WILKINS | 720 | PVB | 0.750 | 68584 | SIDE OF HOUSE
6002 | MORGANWOOD SQ | 43026-7175 | Active | A008625 | WILKINS | 720A | PVB | 0.750 | 68680 | RIGHT SIDE OF HOUSE
6010 | MORGANWOOD SQ | 43026-7175 | Active | 792851 | WILKINS | 720A | PVB | 0.750 | 91944 | LEFT SIDE OF HOUSE
6018 | MORGANWOOD SQ | 43026-7175 | Active | T378203 | WILKINS | 720A | PVB | 0.750 | 3585865 | LEFT SIDE
6026 | MORGANWOOD SQ | 43026-7175 | Active | T391014 | Wilkins | 720A | PVB | 0.750 | 3585860 | Left side of house
6033 | MORGANWOOD SQ | 43026-7176 | Active | CB314987 | WILKINS | 720A | PVB | 0.750 | 68750 | BACK OF HSE
6034 | MORGANWOOD SQ | 43026-7175 | Active | D14656 | FEBCO | 765 | PVB | 0.750 | 68756 | LEFT SIDE OF HOUSE
6041 | MORGANWOOD SQ | 43026-7176 | Active | t415360 | WILKINS | 720A | PVB | 0.750 | 68773 | RIGHT SIDE OF HOUSE
6042 | MORGANWOOD SQ | 43026-7175 | Active | CB026864 | WILKINS | 720A | PVB | 0.750 | 103582 | RIGHT SIDE
6050 | MORGANWOOD SQ | 43026-7175 | Active | H096775 | FEBCO | 765 | PVB | 0.750 | 68803 | LEFT SIDE HOUSE
5611 | MORLICH SQ | 43017-9684 | Active | T188399 | WILKINS | 720A | PVB | 0.750 | 3609794 | FRONT LEFT
5616 | MORLICH SQ | 43017-9683 | Active | CB084338 | WILKINS | 720A | PVB | 0.750 | 3487471 | RIGHT SIDE OF HOUSE
5624 | MORLICH SQ | 43017 | Active | A008651 | WILKINS | 720A | PVB | 0.750 | 93368 | BACK OF HOUSE UNDER ELECTRIC METER WEST OF DECK
5625 | MORLICH SQ | 43017-9684 | Active | A008563 | WILKINS | 720A | PVB | 0.750 | 91500 | LEFT SIDE OF HOUSE
5632 | MORLICH SQ | 43017-9683 | Active | 103875 | WATTS | 800M4FR | PVB | 0.750 | 94069 | RIGHT FRONT
5648 | MORLICH SQ | 43017-9683 | Active | H011342 | FEBCO | 765 | PVB | 1.000 | 67487 | RIGHT FRONT
5653 | MORLICH SQ | 43017-9684 | Active | CAA36806 | WILKINS | 720A | PVB | 0.750 | 94070 | LEFT SIDE
5667 | MORLICH SQ | 43017-9684 | Active | 565185 | APOLLO | PVB4A | PVB | 1.000 | 3611491 | LEFT FRONT
5680 | MORLICH SQ | 43017-9683 | Active | 516796 | WILKINS | 720A | PVB | 0.750 | 67586 | RIGHT SIDE OF HOUSE
5704 | MORLICH SQ | 43017-9683 | Active | T291192 | WILKINS | 720A | PVB | 0.750 | 90904 | RIGHT FRONT
5709 | MORLICH SQ | 43017-9684 | Active | 9645 | FEBCO | 765 | PVB | 1.000 | 67685 | LEFT SIDE OF HOUSE
5712 | MORLICH SQ | 43017-9683 | Active | t340050 | WILKINS | 720A | PVB | 0.750 | 94072 | LEFT SIDE
5728 | MORLICH SQ | 43017-9683 | Active | CC5705 | FEBCO | 765 | PVB | 0.750 | 67738 | LEFT SIDE OF HOUSE
5736 | MORLICH SQ | 43017-9683 | Active | 286591 | WATTS | 800M4QT | PVB | 0.750 | 91625 | LEFT SIDE
5747 | MORLICH SQ | 43017-9684 | Active | HB08278 | FEBCO | 765 | PVB | 0.750 | 94073 | FRONT LEFT OF FRONT DOOR
4885 | MORNING LIGHT CT | 43123-8355 | Active | 49686 | FEBCO | 765 | PVB | 0.750 | 65335 | SIDE OF HOUSE
4888 | MORNING LIGHT CT | 43123-8355 | Active | T392438 | WILKINS | 720A | PVB | 1.000 | 87192 | RIGHT SIDE OF HOUSE
4898 | MORNING LIGHT CT | 43123-8355 | Active | T121893 | WILKINS | 720A | PVB | 1.000 | 87111 | RIGHT SIDE OF HOUSE
560 | MORNING ST | 43085-3775 | Active | 35703 | WILKINS | 720A | PVB | 0.750 | 87337 | LEFT HAND SIDE OF HOUSE
570 | MORNING ST | 43085-3775 | Active | CB092581 | WILKINS | 720A | PVB | 0.750 | 3487551
580 | MORNING ST | 43085-3775 | Active | 996897 | WILKINS | 720A | PVB | 0.750 | 87336 | RIGHT HAND SIDE
618 | MORNING ST | 43085-3775 | Active | CB325127 | WILKINS | 720A | PVB | 0.750 | 3487563 | LEFT SIDE
675 | MORNING ST | 43085-3772 | Active | H651136 | FEBCO | 765 | PVB | 0.750 | 99986 | RIGHT SIDE
701 | MORNING ST | 43085-3772 | Active | RD622 | CONBRACO | 4020502 | RP | 1.000 | 71275 | BASEMENT
6758 | MORNINGSIDE HEIGHTS PL | 43081 | Active | CB597726 | WILKINS | 720A | PVB | 0.750 | 3638288 | LEFT FRONT
6794 | MORNINGSIDE HEIGHTS PL | 43081 | Active | CAA40988 | WILKINS | 720A | PVB | 0.750 | 3638828 | LEFT
6874 | MORNINGSIDE HEIGHTS PL | 43081 | Active | CB637068 | WILKINS | 720A | PVB | 0.750 | 3645955 | RIGHT SIDE OF HOUSE
6310 | MORRISEY PL | 43016-6095 | Active | CB655284 | WILKINS | 720A | PVB | 0.750 | 3593750 | FRONT
6334 | MORRISEY PL | 43016-6095 | Active | G215061 | WILKINS | 720A | PVB | 0.750 | 95453 | LEFT CENTER
6363 | MORRISEY PL | 43016-6086 | Active | 333918 | WATTS | 800M4FR | PVB | 0.750 | 98807 | RIGHT FRONT
125 | MORRISON RD | 43213-4413 | Not Required by DOW | [5 empty] | 3499493
151 | MORRISON RD | 43213-4413 | Not Required by DOW | [5 empty] | 3623249
221 | MORRISON RD | 43213-4416 | Active | 4973323 | WILKINS | 975-XL2 | RP | 1.500 | 3487856
231 | MORRISON RD | 43213-4416 | Active | 4973162 | WILKINS | 975XL2 | RP | 1.000 | 3487857
370 | MORRISON RD | 43213-1430 | Active | 78892 | WATTS | 919AQT | RP | 1.000 | 3487858 | AT METER
380 | MORRISON RD | 43213-1430 | Due Install | [5 empty] | 3487860
3344 | MORSE CROSSING | 43219-3092 | Active | 240857 | WATTS | 009M2QT | RP | 2.000 | 87686 | VALVE ROOM
3344 | MORSE CROSSING | 43219-3092 | Not Required by DOW | 06490 | AMES | 4000B | RP | 1.500 | 87685 | VALVE ROOM
3344 | MORSE CROSSING | 43219-3092 | Not Required by DOW | 200394 | WATTS | 009M3QT | RP | 0.750 | 87684 | MECH ROOM
3344 | MORSE CROSSING | 43219-3092 | Active | 43623 | AMES | 2000B | DCDA | 0.750 | 87683 | VALVE ROOM
3344 | MORSE CROSSING | 43219-3092 | Active | 1420380505 | AMES | 3000SS | DCDA | 4.000 | 87682 | VALVE ROOM
3344 | MORSE CROSSING | 43219-3092 | LPS - Active |  |  |  | DC |  | 3638160 | VALVE ROOM
3344 | MORSE CROSSING | 43219-3092 | Active | 240796 | WATTS | 009M2QT | RP | 2.000 | 87687 | VALVE ROOM
3400 | MORSE CROSSING | 43219-3093 | Active | 19016 | WATTS | 009QT | RP | 1.500 | 60612 | SPRINKLER ROOM, WEST SIDE OF BUILDING
3400 | MORSE CROSSING | 43219-3093 | Active | 3CM1488 | AMES | 3000 | DCDA | 4.000 | 60613 | MECHANICAL ROOM 1ST FL.
3400 | MORSE CROSSING | 43219-3093 | Not Required by DOW | A008585 | FEBCO | 825Y | RP | 1.500 | 60614 | SPRINKLER ROOM BEHIND WATER METER
3400 | MORSE CROSSING | 43219-3093 | Active | 97607 | WATTS | 007M2QT | DC | 0.750 | 60615 | WATER METER MECHANICAL ROOM 1ST FL.
3401 | MORSE CROSSING | 43219-6002 | Active | 8004G | WILKINS | 375ASTR | RP | 3.000 | 60628 | UTILITY ROOM SOUTH WALL
3401 | MORSE CROSSING | 43219-6002 | Not Required by DOW | 225082 | WILKINS | 975 | RP | 2.000 | 60627 | UTILITY ROOM SOUTH WALL
3401 | MORSE CROSSING | 43219-6002 | Due Install |  |  |  | DCDA |  | 3636557
3415 | MORSE CROSSING | 43219- | Not Required by DOW | 12208 | AMES | 2000SS | DC | 0.750 | 60664 | BASEMENT A POD WATER/SPRINKLER ROOM
3415 | MORSE CROSSING | 43219- | Not Required by DOW | 950899 | WILKINS | 975XL | RP | 0.750 | 60663 | 3RD FLOOR JANITOR CLOSET, BUILDING A
3415 | MORSE CROSSING | 43219- | Not Required by DOW | 950896 | WATTS | 009QT | RP | 0.750 | 60662 | 3RD FLOOR JANITOR CLOSET, BUILDING B
3415 | MORSE CROSSING | 43219- | Not Required by DOW | 47804 | WATTS | 009QT | RP | 1.000 | 60660 | HOOD CABINET IN KITCHEN NORTH
3415 | MORSE CROSSING | 43219- | Not Required by DOW | L72955 | WILKINS | 375 | RP | 3.000 | 60659 | BASEMENT UTILITY ROOM BUILDING A
3415 | MORSE CROSSING | 43219- | Not Required by DOW | B31524 | WILKINS | 975 | RP | 3.000 | 60658 | 1ST FLOOR UTILITY ROOM BUILDING B
3415 | MORSE CROSSING | 43219- | Not Required by DOW | 2AM1197 | AMES | 2000SS | DC | 8.000 | 60657 | 1ST FL WATER ROOM BY LOADING DOCK
3415 | MORSE CROSSING | 43219- | Not Required by DOW | 187876 | WATTS | 909 | RP | 4.000 | 60656 | WATER ROOM 1ST FLOOR BY LOADING DOCK
3415 | MORSE CROSSING | 43219- | Not Required by DOW | 002292 | WATTS | 909 | RP | 3.000 | 60655 | WATER ROOM 1ST FL BY LOADING DOCK
3415 | MORSE CROSSING | 43219- | Not Required by DOW | 12960 | AMES | 2000SS | DC | 0.750 | 60654 | SPRINKLER RM FIRST FLOOR W SIDE OF BLDG 2D
3415 | MORSE CROSSING | 43219- | Not Required by DOW | 1190977 | WILKINS | 975XL | RP | 0.750 | 60653 | 1ST FLOOR B POD WATER/SPRINKLER ROOM
3415 | MORSE CROSSING | 43219- | Not Required by DOW | 1186265 | WILKINS | 975XLBMS | RP | 1.500 | 60652 | BASEMENT A POD WATER/SPRINKLER ROOM
3415 | MORSE CROSSING | 43219- | Not Required by DOW | 10849 | WATTS | 009M2QT | RP | 1.250 | 60651 | HOOD CABINET IN KITCHEN SOUTH
3415 | MORSE CROSSING | 43219- | Not Required by DOW | 106221 | AMES | 3000SS | DCDA | 4.000 | 60650 | 1ST FLOOR "B" WATER/SPRINKLER ROOM
3415 | MORSE CROSSING | 43219- | Not Required by DOW | 106213 | AMES | 3000 | DCDA | 4.000 | 60649 | BASEMENT "A" POD WATER/SPRINKLER ROOM
3415 | MORSE CROSSING | 43219- | Not Required by DOW | 266942 | WATTS | 009M2QT | RP | 2.000 | 60648 | MAIN WATER meter room
3415 | MORSE CROSSING | 43219- | Active | VH-1165 | WATTS | 957 | RP | 6.000 | 3638066
3415 | MORSE CROSSING | 43219- | Not Required by DOW | 429418 | WATTS | 009QT | RP | 0.500 | 90884 | DAYCARE KITCHEN
3425 | MORSE CROSSING | 43219-6014 | Active | AG3425 |  |  | AG | 8.000 | 3625067 | MAIN MECHANICAL ROOM BY DOCK AIR GAP FOR POND FILL
3425 | MORSE CROSSING | 43219-6014 | Active | 13327 | WILKINS | 375AST | RP | 8.000 | 3624966 | MAIN MECHANICAL ROOM BY DOCK
3425 | MORSE CROSSING | 43219-6014 | Not Required by DOW | 28430 | WATTS | 919AQT | RP | 2.000 | 3615202 | WEST WALL BEHIND CHILLER
3425 | MORSE CROSSING | 43219-6014 | Not Required by DOW | 236025 | WATTS | 909M1QT | RP | 1.250 | 60689 | FIRE PUMP ROOM
3425 | MORSE CROSSING | 43219-6014 | Not Required by DOW | 214877 | WATTS | 909M1QT | RP | 1.500 | 60688 | ROOFTOP PENTHOUSE # 5
3425 | MORSE CROSSING | 43219-6014 | Not Required by DOW | 297710 | WATTS | 909M1QT | RP | 1.500 | 60698 | ROOFTOP PENTHOUSE # 6
3425 | MORSE CROSSING | 43219-6014 | Not Required by DOW | 305041 | WATTS | 909QT | RP | 1.000 | 60699 | BOILER ROOM
3425 | MORSE CROSSING | 43219-6014 | Not Required by DOW | 228795 | WATTS | 009 | RP | 0.500 | 3644708 | JANITOR ROOM EAST SIDE OF BUILDING BY RESTROOM
3425 | MORSE CROSSING | 43219-6014 | Not Required by DOW | 4358 | WATTS | 800QT | PVB | 1.000 | 60700 | SECOND FLOOR ATURM AREA
3425 | MORSE CROSSING | 43219-6014 | Not Required by DOW | 039328 | WATTS | LF800M4QT | PVB | 1.000 | 60701 | FIRST FLOOR VENDING AREA
3425 | MORSE CROSSING | 43219-6014 | Not Required by DOW | 4139897 | WILKINS | 975XL2 | RP | 0.750 | 3613122 | MOP SINK ROOM ABOVE W.H.
3425 | MORSE CROSSING | 43219-6014 | Not Required by DOW | 295063 | WATTS | 909QT | RP | 1.000 | 60696 | ROOFTOP UNIT PENTHOUSE #2
3425 | MORSE CROSSING | 43219-6014 | Not Required by DOW | 237576 | WATTS | 909M1QT | RP | 1.500 | 60690 | ROOFTOP UNIT PENTHOUSE #4
3425 | MORSE CROSSING | 43219-6014 | Not Required by DOW | 278945 | WATTS | 909QT | RP | 1.000 | 60695 | ROOFTOP PENTHOUSE #3
3425 | MORSE CROSSING | 43219-6014 | Not Required by DOW | 264114 | WATTS | 909QT | RP | 1.000 | 60691 | ROOF TOP UNIT PENTHOUSE #1
3900 | MORSE CROSSING | 43219-6081 | Not Required by DOW | 201489 | WATTS | 009QT | RP | 2.000 | 62125 | MECH ROOM AT WATER METER
3900 | MORSE CROSSING | 43219-6081 | Active | 168852 | WATTS | 909 | RP | 3.000 | 62124 | 1ST FLOOR MECH ROOM
3900 | MORSE CROSSING | 43219-6081 | Active | 107261346 | FEBCO | 856 | DCDA | 6.000 | 62123 | PIT FRONT-NW CORNER LOT
3900 | MORSE CROSSING | 43219-6081 | Active | 213 | FEBCO | 805YB | DC | 0.750 | 62126 | PIT FRONT NW CORNER LOT
3900 | MORSE CROSSING | 43219-6081 | LPS - Active | [5 empty] | 3635500
3900 | MORSE CROSSING | 43219-6081 | Not Required by DOW | 108897 | WATTS | 009M2QT | RP | 1.000 | 62128 | 1ST FLOOR MECH ROOM
3900 | MORSE CROSSING | 43219-6081 | Not Required by DOW | 386722 | WATTS | 909M1QT | RP | 2.000 | 62127 | POOL PUMP ROOM
3930 | MORSE CROSSING | 43219- | Active | 18614 | WATTS | LF909 | RP | 6.000 | 3613120 | SW CORNER BY COURTYARD MARRIOTT
3931 | MORSE CROSSING | 43219-6039 | Active | 356641 | WATTS | 909M1QT | RP | 1.500 | 62250 | MECH RM BY MTR
3931 | MORSE CROSSING | 43219-6039 | Active | 1043415 | WILKINS | 975XL | RP | 1.000 | 62249 | MECHANICAL ROOM
3936 | MORSE CROSSING | 43219- | Active | 135027 | WATTS | 709 | DC | 4.000 | 62265 | SPRINKLER VALVE ROOM
3936 | MORSE CROSSING | 43219- | Active | 26247 | WATTS | 007QT | DC | 0.500 | 62266 | SPRINKLER ROOM
3936 | MORSE CROSSING | 43219- | Not Required by DOW | 527374 | WATTS | 909QT | RP | 1.000 | 62267 | IN KITCHEN BY O.R. SYSTEM (STARBUCKS)
3936 | MORSE CROSSING | 43219- | Not Required by DOW | 059678 | WILKINS | 975 | RP | 1.500 | 62263 | IN RISER ROOM
3936 | MORSE CROSSING | 43219- | Active | 123419 | WATTS | 009QT | RP | 2.000 | 62264 | IN METER ROOM BY SPRINKLER
3939 | MORSE CROSSING | 43219-6039 | Active | W111129 | WILKINS | 975XL | RP | 1.500 | 62271 | MECH ROOM
3969 | MORSE CROSSING | 43219-6039 | Active | 4786959 | WILKINS | 975XL2 | RP | 2.000 | 62387 | SE MECH/RISER ROOM AT WATER METER Outside Side
3969 | MORSE CROSSING | 43219-6039 | Active | 82508 | AMES | 2000B | DC | 0.750 | 62388 | WEST WALL METER MECH. ROOM
3969 | MORSE CROSSING | 43219-6039 | Active | 1973450819 | AMES | 3000SS | DCDA | 4.000 | 62386 | SE MECH/RISER ROOM OUTSIDE DOOR
3969 | MORSE CROSSING | 43219-6039 | Not Required by DOW | T003337 | WILKINS | 720A | PVB | 1.500 | 62390 | SE MECH ROOM ABOVE METER
3969 | MORSE CROSSING | 43219-6039 | Not Required by DOW | 3666572 | WILKINS | 975XL | RP | 0.750 | 102639 | MECHANICAL ROOM OUTSIDE
3977 | MORSE CROSSING | 43219-6039 | Not Required by DOW | 25809 | WATTS | LF919QT | RP | 1.500 | 62406 | EAST WALL MECHANICAL ROOM
3977 | MORSE CROSSING | 43219-6039 | Not Required by DOW | A74166 | WATTS | 009QT | RP | 1.000 | 62404 | IN MECHANICAL ROOM
3977 | MORSE CROSSING | 43219-6039 | Active | 880037 | WILKINS | 975 | RP | 1.50 | 62405 | MECHANICAL ROOM
3981 | MORSE CROSSING | 43219- | Active | 1619670908 | AMES | 2000SS | DC | 6.000 | 96655 | 3749 EASTON MARKET, AT FIRE RISER, BUY BUY BABY
3981 | MORSE CROSSING | 43219- | Active | 2CN2019 | AMES | 2000SS | DC | 4.000 | 62438 | 3760 EASTON MARKET, MECH RM BACK OF BLDG
3981 | MORSE CROSSING | 43219- | Active | 1492 | AMES | 2000SS | DC | 6.000 | 93003 | 3740, MECH ROOM KITTLES
3981 | MORSE CROSSING | 43219- | Active | 20431 | AMES | 2000SS | DC | 4.000 | 89526 | 3707 EASTON MARKET, MECH RM BACK OF BLDG
3981 | MORSE CROSSING | 43219- | Active | 2HM0789 | AMES | 2000SS | DC | 4.000 | 62444 | 3727 EASTON MARKET, S SIDE OF BLDG UNDER MESSANINE
3981 | MORSE CROSSING | 43219- | Active | 2HM0785 | AMES | 2000SS | DC | 4.000 | 62443 | 3690 EASTON MARKET, W SIDE BLDG NON SALES AREA
3981 | MORSE CROSSING | 43219- | Active | 312491 | WATTS | 009QT | RP | 2.000 | 62442 | 3740 EASTON WAY, PUMP ROOM
3981 | MORSE CROSSING | 43219- | Active | 2EN0745 | AMES | 2000SS | DC | 4.000 | 62439 | 3770, MECH ROOM BACK OF BUILDING
3981 | MORSE CROSSING | 43219- | Active | 2HM0157 | AMES | 2000SS | DC | 4.000 | 62440 | 3713 EASTON MARKET, MECH RM
3981 | MORSE CROSSING | 43219- | Active | 306010 | WATTS | 909M1QT | RP | 2.000 | 62441 | 3700 EASTON WAY, SW CORNER SPRINKLER RM
3981 | MORSE CROSSING | 43219- | Active | 20167 | WATTS | 919AQT | RP | 2.000 | 102230 | 3734, REAR
3981 | MORSE CROSSING | 43219- | Active | 21422 | WATTS | 919QT | RP | 2.000 | 102413 | 3730, WEST WALL AT METER
3981 | MORSE CROSSING | 43219- | Active | 338543 | WATTS | 009M2PCQT | RP | 2.000 | 62417 | S SIDE OF EASTON MARKET PROPERTY
3981 | MORSE CROSSING | 43219- | Active | 338787 | WATTS | 009M2PCQT | RP | 2.000 | 62418 | N SIDE OF EASTON MARKET PROPERTY
3981 | MORSE CROSSING | 43219- | Active | 107513 | WATTS | 009QT | RP | 2.000 | 62420 | CENTER OF W WALL, NEXT TO DEDUCT METER
3981 | MORSE CROSSING | 43219- | Active | 454536 | WATTS | 009M3QT | RP | 0.750 | 62421 | NORTHEAST CORNER OF BUILDING BEHIND AQUARIUM
3981 | MORSE CROSSING | 43219- | Active | 147532 | WATTS | 909 | RP | 3.000 | 62422 | 3700 EASTON WAY, MECH RM NW CORNER
3981 | MORSE CROSSING | 43219- | Active | 147574 | WATTS | 909 | RP | 3.000 | 62423 | MECH ROOM AT REAR
3981 | MORSE CROSSING | 43219- | Active | 2FM1492 | AMES | 2000SS | DC | 6.000 | 62424 | 3740 EASTON WAY, PUMP ROOM, RECEIVING AREA/LOADING DOCKS
3981 | MORSE CROSSING | 43219- | Active | 2HM0154 | AMES | 2000SS | DC | 4.000 | 62425 | 3710 EASTON MARKET, UNDER MEZZANINE W SIDE OF BLDG
3981 | MORSE CROSSING | 43219- | Active | 2GM2003 | AMES | 2000SS | DC | 6.000 | 62427 | 3700 EASTON WAY, MECH RM SW CORNER SPRINKLER RM
3981 | MORSE CROSSING | 43219- | Active | 2AN0584 | AMES | 2000SS | DC | 4.000 | 62428 | 3701 EASTON MARKET, MECH RM AT REAR
3981 | MORSE CROSSING | 43219- | Active | 2EN0744 | AMES | 2000SS | DC | 4.000 | 62429 | MECH ROOM BACK OF BUILDING
3981 | MORSE CROSSING | 43219- | Active | 2KM1174 | AMES | 2000SS | DC | 4.000 | 62430 | 3695 EASTON MARKET, MECH RM BACK OF BLDG
3981 | MORSE CROSSING | 43219- | Active | 340404 | WATTS | 009M2PCQT | RP | 2.000 | 62431 | NORTH SIDE OF MAIN ENTRANCE
3981 | MORSE CROSSING | 43219- | Active | 2DN1919 | AMES | 2000SS | DC | 4.000 | 62432 | 3744, MECH ROOM BACK OF BUILDING
3981 | MORSE CROSSING | 43219- | Active | 21920 | AMES | 2000SS | DC | 4.000 | 62433 | 3680, MECH ROOM
3981 | MORSE CROSSING | 43219- | Active | 2BN0894 | AMES | 2000SS | DC | 4.000 | 62434 | 3670 EASTON MARKET, MECH RM BACK OF BLDG
3981 | MORSE CROSSING | 43219- | Active | 4427690 | WILKINS | 975XL2 | RP | 1.500 | 3633211 | BREAK ROOM DSW SHOE WAREHOUSE
3981 | MORSE CROSSING | 43219- | Due Install |  |  |  | RP | 8.000 | 3639368 | N SIDE OF EASTON MARKET PROPERTY
3981 | MORSE CROSSING | 43219- | Active | 2AN0533 | AMES | 2000SS | DC | 4.000 | 62436 | 3737 EASTON MARKET, MECH RM BACK OF BLDG
3981 | MORSE CROSSING | 43219- | Active | 2AN1589 | AMES | 2000SS | DC | 6.000 | 62437 | 3750 EASTON MARKET, MECH RM BACK OF BLDG
3985 | MORSE CROSSING | 43219-6040 | Active | 51582 | WATTS | 009M2QT | RP | 1.500 | 62453 | kitchen NE corner of 3983 at water meter, VERIZON WIRELESS
3985 | MORSE CROSSING | 43219-6040 | Active | 674841 | WATTS | 800M4QT | PVB | 1.000 | 96458 | OFFICE AREA CLOSET--VERIZON WIRELESS
3993 | MORSE CROSSING | 43219-6040 | Active | 9812071502 | FEBCO | 876 | DCDA | 4.000 | 62476 | IN SOUTHEAST MECHANICAL ROOM AT WATER LINE ENTRANCE
3993 | MORSE CROSSING | 43219-6040 | Active | 29413 | WATTS | 009QT | RP | 1.500 | 62474 | IN SOUTHEAST CORNER OF BUILDING AT WATER METER
3993 | MORSE CROSSING | 43219-6040 | Active | A009090 | FEBCO | 805Y | DC | 0.750 | 62475 | IN SOUTHEAST MECHANICAL ROOM AT WATER LINE ENTRANCE
4000 | MORSE CROSSING | 43219-6037 | Not Required by DOW | 4358483 | WILKINS | 975XL | RP | 1.500 | 93050 | MECH ROOM
4000 | MORSE CROSSING | 43219-6037 | Active | 2536059 | WILKINS | 975XL | RP | 1.500 | 93049 | MECH ROOM
4018 | MORSE CROSSING | 43219 | Not Required by DOW | 373001 | WATTS | 009QT | RP | 0.500 | 100325 | BACK ROOM BEHIND ICE MACHINE
4018 | MORSE CROSSING | 43219 | Active | 1682190511 | AMES | 2000SS | DC | 4.000 | 103053 | MECH ROOM
4018 | MORSE CROSSING | 43219 | Active | L61177 | WILKINS | 375 | RP | 3.000 | 3638088 | MECH ROOM
4018 | MORSE CROSSING | 43219 | Not Required by DOW | J017043 | FEBCO | 825Y | RP | 1.500 | 3649609 | RISER ROOM OF 4018 MORSE CROSSING BACK OF JIMMY JOHNS
4047 | MORSE CROSSING | 43219-6040 | Active | 34799 | WATTS | 009M2QT | RP | 1.500 | 62751 | MECH ROOM
4047 | MORSE CROSSING | 43219-6040 | Not Required by DOW | 52125 | WATTS | 009M2QT | RP | 1.000 | 62752 | MECH ROOM
4047 | MORSE CROSSING | 43219-6040 | Not Required by DOW | 01466 | AMES | 2000B | DC | 1.500 | 62750 | MECH ROOM 8TH FLOOR
4055 | MORSE CROSSING | 43219-6040 | Active | 49867 | WATTS | 009M2QT | RP | 1.500 | 62784 | BACK ROOM
4055 | MORSE CROSSING | 43219-6040 | Not Required by DOW | 10104 | WATTS | 800M4QT | PVB | 1.500 | 62783 | MECH ROOM
4060 | MORSE CROSSING | 43219 | Active | 16961 | WATTS | 919QT | RP | 2.000 | 100533 | MECHANICAL AREA BY METERS
4060 | MORSE CROSSING | 43219 | Not Required by DOW | 12918 | WATTS | 919QT | RP | 1.500 | 100534 | MECHANICAL AREA BY METERS
4130 | MORSE CROSSING | 43219-6018 | Active | W005561 | WILKINS | 975A | RP | 1.500 | 62998 | WATER METER CLOSET
4130 | MORSE CROSSING | 43219-6018 | Active | 1186261 | WILKINS | 975XL | RP | 1.500 | 62997 | CLOSET NEXT TO SHOE SHINE
4131 | MORSE CROSSING | 43219-6015 | Active | 41191 | WATTS | 009 | RP | 1.500 | 98205 | AT WATER METER BY EAST DOOR
4131 | MORSE CROSSING | 43219-6015 | Not Required by DOW | 135051 | WATTS | 007M2QT | DC | 1.500 | 3622828 | Back room on wall above and to the right of main backflow device
4131 | MORSE CROSSING | 43219-6015 | Not Required by DOW | 418822 | WATTS | 909 | RP | 0.750 | 3603862 | YARD HYDRANT, BY WATER METER BY EAST DOOR
4131 | MORSE CROSSING | 43219-6015 | Not Required by DOW | 43809 | WATTS | 009 | RP | 1.500 | 3603861 | BY WATER METER BY EAST DOOR
4141 | MORSE CROSSING | 43219-6015 | Not Required by DOW | 166338 | WATTS | 009M2QT | RP | 1.500 | 63041 | RISER ROOM
4141 | MORSE CROSSING | 43219-6015 | Active | 91840 | WATTS | 007M2QT | DC | 0.750 | 63045 | SPRINKLER RISER ROOM
4141 | MORSE CROSSING | 43219-6015 | Not Required by DOW | 467406 | WILKINS | 950XL | DC | 1.500 | 63044 | IN MECH ROOM NW CORNER OF BLDG DOOR ON N SIDE BY GENERATOR, RISER ROOM
4141 | MORSE CROSSING | 43219-6015 | Active | 439000 | WILKINS | 975 | RP | 2.000 | 63043 | IN MECH ROOM NW CORNER OF BLDG DOOR ON N SIDE BY GENERATOR
4141 | MORSE CROSSING | 43219-6015 | Active | 3JL0061 | AMES | 3000SE | DCDA | 8.000 | 63042 | RISER ROOM
4147 | MORSE CROSSING | 43219-6015 | Not Required by DOW | H05163 | FEBCO | 825YA | RP | 1.000 | 63070 | MECH ROOM BEHIND WATER MTR
4147 | MORSE CROSSING | 43219-6015 | Active | 26659 | FEBCO | 825YA | RP | 1.500 | 63069 | NE OF SERVICE AREA AT WATER METER
4150 | MORSE CROSSING | 43219- | Active | 2793212 | WILKINS | 975XLBMS | RP | 1.000 | 96768 | MECH ROOM NEXT TO WATER METER
4155 | MORSE CROSSING | 43219-6015 | Active | 2437222 | WILKINS | 975XL | RP | 1.500 | 93016 | MECH ROOM
4155 | MORSE CROSSING | 43219-6015 | Not Required by DOW | 2821881 | WILKINS | 975XL | RP | 1.500 | 94835 | IN OS MECH ROOM NW SIDE OF BLDG
4155 | MORSE CROSSING | 43219-6015 | Not Required by DOW | A01313 | WATTS | 007M2QT | DC | 1.500 | 94836 | ABOVE SOFTNER IN ASIAN RESTAURANT
4155 | MORSE CROSSING | 43219-6015 | Not Required by DOW | A11951 | WATTS | 007M1QT | DC | 1.000 | 101132 | LOCATED ABOVE WATER SOFTENER
4175 | MORSE CROSSING | 43219-6015 | Active | A006015 | FEBCO | 825Y | RP | 2.000 | 63155 | IN MECHANICAL ROOM ON WEST SIDE OF BLDG AT WATER METER
4175 | MORSE CROSSING | 43219-6015 | Not Required by DOW | A417198 | WILKINS | 375 | RP | 1.500 | 63153 | IN MECHANICAL ROOM ON W SIDE OF BLDG ABOVE WATER METER
4175 | MORSE CROSSING | 43219-6015 | Not Required by DOW | 52564 | WILKINS | 975XL | RP | 1.500 | 75066 | REAR MECH ROOM
4199 | MORSE CROSSING | 43219-6015 | Active | 85771 | WATTS | 007M2QT | DC | 0.750 | 63218 | SPRINKLER RISER ROOM
4199 | MORSE CROSSING | 43219-6015 | Active | 11564 | WATTS | 009M2QT | RP | 1.500 | 63213 | SPRINKLER RISER ROOM
4199 | MORSE CROSSING | 43219-6015 | Active | 302114 | WATTS | 909M1QT | RP | 1.500 | 63214 | SPRINKLER RISER ROOM
4199 | MORSE CROSSING | 43219-6015 | Active | 31L1885 | AMES | 3000SE | DCDA | 8.000 | 63217 | REAR OF STORE, CONTROL ROOM
4200 | MORSE CROSSING | 43219-3024 | Active | 433886 | WATTS | 909M1QT | RP | 2.000 | 89555 | 1ST FLOOR CADILAC MECH ROOM
4200 | MORSE CROSSING | 43219-3024 | Active | 1503950506 | AMES | 3000SS | DCDA | 6.000 | 89556 | MECH ROOM SW SECTION OF BUILDING
4200 | MORSE CROSSING | 43219-3024 | Active | 05142 | WATTS | 007M1QT | DC | 0.750 | 89557 | MECH ROOM SW SECTION OF BUILDING
4200 | MORSE CROSSING | 43219-3024 | Not Required by DOW | 432777 | WATTS | 909M1QT | RP | 2.000 | 89558 | 1ST FLOOR CADILLAC
23 | MORSE RD | 43214-1715 | Not Required by DOW |  |  |  | RP |  | 3487864
114 | MORSE RD | 43214-1744 | Active | 366105 | WATTS | 909QT | RP | 0.750 | 54039 | IN BOILER ROOM
120 | MORSE RD | 43214-1700 | Active | 7994G | WILKINS | 375ASTR | RP | 3.000 | 92627 | NW STORAGE/MECH/METER ROOM AT WATER METER Back Outside Door
120 | MORSE RD | 43214-1700 | Not Required by DOW | 615435 | WATTS | 909QT | RP | 0.750 | 92628 | MID BOILER/MECH ROOM 9' OFF FLOOR
120 | MORSE RD | 43214-1700 | Active | 200762 | WATTS | 009M2QT | RP | 1.000 | 92580 | MAINT OFFICE MECH ROOM OFF S HALLWAY
120 | MORSE RD | 43214-1700 | Active | 50731 | AMES | 2000B | DC | 0.750 | 92625 | STORAGE MECH/METER/RISER ROOM -Outside Door
120 | MORSE RD | 43214-1700 | Active | 1513240606 | AMES | 3000SS | DCDA | 8.000 | 92626 | STORAGE ROOM NW MECH/METER ROOM -Outside Door BACK BLDG BEHIND CHURCH
280 | MORSE RD | 43214-1740 | Active | 2AM0192 | AMES | 2000SS | DC | 4.000 | 59305 | BASEMENT SOUTH WALL FIRE RISER
280 | MORSE RD | 43214-1740 | Due Install | [5 empty] | 3632780 | BASEMENT SOUTH WALL FIRE RISER
430 | MORSE RD | 43214- | Not Required by DOW | [5 empty] | 3623233
550 | MORSE RD | 43214- | Not required by DOW | 606019OHIO | WATTS | 909QT | RP | 0.750 | 67040 | HIGH SCHOOL BOILER ROOM
550 | MORSE RD | 43214- | Not required by DOW | A11400OHIO | WATTS | 909QT | RP | 0.750 | 67039 | PRIMARY SCHOOL BOILER ROOM
550 | MORSE RD | 43214- | Not required by DOW | A07675OHIO | WATTS | 909QT | RP | 0.750 | 67038 | GYM BOILER ROOM
550 | MORSE RD | 43214- | Not required by DOW | 167954OHIO | WATTS | 009QT | RP | 2.000 | 67041 | A-1 BOILER ROOM
550 | MORSE RD | 43214- | Not required by DOW | 1868017OHIO | WATTS | 909QT | RP | 0.750 | 67042 | STAFF BUILDING BOILER ROOM
550 | MORSE RD | 43214- | Not required by DOW | 128941OHIO | WATTS | 009QT | RP | 0.750 | 67037 | B6 STUDENT DORM BUILDING
550 | MORSE RD | 43214- | Active | 401616 | WATTS | 909 | RP | 10.000 | 67043 | OUTSIDE, ABOVE METER PIT
550 | MORSE RD | 43214- | Not required by DOW | 425504OHIO | WATTS | 909QT | RP | 0.750 | 67044 | VOC BOILER ROOM
550 | MORSE RD | 43214- | Not required by DOW | 611515OHIO | WATTS | 909QT | RP | 1.000 | 90799 | B3 BOILER ROOM
550 | MORSE RD | 43214- | Not required by DOW | 508829OHIO | WATTS | 909QT | RP | 1.000 | 67047 | MAINT BOILER ROOM
550 | MORSE RD | 43214- | Not Required by DOW | P55797BOHIO | WILKINS | 950XL | DC | 2.000 | 67048 | GUARD HOUSE MORSE ROAD ENTRANCE ABOVE CEILING IN KITCHEN AREA
887 | MORSE RD | 43229-6208 | Not Required by DOW | 4661745 | WILKINS | 975XL2 | RP | 1.500 | 3641139 | SPRINKLER ROOM
887 | MORSE RD | 43229-6208 | LPS - Active | [5 empty] | 3634999 | BOILER ROOM
887 | MORSE RD | 43229-6208 | Not Required by DOW | 345722 | WATTS | 009M2QT | RP | 2.000 | 3618132 | BOILER ROOM
887 | MORSE RD | 43229-6208 | Active | QD1567 | WATTS | 957 | RP | 6.000 | 3618131 | HOT BOX SOUTHEAST CORNER OF PROPERTY
887 | MORSE RD | 43229-6208 | Not Required by DOW | 3204036 | WILKINS | 975XLBMS | RP | 1.500 | 97846 | fire pump/boiler room
887 | MORSE RD | 43229-6208 | Not Required by DOW | 29338 | WATTS | LF919QT | RP | 2.000 | 3641140 | MECH ROOM
887 | MORSE RD | 43229-6208 | Not Required by DOW | 3103661 | WILKINS | 975XLBMS | RP | 1.500 | 97845 | Fire Pump/ boiler Room
900 | MORSE RD | 43229-6210 | Due Install |  |  |  | DCDA | 6.000 | 3639353 | WESTERN MOST WALL NORTH END
900 | MORSE RD | 43229-6210 | Active | 949158 | WILKINS | 975 | RP | 1.500 | 3487975 | NORTHERN MOST WALL WEST END BETWEEN MENS AND WOMENS RESTROOM
960 | MORSE RD | 43229-6212 | Active | 64769 | AMES | 2000BM3 | DC | 0.750 | 3651875 | FIRE & DOM IN PARTS ROOM BEHIND SHELVES
960 | MORSE RD | 43229-6212 | Active | VC-1895 | AMES | COLT300 | DCDA | 6.000 | 3650952 | FIRE & DOM IN PARTS ROOM BEHIND SHELVES
960 | MORSE RD | 43229-6212 | Active | 07981 | AMES | 4000B | RP | 1.500 | 3487979
990 | MORSE RD | 43229-6212 | Active | 324686 | WATTS | 909M1QT | RP | 2.000 | 74939 | IN LOCKER ROOM
1000 | MORSE RD | 43229-6212 | Active | 41214 | WATTS | 007M1QT | DC | 0.750 | 53554 | RISER ROOM INSIDE REAR OF BUILDING
1000 | MORSE RD | 43229-6212 | Active | 3000345 | AMES | 3000SS | DCDA | 6.000 | 53553 | RISER ROOM INSIDE REAR OF BUILDING
1000 | MORSE RD | 43229-6212 | Active | 751248 | WILKINS | 975XLBMS | RP | 2.000 | 53555 | NE REAR OF BUILDING
1048 | MORSE RD | 43229-6290 | Active | 2860951 | WILKINS | 975 | RP | 2.000 | 53702 | IN BASEMENT IN BACK OF BLDG BY WATER METER
1100 | MORSE RD | 43229-6384 | Active | 076157 | WATTS | LF009M2 | RP | 1.500 | 3487981 | BASEMENT MECH ROOM AT METER
1103 | MORSE RD | 43229-6318 | Active | 141108 | WATTS | 009QT | RP | 1.000 | 53893 | MOP SINK ROOM AT WATER MTR ST# 9770
1103 | MORSE RD | 43229-6318 | Not Required by DOW | 148537 | WATTS | 009QT | RP | 1.000 | 53894 | MECH ROOM BY WATER MTR ST# 9770
1110 | MORSE RD | 43229-6329 | Active | 072175 | WATTS | LF009M2QT | RP | 1.500 | 3641484 | BSMNT SOUTH METER ROOM BY ELAVATOR AT WATER METER
1110 | MORSE RD | 43229-6329 | Active | 1824271019 | AMES | 2000SS | DC | 4.000 | 3487982 | BSMNT SOUTH METER ROOM AT ELAVATOR AT WATETR METER
1120 | MORSE RD | 43229-6319 | Active | 11906 | WATTS | 919AQT | RP | 2.000 | 96809 | ROOM 102
1120 | MORSE RD | 43229-6319 | Active | 11910 | WATTS | 919AQT | RP | 2.000 | 96808 | ROOM 102
1150 | MORSE RD | 43229-6327 | Active | 4772532 | WILKINS | 975XL | RP | 2.000 | 3487983 | AFTER WATER METER
1195 | MORSE RD | 43229-6328 | Active | 18333 | WATTS | 919QT | RP | 1.500 | 3605621 | BACK OF BUILDING
1220 | MORSE RD | 43229- | Active | 64793 | WATTS | 919 | RP | 1.000 | 3487985 | AT WATER METER
1230 | MORSE RD | 43229-6321 | Active | 635786 | WATTS | 909QT | RP | 1.000 | 102273 | NW AT WATER MTR BY BATHROOMS
1237 | MORSE RD | 43229-6320 | Active | HC60497 | WILKINS | 950 | DC | 0.750 | 3653442 | SPRINKLER ROOM
1237 | MORSE RD | 43229-6320 | Active | 365306 | WATTS | LF009M3QT | RP | 0.750 | 3487987 | MTR IN BACK SE CORNER
1237 | MORSE RD | 43229-6320 | Active | 29493 | WILKINS | 350 | DC | 4.000 | 3653443 | SPRINKLER ROOM
1244 | MORSE RD | 43229-6321 | Active | 576945 | WATTS | 909QT | RP | 1.000 | 54397 | REAR OF STORE AT WATER METER
1249 | MORSE RD | 43229-6320 | Due Install |  |  |  | RP |  | 3487988
1251 | MORSE RD | 43229-6320 | Active | 4955254 | WILKINS | 975 | RP | 1.000 | 3487989 | IN RESTROOM UNDER SINK
1260 | MORSE RD | 43229-6321 | Active | 16423 | WATTS | 919AQT | RP | 1.500 | 3603740 | BACK ROOM
1261 | MORSE RD | 43229- | Active | 29496 | WILKINS | 350STDA | DCDA | 4.000 | 3629492
1261 | MORSE RD | 43229- | Active | HC60480 | WILKINS | 950XL | DC | 0.750 | 3654192
1265 | MORSE RD | 43229-6320 | Active | R04432 | WILKINS | 475DA | RPDA | 6.000 | 102472 | BACK CENTER
1265 | MORSE RD | 43229-6320 | Active | 4514703 | WILKINS | 975XL2 | RP | 0.750 | 102473 | BACK CENTER
1265 | MORSE RD | 43229-6320 | Active | 3572875 | WILKINS | 975XL | RP | 2.000 | 102430 | BACK CENTER AT WATER MTR UNDER STAIRS BY STORAGE LOADING AREA
1266 | MORSE RD | 43229-6321 | Active | AB17190 | WILKINS | 975XL | RP | 0.750 | 3487996 | AT METER IN BATHROOM
1270 | MORSE RD | 43229-6321 | Active | 4777164 | WILKINS | 975XL2 | RP | 0.750 | 3487997 | 1270 RESTAURANT BACK BATHROOM AT WATER METER
1271 | MORSE RD | 43229-6320 | Active | 495542 | WATTS | 909QT | RP | 0.750 | 96243 | BACK OF STORE IN RESTROOM AT WATER METER
1273 | MORSE RD | 43229-6320 | Active | 251468 | WATTS | 009M2PCQT | RP | 0.750 | 103361 | TODDLER BATHROOM
1273 | MORSE RD | 43229-6320 | Active | 251495 | WATTS | 009M2PCQT | RP | 0.750 | 3654554 | TODDLER BATHROOM
1277 | MORSE RD | 43229-6320 | Active | 607507 | WATTS | 909QT | RP | 0.750 | 3629738 | BOOST MOBILE UNDER BATHROOM SINK
1279 | MORSE RD | 43229-6320 | Active | HC60480 | WILKINS | 950XL | DC | 0.750 | 3653444 | HALLWAY BEHIND BOOST MOBILE
1279 | MORSE RD | 43229-6320 | Active | 11947 | WATTS | 009QT | RP | 0.750 | 88590 | AT METER
1279 | MORSE RD | 43229-6320 | Active | 29496 | WILKINS | 350ASTDA | DCDA | 4.000 | 3629739 | HALLWAY BEHIND BOOST MOBILE
1296 | MORSE RD | 43229 | LPS - Active |  |  |  | LPC |  | 3633696 | LOW PRESSURE SUSTAINING DEVICE FOR BOOSTER PUMP
1296 | MORSE RD | 43229 | Active | 062351 | WATTS | 009 | RP | 1.500 | 3633695 | AT DOMESTIC WATER METER
1321 | MORSE RD | 43229-6322 | Active | 143778 | WILKINS | 975XL | RP | 1.500 | 54683 | SE MECH/COMPRESSOR ROOM AT WATER METER
1330 | MORSE RD | 43229-6332 | Active | 22249 | WATTS | 009QT | RP | 1.500 | 54702 | AFTER METER IN BOILER ROOM IN BASEMENT, 1330 morse rd
1395 | MORSE RD | 43229-6435 | Due Install |  |  |  | RP | 1.000 | 3488002 | BY HOT WATER TANK S SIDE
1395 | MORSE RD | 43229-6435 | Due Install |  |  |  | DCDA | 8.000 | 3650872
1414 | MORSE RD | 43229-6433 | Due Install |  |  |  | RP | 0.750 | 3636657 | MTR IN RESTROOM IN CARRYOUT
1414 | MORSE RD | 43229-6433 | Active | 02343 | WATTS | 919 | RP | 0.500 | 54953 | KITCHEN SW CORNER BEHIND MIXER in 1418 Grandads Pizza
1424 | MORSE RD | 43229-6433 | Due Install |  |  |  | RP |  | 3488005
1472 | MORSE RD | 43229-6424 | Active | ABW5437 | WILKINS | 975XL2 | RP | 0.750 | 3488008
1479 | MORSE RD | 43229-6423 | Active | 235802 | WATTS | 009M3QT | RP | 0.750 | 55105 | BASEMENT
1479 | MORSE RD | 43229-6423 | Due Install |  |  |  | RP | 1.500 | 3624872
1479 | MORSE RD | 43229-6423 | Active | A04189 | AMES | 2000B | DC | 2.000 | 54981 | CLOSET BY MEN'S RESTROOM-1479 Morse
1492 | MORSE RD | 43229-6440 | Due Install |  |  |  | RP | 0.750 | 3488013
1506 | MORSE RD | 43229-6424 | Active | 4681034 | WILKINS | 975XL2 | RP | 0.750 | 3488017 | NORTH WALL AT THE WATER METER LEFT OF BACKDOOR
1551 | MORSE RD | 43229-6425 | Active | 446017 | WATTS | 909M1QT | RP | 1.500 | 99764 | BSMNT MECH/FURN ROOM AT WATER METER
1551 | MORSE RD | 43229-6425 | Not Required by DOW | CB112242 | WILKINS | 720A | PVB | 1.000 | 95755 | Outside on Southwest Side of Building
1600 | MORSE RD | 43229-6506 | Active | W210426 | WILKINS | 975XL | RP | 0.750 | 88000 | MECH ROOM
1615 | MORSE RD | 43229 | Active | 4467010 | WILKINS | 975XL | RP | 2.000 | 3626459 | REAR OF BLDG IN MECH RM AT WATER METER
1618 | MORSE RD | 43229 | Active | 22609 | WATTS | 919QT | RP | 1.500 | 3624824 | N SIDE MIDDLE OF BLDG BY WATER METER
1618 | MORSE RD | 43229 | Active | 21438 | WATTS | 919QT | RP | 1.500 | 3624825 | N SIDE MIDDLE OF BLDG BY WATER METER
1630 | MORSE RD | 43229-6502 | Due Install |  |  |  | DC |  | 3635288 | SPRINKLER ROOM
1630 | MORSE RD | 43229-6502 | Not Required by DOW | 61154 | WATTS | 008PCQT | SVB | 0.500 | 101896 | MEAT PREP ROOM
1630 | MORSE RD | 43229-6502 | Not Required by DOW | 60661 | WATTS | 008PCQT | SVB | 0.500 | 101895 | DELI
1630 | MORSE RD | 43229-6502 | Not Required by DOW | 53984 | WATTS | 008PCQT | PVB | 0.750 | 98052 | PRODUCE AT COOLER
1630 | MORSE RD | 43229-6502 | Not Required by DOW | 52190 | WATTS | 008PCQT | SVB | 0.500 | 90041 | AT SINK IN BAKERY
1630 | MORSE RD | 43229-6502 | Not Required by DOW | 3504 | WATTS | 008PCQT | PVB | 0.500 | 90040 | AT SINK IN SEAFOOD DEPT
1630 | MORSE RD | 43229-6502 | Active | 248919 | WATTS | 909HWM1QT | RP | 2.000 | 90038 | SPRINKLER ROOM
1635 | MORSE RD | 43229 | Not Required by DOW | 4598260 | WILKINS | 975XL | RP | 0.750 | 3641438 | BACK OF STORE NEXT TO HOT WATER HEATER
1635 | MORSE RD | 43229 | Active | 4473904 | WILKINS | 975XL | RP | 2.000 | 3626457 | REAR OF BLDG IN MECH RM AT WATER METER
1649 | MORSE RD | 43229- | Not Required by DOW | W218438 | WILKINS | 975XLBMS | RP | 0.750 | 55699 | 1st fl dr 1201 south wall under 4 fl tiles from SE corner of rm
1649 | MORSE RD | 43229- | Not Required by DOW | 183926 | WATTS | 009M3QT | RP | 0.750 | 55698 | 2nd Fl Server Rm. North wall West of center dr under tile - 4485 northland ridge
1649 | MORSE RD | 43229- | LPS - Active |  |  |  | LPC |  | 3633671 | LOW PRESSURE SUSTAINING DEVICE FOR BOOSTER PUMP
1649 | MORSE RD | 43229- | LPS - Active | [5 empty] | 3633670
1649 | MORSE RD | 43229- | Active | W149470 | WILKINS | 950 | DC | 0.750 | 55704 | basement meter rm @ base of south center stairwell
1649 | MORSE RD | 43229- | Active | N15632 | WILKINS | 350 | DCDA | 8.000 | 55703 | basement meter rm @ base of south center stairwell
1649 | MORSE RD | 43229- | Active | 9609121326 | FEBCO | 880 V | RP | 4.000 | 55702 | PUMP ROOM MAIN FLOOR SW CORNER
1649 | MORSE RD | 43229- | Not Required by DOW | H027269 | FEBCO | 720A | PVB | 2.000 | 55701 | SOUTHWEST SIDE OF BUILDING
1649 | MORSE RD | 43229- | Not Required by DOW | 270944 | WATTS | 909M1QT | RP | 2.000 | 55700 | BOILER ROOM
1650 | MORSE RD | 43229 | Not Required by DOW | 166984 | WATTS | 009 | RP | 1.500 | 3638955 | SOUTHEAST SECTION OF PROPERTY IN HOT BOX
1650 | MORSE RD | 43229 | Active | 4708759 | WILKINS | 975XL2 | RP | 1.500 | 3638886 | SOUTHEAST SECTION OF PROPERTY IN HOT BOX
1661 | MORSE RD | 43229 | Active | 3987918 | WILKINS | 975XL | RP | 1.500 | 3608281 | METER ROOM
1661 | MORSE RD | 43229 | Active | 35799 | WATTS | 719 | DC | 0.750 | 3636805 | FIRE SIDE CAR NORTHWEST CORNER OF BLDG BY DOOR
1661 | MORSE RD | 43229 | Not Required by DOW | 014835 | WATTS | 909 | RP | 1.000 | 3608316 | METER ROOM
1661 | MORSE RD | 43229 | Not Required by DOW | 3866999 | WILKINS | 975XL | RP | 0.750 | 3608317 | IN CEILING ABOVE POP MACHINE
1661 | MORSE RD | 43229 | Active | N11411101049 | FEBCO | 876V | DCDA | 4.000 | 3636804 | NORTHWEST CORNER OF BLDG BY DOOR
1700 | MORSE RD | 43229-9513 | Not Required by DOW | H297974 | FEBCO | 765 | PVB | 1.000 | 55905 | Front of the house
1700 | MORSE RD | 43229-9513 | Active | 114213 | WATTS | 774 | DC | 8.000 | 3607618 | PIT
1700 | MORSE RD | 43229-9513 | Active | 2958 | WATTS | 957 | RP | 4.000 | 3607617 | HOT BOX @ PIT
1717 | MORSE RD | 43229-6501 | Not Required by DOW | CB639219 | WILKINS | 720A | PVB | 1.000 | 88016 | SOUTH SIDE OF BUILDING
1717 | MORSE RD | 43229-6501 | Active | WN735 | APOLLO/CONBRACO | 4020702 | RP | 1.500 | 87999 | BACK OF RESTARANTE NEXT TO METER
1735 | MORSE RD | 43229 | Active | 288872 | WATTS | 009 | RP | 0.750 | 3648334 | HOTBOX NORTHEAST OF BLDG BY STREET
1745 | MORSE RD | 43229- | Not Required by DOW | 4150002 | WILKINS | 975 | RP | 2.000 | 3618398 | SE CORNER OF LOADING DOCK IN CAGE
1745 | MORSE RD | 43229- | Active | 6881 | WILKINS | 375 | RP | 3.000 | 3618356 | SE CORNER OF LOADING DOCK IN CAGE
1745 | MORSE RD | 43229- | Active | 7495 | WILKINS | 375 | RP | 3.000 | 3618395 | SE CORNER OF LOADING DOCK IN CAGE
1745 | MORSE RD | 43229- | Active | 42034 | AMES | 2000B | DC | 0.750 | 3618397 | SE CORNER OF LOADING DOCK IN CAGE
1745 | MORSE RD | 43229- | Active | QA1711 | AMES | COLT 300GV | DCDA | 6.000 | 3618396 | SE CORNER OF LOADING DOCK IN CAGE
1763 | MORSE RD | 43229 | Active | 294168 | WATTS | 009M3QT | RP | 0.750 | 3648300 | HOTBOX NORTHWEST SECTION OF PROPERTY
1780 | MORSE RD | 43229-9513 | Due Install |  |  |  | RP |  | 3488024 | METER IN PIT SOUTH OF DRIVE IN BUSHES OFF TAMARACK
1795 | MORSE RD | 43229- | Not Required by DOW | G036512 | WILKINS | 720A | PVB | 0.750 | 89462 | OUTSIDE REAR OF BUILDING - 1795 MORSE RD
1795 | MORSE RD | 43229- | Due Install |  |  |  | LPC |  | 3646742 | BACK OF MECHANIC ROOM - 1795 MORSE - LAWN IRRIGATION BOOSTER PUMP
1795 | MORSE RD | 43229- | Active | 1210412 | WILKINS | 975XL | RP | 0.750 | 90913 | BACK OF MECHANIC ROOM - 1795 MORSE
1800 | MORSE RD | 43229-6604 | Due Install |  |  |  | RP |  | 3488026
1805 | MORSE RD | 43229 | Active | 13317 | WATTS | 919QT | RP | 1.500 | 100690 | VALVE & METER ROOM (FRONT)
1805 | MORSE RD | 43229 | Active | 1711231209 | AMES | 3000SS | DCDA | 10.000 | 100251 | OUTSIDE HEATER BOX, FRONT OF BUILDING NORTHWEST CORNER
1805 | MORSE RD | 43229 | Active | 63825 | AMES | 2000B | DC | 0.750 | 100207 | OUTSIDE HEATER BOX, FRONT NORTHWEST CORNER OF BUILDING
1805 | MORSE RD | 43229 | LPS - Active |  |  |  | LST |  | 3636668
1805 | MORSE RD | 43229 | Not Required by DOW | 3360289 | WILKINS | 975XL2 | RP | 1.500 | 100691 | VALVE & METER ROOM (FRONT)
1815 | MORSE RD | 43229 | Active | 3530686 | WILKINS | 975 | RP | 1.500 | 102285 | BY METER
1815 | MORSE RD | 43229 | Active | 3425276 | WILKINS | 975 | RP | 1.000 | 102286 | BY METER
1827 | MORSE RD | 43229 | Active | 3764733 | WILKINS | 975XL | RP | 1.500 | 103357 | REAR MECHANICAL ROOM
1853 | MORSE RD | 43229 | Active | 14157 | WATTS | 919AQT | RP | 1.500 | 101682 | OUTSIDE REAR MECH ROOM
1875 | MORSE RD | 43229-6603 | Active | 46121 | AMES | 2000B | DC | 0.750 | 56467 | NE CORNER WALL
1875 | MORSE RD | 43229-6603 | Active | 359921 | WILKINS | 975XL2 | RP | 1.500 | 92269 | ELECTRICAL ROOM SOUTH END OF BUILDING AT METER
1875 | MORSE RD | 43229-6603 | Active | 1456530805 | AMES | 3000SS | DCDA | 4.000 | 56466 | NE CORNER WALL
1888 | MORSE RD | 43229-6604 | Active | 42728 | WATTS | 009QT | RP | 2.000 | 56517 | IN HOT BOX BY EAST SIDE USED CAR LOT
1925 | MORSE RD | 43229 | Active | 4907083 | WILKINS | 975XL2 | RP | 0.750 | 3607875 | In cabinet (west wall)
1944 | MORSE RD | 43229-6606 | Active | 11791 | WATTS | LF919QT | RP | 1.250 | 3488027 | SW AT WATER METER KITCHEN AREA
2007 | MORSE RD | 43229-6663 | Active | J005753 | FEBCO | 825Y | RP | 1.000 | 3488029
2049 | MORSE RD | 43229-6605 | Active | 86759 | WATTS | 009M2QT | RP | 1.500 | 57108 | AT WATER METER
2057 | MORSE RD | 43229-6605 | Active | 57074 | WATTS | LF919AQT | RP | 0.750 | 3609412 | NEXT TO METER BY WATER TANK
2110 | MORSE RD | 43229 | Active | 64027 | WATTS | LF919QT | RP | 1.000 | 3635175 | AFTER DOMESTIC WATER METER.
2115 | MORSE RD | 43229-6668 | Active | 231056 | WATTS | 909M1QT | RP | 1.250 | 57337 | SW MECH/RISER ROOM AT WATER METER
2115 | MORSE RD | 43229-6668 | Active | H012378 | FEBCO | 805YB | DC | 0.750 | 97941 | SW MECH/RISER ROOM
2115 | MORSE RD | 43229-6668 | Active | N0804220632 | FEBCO | 876 | DCDA | 6.000 | 97940 | SW MECH/RISER ROOM
2115 | MORSE RD | 43229-6668 | Not Required by DOW | 231955 | WATTS | 909M1QT | RP | 1.250 | 57338 | REAR OF STORE AT METER
2130 | MORSE RD | 43229-6665 | Active | 4902075 | WILKINS | 975XL | RP | 1.000 | 3488032
2136 | MORSE RD | 43229-6665 | Due Install |  |  |  | RP |  | 3488033
2160 | MORSE RD | 43229-5821 | Active | A59911 | WATTS | 009M3QT | RP | 0.750 | 57479 | MECHANICAL ROOM
2165 | MORSE RD | 43229-5802 | Active | 73013 | WATTS | LF919QT | RP | 1.000 | 3488034 | MECH ROOM AT WATER METER
2185 | MORSE RD | 43229-5800 | Active | 89246 | WATTS | 919 | RP | 0.750 | 3488037 | AT METER
2200 | MORSE RD | 43229-5821 | Due Install |  |  |  | RP | 8.000 | 3488038
2245 | MORSE RD | 43229-5820 | Active | 3471528 | WILKINS | 975XL | RP | 1.500 | 100497 | SOUTHEAST WALL BY METER
2295 | MORSE RD | 43229-5820 | Active | ACF1687 | Wilkins | 975XL | RP | 1.500 | 3650747 | INSIDE WATER METER ROOM
2296 | MORSE RD | 43229-5858 | Active | 435230 | WATTS | 909 | RP | 1.500 | 3629721 | @ MAIN WATER METER IN OUTSIDE MECH RM ON S SIDE
2296 | MORSE RD | 43229-5858 | Active | N0609141103 | FEBCO | 870V | DC | 6.000 | 90480 | @ MAIN WATER METER IN OUTSIDE MECH RM ON S SIDE SPR 53
2296 | MORSE RD | 43229-5858 | Not Required by DOW | 309766 | WATTS | 909M1 | RP | 2.000 | 57874 | 2260 INSIDE CLOSET FRONT EAST SIDE OF BLDG
2296 | MORSE RD | 43229-5858 | Not Required by DOW | 125874 | WATTS | 009PCQT | RP | 1.500 | 88681 | 2296 Aldi's store center rear north wall
2350 | MORSE RD | 43229-5801 | Active | 1341889 | WILKINS | 975XL | RP | 2.000 | 3488046 | CLASS ROOM IN WALL BEHIND PLYWOOD
2361 | MORSE RD | 43229-5856 | Not Required by DOW | F0411231414 | FEBCO | 870 | DC | 8.000 | 58075 | PUMP ROOM
2361 | MORSE RD | 43229-5856 | Active | UL-1505 | WATTS | 957 | RP | 8.000 | 3648799 | HOTBOX AFTER METER PIT ON MORSE RD NORTHWEST CORNER OF PROPERTY
2361 | MORSE RD | 43229-5856 | Not Required by DOW | ACB8734 | WILKINS | 975XL | RP | 2.000 | 3649462 | FIRE SUPPRESSION ROOM EAST CORNER
2361 | MORSE RD | 43229-5856 | Not Required by DOW | ACB8999 | WILKINS | 975XL | RP | 2.000 | 3649463 | FIRE SUPPRESSION ROOM EAST CORNER
2361 | MORSE RD | 43229-5856 | Not Required by DOW | F0411231417 | FEBCO | 870 | DC | 8.000 | 58076 | RISER ROOM #2
2361 | MORSE RD | 43229-5856 | Not Required by DOW | F0411231424 | FEBCO | 870 | DC | 8.000 | 58077 | RISER ROOM #1
2361 | MORSE RD | 43229-5856 | Not Required by DOW | 272857 | WATTS | 909M1QT | RP | 1.500 | 58069 | SE CORNER OF PUMP ROOM
2361 | MORSE RD | 43229-5856 | Not Required by DOW | ACB8725 | WILKINS | 975XL | RP | 2.000 | 3650942 | Boiler Mechanical Room #0139
2361 | MORSE RD | 43229-5856 | Not Required by DOW | W150016 | WILKINS | 975XL | RP | 1.500 | 58078 | NORTH END MECH ROOM 1-0139
2375 | MORSE RD | 43229- | Active | 302454 | WATTS | 909M1QT | RP | 2.000 | 58073 | BLDG LOCATED SOUTHEAST CORNER OF PROPERTY. BF IN MECH RM SOUTHWEST RM
2380 | MORSE RD | 43229- | Active | 43611 | WATTS | 919QT | RP | 1.000 | 103958 | METER CLOSET WEST SIDE OF BUILDING
2439 | MORSE RD | 43229-5855 | Due Install | [5 empty] | 3488049
2524 | MORSE RD | 43231-5930 | Active | A44890 | WATTS | 009M3QT | RP | 0.750 | 95326 | IN BATHROOM
2550 | MORSE RD | 43231-5930 | Due Install |  |  |  | RP |  | 3488053
2590 | MORSE RD | 43231-5930 | Not Required by DOW | [5 empty] | 3488056
2631 | MORSE RD | 43231-5931 | Active | 4661719 | WILKINS | 975XL2 | RP | 1.500 | 3488058 | NW CORNER OF BUILDING
2631 | MORSE RD | 43231-5931 | Due Install |  |  |  | DCDA |  | 3646941 | MTR PIT N/W
2632 | MORSE RD | 43231-5932 | Active | 74668 | WILKINS | 350DA | DCDA | 4.000 | 3488060
2632 | MORSE RD | 43231-5932 | Active | 96943 | WATTS | 919QT | RP | 0.750 | 3628295
2632 | MORSE RD | 43231-5932 | Active | HC55550 | WILKINS | 950XL | DC | 0.750 | 3654219
2646 | MORSE RD | 43231-5932 | Active | 1043410 | WILKINS | 975 | RP | 1.000 | 58861 | MID W PARTS ROOM CABINET AT WATER METER
2657 | MORSE RD | 43231-5931 | Active | 384973 | WATTS | LF009M3QT | RP | 0.750 | 3488061 | FURNACE ROOM
2710 | MORSE RD | 43231- | Active | 1080880902 | AMES | 4000SS | RP | 6.000 | 59068 | INSIDE METER HOUSE--4399 CALDERWOOD DRIVE
2710 | MORSE RD | 43231- | Active | 198977 | WATTS | 009QT | RP | 2.000 | 59069 | POOL/PUMP ROOM
2715 | MORSE RD | 43231-5931 | Active | XD-0153 | AMES | 300-GV | DCDA | 6.000 | 3654666
2715 | MORSE RD | 43231-5931 | Active | 234285 | WATTS | 007M3 | DC | 0.750 | 3654667
2719 | MORSE RD | 43231-5989 | Active | 65316 | AMES | 2000BM3 | DC | 0.750 | 3654665 | MTR IN PIT IN ENTRANCE WAY
2719 | MORSE RD | 43231-5989 | Active | WE-2251 | AMES | 300-GV | DCDA | 6.000 | 3650953 | MTR IN PIT IN ENTRANCE WAY
2719 | MORSE RD | 43231-5989 | Active | ABAA2373 | WILKINS | 975XL2 | RP | 0.750 | 3488065 | MTR INSIDE..LEASED PROPERTY
2725 | MORSE RD | 43231-5931 | Due Install |  |  |  | RP |  | 3488066
2733 | MORSE RD | 43231-5931 | Active | 3749229 | WILKINS | 975 | RP | 0.750 | 3488067 | AT METER IN BASEMENT
2780 | MORSE RD | 43231-5932 | Active | AEA4053 | WILKINS | 950XLT2 | DC | 2.000 | 3650956
2780 | MORSE RD | 43231-5932 | Active | ABP9593 | WILKINS | 975XL2 | RP | 0.750 | 3488070
2811 | MORSE RD | 43231-6033 | Active | W115440 | WILKINS | 975XL | RP | 1.000 | 59375 | SOUTH CENTER WALL AT WATER METER
2835 | MORSE RD | 43231-6033 | Active | 09933 | WATTS | 919AQT | RP | 1.500 | 95913 | RISER ROOM
2835 | MORSE RD | 43231-6033 | Active | 165441 | AMES | 3000SS | DCDA | 4.000 | 95759
2835 | MORSE RD | 43231-6033 | Active | 01016 | AMES | 2000B | DC | 0.750 | 95754
2899 | MORSE RD | 43231- | Active | 191132 | AMES | 3000SS | DCDA | 6.000 | 3488075 | MECH RM
2899 | MORSE RD | 43231- | Active | 26255 | WATTS | 007M1 | DC | 0.750 | 3622970 | FIRE SIDECAR, MECH RM
2899 | MORSE RD | 43231- | Active | 21194 | WATTS | 919 | RP | 1.500 | 3622971 | MECH RM
2900 | MORSE RD | 43231-6036 | Active | 0227471 | WATTS | LF909 | RP | 1.500 | 3624817 | IN PARTS DEPARTMENT SERVER ROOM
2900 | MORSE RD | 43231-6036 | Not Required by DOW | T023951 | WILKINS | 720A | PVB | 1.000 | 94074 | NORTHEAST CORNER OF BLDG 2950
2950 | MORSE RD | 43231-6036 | Active | 36563 | WATTS | 919QT | RP | 2.000 | 3639072 | IN SHOP AREA BY PARTS DEPARTMENT AT METER
2950 | MORSE RD | 43231-6036 | Not Required by DOW | t392431 | WILKINS | 720A | PVB | 1.000 | 94075 | left side of entrance by gas meter
2975 | MORSE RD | 43231-6051 | Due Install |  |  |  | DCDA | 6.000 | 3624700
2975 | MORSE RD | 43231-6051 | Due Install |  |  |  | RP | 1.500 | 3488077
2980 | MORSE RD | 43231-6036 | Active | 3836427 | WILKINS | 975 | RP | 0.750 | 59643 | JANITORS CLOSET, 1ST FLOOR MIDDLE OF BUILDING
2985 | MORSE RD | 43231-6035 | Active | 69279 | WATTS | 009M3QT | RP | 0.750 | 59648 | USE 6/3/15 CAG. OFFICE CORNER
2995 | MORSE RD | 43231-6035 | Active | 83447 | WATTS | LF919QT | RP | 0.750 | 59671 | S BACK KITCHEN AREA UNDER SM SINK AT WATER METER
3000 | MORSE RD | 43231- | Active | 2133833 | WILKINS | 975XL | RP | 1.000 | 3488079 | IN CABINET IN LAUNDRY ROOM
3003 | MORSE RD | 43231-6037 | Not Required by DOW | 21038 | WATTS | 919AQT | RP | 0.750 | 59785 | MECHANICAL ROOM ON S SIDE OF BLDG
3003 | MORSE RD | 43231-6037 | Active | 4431207 | WILKINS | 975 | RP | 1.500 | 59786 | MECHANICAL ROOM SOUTH SIDE OF BUILDING
3009 | MORSE RD | 43231-6037 |  |  |  |  | RP |  | 3616592
3015 | MORSE RD | 43231-6037 | Active | 367263 | WATTS | 009M3-FP | RP | 0.750 | 3488080
3039 | MORSE RD | 43224- | Active | 60420 | WATTS | LF909QT | RP | 1.000 | 3558094 | AT WATER METER W WALL CIRCLE K
3039 | MORSE RD | 43224- | LPS - Active |  |  |  | LPC | 1.000 | 3624898 | PUMP AFTER MTR & BKFL W WALL CIRCLE K
3070 | MORSE RD | 43201 | Active | 3662415 | WILKINS | 975XL | RP | 1.250 | 3602871 | BACK ROOM AT METER
3104 | MORSE RD | 43231-6132 | Active | 4777167 | WILKINS | 975 | RP | 0.750 | 3488083
3208 | MORSE RD | 43231-6132 | Active | 310584 | WATTS | 009M2QT | RP | 2.000 | 103710 | 3200 MORSE RD, BY METER, SOUTH WALL METER ROOM
3208 | MORSE RD | 43231-6132 | Not Required by DOW | 350980 | WATTS | 009M2-FP | RP | 1.000 | 103737 | BY METER SOUTH WALL METER ROOM
3208 | MORSE RD | 43231-6132 | Active | KI-1653 | AMES | COLT 400 | RP | 3.000 | 103736 | 3200 MORSE RD, GARAGE AREA MIDDLE
3208 | MORSE RD | 43231-6132 | Active | 176919 | AMES | 3000SS | DCDA | 6.000 | 103734 | 3200 MORSE RD, RISER ROOM FRONT OF BUILDING
3208 | MORSE RD | 43231-6132 | Active | 18278 | WATTS | 007M1QT | DC | 0.750 | 103735 | 3200 MORSE RD, RISER ROOM FRONT OF BUILIDING
3223 | MORSE RD | 43231-6115 | Active | 15003 | WATTS | 007M1QT | DC | 0.750 | 100151 | RISER ROOM
3223 | MORSE RD | 43231-6115 | Active | 1714750210 | AMES | 3000SS | DCDA | 6.000 | 100150 | RISER ROOM
3223 | MORSE RD | 43231-6115 | Active | 1235950310 | AMES | 4000SS | RP | 3.000 | 100152 | RISER ROOM
3227 | MORSE RD | 43231-6133 | Active | 68034 | WATTS | LF919QT | RP | 0.750 | 60225 | SW AT WATER METER BY SHOP SINK
3264 | MORSE RD | 43231- | Due Install | [5 empty] | 3488088
3265 | MORSE RD | 43231-6133 | Active | 2257665 | WILKINS | 975XL | RP | 1.500 | 89430 | MECH ROOM
3265 | MORSE RD | 43231-6133 | Not Required by DOW | W255256 | WILKINS | 975XLBMS | RP | 1.000 | 89355 | MECH ROOM
3322 | MORSE RD | 43231-6136 | Due Install |  |  |  | RP |  | 3488092
3338 | MORSE RD | 43231-6136 | Active | 219281 | WATTS | 009 | RP | 0.500 | 3488094 | AT METER
3344 | MORSE RD | 43231-6136 | Active | 108688 | AMES | 3000SS | DCDA | 6.000 | 93055 | FIRE RISER ROOM
3344 | MORSE RD | 43231-6136 | Active | 3835979 | WILKINS | 975XL2 | RP | 0.750 | 93044 | Domestic
3344 | MORSE RD | 43231-6136 | Active | 31172 | WATTS | 719QT | DC | 0.750 | 93056 | FIRE RISER ROOM
3360 | MORSE RD | 43231-6136 | Active | 1267050503 | AMES | 3000 | DCDA | 4.000 | 60515 | MECH ROOM WEST SIDE REAR
3360 | MORSE RD | 43231-6136 | Not Required by DOW | 108887 | WATTS | 009M3QT | RP | 0.750 | 60514 | SERVICE AREA WALL
3360 | MORSE RD | 43231-6136 | Not Required by DOW | 32600NDOW | WATTS | 909QT | RP | 0.750 | 96517 | HOT WATER TO HOSE BIBS
3360 | MORSE RD | 43231-6136 | Not Required by DOW | 20416NDOW | WATTS | 919AQT | RP | 0.750 | 96516 | WASH BAY NW CORNER OF BLDG
3360 | MORSE RD | 43231-6136 | Not Required by DOW | 190151 | WATTS | 009M2QT | RP | 1.000 | 89389 | above water meter
3360 | MORSE RD | 43231-6136 | Active | 94141 | WATTS | 009M2QT | RP | 1.500 | 60518 | MECHANICAL ROOM AT WATER METER
3360 | MORSE RD | 43231-6136 | Active | 30091 | AMES | 2000b | DC | 0.750 | 60517 | MECH ROOM WESTSIDE
3360 | MORSE RD | 43231-6136 | Not Required by DOW | 225485 | WATTS | 009M3QT | RP | 0.750 | 60516 | carwash sanit station-sw side e wall
3380 | MORSE RD | 43231-6136 | Active | 1073752 | WILKINS | 975 | RP | 2.000 | 60551 | MECH ROOM TIRE WAREHOUSE AT WATER METER
3380 | MORSE RD | 43231-6136 | Not Required by DOW | 1002101 | WILKINS | 975 | RP | 2.000 | 60550 | MECH ROOM
3440 | MORSE RD | 43231-6136 | Active | 64779 | WATTS | 919 | RP | 1.000 | 3630021 | AT METER
3445 | MORSE RD | 43231-6183 | Not Required by DOW | 4881184 | WILKINS | 975XL | RP | 1.000 | 3649126 | IN CAR WASH BAY
3445 | MORSE RD | 43231-6183 | Active | 4861424 | WILKINS | 975 | RP | 2.000 | 3648995 | NW MECH/METER ROOM AT WATER METER
3445 | MORSE RD | 43231-6183 | Active | 88396 | WATTS | LF919QT | RP | 0.750 | 3648998 | NW MECH/METER ROOM
3445 | MORSE RD | 43231-6183 | Active | UK-1419 | WATTS | 957RPDA-GV | RPDA | 8.000 | 3648997 | NW MECH/METER ROOM
3448 | MORSE RD | 43231-6136 | Active | 64786 | WATTS | 919QT | RP | 1.000 | 3630020
3481 | MORSE RD | 43230 | Not Required by DOW | 4358475 | WILKINS | 975XL | RP | 1.500 | 3624499 | MECHANICAL AREA BY METERS
3481 | MORSE RD | 43230 | Not Required by DOW | 4410635 | WILKINS | 975XL | RP | 2.000 | 3623291 | 3487 MORSE RD, CAR WASH MECHANICAL BAY
3481 | MORSE RD | 43230 | Active | 1909980217 | AMES | 3000 | DCDA | 8.000 | 3624413
3481 | MORSE RD | 43230 | Active | 78011 | AMES | 2000B | DC | 0.750 | 3624414
3481 | MORSE RD | 43230 | Active | 00619 | WATTS | 909 | RP | 3.000 | 3623290 | MAIN MECHANICAL ROOM
3600 | MORSE RD | 43230 | Not Required by DOW | 4871219 | WATTS | LF009M2QT | RP | 1.500 | 3651262
3600 | MORSE RD | 43230 | Not Required by DOW | 096442 | WATTS | LF009M2QT | RP | 1.500 | 3651261
3600 | MORSE RD | 43230 | Not Required by DOW | 4871218 | WATTS | LF009M2QT | RP | 1.500 | 3651263
3600 | MORSE RD | 43230 | LPS - Active |  |  |  | LPC |  | 3651352
3600 | MORSE RD | 43230 | Not Required by DOW | 27851 | WATTS | LF008PCQT | RP | 0.500 | 3651374 | Main Kitchen
3600 | MORSE RD | 43230 | Not Required by DOW | 096440 | WATTS | LF009M2QT | RP | 1.500 | 3651257
3600 | MORSE RD | 43230 | Active | 22283 | WATTS | 007 | DC | 0.750 | 3646954 | METER PIT FIRE BYPASS
3600 | MORSE RD | 43230 | Active | TJ-1392 | WATTS | 957 | RP | 4.000 | 3646952 | HOTBOX NEAR METER PIT. HILTON GARDEN INN
3600 | MORSE RD | 43230 | Active | 169280619 | WATTS | 774 | DCDA | 8.000 | 3646953 | METER PIT
3800 | MORSE RD | 43219-3014 | Not Required by DOW | 227827 | WATTS | LF009QT | RP | 0.500 | 102410 | MAINTENANCE SHOP
3800 | MORSE RD | 43219-3014 | Active | 1412220305 | AMES | 3000SS | DCDA | 6.000 | 87728 | SW MECH/RISER ROOM OUSIDE DOOR
3800 | MORSE RD | 43219-3014 | Not Required by DOW | W242375 | WILKINS | 975XL | RP | 2.000 | 88152 | E. SIDE OF BLDG in Carwash
3800 | MORSE RD | 43219-3014 | Active | 64442 | WATTS | 007M1QT | DC | 0.750 | 87729 | SW MECH/RISER ROOM OUTSIDE DOOR
3800 | MORSE RD | 43219-3014 | Active | L27063 | WILKINS | 375 | RP | 3.000 | 88147 | SW MECH/RISER ROOM AT WATER METER OUTSIDE DOOR
3800 | MORSE RD | 43219-3014 | Not Required by DOW | 27062 | WILKINS | 375DA | RP | 3.000 | 88148 | SW MECH/RISER ROOM 8' HIGH ON N WALL
3834 | MORSE RD | 43219-3014 | Active | ABG7643 | WILKINS | 975XL | RP | 0.750 | 3654423 | HOTBOX
3834 | MORSE RD | 43219-3014 | Active | 107012 | WATTS | LF009M2QT | RP | 1.500 | 3653108 | HOTBOX
3867 | MORSE RD | 43219 | Active | 73284 | WATTS | 919QT | RP | 0.750 | 3630293 | HOT BOX WEST SIDE OF BUILDING - DETECTOR ASSEMBLY ON RPDA
3867 | MORSE RD | 43219 | Active | SC1458 | AMES | 400 | RP | 3.000 | 3630291 | HOT BOX WEST SIDE OF BUILDING
3867 | MORSE RD | 43219 | Active | SB1953 | AMES | 500-GV | RPDA | 6.000 | 3630292 | HOT BOX WEST SIDE OF BUILDING
3874 | MORSE RD | 43219-3014 | Active | 125641 | WATTS | LF009M2QT | RP | 2.000 | 3638750 | IN HOTBOX NEAR STREET
3874 | MORSE RD | 43219-3014 | Active | TE-0507 | AMES | 300GV | DCDA | 4.000 | 3638751 | IN HOTBOX NEAR STREET
3874 | MORSE RD | 43219-3014 | Active | 59383 | AMES | 2000BM3 | DC | 0.750 | 3644920 | IN HOTBOX NEAR STREET FIRE SIDE CAR
3880 | MORSE RD | 43219-3014 | Due Install |  |  |  | RP | 4.000 | 3635325 | PIT IS OFF SUNBURY RD JUST NORTH OF 4955 SUNBURY ON EAST SIDE OF SUNBURY RD
3880 | MORSE RD | 43219-3014 | Active | 19529 | WATTS | LF919QT | RP | 1.500 | 3613166 | 3876 MORSE RD, BY HOT WATER TANK
3880 | MORSE RD | 43219-3014 | Active | A018008 | FEBCO | 805 | DC | 0.750 | 62035 | METER PIT
3880 | MORSE RD | 43219-3014 | Active | 71498 | WATTS | 009QT | RP | 2.000 | 62034 | REAR OF BEST BUY NW CORNER BY METER @ 3840
3880 | MORSE RD | 43219-3014 | Active | 71417 | WATTS | 009QT | RP | 2.000 | 62033 | LOAD DOCK BY WATER METER, SPORTS AUTHORITY
3880 | MORSE RD | 43219-3014 | Active | 439018 | WILKINS | 975 | RP | 2.000 | 62032 | DOCK AREA IN REAR--(OFFICE MAX 3826 MORSE ROAD)
3880 | MORSE RD | 43219-3014 | Active | 2FL0405 | AMES | 2000SS | DC | 6.000 | 62031 | DOCK AREA IN REAR BY SPRINKLER SYSTEM (3826 MORSE RD)
3880 | MORSE RD | 43219-3014 | Active | 287184 | WATTS | 909HWM1QT | RP | 2.000 | 3654198 | BACK OF RISER ROOM OUTSIDE
3880 | MORSE RD | 43219-3014 | Active | 0108141410 | FEBCO | 856 | DCDA | 8.000 | 62028 | METER PIT
3880 | MORSE RD | 43219-3014 | Active | B10483 | WILKINS | 975 | RP | 3.000 | 62029 | SPRINKLER ROOM, BACK OF BLDG NW END
3880 | MORSE RD | 43219-3014 | Active | 287185 | WATTS | 909M1QT | RP | 2.000 | 62030 | 3854 IN RISER RM AT END OF BLDG FOR CINGULAR WIRELESS (3880)
3884 | MORSE RD | 43219-3014 | Active | 42185 | WATTS | LF919QT | RP | 2.000 | 3653784 | INSIDE SW CORNER
3894 | MORSE RD | 43219-3014 | Active | 329449 | WILKINS | 975XL | RP | 1.500 | 62069 | MECH ROOM (NE CORNER) OUTSIDE DR APPLEBEE'S
3900 | MORSE RD | 43219-3016 | Not Required by DOW | 14682 | WATTS | 008PCQT | SVB | 0.750 | 3638537 | BAKERY ABOVE SINK
3900 | MORSE RD | 43219-3016 | Not Required by DOW | 21946 | WATTS | 008PCQT | SVB | 0.750 | 3609537 | ON N WALL OF OUTDOOR GARDEN CENTER
3900 | MORSE RD | 43219-3016 | Not Required by DOW | 12030 | WATTS | LF008PCQT | SVB | 0.750 | 62116 | ON WALL IN SEAFOOD DEPT
3900 | MORSE RD | 43219-3016 | Not Required by DOW | 12056 | WATTS | 008PCQT | SVB | 0.750 | 3638538 | BAKERY BY SOAP DISPENSER
3900 | MORSE RD | 43219-3016 | Not Required by DOW | 11658 | WATTS | 008PCQT | SVB | 0.750 | 3638539 | DELI ABOVE SINK
3900 | MORSE RD | 43219-3016 | Due Install |  |  |  | DCDA | 8.000 | 3635292
3900 | MORSE RD | 43219-3016 | Not Required by DOW | 148609 | WATTS | 800M4QT | PVB | 0.750 | 62121 | IN MEAT PREP AREA
3900 | MORSE RD | 43219-3016 | Not Required by DOW | 14733 | WATTS | 008PCQT | SVB | 0.750 | 3638540 | BAKERY BY OVEN
3900 | MORSE RD | 43219-3016 | Not Required by DOW | 12984 | WATTS | 008PCQT | SVB | 0.750 | 3638541 | PRODUCE ABOVE SINK
3900 | MORSE RD | 43219-3016 | Not Required by DOW | 21944 | WATTS | 008PCQT | SVB | 0.750 | 62120 | IN CENTER OF GREEN HOUSE, up high
3900 | MORSE RD | 43219-3016 | Active | 1182010601 | AMES | 2000SS | DC | 8.000 | 62115 | NE CORNER IN SPRINKLER ROOM
3900 | MORSE RD | 43219-3016 | Not Required by DOW | 14655 | WATTS | 008PCQT | SVB | 0.750 | 62118 | ON WALL IN PRODUCE DEPT
3900 | MORSE RD | 43219-3016 | Active | 163701 | WATTS | 909 | RP | 3.000 | 62122 | SPRINKLER VALVE ROOM
3900 | MORSE RD | 43219-3016 | Not Required by DOW | 457350 | WATTS | 800M4QT | PVB | 0.750 | 62117 | ON WALL IN DELI
3906 | MORSE RD | 43219-3016 | Active | 4415753 | WILKINS | 975XL | RP | 1.500 | 3616675 | INSIDE BY WATER METER
3906 | MORSE RD | 43219-3016 | Not Required by DOW | T189447 | WILKINS | 720A | PVB | 1.000 | 62174 | OUTSIDE NE CORNER OF BLDG
3940 | MORSE RD | 43219 | Not Required by DOW | 61072 | WATTS | 919QT | RP | 1.000 | 3629836 | NORTHWEST CORNER OF RESTAURANT
3940 | MORSE RD | 43219 | Active | 78864 | WATTS | 919QT | RP | 0.750 | 3629835 | IN HOT BOX BEHIND SHELL STATION
3940 | MORSE RD | 43219 | Active | 049538 | WATTS | 009M2 | RP | 1.500 | 3629789 | HOT BOX BEHIND (NORTH OF) SHELL STATION
3940 | MORSE RD | 43219 | Active | TF0921 | AMES | 5000 | RPDA | 6.000 | 3630233 | HOT BOX BEHIND SHELL SOUTHEAST CORNER SAM'S CLUB PARKING LOT
3950 | MORSE RD | 43219-3016 | Active | 02738 | WATTS | 008PCQT | SVB | 0.750 | 3615093 | IN MEAT DEPARTMENT
3950 | MORSE RD | 43219-3016 | Due Install |  |  |  | RP | 3.000 | 3635321 | VERIFIED ONLY 1 TURNUP FOR DOM. OK FOR RP TO BE INSTAALED INSIDE AT TURNUP
3950 | MORSE RD | 43219-3016 | Active | AG-3950F | PURITAN | CEM | AG | 0.500 | 100835 | CAFE
3950 | MORSE RD | 43219-3016 | Active | 55251 | WATTS | 008PCQT | SVB | 0.500 | 100403 | CAFE
3950 | MORSE RD | 43219-3016 | Active | 280548 | WILKINS | 975XL | RP | 2.000 | 62341 | EAST END BLDG (AUTO BAYS) - SAM'S CLUB #6307
3950 | MORSE RD | 43219-3016 | Active | 116442 | WATTS | LF008PCQT | SVB | 0.500 | 100401 | MEAT DEPARTMENT
3950 | MORSE RD | 43219-3016 | Active | AG-3950C | PURITAN | CEM | AG | 0.500 | 100832 | BAKERY
3950 | MORSE RD | 43219-3016 | Active | 55297 | WATTS | 008PCQT | SVB | 0.500 | 100402 | BAKERY
3950 | MORSE RD | 43219-3016 | Active | AG-3950B | PURITAN | CEM | AG | 0.500 | 100831 | SECONDARY MAINTENANCE ROOM
3950 | MORSE RD | 43219-3016 | Active | AG-3950E | PURITAN | CEM | AG | 0.500 | 100834 | MEAT DEPT
3950 | MORSE RD | 43219-3016 | Active | AG-3950D | PURITAN | CEM | AG | 0.500 | 100833 | MEAT DEPT
3950 | MORSE RD | 43219-3016 | Active | AG-3950A | PURITAN | CEM | AG | 0.500 | 100830 | JANITOR'S CLOSET
3970 | MORSE RD | 43219-3016 | Active | 20374 | WATTS | 919 | RP | 1.500 | 3613836 | NE CORNER STORE AT WATER METER SHELL/TRUE NORTH
4024 | MORSE RD | 43219-3018 | Active | 779290 | WILKINS | 720A | PVB | 1.000 | 62703 | BY WATER METER AND MOP SINK
4038 | MORSE RD | 43219-3018 | Active | 279968 | WATTS | 009M2PCQT | RP | 1.000 | 90409 | NE MECH AREA OF 4038 AT WATER METER
4038 | MORSE RD | 43219-3018 | Not Required by DOW | 625177 | WATTS | 909HWQT | RP | 1.000 | 98055 | BY METER - BACK DOOR OF 4030
4038 | MORSE RD | 43219-3018 | Not Required by DOW | CB215207 | WILKINS | 720A | PVB | 1.000 | 92501 | NE CORNER OF BLDG OUTSIDE
4048 | MORSE RD | 43230 | LPS - Active |  |  |  | RP |  | 3633289 | FIRE PUMP
4048 | MORSE RD | 43230 | Not Required by DOW | 4571992 | WILKINS | 975XL2 | RP | 2.000 | 3633225 | WATER RISER MECHANICAL ROOM CEILING
4048 | MORSE RD | 43230 | Active | 1931431217 | AMES | 3000SS | DCDA | 6.000 | 3633127 | NE CORNER OF MECHANICAL ROOM
4048 | MORSE RD | 43230 | Active | X41149 | WILKINS | 375A | RP | 4.000 | 3629991 | WATER RISER ROOM NORTHEAST CORNER OF BUILDING
4048 | MORSE RD | 43230 | Active | 27326 | WATTS | 007M1-QT | DC | 0.750 | 3633126 | NE CORNER OF MECHANICAL ROOM
4050 | MORSE RD | 43230-1448 | Due Install |  |  |  | RP | 1.500 | 3639017 | MTR IS IN SW CORNER
4050 | MORSE RD | 43230-1448 | Active | W026177 | WILKINS | 975 | RP | 1.000 | 62767 | NE CORNER WASH BAY BY W.H.
4052 | MORSE RD | 43230-1448 | Not Required by DOW | 72940 | WATTS | 009QT | RP | 0.750 | 96684 | MECH EQUIP ROOM - 4044 MORSE RD
4058 | MORSE RD | 43230- | Active | WC-1693 | AMES | 300GV | DCDA | 6.000 | 3650921 | PIT AT ENTRANCE
4058 | MORSE RD | 43230- | Active | 94764 | WATTS | LF919QT | RP | 0.750 | 3488101 | DOM MTR IN APT AT STORAGE OFFICE
4058 | MORSE RD | 43230- | Active | 68946 | AMES | 2000BM3 | DC | 0.750 | 3652712
4066 | MORSE RD | 43230-1448 | Active | 25574 | WATTS | LF919 | RP | 1.500 | 62810 | INSIDE ON N WALL
4111 | MORSE RD | 43230- | Active | 226058 | WATTS | LF009QT | RP | 0.500 | 3640847 | DC2 CENTER EXPANSION TOP OF STAIRS JANITOR CLOSET
4111 | MORSE RD | 43230- | Active | W439224 | WILKINS | 975XL2 | RP | 0.500 | 3650799 | BREAK ROOM CLOSET
4111 | MORSE RD | 43230- | Active | 226052 | WATTS | LF009QT | RP | 0.500 | 3640846 | DC2 CENTER EXPANSION DOWNSTAIRS JANITOR CLOSET NEXT TO BATHROOM
4111 | MORSE RD | 43230- | Active | CFA1156 | WILKINS | 975XL2 | RP |  | 3650800
4111 | MORSE RD | 43230- | Due Install |  |  |  | RP | 10.000 | 3654946
4111 | MORSE RD | 43230- | Due Install |  |  |  | DCDA | 6.000 | 3654947
4111 | MORSE RD | 43230- | Active | 61739 | WATTS | 009QT | RP | 0.500 | 96190 | KITCHEN DC-3
4111 | MORSE RD | 43230- | Active | 126206 | WATTS | 909M1QT | RP | 2.000 | 96189 | BOILER ROOM DC-3
4111 | MORSE RD | 43230- | Active | 103070 | WATTS | 909 | RP | 2.500 | 62950 | 1ST LEVEL CHILLER ROOM
4111 | MORSE RD | 43230- | Active | 127722 | WATTS | 009QT | RP | 0.750 | 62953 | JANITOR'S CLOSET -- PROTECTION FOR AIR HANDLERS
4111 | MORSE RD | 43230- | Active | 140581 | WATTS | 009QT | RP | 0.750 | 62954 | MECH RM L1-AH3 (3 LIMITED PKWY)
4111 | MORSE RD | 43230- | Active | 326182 | WATTS | 909M1QT | RP | 2.000 | 62955 | SHIPPING CHILLER ROOM S.E. 2ND FL.
4111 | MORSE RD | 43230- | Active | 63888 | WATTS | 009QT | RP | 0.750 | 62957 | MI MEZZ, SW CORNER ABOVE CEILING BY AIR HANDLER #2
4111 | MORSE RD | 43230- | Active | 339885 | WATTS | 909M1QT | RP | 1.500 | 96188 | DC-2 CHILLER RM SW CORNER STRUCTURE
4111 | MORSE RD | 43230- | Active | CR4111 | WATTS | 909HWM1QT | RP | 2.000 | 102065 | 2ND FLOOR BOILER ROOM
4111 | MORSE RD | 43230- | Active | L22110 | WATTS | 909HWM1QT | RP | 1.500 | 102058 | 2ND FL MECHANICAL RM DC-1
4111 | MORSE RD | 43230- | Active | AG-4111A | XX | XX | AG | 10.000 | 99381 | IN PUMP HOUSE
4111 | MORSE RD | 43230- | Active | L60988 | WILKINS | 375 | RP | 3.000 | 98113 | PC3 IN FRONT OF BUILDING
4111 | MORSE RD | 43230- | Active | 121852 | WATTS | 909QT | RP | 0.750 | 96192 | CHILLER ROOM DC-3
4111 | MORSE RD | 43230- | Active | 340796 | WATTS | 909QT | RP | 1.000 | 96193 | ABOVE WALL IN 1ST FL CHAIR STORAGE NEXT TO CAFETERIA
4240 | MORSE RD | 43230-1444 | Active | 73161 | WATTS | 009M2-FP | RP | 1.000 | 103322 | BACK ROOM AT METER ST# 1193
4242 | MORSE RD | 43230-1444 | Active | 669570 | WILKINS | 975 | RP | 0.750 | 63396 | NE CORNER OF BUILDING BY METER
4248 | MORSE RD | 43230-1486 | Active | 115989 | WATTS | LF009M2QT | RP | 1.500 | 3651191 | HOTBOX OUT FRONT
4250 | MORSE RD | 43230-1486 | Active | ABG5328 | WILKINS | 975XL2 | RP | 0.750 | 3650802 | BASEMENT
4250 | MORSE RD | 43230-1486 | Active | 220737 | WATTS | 909 | RP | 4.000 | 102052 | LSH BLDG
4250 | MORSE RD | 43230-1486 | Active | 220617 | WATTS | 909 | RP | 4.000 | 102053 | SPS BLDG
4250 | MORSE RD | 43230-1486 | Active | 216905 | WATTS | 909 | RP | 4.000 | 102054 | 4350 MORSE RD, SPS BLDG
4250 | MORSE RD | 43230-1486 | Active | 220616 | WATTS | 909 | RP | 4.000 | 102051 | LSH BLDG
4250 | MORSE RD | 43230-1486 | Active | 218338 | WATTS | 909 | RP | 4.000 | 102055 | CSH BLDG
4250 | MORSE RD | 43230-1486 | Active | 19269 | WATTS | 919AQT | RP | 0.750 | 101214 | VENTURI ROOM
4250 | MORSE RD | 43230-1486 | Active | 453061 | WATTS | 909M1QT | RP | 2.000 | 101213 | VENTURI SUB FLOOR WEST WALL
4250 | MORSE RD | 43230-1486 | Active | 293804 | WATTS | 909M1QT | RP | 2.000 | 94223 | BLDG 2 EAST MIDDLE WALL UTILITY RM
4250 | MORSE RD | 43230-1486 | Active | 218419 | WATTS | 909 | RP | 4.000 | 102056 | CSH BLDG
4250 | MORSE RD | 43230-1486 | Active | 422793 | WATTS | 909QT | RP | 0.750 | 94217 | PUMP HOUSE
4250 | MORSE RD | 43230-1486 | Active | 179703 | WATTS | LF009M2QT | RP | 1.000 | 3640786 | FILTER BLDG SE CORNER ZOP FEED AREA
4250 | MORSE RD | 43230-1486 | Active | 954885 | HERSEY/GRINNELL | FRPII | RP | 1.000 | 94222 | NORTH WALL BTWN BOILERS
4250 | MORSE RD | 43230-1486 | Active | 0322 | AMES | 3000GDCDA | DCDA | 4.000 | 3635850 | OZONE BASEMENT, FIRELINE
4250 | MORSE RD | 43230-1486 | Active | 012485 | WATTS | LF909 | RP | 2.000 | 3635849 | BCB ROOM, DOMESTICE
4250 | MORSE RD | 43230-1486 | Active | 612443 | WATTS | 909QT | RP | 1.000 | 94221 | BOILER ROOM BETWN BOILRS 2 & 3
4250 | MORSE RD | 43230-1486 | Active | 121884 | WATTS | LF009M2QT | RP | 1.000 | 3628179 | LOCATED IN BASEMENT
4250 | MORSE RD | 43230-1486 | Active | 60306 | WATTS | 009QT | RP | 1.000 | 94220 | MAIN PLANT B-LOW SERVICE AREA VENT SUB FLOOR
4250 | MORSE RD | 43230-1486 | Active | 36531 | WATTS | 919AQT | RP | 1.000 | 102166 | UNDER JOB TRAILER FOR KOKOSING
4250 | MORSE RD | 43230-1486 | Active | 36395 | AMES | 2000BM3 | DC | 0.750 | 3626481 | FIRELINE BYPASS OZONE BASEMENT
4250 | MORSE RD | 43230-1486 | Active | 0577344 | WATTS | LF909QT | RP | 0.750 | 3613774 | CALCIUM THIOSULFATE ROOM ABOVE TANK
4250 | MORSE RD | 43230-1486 | Active | 26053 | WATTS | 919QT | RP | 2.000 | 3613773 | CHB BUILDING BASEMENT 15ft ceiling
4250 | MORSE RD | 43230-1486 | Active | 009119 | WATTS | LF909M1QT | RP | 2.000 | 3613772 | OZONE PRODUCTION BLDG 1ST FL MECH RM
4250 | MORSE RD | 43230-1486 | Active | 023735 | WATTS | LF909QT | RP | 0.750 | 3613771 | OD BLDG W BASEMENT
4250 | MORSE RD | 43230-1486 | Active | 013354 | WATTS | LF909QT | RP | 0.750 | 3613770 | OD BLDG E BASEMENT
4250 | MORSE RD | 43230-1486 | Active | 004022 | WATTS | LF909M1 | RP | 10.000 | 3613769 | HOT BOX BEHIND OP BLDG
4250 | MORSE RD | 43230-1486 | Active | 483500 | WATTS | 909M1 | RP | 10.000 | 3613768 | OPB BLDG 1ST FL BEHIND AIR HANDLER
4250 | MORSE RD | 43230-1486 | Active | 43069 | WATTS | 009QT | RP | 1.000 | 94219 | 4350 MORSE RD, BLDG 4 CHEM BASEMENT
4250 | MORSE RD | 43230-1486 | Active | 1288420415 | AMES | 4000SS | RP | 3.000 | 3613664
4250 | MORSE RD | 43230-1486 | Active | 43063 | WATTS | 009QT | RP | 1.000 | 94218 | MAIN PLANT B-LOW SERVICE
4250 | MORSE RD | 43230-1486 | Active | 2DM1266 | AMES | 2000SS | DC | 6.000 | 103389 | MECHANICAL ROOM
4250 | MORSE RD | 43230-1486 | Active | ABJ8019 | WILKINS | 975XL2 | RP | 0.750 | 3650803 | BASEMENT
4250 | MORSE RD | 43230-1486 | Active | 05664 | WATTS | 009M2QT | RP | 1.250 | 94203 | FILTER BLDG SE CORNER ZOP FEED AREA
4250 | MORSE RD | 43230-1486 | Active | 09825 | WATTS | 009QT | RP | 1.000 | 94204 | BLDG 4 CHEMICAL BASEMENT ALUM FEED EAST MOAT WALL
4250 | MORSE RD | 43230-1486 | Active | 178903 | WATTS | 909 | RP | 3.000 | 94205 | 4350 MORSE RD, BLDG 4 BASEMENT
4250 | MORSE RD | 43230-1486 | Active | 2385056 | WILKINS | 975XLBMS | RP | 2.000 | 94206 | BLDG 11 LIFE STATION N WALL
4250 | MORSE RD | 43230-1486 | Active | 17819 | WATTS | 909 | RPDA | 6.000 | 94207 | LIME SLAKER AREA CHEM BLDG W WALL
4250 | MORSE RD | 43230-1486 | Active | 248943 | WATTS | 909 | RP | 6.000 | 94208 | FILER BLDG E END NORTH
4250 | MORSE RD | 43230-1486 | Active | 249061 | WATTS | 909 | RP | 6.000 | 94209 | FILTER BLDG EST END SOUTH
4250 | MORSE RD | 43230-1486 | Active | 249999 | WATTS | 909 | RP | 6.000 | 94210 | 4350 MORSE RD, BLDG 2 BLOWER ROOM
4250 | MORSE RD | 43230-1486 | Active | 287399 | WATTS | 909QT | RP | 1.000 | 94211 | BLDG 6 NORTH WALL
4250 | MORSE RD | 43230-1486 | Active | 289949 | WATTS | 909QT | RP | 1.000 | 94212 | NORTH WALL
4250 | MORSE RD | 43230-1486 | Active | 418535 | WATTS | 909M1QT | RP | 1.250 | 94214 | BULK CHEM BLDG 7
4250 | MORSE RD | 43230-1486 | Active | 419196 | WATTS | 909M1QT | RP | 1.250 | 94216 | BULK CHEM BLDG 7
4250 | MORSE RD | 43230-1486 | Active | 411586 | WATTS | 909M1QT | RP | 2.000 | 94215 | BLDG 3 PUMP HOUSE MEZZ EAST WALL
4260 | MORSE RD | 43230-1486 | Active | 21679 | WILKINS | 375A | RP | 4.000 | 102362 | HIGH BAY MAINTENANCE AREA
4260 | MORSE RD | 43230-1486 | Active | 16432 | WATTS | LF919QT | RP | 1.500 | 3604486 | 4262 MORSE RD, SPRINKLER (FIRE) RISER ROOM
4260 | MORSE RD | 43230-1486 | Active | 68754 | AMES | 2000B | DC | 0.750 | 3613696 | GARAGE
4260 | MORSE RD | 43230-1486 | Active | 1786020712 | AMES | 3000SS | DCDA | 8.000 | 3613697 | GARAGE
4260 | MORSE RD | 43230-1486 | Active | 3635180 | WILKINS | 975XL2 | RP | 1.000 | 102361 | 4262 MORSE RD, FAR EAST BUILDING, DOOR CLOSE TO SE CORNER
4270 | MORSE RD | 43230-1523 | Active | 1211900602 | AMES | 3000SS | DCDA | 4.000 | 63474 | BASEMENT, MECHANICAL ROOM
4270 | MORSE RD | 43230-1523 | Active | 25910 | AMES | 2000SS | DC | 0.750 | 63475 | BASEMENT, MECHANICAL ROOM
4270 | MORSE RD | 43230-1523 | Not Required by DOW | 81502 | WATTS | 009QT | RP | 0.750 | 63476 | BASEMENT MECH ROOM
4270 | MORSE RD | 43230-1523 | Active | 84659 | WATTS | 009M2QT | RP | 1.500 | 63477 | EAST WALL, MECH ROOM, BASEMENT
4280 | MORSE RD | 43230-1523 | Active | 481918 | WATTS | 909QT | RP | 1.000 | 63506 | IN STORE ROOM BY WATER METER (Stock Room)
4300 | MORSE RD | 43230-1524 | Not Required by DOW | 431045 | WILKINS | 975XL | RP | 1.000 | 63599 | PARTS ROOM W SIDE
4300 | MORSE RD | 43230-1524 | Active | 506065 | WILKINS | 975XL | RP | 2.000 | 63600 | PARTS ROOM W SIDE
4330 | MORSE RD | 43230 | Active | N1107181245 | FEBCO | 856 | DCDA | 6.000 | 101116 | HOT BOX BY MORSE RD
4330 | MORSE RD | 43230 | Active | 459674 | WATTS | 909M1QT | RP | 2.000 | 101115 | @ WATER METER SE BUILDING
4330 | MORSE RD | 43230 | Active | 03532 | FEBCO | LF850 | DC | 0.750 | 101118 | HOT BOX BY MORSE RD
4400 | MORSE RD | 43230- | Active | 49949 | WATTS | 007QT | DC | 0.750 | 63924 | IN PIT SW CORNER OF PROPERTY
4400 | MORSE RD | 43230- | Active | 114065 | AMES | 3000SS | DCDA | 6.000 | 63923 | IN PIT SW CORNER OF PROPERTY
4410 | MORSE RD | 43230-1382 | Due Install |  |  |  | DCDA | 6.000 | 3639415 | IN UNIT 4412 SUPPLY CLOSET
4410 | MORSE RD | 43230-1382 | Due Install |  |  |  | RP | 3.000 | 3488104 | IN UNIT 4412 SUPPLY CLOSET AT WATER METER
4456 | MORSE RD | 43230-1365 | Not Required by DOW |  |  |  | RP | 1.500 | 3633577 | AT WATER METER IN S CENTER JANITOR/ELECTRICAL ROOM
4456 | MORSE RD | 43230-1365 | Active | 2542 | FEBCO | 805 | DC | 0.750 | 64075 | RISER CLOSET OFF CLASSROOM
4456 | MORSE RD | 43230-1365 | Active | F0310291354 | FEBCO | 876 | DCDA | 4.000 | 64074 | RISER CLOSET W SIDE OFF CLASSROOM #111
4750 | MORSE RD | 43230-1355 | Active | 4915005 | WILKINS | 975XL | RP | 1.500 | 64949 | SW SINK AREA UNDER HWT AT WATER METER
4750 | MORSE RD | 43230-1355 | Not Required by DOW | 212990 | WATTS | 009QT | RP | 0.750 | 64950 | RIGHT OF BACK DOOR
4750 | MORSE RD | 43230-1355 | Not Required by DOW | 1962147 | WILKINS | 975 | RP | 1.000 | 91596 | RIGHT OF BACK DOOR
4780 | MORSE RD | 43230-1355 | Active | 182580 | WATTS | 009M2QT | RP | 2.000 | 65035 | IN 4784 NE MECH CLOSET AT WATER METER MOD PIZZA
4780 | MORSE RD | 43230-1355 | Not Required by DOW | 85829 | WATTS | 009M2QT | RP | 1.500 | 65036 | EAST WALL OF MECH ROOM UNIT 4784
4780 | MORSE RD | 43230-1355 | Not Required by DOW | W105182 | WILKINS | 975XLBMS | RP | 1.000 | 65037 | ABOVE MOP SINK in 4782
4780 | MORSE RD | 43230-1355 | Not Required by DOW | 2099797 | WILKINS | 975XL | RP | 2.000 | 95028 | 4770 MORSE RD, CEILING OF FIRST WATER ABOVE HEATER, NE CORNER BY EXIT
4850 | MORSE RD | 43230-1379 | Active | A026638 | FEBCO | 825Y | RP | 1.250 | 65236 | NE MECH ROOM AT WATER METER -OUTSIDE DR O'CHARLEYS
4850 | MORSE RD | 43230-1379 | Not Required by DOW | A110561 | FEBCO | 825Y | RP | 1.000 | 65235 | MECHANICAL ROOM
4870 | MORSE RD | 43230-1379 | Active | 174829 | WATTS | 009M2QT | RP | 2.000 | 65282 | DOCK AREA AT NE CORNER OF BLDG - 4904 MORSE RD
4870 | MORSE RD | 43230-1379 | Active | 111267 | AMES | 3000SS | DCDA | 6.000 | 65281 | RIGHT REAR BY OVERHEAD DOOR - 4904 MORSE RD
4870 | MORSE RD | 43230-1379 | Active | 48150 | WATTS | 007M1PCQT | DC | 0.750 | 65283 | RIGHT REAR BY OVER HEAD DOOR - 4904 MORSE RD
4904 | MORSE RD | 43230-1380 | Active | 955020 | WILKINS | 975 | RP | 2.000 | 65391 | MECH ROOM IN SPACE 4942
4904 | MORSE RD | 43230-1380 | Not Required by DOW | 1001583 | WILKINS | 975 | RP | 2.000 | 65390 | NE CORNER MECH RM (4942 MORSE RD) KENNETH'S HAIR
4904 | MORSE RD | 43230-1380 | Not Required by DOW | 34455 | WATTS | 919AQT | RP | 1.000 | 97196 | MECH ROOM BELLACINOS 4926 MORSE RD
4950 | MORSE RD | 43230-1380 | Not Required by DOW |  |  |  | RP |  | 3488107
5090 | MORSE RD | 43230- | Active | 32363 | WATTS | 919QT | RP | 0.750 | 3609500 | BICKFORD LN & BENTWORTH LN (ISLAND)
5090 | MORSE RD | 43230- | Active | 4627258 | WILKINS | 975XL | RP | 1.500 | 3609498 | ENTRYWAY, TRELLIS LN & MORSE RD
5090 | MORSE RD | 43230- | Active | H25112 | FEBCO | 825YA | RP | 0.750 | 3609499 | CORNER OF BENTWORTH & BENTWICK
5090 | MORSE RD | 43230- | Active | 200217 | WILKINS | 720A | PVB | 0.750 | 65978 | OUTSIDE LEFT SIDE OF POOL HOUSE
5090 | MORSE RD | 43230- | Active | 3875397 | WATTS | 919QT | RP | 0.750 | 3649564 | BASEMENT OF 3803 TRELLIS LN
5090 | MORSE RD | 43230- | Due Install |  |  |  | RP | 6.000 | 3646265 | FMCT METER IN PIT AT ENTRANCE WEST OF DRIVE
5090 | MORSE RD | 43230- | Active | 101677 | AMES | 2000SS | DC | 3.000 | 65976 | 5100 MORSE RD, CLOSET MIDDLE EAST SIDE OF BUILDING
5144 | MORSE RD | 43230-1360 | Active | 079678 | WATTS | LF009M2QT | RP | 1.500 | 3488111 | IN HOT BOX AT METER
5462 | MORSE RD | 43230 | Active | SE-0447 | AMES | COLT 400 | RP | 8.000 | 3630226 | IN HOT BOX AT PIT SE PROPERTY CORNER OF KINGBIRD & KISKADEE LN (PRIVATE ST
5548 | MORSE RD | 43230 | Active | NG2719 | WATTS | 957 | RP | 8.000 | 3603122 | 3974 ALBANY CHASE, POOL EQPMNT RM BTWN MEN'S & WOMEN'S RESTROOM
5548 | MORSE RD | 43230 | Not Required by DOW | CB073518 | WILKINS | 720 | PVB | 1.000 | 3609718 | REAR OF CLUB HOUSE BUILDING
5548 | MORSE RD | 43230 | Not Required by DOW | 030940 | WATTS | LF909 | RP | 1.000 | 3630174 | 3974 ALBANY CHASE POOL EQUIPMENT ROOM
5576 | MORSE RD | 43230 | Active | 421298 | WILKINS | 420 | PVB | 0.750 | 88587 | RIGHT SIDE OF POOL HOUSE-4528 COLLINGWOOD
6274 | MORSE RD | 43230- | Not Required by DOW | A04198 | AMES | 2000B-FP | DC | 2.000 | 3638709 | 6468 TOWHEE RISER ROOM
6274 | MORSE RD | 43230- | Not Required by DOW | 3751369 | WILKINS | 950XL | DC | 2.000 | 3638710 | 3885 PINE SISKIN DR RISER ROOM
6274 | MORSE RD | 43230- | Not Required by DOW | 32446 | AMES | 2000B-FP | DC | 2.000 | 3638711 | 3874 BUFFLEHEAD DR RISER ROOM
6274 | MORSE RD | 43230- | Not Required by DOW | 32286 | AMES | 2000B-FP | DC | 2.000 | 3638712 | 3826 BUFFLEHEAD DR RISER ROOM
6274 | MORSE RD | 43230- | Not Required by DOW | 32628 | AMES | 2000B-FP | DC | 2.000 | 3638713 | 3823835 PINE SISKIN DR RISER ROOM
6274 | MORSE RD | 43230- | Not Required by DOW | A02863 | AMES | 2000B-FP | DC | 2.000 | 3638714 | 6377 PRESERVE CROSSING DR RISER ROOM
6274 | MORSE RD | 43230- | Not Required by DOW | 149602 | AMES | 2000SS | DC | 4.000 | 87922 | Mechanical Room
6274 | MORSE RD | 43230- | Active | 1132791104 | AMES | 4000SS | RP | 10.000 | 88146 | @ METER SET
6274 | MORSE RD | 43230- | Not Required by DOW | 381231 | WILKINS | 720A | PVB | 1.500 | 91346 | 6264 MORSE RD, IN BOX LEFT OF MAIN ,METER HOUSE
6274 | MORSE RD | 43230- | Not Required by DOW | W256715 | WILKINS | 975XLBMS | RP | 1.000 | 92856 | IN POOL PUMP ROOM (Tiki Bar)
6274 | MORSE RD | 43230- | Not Required by DOW | 263026 | WATTS | 009M2QT | RP | 2.000 | 94620 | mech room east side of bldg 6400
6274 | MORSE RD | 43230- | Not Required by DOW | 3635188 | WILKINS | 975XL2 | RP | 1.000 | 103233 | POOL HOUSE PUMP ROOM - 6400 PRESERVE CROSSING BLVD
6274 | MORSE RD | 43230- | Not Required by DOW | 3902447 | WILKINS | 975XL2 | RP | 1.500 | 3604318 | RIGHT SIDE OF OFFICE OUTSIDE AT 6400 PRESERVE CROSSING
6274 | MORSE RD | 43230- | Not Required by DOW | A04203 | AMES | 2000B-FP | DC | 2.000 | 3638708 | 6411 PRESERVE CROSSING RISER ROOM
4700 | MORSE RD UNIT SW | 43230- | Not Required by DOW | [5 empty] | 3623180
1953 | MORSE RD BLDG A | 43229 | Not Required by DOW | 00269 | WATTS | 007M3QT | DC | 0.500 | 103806 | KITCHEN SOUTH WALL
1953 | MORSE RD BLDG A | 43229 | Active | N1102100702 | FEBCO | 856 | DCDA | 6.000 | 100208 | HOT BOX NW PROPERTY TURKEY HILL
1953 | MORSE RD BLDG A | 43229 | Active | 023405 | FEBCO | 805YB | DC | 0.750 | 100250 | HOT BOX NW PROPERTY TURKEY HILL
1953 | MORSE RD BLDG A | 43229 | Not Required by DOW | 09380 | WATTS | 919AQT | RP | 1.25 | 100616 | CAR WASH AREA
1953 | MORSE RD BLDG A | 43229 | Not Required by DOW | 12785 | WATTS | 919QT | RP | 1.500 | 100618 | CAR WASH
1953 | MORSE RD BLDG A | 43229 | Active | 16923 | WATTS | 919QT | RP | 2.000 | 100619 | SW MECH/STOCK AREA AT WATER MTR
1953 | MORSE RD BLDG B | 43229 | Active | 12662 | WATTS | 919QT | RP | 1.500 | 100617 | CAR WASH AREA
1585 | MORSE RD UNIT 24 | 43229-6505 | Active | A08807 | WATTS | 007DCDA | DCDA | 2.000 | 90892 | BASEMENT
1585 | MORSE RD UNIT 24 | 43229-6505 | Due Install |  |  |  | RP | 1.500 | 3639670 | BASEMENT AT METER - FIRE STATION # 24
1585 | MORSE RD UNIT 24 | 43229-6505 | Active | 59375 | WATTS | 009M2PCQT | RP | 0.750 | 55476 | BASEMENT ABOVE BOILER
1279 | MORSE RD UNIT A | 43229-6320 | Active | A04969 | WATTS | 009M3QT | RP | 0.750 | 88001 | UNDER DESK IN OFFICE
1333 | MORSE RD UNIT A | 43229-6322 | Active | 09646 | WATTS | 909M1QT | RP | 2.000 | 92765 | MECH ROOM AT WATER BLDG
1333 | MORSE RD UNIT A | 43229-6322 | Active | 55792 | AMES | 2000B | DC | 0.750 | 92578 | PIT @ NE CORNER OF PROPERTY
1333 | MORSE RD UNIT A | 43229-6322 | Active | 158017 | AMES | 3000SS | DCDA | 8.000 | 92766 | Pit
3101 | MORSE RD UNIT A | 43231-6131 | Active | 3636152 | WILKINS | 975A | RP | 1.500 | 101560 | MECHANICAL ROOM AT WATER METER
3970 | MORSE RD UNIT A | 43219-3016 | Active | ACG3845 | WILKINS | 975XL2 | RP | 1.500 | 62394 | SW OF CAR WASH AT WATER METER SHELL/TRUE NORTH
4848 | MORSE RD UNIT B | 43230- | Due Install |  |  |  | DCDA |  | 3605722 | ON N HAMILTON RD IN GRASS NORTHWEST CORNER OF OLIVE GARDEN
4278 | MORSE TOWN CT | 43224-1802 | Active | 506055 | WILKINS | 975 | RP | 2.000 | 63499 | SW CORNER BASEMENT AT WATER METER--3187 MORSE ROAD
4278 | MORSE TOWN CT | 43224-1802 | Due Install |  |  |  | RP | 6.000 | 3626390
4591 | MOSSROCK DR | 43026-7839 | Active | 8393 | FEBCO | 765 | PVB | 0.750 | 64419 | LEFT FRONT
4638 | MOSSROCK DR | 43026-7839 | Active | 196103 | WATTS | 800M4QT | PVB | 0.750 | 87886 | R.H. SIDE
4649 | MOSSROCK DR | 43026-7839 | Active | 658735 | WILKINS | 720A | PVB | 0.750 | 64685 | LEFT SIDE OF HOUSE
3566 | MOTTS PLACE CT | 43110-9693 | Active | 335558 | WILKINS | 720A | PVB | 1.000 | 98520 | Left side of hse
3632 | MOTTS PLACE CT | 43110-9693 | Active | H723524 | FEBCO | 765 | PVB | 1.000 | 3611388 | RIGHT SIDE OF HOUSE
6930 | MOTTS PLACE RD | 43110- | Active | 4822370 | WILKINS | 975XL2TCU | RP | 1.000 | 92573 | KITCHEN BY METER
6251 | MOUNDVIEW PL | 43123-9077 | Active | HC0-6471 | FEBCO | 765 | PVB | 0.750 | 69484 | FRONT OF HOUSE
5549 | MOUNT JOY CT | 43017-2442 | Active | 285743 | WATTS | 800QT | PVB | 0.750 | 94659 | BACK OF HOUSE BY AC
5566 | MOUNT JOY CT | 43017-2442 | Active | CB983755 | WILKINS | 720A | PVB | 0.750 | 3488723 | RIGHT FRONT
5016 | MOUNT ROW | 43054-9360 | Active | DJ7053 | FEBCO | 765 | PVB | 0.750 | 65731 | RT SIDE
5160 | MOUNT ROW | 43054-9361 | Active | 263483 | WILKINS | 420 | PVB | 1.000 | 66205 | RIGHT SIDE OF HOUSE
1993 | MOUNTAIN OAK RD | 43219-1664 | Active | 202932 | WATTS | 800M4QT | PVB | 1.000 | 94077 | LEFT CENTER
740 | MOUNTAINVIEW DR | 43081-5082 | Active | F022349 | WILKINS | 720A | PVB | 0.750 | 97013 | LEFT FRONT
795 | MOUNTAINVIEW DR | 43081-5083 | Active | 436940 | WILKINS | 420 | PVB | 0.750 | 3488791
800 | MOUNTAINVIEW DR | 43081-5082 | Active | T134731 | WILKINS | 720A | PVB | 0.750 | 102827 | RIGHT FRONT
3560 | MOUNTSHANNON RD | 43221-5237 | Active | T369485 | WILKINS | 720A | PVB | 1.000 | 3610015 | IN FRONT OF HOUSE BEHIND SHRUBS
3587 | MOUNTSHANNON RD | 43221-5236 | Active | CB585081 | WILKINS | 720 | PVB | 0.750 | 3488806 | BACK OF HOUSE
2840 | MOUNTVIEW RD | 43221-3138 | Active | H514865 | FEBCO | 765 | PVB | 0.750 | 59424 | FRONT OF HOUSE
2882 | MOUNTVIEW RD | 43221-3140 | Active | EAA0416 | WILKINS | 720 | PVB | 0.750 | 3488836 | LEFT SIDE OF HOUSE
2975 | MOUNTVIEW RD | 43221-2719 | Active | H277614 | FEBCO | 765 | PVB | 0.750 | 59634 | FRONT OF HOUSE
2993 | MOUNTVIEW RD | 43221-2719 | Active | 01664 | WATTS | 800M4QT | PVB | 1.000 | 97139 | LEFT SIDE OF HOUSE
3780 | MOUNTVIEW RD | 43220-4802 | Active | CB609411 | WILKINS | 720A | PVB | 0.750 | 3488923 | LEFT OF FRONT DOOR
4130 | MOUNTVIEW RD | 43220-4433 | Active | CB323451 | WILKINS | 720A | PVB | 0.750 | 3618143 | FRONT RIGHT OF THE HOUSE
2718 | MT HOLYOKE RD | 43221-3425 | Active | H129211 | FEBCO | 765 | PVB | 0.750 | 90942 | LEFT SIDE OF HOUSE
2945 | MT HOLYOKE RD | 43221 | Active | UI-1309 | AMES | COLT 300-GV | DCDA | 8.000 | 3644571 | MECH ROOM CONCESSIONS STAND
2945 | MT HOLYOKE RD | 43221 | Active | 62519 | AMES | 2000BM3 | DC | 0.750 | 3650371 | MECH ROOM CONCESSIONS STAND
2945 | MT HOLYOKE RD | 43221 | Active | 19526C | WILKINS | 375AST | RP | 4.000 | 3638771 | CONSESSION STAND WEST RM 413
2945 | MT HOLYOKE RD | 43221 | Not Required by DOW | B301459 | WILKINS | 375XL | RP | 0.750 | 3639470 | ON WEST WALL
2945 | MT HOLYOKE RD | 43221 | Not Required by DOW | B301458 | WILKINS | 375XL | RP | 0.750 | 3639471 | MECH ROOM CONCESSIONS STAND
3205 | MT HOLYOKE RD | 43221-2227 | Active | 28851 | FEBCO | 765 | PVB | 1.000 | 102560 | REAR OF HOUSE
322 | MT VERNON AVE | 43215 | Active | 28489 | WATTS | 919AQT | RP | 2.000 | 3618369 | NE CORNER OF BLDG IN STORAGE RM BY REAR DOOR
350 | MT VERNON AVE | 43215- | Active | 26794 | WATTS | 007M1QT | DC | 0.750 | 3626773 | NW MECH/RISER ROOM
350 | MT VERNON AVE | 43215- | Active | 1919140517 | AMES | 3000SS | DCDA | 6.000 | 3489210 | NW MECH/RISER ROOM
350 | MT VERNON AVE | 43215- | Active | 1289290115 | AMES | 4000SS | RP | 3.000 | 3626945 | NW MECH/RISER ROOM AT WATER METER
350 | MT VERNON AVE | 43215- | LPS - Active |  |  |  | LPC |  | 3627947 | NW MECH/RISER ROOM DOMESTIC PUMP
350 | MT VERNON AVE | 43215- | LPS - Active |  |  |  | LST |  | 3627943 | NW MECH/RISER ROOM FIRE PUMP
764 | mt vernon ave |  | Active | 86274 | AMES | 2000B | DC | 0.750 | 3654268 | NORTHEAST METER ROOM
764 | mt vernon ave |  | Active | 11031050322 | AMES | 3000SS | DCDA | 6.000 | 3654267 | NORTHEAST METER ROOM
772 | MT VERNON AVE | 43203- | Due Install |  |  |  |  | 0.750 | 3489214
780 | MT VERNON AVE | 43203-1405 | Due Install | [5 empty] | 3654328 | MAINT ROOM
780 | MT VERNON AVE | 43203-1405 | Active | 157491 | WATTS | LF009M3QT | RP | 0.750 | 3489215 | 1ST FL MECHANICAL ROOM/WATER RISER ROOM
788 | MT VERNON AVE | 43203-1408 | Active | 55870 | WATTS | 009QT | RP | 1.000 | 72942 | MECHANICAL ROOM
835 | MT VERNON AVE | 43203- | Active | 36407 | WATTS | 919 | RP | 1.000 | 3489216 | MAYME MOORE PARK INSIDE BUILDING
867 | MT VERNON AVE | 43203- | LPS - Active | [5 empty] | 3639276 | FIRE PUMP
867 | MT VERNON AVE | 43203- | Due Install |  |  |  | DCDA |  | 3639275
867 | MT VERNON AVE | 43203- | Active | 067147 | WATTS |  | RP | 0.750 | 3639274
870 | MT VERNON AVE | 43203-1410 | Not Required by DOW | [5 empty] | 3489218
875 | MT VERNON AVE | 43203-1411 | Active | 401051 | WATTS | 909PCHWQT | RP | 0.750 | 74249 | CENTER OF WORK AREA @ THE SPOT WELDER - 873 MT VERNON AVE
881 | MT VERNON AVE | 43203-1411 | Due Install | [5 empty] | 3489222
993 | MT VERNON AVE | 43203-1517 | Not Required by DOW | 30758 | WATTS | 009QT | RP | 1.000 | 74947 | IN BASEMENT BESIDE HOT WATER HEATER. LIMITED FIRE
993 | MT VERNON AVE | 43203-1517 | Active | 56193B | APOLLO | RPLF4A | RP | 1.000 | 3652500 | BASEMENT N WALL
1040 | MT VERNON AVE | 43203-1518 | Active | 287714 | WATTS | 909M1QT | RP | 1.500 | 53692 | 1060 MT VERNON AVE, BASEMENT UTILITY ROOM
1055 | MT VERNON AVE | 43203-1519 | Active | 1361042 | WILKINS | 950 | DC | 0.750 | 53734 | BACK DOOR TO LEFT BY FIRE SYSTEM
1055 | MT VERNON AVE | 43203-1519 | Active | 385747 | WATTS | 909M1QT | RP | 2.000 | 53735 | WATER METER ROOM EAST WALL
1055 | MT VERNON AVE | 43203-1519 | Not Required by DOW | 542222 | WATTS | 909QT | RP | 1.000 | 53736 | MECH ROOM 2ND FLOOR
1055 | MT VERNON AVE | 43203-1519 | Active | 4782 | WILKINS | 350 | DC | 6.000 | 53737 | SE CORNER OF DOCK
1085 | MT VERNON AVE | 43203-1520 | Not Required by DOW |  |  |  | RP |  | 3489236
1420 | MT VERNON AVE | 43203-1687 | Active | 121746 | WATTS | 009M2QT | RP | 1.500 | 88003 | 1410 MT VERNON AVE, CLOSET
1420 | MT VERNON AVE | 43203-1687 | Active | 1419260505 | AMES | 3000SS | DCDA | 3.000 | 88039 | CLOSET # 1410
1420 | MT VERNON AVE | 43203-1687 | Active | 43385 | AMES | 2000B | DC | 0.750 | 88096 | CLOSET # 1410
1494 | MT VERNON AVE | 43203-1616 | Due Install |  |  |  | RP |  | 3489292
720 | MT VERNON AVE REAR | 43203-1403 | Active | W30222xltcu | WILKINS | 975 | RP | 0.750 | 71602 | BOILER ROOM ABOVE CONDENSATE RETURN
863 | MT VERNON AVE UNIT A | 43203- | Active | 205962 | WATTS | 007M1QT | DC | 0.750 | 3641008 | WEST SIDE OF BUILDING
863 | MT VERNON AVE UNIT A | 43203- | Active | MG-0976 | WATTS | 757 | DCDA | 3.000 | 3605723 | WEST SIDE OF BUILDING
720 | MT VERNON AVE UNIT FRONT | 43203-1403 | Active | 18956 | AMES | 2000SS | DC | 0.750 | 71605 | REAR OF CHURCH IN SW CORNER OF NEW EDITION-SPRINK RM
720 | MT VERNON AVE UNIT FRONT | 43203-1403 | Active | 1186235 | WILKINS | 975XL | RP | 1.500 | 71604 | SW CORNER WATER METER ROOM
720 | MT VERNON AVE UNIT FRONT | 43203-1403 | Active | 1130290401 | AMES | 3000 | DCDA | 4.000 | 71603 | REAR OF OLD CHURCH AT SW CORNER OF NEW EDITION-SRINKLER ROOM
6644 | MUIR PKWY | 43026 | Not Required by DOW | 20202A | WILKINS | 350AST | DC | 6.000 | 3636583 | MECH ROOM 1ST FLOOR OF 3250 CARDINAL LN
6644 | MUIR PKWY | 43026 | LPS - Active |  |  |  | LST |  | 3626627 | LOW PRESSURE SUSTAINING DEVICE FOR BOOSTER PUMP
6644 | MUIR PKWY | 43026 | Not Required by DOW | 15520 | WILKINS | 350AST | DC | 6.000 | 3639266 | SPRINKLER ROOM 6873 BLUEBIRD PLACE
6644 | MUIR PKWY | 43026 | Not Required by DOW | 12608 | WILKINS | 350AST | DC | 6.000 | 3639265 | SPRINKLER ROOM 6785 BLUEBIRD PLACE
6644 | MUIR PKWY | 43026 | Not Required by DOW | 12607 | WILKINS | 350AST | DC | 6.000 | 3639267 | SPRINKLER ROOM 6697 BLUEBIRD PLACE
6644 | MUIR PKWY | 43026 | Not Required by DOW | TH-1373 | WATTS | 757 | DC | 6.000 | 3646816 | SPRINKLER ROOM 6836 ORIOLE ST
6644 | MUIR PKWY | 43026 | Not Required by DOW | 15570 | WILKINS | 350AST | DC | 6.000 | 3653056
6644 | MUIR PKWY | 43026 | Active | PG-1177 | WATTS | 957 | RP | 6.000 | 3613892 | HOT BOX AT METER VAULT
6644 | MUIR PKWY | 43026 | LPS - Active |  |  |  | LPC |  | 3626626 | LOW PRESSURE SUSTAINING DEVICE FOR BOOSTER PUMP
5300 | MUIRFIELD CT | 43017-7629 | Active | T007449 | WILKINS | 720A | PVB | 1.500 | 66621 | FRONT OF THE HOUSE
5333 | MUIRFIELD CT | 43017-7629 | Active | 24315 | WATTS | 919ZQT | RP | 0.750 | 98440 | BASEMENT
5333 | MUIRFIELD CT | 43017-7629 | Active | 21276 | WATTS | 919AQT | RP | 1.000 | 98439 | BASEMENT
5333 | MUIRFIELD CT | 43017-7629 | Active | 21926 | WATTS | 919AQT | RP | 1.000 | 98185 | BASEMENT AT WATER METER
5400 | MUIRFIELD CT | 43017-9622 | Active | A082452 | WILKINS | 720A | PVB | 0.750 | 66749 | RIGHT SIDE CENTER
5410 | MUIRFIELD CT | 43017-9622 | Under renovation | [5 empty] | 3651300 | LEFT SIDE OF FRONT ENTRANCE
5420 | MUIRFIELD CT | 43017-9622 | Active | CB157643 | WILKINS | 720A | PVB | 1.000 | 66882 | BACK OF HOUSE NEXT TO PATIO
5444 | MUIRFIELD CT | 43017-9622 | Active | 66156 | RAINBIRD | 100 | DC | 1.000 | 66913 | BASEMENT
5500 | MUIRFIELD CT | 43017-7616 | Active | T417584 | WILKINS | 720A | PVB | 1.000 | 3489306 | FRONT OF HOUSE
7076 | MUIRFIELD DR | 43017-2843 | Active | T578338 | WILKINS | 720A | PVB | 1.000 | 71372 | REAR OF STORE ABOVE MOP SINK
7076 | MUIRFIELD DR | 43017-2843 | Active | ABP5807 | WILKINS | 975XL | RP | 1.000 | 3636740 | SE AT WATER METER AT MOP SINK
7121 | MUIRFIELD DR | 43017-2863 | Active | 39377 | WATTS | 919AQT | RP | 1.000 | 71463 | WEST SIDE
7136 | MUIRFIELD DR | 43017-3801 | Active | 3DN0482 | AMES | 3000SS | DCDA | 6.000 | 71483 | SHOPS ON MUIRFIELD BACK OUTSIDE DR MECH RM -W OF 7154 BK DR
7136 | MUIRFIELD DR | 43017-3801 | Active | 21352 | WILKINS | 975 | RP | 3.000 | 71480 | SHOPS ON MUIRFIELD BACK OUTSIDE DR MECH RM -W OF 7154
7136 | MUIRFIELD DR | 43017-3801 | Active | 330411 | WATTS | 909M1QT | RP | 2.000 | 71481 | 7148 Kitchen NAPA Bar METER ABOVE CEILING/ Above wter heater
7136 | MUIRFIELD DR | 43017-3801 | Active | 33687 | WATTS | 007QT | DC | 0.750 | 71482 | SHOPS ON MUIRFIELD BACK OUTSIDE DR MECH RM -W OF 7154 BK DR
7220 | MUIRFIELD DR | 43017-2862 | Active | 19203 | WILKINS | 975 | RP | 4.000 | 71647 | S MECH/RSER RM - OUTSIDE DR AT WATER RISER DOM MTR IN PIT
7220 | MUIRFIELD DR | 43017-2862 | Active | 3JM2366 | AMES | 3000SS | DCDA | 6.000 | 71648 | IN METER PIT N OF S DRIVEWAY
7220 | MUIRFIELD DR | 43017-2862 | Not required by DOW | 117114 | WATTS | 009M2QT | RP | 2.000 | 71645 | S SIDE RISER RM (OUTSIDE DR)
7220 | MUIRFIELD DR | 43017-2862 | Active | 127317 | WATTS | 007M2QT | DC | 0.750 | 71646 | METER PIT N OF S DRIVEWAY
7240 | MUIRFIELD DR | 43017-2862 | Not Required by DOW | 1276551 | WILKINS | 975 | RP | 1.000 | 71672 | MECH ROOM NW CORNER
7240 | MUIRFIELD DR | 43017-2862 | Active | W005535 | WILKINS | 975 | RP | 1.500 | 71673 | W MECH/METER ROOM THRU ELECTRIC ROOM AT WATER METER
7802 | MUIRFIELD DR | 43017- | Active | 4HM1129 | AMES | 4000SS | RP | 6.000 | 72829 | SILVER HOT BOX AT PIT IN BUSHES WEST OF 5929 DUNABBEY LOOP
8372 | MUIRFIELD DR | 43017-9763 | Active | 393855 | WILKINS | 720A | PVB | 1.000 | 3649923 | IN THE POOL HOUSE MECH ROOM
8372 | MUIRFIELD DR | 43017-9763 | Due Install |  |  |  | RP | 1.500 | 3489344 | IN HOT BOX AT PIT PIT IS 75' W OF HYD AT STRATHMORE & MEMORIAL 30' S MEMRIAL
8665 | MUIRFIELD DR | 43017- | Active | 3209637 | WILKINS | 975XL | RP | 2.000 | 74165 | NORTH SIDE OF RESTROOM ADDITON IN JANITORS ROOM WITH MOP SINK
8665 | MUIRFIELD DR | 43017- | Due Install |  |  |  | RP | 6.000 | 3635460 | IN HOT BOX AT PIT
8665 | MUIRFIELD DR | 43017- | Active | 180640 | WATTS | 709 | DC | 4.000 | 93079 | basement near bottom of steps
8686 | MUIRFIELD DR | 43017- | Due Install |  |  |  | RP |  | 3635289 | 8670 MUIRFIELD "BARN" IN HOT BOX OR JUST INSIDE BLDG - S BARN
8686 | MUIRFIELD DR | 43017- | Active | 22252 | WATTS | 009QT | RP | 1.500 | 74181 | 8670 MUIRFIELD "BARN" FURNACE RM BY HOT WATER TANK
8980 | MUIRFIELD DR | 43017- | Active | W055995 | WILKINS | 975XLBMS | RP | 0.750 | 74436 | SE CORNER MUIRFIELD DR & GLICK-DUBLIN ADDR 8990
8995 | MUIRFIELD DR | 43017- | Active | 2821858 | WILKINS | 975XLBMS | RP | 1.500 | 94856 | SW MUIRFIELD/GLENBARR CONDOS BEHIND BUSHES-IFO 6080 GLENBARR PL @ 2 MAN PIT
7800 | MUIRFIELD DR UNIT A | 43017- | Active | 1043502 | WILKINS | 975 | RP | 1.000 | 72824 | ISLAND @ CORMORANT-N OF STONE WALL 2 IN BKFLW BOX S OF JACK STATUE
7800 | MUIRFIELD DR UNIT A | 43017- | Active | 1043303 | WILKINS | 975 | RP | 1.000 | 72823 | ISLAND AT CORMORANT N OF STONE WALL PK & REC DEVICE, 2 IN BK FLW BOX
7995 | MUIRFIELD GREEN BLVD UNIT RES A | 43017- | Active | t324674 | WILKINS | 720A | PVB | 1.000 | 73108 | BY METER PIT FORD BOX
5220 | MUIRFIELD PL | 43017-9720 | Active | T257841 | WILKINS | 720A | PVB | 0.750 | 3489345
5285 | MUIRFIELD PL | 43017-9717 | Active | 28990 | FEBCO | 765 | PVB | 1.000 | 66553 | LEFT SIDE OF HOUSE
9095 | MUIRKIRK DR | 43017-9620 | Active | CB153152 | WILKINS | 720A | PVB | 0.750 | 3489352 | Rear of the house
9130 | MUIRKIRK DR | 43017-8722 | Active | 571206 | WILKINS | 720A | PVB | 1.000 | 94079 | REAR LEFT SIDE OF HOUSE
9178 | MUIRKIRK DR | 43017-8722 | Active | T085903 | WILKINS | 720A | PVB | 0.750 | 103470 | LEFT SIDE OF HOUSE
9192 | MUIRKIRK DR | 43017-8722 | Active | W034652 | WILKINS | 720A | PVB | 0.750 | 94081 | RIGHT SIDE
9214 | MUIRKIRK DR | 43017-9443 | Active | BK8174 | FEBCO | 765 | PVB | 0.750 | 74622 | RIGHT SIDE OF HOUSE
9256 | MUIRKIRK DR | 43017-9443 | Active | T345659 | WILKINS | 720 | PVB | 0.750 | 3489371 | LEFT CENTER
9312 | MUIRKIRK DR | 43017-9444 | Active | T390779 | WILKINS | 720A | PVB | 0.750 | 3489379 | RIGHT CENTER
9313 | MUIRKIRK DR | 43017-9413 | Active | T082910 | WILKINS | 720A | PVB | 0.750 | 101873 | LEFT SIDE OF HOUSE
9336 | MUIRKIRK DR | 43017-9444 | Active | 681313 | WATTS | 800M2QT | PVB | 1.000 | 74684 | RIGHT CENTER
9404 | MUIRKIRK DR | 43017-9446 | Active | hb77392 | FEBCO | 765 | PVB | 1.000 | 74718 | RIGHT CENTER
9415 | MUIRKIRK DR | 43017 | Active | 4665171 | WILKINS | 975 | RP | 0.750 | 100759 | W ENTRANCE NW COR AT METER BOX
6219 | MUIRLOCH DR | 43017-8769 | Active | H527283 | FEBCO | 765 | PVB | 0.750 | 69408 | RIGHT FRONT
6233 | MUIRLOCH DR | 43017-8769 | Active | HB75278 | FEBCO | 765 | PVB | 0.750 | 3489402 | FRONT LEFT OF DOOR
6239 | MUIRLOCH DR | 43017-8769 | Active | 601396 | WILKINS | 720A | PVB | 1.000 | 69446 | LT SIDE
6244 | MUIRLOCH DR | 43017-8768 | Active | 119603 | WATTS | 800QT | PVB | 0.750 | 69465 | RT SIDE-PREFIX WITH Z
6268 | MUIRLOCH DR | 43017-8768 | Active | T304673 | WILKINS | 720A | PVB | 0.750 | 69525 | LEFT HAND SIDE
6276 | MUIRLOCH DR | 43017-8768 | Active | CAA46480 | WILKINS | 720A | PVB | 0.750 | 69544 | RIGHT SIDE
6284 | MUIRLOCH DR | 43017-8768 | Active | H419395 | FEBCO | 765 | PVB | 0.750 | 91293 | LEFT SIDE OF HOUSE
6292 | MUIRLOCH DR | 43017-8768 | Active | T230820 | Wilkins | 720A | PVB | 0.750 | 69573 | LEFT FRONT BEHIND GRASS
6218 | MUIRLOCH N CT | 43017- | Active | 516824 | WILKINS | 720A | PVB | 0.750 | 69406 | RT SIDE
6226 | MUIRLOCH N CT | 43017- | Active | 225284 | WATTS | 800M4QT | PVB | 1.000 | 69422 | EASTSIDE
6235 | MUIRLOCH N CT | 43017- | Active | 176040 | WILKINS | 720A | PVB | 0.750 | 69441 | LEFT CENTER
6250 | MUIRLOCH N CT | 43017- | Active | CB086030 | WILKINS | 720A | PVB | 1.000 | 3489399 | OUTSIDE LEFT REAR
6251 | MUIRLOCH N CT | 43017- | Active | 424528 | WILKINS | 720A | PVB | 0.750 | 69485 | OUTSIDE FRONT
6258 | MUIRLOCH N CT | 43017- | Active | 003332 | WATTS | 800M4FR | PVB | 1.000 | 3598601 | OUTSIDE FRONT OF HOUSE
6259 | MUIRLOCH N CT | 43017- | Active | 371588 | WILKINS | 720A | PVB | 1.000 | 69500 | LEFT SIDE OF HOUSE
6266 | MUIRLOCH N CT | 43017- | Active | 624258 | WILKINS | 720A | PVB | 0.750 | 69521 | RIGHT FRONT
6267 | MUIRLOCH N CT | 43017- | Active | 758635 | WILKINS | 720A | PVB | 0.750 | 69523 | FRONT RIGHT SIDE
6274 | MUIRLOCH N CT | 43017- | Active | 732671 | WILKINS | 720A | PVB | 0.750 | 69537 | RIGHT HAND SIDE
6275 | MUIRLOCH N CT | 43017- | Active | CB15766 | WILKINS | 720A | PVB | 1.000 | 69540 | LEFT SIDE
6229 | MUIRLOCH S CT | 43017- | Active | 309254 | WILKINS | 720A | PVB | 1.000 | 69426 | FRONT RIGHT OF DOOR
6237 | MUIRLOCH S CT | 43017- | Active | T191473 | WILKINS | 720 | PVB | 0.750 | 69443 | LEFT HAND SIDE
6245 | MUIRLOCH S CT | 43017- | Active | HB98040 | FEBCO | 765 | PVB | 0.750 | 69467 | NW CORNER OF HOUSE
6254 | MUIRLOCH S CT | 43017- | Active | 542770 | WILKINS | 720A | PVB | 0.750 | 69489 | LT SIDE
6261 | MUIRLOCH S CT | 43017- | Active | H336547 | FEBCO | 765 | PVB | 0.750 | 88136 | RT SIDE OF HOUSE
6262 | MUIRLOCH S CT | 43017- | Active | 835554 | WILKINS | 720A | PVB | 0.750 | 69504 | FRT OF HSE LEFT FRONT DOOR UNDER WINDOW
6269 | MUIRLOCH S CT | 43017- | Active | G036145 | WILKINS | 720A | PVB | 0.750 | 93367 | BACK CENTER OF HOUSE BY AC UNIT
6277 | MUIRLOCH S CT | 43017- | Active | H277452 | FEBCO | 765 | PVB | 0.750 | 69546 | LEFT SIDE OF HOUSE
6230 | MUIRLOCK S CT | 43017- | Active | T075821 | WILKINS | 720A | PVB | 0.750 | 69428 | EAST SIDE
735 | MULBERRY ST | 43219-2515 | Active | 25317 | WATTS | 919AQT | RP | 0.750 | 3489417
739 | MULBERRY ST | 43219-2515 | Not Required by DOW |  |  |  | RP |  | 3489418
786 | MULBERRY ST | 43219-2516 | Not Required by DOW | [5 empty] | 3489422
4015 | MULBERRY ST | 43123- | Active | CB992704 | WILKINS | 720A | PVB | 1.000 | 94083 | LEFT SIDE - 4015 THOMPSON AVE
5710 | MULDOON CT | 43016-4334 | Active | A4499 | FEBCO | 765 | PVB | 0.750 | 99542 | LEFT SIDE
1056 | MULFORD RD | 43212-3813 | Active | T396169 | Wilkins | 720 | PVB | 0.750 | 3489465 | BACK RIGHT SIDE OF HOUSE
1250 | MULFORD RD | 43212-3508 | Active | CAA35752 | WILKINS | 720A | PVB | 0.750 | 3489508 | RIGHT REAR PAST A/C
4140 | MUMFORD CT | 43220-4435 | Active | DJ6667 | FEBCO | 765 | PVB | 0.750 | 63020 | LEFT SIDE OF HOUSE
4150 | MUMFORD CT | 43220-4435 | Active | DK6940 | FEBCO | 765 | PVB | 0.750 | 63090 | NORTHWEST CORNER OF HOUSE - LEFT
4151 | MUMFORD CT | 43220-4435 | Active | 595530 | WATTS | 800M4QT | PVB | 1.000 | 88957 | FRONT LEFT OF DOOR
4155 | MUMFORD CT | 43220-4435 | Active | CAA31059 | WILKINS | 720A | PVB | 0.750 | 63110 | RIGHT SIDE OF HOUSE
4165 | MUMFORD CT | 43220-4435 | Active | G104741 | WILKINS | 720A | PVB | 1.000 | 63126 | NORTH END OF HOUSE
4170 | MUMFORD CT | 43220-4435 | Active | T346170 | WILKINS | 720A | PVB | 0.750 | 63141 | FRONT OF HOUSE
4175 | MUMFORD CT | 43220-4435 | Active | T409628 | Wilkins | 720A | PVB | 0.750 | 3489616 | LEFT FRONT
4185 | MUMFORD CT | 43220-4435 | Active | 85548 | FEBCO | 765 | PVB | 1.000 | 94085 | RIGHT SIDE
4210 | MUMFORD CT | 43220-4435 | Active | DA5051 | FEBCO | 765 | PVB | 0.750 | 94086 | FRONT OF HOUSE
4225 | MUMFORD CT | 43220-4435 | Active | CB878692 | WILKINS | 720A | PVB | 1.000 | 87143 | FRONT OF HOUSE BY BAY WINDOW
4271 | MUMFORD DR | 43220-4436 | Active | 672955 | WILKINS | 720A | PVB | 0.750 | 94088 | LEFT SIDE OF HOUSE
4314 | MUMFORD DR | 43220-4437 | Active | G038356 | WILKINS | 720A | PVB | 0.750 | 87506 | OUTSIDE REAR OF HOUSE
4367 | MUMFORD DR | 43220-4438 | Active | CB653265 | WILKINS | 720A | PVB | 0.750 | 3489636 | REAR OF HOUSE
4375 | MUMFORD DR | 43220-4438 | Active | CB203604 | WILKINS | 720A | PVB | 0.750 | 3489637 | LEFT OF HOUSE
3770 | MUNICIPAL WAY | 43026-1620 | Active | A04785 | WATTS | 009M3QT | RP | 0.750 | 61702 | N.E. CORNER OF TRUCK GARAGE
3800 | MUNICIPAL WAY UNIT A | 43026-1620 | Due Install |  |  |  | RP | 0.750 | 3580740 | INSIDE BLDG 4
3800 | MUNICIPAL WAY UNIT B | 43026-1620 | Active | 439024 | WILKINS | 975 | RP | 2.000 | 61808 | SE CORNER IN BASEMENT--BOILER ROOM
3800 | MUNICIPAL WAY UNIT B | 43026-1620 | Due Install |  |  |  | RP | 2.000 | 3636047
3800 | MUNICIPAL WAY UNIT B | 43026-1620 | Active | 46032 | WATTS | 009QT | RP | 2.000 | 61809 | BOTTOM OF STAIRS IN BASEMENT (POLICE STATION)
3800 | MUNICIPAL WAY UNIT B | 43026-1620 | Active | 309224 | WATTS | 909M1QT | RP | 2.000 | 61806 | N.W. STORAGE ROOM/ELEC MECH RM, BACK GARAGE
3800 | MUNICIPAL WAY UNIT B | 43026-1620 | Active | 402026 | WATTS | 909QT | RP | 0.750 | 61807 | BASEMENT MECHANICAL ROOM
7384 | MURRAYFIELD DR | 43085-1725 | Active | 527628 | WATTS | 800M4QT | PVB | 1.000 | 71882 | LEFT SIDE OF HOUSE
7417 | MURRAYFIELD DR | 43085-1739 | Active | BB3207 | FEBCO | 765 | PVB | 0.750 | 71951 | RIGHT SIDE OF HOME
608 | MUSTANG CANYON DR | 43119-8318 | Active | H387679 | FEBCO | 765 | PVB | 0.750 | 97252 | RIGHT SIDE
5851 | MYRICK RD | 43016 | Active | G251733 | WILKINS | 720A | PVB | 0.750 | 99008 | REAR OF HOUSE
1400 | MYRTLE AVE | 43211-1445 | Active | 229387 | WILKINS | 975 | RP | 0.750 | 54909 | BOILER ROOM Linden Park Elem.
1400 | MYRTLE AVE | 43211-1445 | LPS - Due Install |  |  |  |  | 0.250 | 3646193
1400 | MYRTLE AVE | 43211-1445 | Due Install |  |  |  |  | 0.250 | 3636578
1400 | MYRTLE AVE | 43211-1445 | Active | W602597 | WATTS | 909QT | RP | 0.750 | 54910 | BOILER ROOM BACK DOOR - Linden Park
2349 | MYRTLE VALLEY DR | 43228-8245 | Active | 575229 | WATTS | 800M4QT | PVB | 0.750 | 91811 | REAR OF HOUSE
6807 | MYRTLESTONE ST | 43016-6505 | Active | T293533 | WILKINS | 720A | PVB | 0.750 | 93430 | RIGHT SIDE OF HOUSE
6808 | MYRTLESTONE ST | 43016-6515 | Active | G212820 | WILKINS | 720A | PVB | 0.750 | 95303 | RIGHT SIDE
6815 | MYRTLESTONE ST | 43016-6505 | Active | H516956 | FEBCO | 765 | PVB | 0.750 | 95462 | LEFT SIDE OF HOUSE
6816 | MYRTLESTONE ST | 43016-6515 | Active | HD25305 | FEBCO | 765-3/4 | PVB | 0.750 | 96911 | RIGHT SIDE
6823 | MYRTLESTONE ST | 43016-6505 | Active | G204704 | WILKINS | 720A | PVB | 0.750 | 92251 | Left side of house
6824 | MYRTLESTONE ST | 43016-6515 | Active | T012979 | WILKINS | 720A | PVB | 0.750 | 101050 | RIGHT FRONT
6831 | MYRTLESTONE ST | 43016-6505 | Active | F022333 | WILKINS | 720A | PVB | 0.750 | 97094 | LEFT SIDE
3846 | MYSTIC WAY | 43123 | Active | WC-0670 | AMES | COLT 400 | RP | 4.000 | 3653240 | HOT BOX
31 | N 17TH ST | 43203-1802 | Active | 4798932 | WILKINS | 975XL2 | RP | 0.750 | 59959 | BOILER ROOM - Clearbrook
31 | N 17TH ST | 43203-1802 | Due Install |  |  |  | RP |  | 3636442
42 | N 17TH ST | 43203 | Active | 04566 | AMES | 3000B | DCDA | 2.000 | 3618209 | EAST SIDE OF BUILDING NORTHERN HOT BOX
42 | N 17TH ST | 43203 | Active | 04842 | AMES | 2000B | DC | 0.500 | 3618210 | EAST SIDE OF BUILDING NORTHERN HOT BOX
42 | N 17TH ST | 43203 | Active | 033107 | WATTS | 009M2QT | RP | 1.500 | 3616975 | EAST SIDE OF BUILDING SOUTHERN HOT BOX
84 | N 17TH ST | 43203 | Active | 77448 | AMES | 2000B | DC | 0.750 | 3619845 | BASEMENT SW CORNER IN MECH RM
84 | N 17TH ST | 43203 | Active | 1903401116 | AMES | 3000 | DC | 3.000 | 3619844 | BASEMENT SW CORNER IN MECH RM
84 | N 17TH ST | 43203 | Active | 8021 | WILKINS | 375 | RP | 3.000 | 3619843 | BASEMENT SW CORNER IN MECH RM
93 | N 17TH ST | 43203-1802 | Not Required by DOW | 91949A | APOLLO | RPLF40 | RP | 1.500 | 3648695 | NE MECH ROOM
93 | N 17TH ST | 43203-1802 | Active | 83888 | WATTS | 2000B | DC | 0.750 | 3648515 | NORTHEAST MECH ROOM
93 | N 17TH ST | 43203-1802 | Active | 23402A | APOLLO | RPLF4A | RP | 2.000 | 3572893 | NORTHEAST MECH ROOM AT WATER METER
93 | N 17TH ST | 43203-1802 | Active | 1978060420 | AMES | 3000SS | DCDA | 4.000 | 3648514 | NORTHEAST MECH ROOM
98 | N 17th ST | 43203 | Active | 20880 | WATTS | 919QT | RP | 1.500 | 3616974 | SW BASEMENT MECH RM
98 | N 17th ST | 43203 | Active | 5881 | AMES | 2000B | DC | 0.500 | 3618217 | SW BASEMENT MECH RM
98 | N 17th ST | 43203 | Active | 972 | AMES | 3000BM1 | DCDA | 2.000 | 3618216 | SW BASEMENT MECH RM
184 | N 17TH ST | 43203- | Active | 187548 | WATTS |  | RP | 0.750 | 3654633 | BASEMENT NEXT TO HOT WATER TANK
184 | N 17TH ST | 43203- | Due Install |  |  |  | RP | 1.500 | 3572896
876 | N 19TH ST | 43219-2417 | Not Required by DOW |  |  |  | RP |  | 3573587
892 | N 19TH ST | 43219-2417 | Active | 4814926 | WILKINS | 975XLT | RP | 0.750 | 3573588 | AT WATER METER
896 | N 19TH ST | 43219-2417 | Due Install |  |  |  | RP |  | 3573589
906 | N 19TH ST | 43219 | Active | ABT7612 | WILKINS | 975XL2 | RP | 0.750 | 102754 | IN MECH ROOM
47 | N 20TH ST | 43203-1902 | Active | T396168 | WILKINS | 720 | PVB | 0.750 | 3574176 | LEFT SIDE OF HOUSE
258 | N 20TH ST | 43203-1504 | Not Required by DOW | [5 empty] | 3574226
359 | N 20TH ST | 43203- | Active | 314291 | WATTS | 909M1QT | RP | 1.500 | 61176 | BASEMENT - ROOM #8 - 323 N 20TH ST
400 | N 20TH ST | 43203-1508 | Active | W069439 | WILKINS | 975XL | RP | 0.500 | 62552 | BSMT MECH RM
400 | N 20TH ST | 43203-1508 | Active | 123184 | WATTS | 009QT | RP | 0.750 | 62551 | BSMT MECH RM
434 | N 20TH ST | 43203-1351 | Not Required by DOW | [5 empty] | 3574237
870 | N 20TH ST | 43219-2421 | Due Install |  |  |  | RP |  | 3574249
873 | N 20TH ST | 43219-2420 | Active | ABC4298 | Wilkins | 975XL2 | RP | 0.750 | 3574250 | NORTH SIDE UTILITIES ROOM
915 | N 20TH ST UNIT A | 43219-2422 | Not Required by DOW | 66925 | Watts | 919 | RP | 0.750 | 74577 | HAND LINE PRODUCTION
915 | N 20TH ST UNIT A | 43219-2422 | Active | 77742 | WATTS | 009M1PCQT | RP | 2.000 | 74579 | AUTOMATIC PRODUCTION AREA AT WATER METER BY ROLL DOOR
915 | N 20TH ST UNIT A | 43219-2422 | Not Required by DOW | 70534 | WATTS | 009QT | RP | 0.750 | 74578 | BOILER ROOM
96 | N 22ND ST | 43203-1952 | Active | A59353 | WATTS | 009QT | RP | 0.500 | 96176 | EAST BOILER RM
96 | N 22ND ST | 43203-1952 | Due Install | [5 empty] | 3654327 | SOUTHWEST BASEMENT
96 | N 22ND ST | 43203-1952 | Active | 03217 | AMES | 2000B | DC | 1.250 | 74798 | WEST BSMT LAUNDRY ROOM BLDG 96
284 | N 22ND ST | 43203-1597 | Active | V13610 | WILKINS | 350ADA | DCDA | 8.000 | 92873 | IN BACK OF SCHOOL IN MECH ROOM - CHAMPION M.S.
284 | N 22ND ST | 43203-1597 | Active | 2697720 | WILKINS | 950XLD | DC | 0.750 | 95812 | MECH ROOM - CHAMPION MS
284 | N 22ND ST | 43203-1597 | Active | L32511 | WILKINS | 375ADA | RP | 4.000 | 92727 | CHAMPION M. S. - BOILER ROOM
284 | N 22ND ST | 43203-1597 | Not Required by DOW | W296107 | WILKINS | 975XLBMS | RP | 1.000 | 92787 | CHAMPION M. S. - BOILER ROOM
284 | N 22ND ST | 43203-1597 | Not Required by DOW | A33926 | WATTS | 009QT | RP | 0.500 | 92867 | KITCHEN BEHIND STEAMER - Champion M. S.
870 | N 22ND ST | 43219-2427 | Active | VK2404 |  |  | DCDA | 6.000 | 3649796
870 | N 22ND ST | 43219-2427 | Active | 85881 | AMES | 2000B | DC | 0.750 | 3574743
870 | N 22ND ST | 43219-2427 | Active | 91538 | WATTS | 919AQT | RP | 0.750 | 3652248
904 | N 22ND ST | 43219-2429 | Not Required by DOW | [5 empty] | 3574746
921 | N 22ND ST | 43219- | Not Required by DOW | 61132 | WATTS | 919AQT | RP | 0.750 | 3574747 | SOUTH GARAGE
921 | N 22ND ST | 43219- | Active | 61050 | WATTS | 919 | RP | 0.750 | 3629823 | AT WATER METER EAST WALL OF GARAGE
101 | N 3RD ST | 43215-3121 | Active | 1052220615 | WATTS | 994 | RP | 3.000 | 3611676 | S BSMNT WALL MECH RM AT METER BOTTOM DEVICE
101 | N 3RD ST | 43215-3121 | Active | PI-0840 | AMES | 200 | DC | 3.000 | 3628101 | S BSMNT WALL MECH RM AT WATER MTR TOP DEVICE
101 | N 3RD ST | 43215-3121 | LPS - Active |  |  |  | LPC |  | 3629390 | PUMP ON FIRE
101 | N 3RD ST | 43215-3121 | Not Required by DOW | 360980 | WATTS | 909QT | RP | 0.750 | 53607 | IN THE BASEMENT, BOILER ROOM
104 | N 3RD ST | 43215-3104 | LPS - Active | [5 empty] | 3638082 | DOMESTIC BOOSTER PUMP
104 | N 3RD ST | 43215-3104 | Active | 206875 | WATTS | 909QTFDA | RP | 4.000 | 96933 | BASEMENT HALLWAY EAST SIDE
104 | N 3RD ST | 43215-3104 | Active | 1267860603 | AMES | 3000SS | DCDA | 6.000 | 96934 | BASEMENT HALL WEST SIDE
104 | N 3RD ST | 43215-3104 | Active | 57341 | WATTS | 007QT | DC | 0.750 | 96935 | BASEMENT HALL WEST SIDE
104 | N 3RD ST | 43215-3104 | LPS - Active | [5 empty] | 3638081 | FIRE BOOSTER PUMP
180 | N 3RD ST | 43215-2920 | Active | 4507023 | WILKINS | 975XL2 | RP | 1.000 | 3575951 | SE CORNER OF GARAGE AT WATER METER
23 | N 4TH ST | 43215-3654 | Active | 4808906 | WILKINS | 975XL | RP | 1.500 | 3576396 | NW BSMNT AT WATER METER
35 | N 4TH ST | 43215-3612 | Active | 32153 | WATTS | 007M1QT | DC | 0.750 | 3653249 | BASEMENT MECH ROOM
35 | N 4TH ST | 43215-3612 | Active | 1102546C221 | AMES | 909QT | DCDA | 6.000 | 3653248 | BASEMENT MECH ROOM
35 | N 4TH ST | 43215-3612 | Active | WE-0176 | AMES | COLT 400 | RP | 4.000 | 3641132
35 | N 4TH ST | 43215-3612 | Not Required by DOW | 206784 | WATTS | 909QT | RP | 0.750 | 60865 | 5TH FLOOR JANITORS ROOM
45 | N 4TH ST | 43215-3602 | Due Install |  |  |  | RP | 6.000 | 3636686
45 | N 4TH ST | 43215-3602 | LPS - Active | [5 empty] | 3636687
45 | N 4TH ST | 43215-3602 | Active | 30421 | WATTS | 009QT | RP | 1.000 | 64198 | BOILER ROOM, TOP FLOOR BY MOP SINK
56 | N 4TH ST | 43215- | Active | N2305180945 | FEBCO | 880V | RP | 4.000 | 95682 | WEST SIDE LOWER MECH ROOM LOCATED IN 60 N 4TH ST
60 | N 4TH ST | 43215-3114 | Due Install |  |  |  | RP |  | 3576397 | BSMNT AT WATER METER
80 | N 4TH ST | 43215-3667 | Not Required by DOW | 48064 | WATTS | 919ZQT | RP | 1.000 | 98316 | FRONT INSIDE
80 | N 4TH ST | 43215-3667 | Active | 626551 | WATTS | 909QT | RP | 1.000 | 99292 | 1ST FLOOR OFFICE, METER CLOSET
96 | N 4TH ST | 43215-3115 | Due Install |  |  |  | RP |  | 3636189
96 | N 4TH ST | 43215-3115 | Due Install |  |  |  | DCDA |  | 3636190
96 | N 4TH ST | 43215-3115 | Active | 152674 | WATTS | 909QT | RP | 0.750 | 74799 | CENTER PENTHOUSE BOILER ROOM ON ROOF
96 | N 4TH ST | 43215-3115 | Active | 2943946 | WILKINS | 975XLBMS | RP | 0.750 | 98376 | ELECTRIC ROOM
161 | N 4TH ST | 43215-2906 | Active | 4805884 | WILKINS | 975 | RP | 1.000 | 55602 | IN BASEMENT BACK BY WATER METER BACK OF BUILDING
161 | N 4TH ST | 43215-2906 | Active | HC-38587 | WILKINS | 950XLD | DC | 0.750 | 3649702 | FIRE EAST WALL BASEMENT
161 | N 4TH ST | 43215-2906 | Active | 19959 | WILKINS | 350ASTDA | DCDA | 4.000 | 3649701 | FIRE EAST WALL BASEMENT
165 | N 4TH ST | 43215-2906 | Active | 10257 | WATTS | 919QT | RP | 1.500 | 96128 | BATHROOM MECH ROOM WEST END OF BUILDING
171 | N 4TH ST | 43215-2906 | Active | 70149 | AMES | 2000B | DC | 0.750 | 3653794
171 | N 4TH ST | 43215-2906 | Active | WG-2102 | AMES | 300GV | DCDA | 4.000 | 3653793
171 | N 4TH ST | 43215-2906 | Active | 35940 | WILKINS | 375AST | RP | 3.000 | 3653788 | BACK OVERHEAD DOOR OFF LAZELLE ST
215 | N 4TH ST | 43215-2510 | Active | 3902444 | WILKINS | 975 | RP | 1.500 | 3576400 | TAP ROOM AT WATER METER
215 | N 4TH ST | 43215-2510 | Not Required by DOW | W396047 | WILKINS | 975XL | RP | 0.500 | 3611660 | MECHANICAL ROOM
225 | N 4TH ST | 43215-2933 | LPS - Active |  |  |  | LPC |  | 3635538 | FIRE PUMP
225 | N 4TH ST | 43215-2933 | Active | ACA7507 | WILKINS | 975 | RP | 2.000 | 3649238 | basement sprinkler room at the meter
225 | N 4TH ST | 43215-2933 | Not Required by DOW | W277091 | WILKINS | 975XLBMS | RP | 0.750 | 90670 | basement sprinkler room at the meter
225 | N 4TH ST | 43215-2933 | Active | 5438 | AMES | 2000B | DC | 0.750 | 90667 | Sprinkler Room in basement
225 | N 4TH ST | 43215-2933 | Active | GB0613 | AMES | 3000CIV | DCDA | 6.000 | 90668 | SPRINKLER ROOM BASEMENT
239 | N 4TH ST | 43215-2520 | Active | 4339516 | WILKINS | 975XL | RP | 1.000 | 3576401 | 235 N 4TH ST, BASEMENT ON EAST WALL
266 | N 4TH ST | 43215-2565 | Active | 046991 | WATTS | 009M2 | RP | 1.500 | 3635283 | NW BSMNT GARAGE/PARKING AREA
266 | N 4TH ST | 43215-2565 | Active | 112099 | AMES | 3000 | DCDA | 4.000 | 58908 | NORTHWEST CORNER OF BASEMENT
266 | N 4TH ST | 43215-2565 | Active | 14668 | AMES | 2000SS | DC | 0.750 | 58909 | PARKING GARAGE WEST SIDE
450 | N 4TH ST | 43215- | Active | AG-2 |  |  | AG | 6.000 | 3651245 | IN FIRE PUMP ROOM PUMP AFTER AIR GAP NO REQUIREMENT
450 | N 4TH ST | 43215- | Active | 41030 | WATTS | 919QT | RP | 2.000 | 3576403 | UNDER STAIRS
580 | N 4TH ST | 43215-2106 | Active | 21337 | WILKINS | 975 | RP | 3.000 | 67986 | BASEMENT PUMP ROOM
580 | N 4TH ST | 43215-2106 | Active | 36477 | WATTS | 007QT | DC | 0.750 | 67987 | FIRE PROTECTION ROOM -- PUMP ROOM
580 | N 4TH ST | 43215-2106 | Active | 3DN1873 | AMES | 3000SE | DCDA | 8.000 | 67988 | PUMP ROOM
580 | N 4TH ST | 43215-2106 | Not Required by DOW | 11695 | WATTS | 919QT | RP | 1.500 | 67989 | PENTHOUSE
580 | N 4TH ST | 43215-2106 | Not Required by DOW | 432223 | WILKINS | 975 | RP | 0.750 | 67990 | SUB-BASEMENT ABOVE HEATING PUMPS
580 | N 4TH ST | 43215-2106 | Active | 21302 | WILKINS | 975 | RP | 3.000 | 67985 | BASEMENT PUMP ROOM
580 | N 4TH ST | 43215-2106 | Not Required by DOW | 43668 | WATTS | 009M1QT | RP | 1.500 | 67991 | PUMP RM
580 | N 4TH ST | 43215-2106 | Not Required by DOW | 565685 | WILKINS | 975XL | RP | 0.500 | 67992 | 4TH FLOOR BY MOP SINK
580 | N 4TH ST | 43215-2106 | Not Required by DOW | 31245 | WATTS | 009M3QT | RP | 0.750 | 103935 | 1ST FLOOR MECHANICAL ROOM
580 | N 4TH ST | 43215-2106 | Not Required by DOW | 4418412 | WILKINS | 975XL2 | RP | 2.000 | 3624391 | ROOF TOP KITCHEN & BATH, 6TH FL CONTROL RM
580 | N 4TH ST | 43215-2106 | LPS - Active |  |  |  | LPC |  | 3636026 | DOM PUMP
580 | N 4TH ST | 43215-2106 | LPS - Active |  |  |  | LPC |  | 3636027 | FIRE PUMP
580 | N 4TH ST | 43215-2106 | Active | 02164 | AMES | 4000B | RP | 2.000 | 3648884 | Annex Building
750 | N 4TH ST | 43215 | LPS - Active | [5 empty] | 3639605 | SW MECH/METER HSE
750 | N 4TH ST | 43215 | Active | 29044 | WATTS | 007 | DC | 0.750 | 3639391 | SW MECH/METER HSE
750 | N 4TH ST | 43215 | LPS - Active |  |  |  | LST |  | 3639606 | SW MECH/METER HSE
750 | N 4TH ST | 43215 | Active | 1963920319 | AMES | 3000 | DCDA | 6.000 | 3639390 | SW MECH/METER HSE
750 | N 4TH ST | 43215 | Active | 19291C | WILKINS | 375 | RP | 3.000 | 3639384 | SW MECH/METER HSE
750 | N 4TH ST | 43215 | Not Required by DOW | CB639337 | WILKINS | 720A | PVB | 1.000 | 3640850 | SOUTH SIDE OF BUILDING
750 | N 4TH ST | 43215 | LPS - Active | BOOSTER PUMP |  |  | LPC |  | 3650822
769 | N 4TH ST | 43215- | Active | 40992 | AMES | 919QT | RP | 2.000 | 3651327 | NW CORNER OF BLDG
769 | N 4TH ST | 43215- | Active | 1102742 | AMES | 3000SS | DCDA | 4.000 | 3651328
769 | N 4TH ST | 43215- | Active | 86726 | AMES | 2000B | DC | 0.750 | 3653829
779 | N 4TH ST | 43215 | Not Required by DOW | ABA6627 | WILKINS | 975XL | RP | 0.750 | 3650351 | RISER ROOM - 777 N 4TH
779 | N 4TH ST | 43215 | Active | 4903293 | WILKINS | 975XL2 | RP | 2.000 | 3576407 | MECH ROOM AT WATER METER
779 | N 4TH ST | 43215 | Active | 11002180221 | AMES | 3000SS | DCDA | 4.000 | 3649097 | MECH ROOM AT FIRE RISER
779 | N 4TH ST | 43215 | Active | 82761 | AMES | 2000B | DC | 0.750 | 3649098 | MECH ROOM AT FIRE RISER - 3/4" SIDE CAR ON FIRE
825 | N 4TH ST | 43215-1862 | Not Required by DOW | 020876 | WATTS | 800M4QT | PVB | 2.000 | 93308 | IN MECH ROOM ON SOUTH WALL BEHIND MAIN WATER METER
825 | N 4TH ST | 43215-1862 | Active | 4012121 | FEBCO | 805YB | DC | 0.750 | 93307 | MECH ROOM 1ST FLOOR SE CORNER
825 | N 4TH ST | 43215-1862 | Active | N0702021227 | FEBCO | 876V | DCDA | 6.000 | 93306 | MECH ROOM 1ST FLOOR SE CORNER
825 | N 4TH ST | 43215-1862 | Active | 182506 | WATTS | 909QTFDA | RP | 3.000 | 93278 | IN MECH ROOM SOUTH WALL BEHIND BOOSTER PUMP
842 | N 4TH ST | 43215 | Not Required by DOW | T278245 | WILKINS | 720A | PVB | 1.000 | 3639669 | 842 N 4TH ST OUTSIDE S WALL
842 | N 4TH ST | 43215 | Not Required by DOW | 4144202 | WILKINS | 975XL2 | RP | 1.000 | 3610123 | 850 N 4TH ST, IN BREWING ROOM
842 | N 4TH ST | 43215 | Active | 4057629 | WILKINS | 975XL2 | RP | 2.000 | 3629707
842 | N 4TH ST | 43215 | Active | 1846131014 | AMES | 3000 | DCDA | 6.000 | 3630047
842 | N 4TH ST | 43215 | Active | 23284 | WATTS | 007 | DC | 0.750 | 3630048
853 | N 4TH ST | 43215-1531 | Active | 73849 | WATTS | 919 | RP | 0.750 | 3576410
875 | N 4TH ST | 43201-3625 | Active | 19511 | WILKINS | 375AST | RP | 3.000 | 3576411 | METER ROOM OUTSIDE DOOR SOUTH CENTER
875 | N 4TH ST | 43201-3625 | Active | 1314830718 | AMES | 4000SS | RP | 4.000 | 3644728 | METER ROOM OUTSIDE DOOR SOUTH CENTER
883 | N 4TH ST | 43201 | Active | 4871030 | WILKINS | LF975XL | RP | 1.000 | 3576412 | STORAGE ROOM AT METER
893 | N 4TH ST | 43201-3625 | Not Required by DOW | 1374242XLTCU | WILKINS | 975XL2 | RP | 1.250 | 3633613 | 3RD FLOOR MECHANICAL ROOM A303
893 | N 4TH ST | 43201-3625 | Active | B115659 | WILKINS | 375XL | RP | 1.500 | 3629876 | 1ST FLOOR MECHANICAL ROOM
893 | N 4TH ST | 43201-3625 | Active | 14144 | AMES | 4000B | RP | 0.750 | 3630030
893 | N 4TH ST | 43201-3625 | Active | 1072780113 | AMES | 5000 | RPDA | 4.000 | 3630032 | NORTH 1ST FLOOR MECH ROOM
911 | N 4TH ST | 43201 | Active | 09609 | WATTS | LF909M1QT | RP | 1.500 | 3632462 | E MECH/METER RM OF W BLDG AT WATER METER -OUTSIDE DR
929 | N 4TH ST | 43201-3625 | Active | 919809 | WATTS | 800M4QT | PVB | 1.000 | 103579 | OUTSIDE NE CORNER OF HOUSE
929 | N 4TH ST | 43201-3625 | Active | 01572 | WATTS | 719QT | DC | 0.750 | 103580 | BASEMENT
929 | N 4TH ST | 43201-3625 | Active | 558630 | WATTS | 909QT | RP | 0.750 | 3607392 | BASEMENT MECH ROOM
936 | N 4TH ST | 43201-3626 | Active | 54109 | WATTS | LF919QT | RP | 0.750 | 3576421 | SOUTHWEST CORNER OF BLDG / UNDER BENCH @ WATER METER
995 | N 4TH ST | 43201 | Active | QH-0482 | WATTS | 957 | RP | 4.000 | 3619701 | NORTH EAST CORNER OF BASEMENT
1031 | N 4TH ST | 43201-3629 | Active | 47569 | WATTS | LF919QT | RP | 1.000 | 3576434 | MECH RM N SIDE OF BLDG BY DOOR
1086 | N 4TH ST | 43201-3684 | LPS - Active |  |  |  | LPC |  | 3644594 | DOMESTIC BOOSTER PUMP
1086 | N 4TH ST | 43201-3684 | Active | 16329c | WILKINS | 375 | RP | 4.000 | 3576442 | Basement Riser Room
1086 | N 4TH ST | 43201-3684 | Active | 09425 | WATTS | LF009 | RP | 3.000 | 3644558 | NORTHWEST CORNER OF BASEMENT
1086 | N 4TH ST | 43201-3684 | Not Required by DOW | 4429722 | WILKINS | 975 | RP | 1.000 | 3644559 | NORTHWEST CORNER OF BASEMENT
1101 | N 4TH ST | 43201-3683 | Active | 27418 | WATTS | 007 | DC | 0.750 | 3626866 | NW MECH/RISER FOOM
1101 | N 4TH ST | 43201-3683 | Active | 1931391217 | AMES | 3000 | DCDA | 6.000 | 3626865 | NW MECH/RISER ROOM
1101 | N 4TH ST | 43201-3683 | Active | 4418878 | WILKINS | 975XLTCU | RP | 2.000 | 3626774 | NW MECH/RISER RM AT WATER METER
1101 | N 4TH ST | 43201-3683 | Not Required by DOW | 41423 | WATTS | 919AQT | RP | 0.750 | 103373 | BREWERS, FRONT OF BLDG @ DEDUCT METER
1101 | N 4TH ST | 43201-3683 | Not Required by DOW | 41691 | WATTS | 919AQT | RP | 0.750 | 101814 | FRONT OF BUILDING AFTER METER SET
1112 | N 4TH ST | 43201 | Active | 1073260518 | AMES | 5000 | RPDA | 6.000 | 3638421 | NORTH END OF BUILDING INSIDE WATER ROOM
1112 | N 4TH ST | 43201 | Active | 41346 | WILKINS | 375A | RP | 3.000 | 3631401 | NORTH END OF BUILDING INSIDE WATER ROOM
1112 | N 4TH ST | 43201 | Active | 14344 | AMES | 4000B | RP | 0.750 | 3638422 | NORTH END OF BUILDING INSIDE WATER ROOM
1131 | N 4TH ST | 43201-3601 | Due Install |  |  |  | RP |  | 3576443
1550 | N 4TH ST | 43201-2215 | Due Install |  |  |  | RP |  | 3576510
1559 | N 4TH ST | 43201- | Active | 20169 | WATTS | LF919QT | RP | 1.500 | 3576511 | BASEMENT SE AT METER (1555)
1571 | N 4TH ST | 43201-2214 | Due Install |  |  |  | RP | 0.750 | 3576513
1934 | N 4TH ST | 43201-1706 | Active | 150821 | AMES | 2000SS | DC | 4.000 | 89542 | BASEMENT MECH ROOM SW CORNER
1934 | N 4TH ST | 43201-1706 | Active | 116943 | AMES | 4000SS | RP | 2.500 | 89543 | 1ST FLOOR CENTER OF THE BLDG. CLASS RM A
1934 | N 4TH ST | 43201-1706 | Active | 213006 | WATTS | 909 | RP | 4.000 | 89541 | SW CORNER OF BASEMENT OF PHASE II
1950 | N 4TH ST | 43201-1778 | Active | 259907 | WATTS | 009QT | RP | 2.000 | 89669 | IN BASEMENT OF CARRY OUT SOUTHWEST SECTION
111 | N 4TH ST UNIT 950 | 43215-3116 | LPS - Due Install | [5 empty] | 3630022
111 | N 4TH ST UNIT 950 | 43215-3116 | LPS - Active |  |  |  | LPC |  | 3630023 | LOW PRESSURE SUSTAINING DEVICE FOR BOOSTER PUMP
111 | N 4TH ST UNIT 950 | 43215-3116 | Not Required by DOW | 239418 | WATTS | 009M3 | RP | 0.750 | 3638937 | 9TH FLOOR CEILING
111 | N 4TH ST UNIT 950 | 43215-3116 | Not Required by DOW | 71796 | WATTS | 919 | RP | 0.750 | 3628033 | 9TH FLOOR MECH ROOM
111 | N 4TH ST UNIT 950 | 43215-3116 | Not Required by DOW | 534908 | APOLLO/CONBRACO | RPLF4A | RP | 1.000 | 3613702 | FLR 9 MECH RM S COLUMN
111 | N 4TH ST UNIT 950 | 43215-3116 | Not Required by DOW | 57813 | WATTS | 909QT | RP | 0.750 | 53924 | 8TH FLOOR MECH ROOM EAST WALL
111 | N 4TH ST UNIT 950 | 43215-3116 | Not Required by DOW | 180447 | WATTS | 009QT | RP | 1.000 | 53918 | BASEMENT GENERATOR ROOM
111 | N 4TH ST UNIT 950 | 43215-3116 | Active | 1065070519 | WATTS | 994 | RP | 6.000 | 100092 | BASEMENT PUMP ROOM
111 | N 4TH ST UNIT 950 | 43215-3116 | Active | 1242150910 | AMES | 4000SS | RP | 6.000 | 100091 | BASEMENT PUMP ROOM
111 | N 4TH ST UNIT 950 | 43215-3116 | Not Required by DOW | 540869 | WATTS | 909HWQT | RP | 0.750 | 92330 | 13TH FLOOR MECH ROOM
111 | N 4TH ST UNIT 950 | 43215-3116 | Not Required by DOW | 217006 | WATTS | 909M1QT | RP | 2.000 | 53920 | 9TH FLOOR PUMP 912 ROOM -MECHANCIAL ROOM
697 | N 4TH ST UNIT A | 43215-1529 | Active | 35224 | WATTS | 919QT | RP | 2.000 | 71049 | Meter Room Located in Apt. 130 1st Floor
697 | N 4TH ST UNIT A | 43215-1529 | Active | 69466 | AMES | 2000B | DC | 0.750 | 3607851 | 1ST FL UNIT #122 APARTMENT
697 | N 4TH ST UNIT A | 43215-1529 | Active | 179331 | AMES | 3000SS | DCDA | 8.000 | 3607852 | 1ST FL UNIT #122 APARTMENT
1571 | N 4TH ST UNIT A | 43201-2214 | Due Install |  |  |  | RP | 0.750 | 3576514
1980 | n 4th st unit r |  | Active | 4410123 |  |  | RP | 1.000 | 3653619
81 | N 5TH ST | 43215-3231 | Not Required by DOW | 01452 | AMES | LF2000BM1 | DC | 2.000 | 3607798 | METER ROOM EAST SIDE
81 | N 5TH ST | 43215-3231 | Active | N0712170745 | FEBCO | 880V | RP | 4.000 | 98166 | METER ROOM EAST SIDE Located in 59 N 5th
84 | N 5TH ST | 43215-3225 | Active | T417726 | WILKINS | 720 | PVB | 0.750 | 3653566 | RIGHT SIDE
88 | N 5TH ST | 43215-3225 | Active | T417968 | WILKINS | 720 | PVB | 0.750 | 3653565 | LEFT SIDE
88 | N 5TH ST | 43215-3225 | Due Install | [5 empty] | 3577576
92 | N 5TH ST | 43215-3232 | Active | B294808 | WILKINS | 375 | RP | 0.750 | 3577577 | BASEMENT NEXT TO METER
105 | N 5TH ST | 43215 | Active | TI-2072 | WATTS | 957 | RP | 4.000 | 3646038 | FIRE PUMP ROOM IN PARKING GARAGE WEST SIDE OF BUILDING
105 | N 5TH ST | 43215 | Not Required by DOW | 187187 | WATTS | LF009M2QT | RP | 1.000 | 3648232 | POOL EQUIPMENT ROOM
105 | N 5TH ST | 43215 | Not Required by DOW | 210413 | WATTS | LF009M2QT | RP | 1.000 | 3649018 | WATER ROOM/ MECH ROOM UP HIGH ON WALL
105 | N 5TH ST | 43215 | Active | V54061 | WILKINS | 350ADA | DCDA | 6.000 | 3640955 | FIRE PUMP ROOM IN PARKING GARAGE WEST SIDE OF BUILDING
105 | N 5TH ST | 43215 | LPS - Active |  |  |  | LST |  | 3643535 | FIRE PUMP ROOM IN PARKING GARAGE WEST SIDE OF BUILDING - FIRE PUMP
105 | N 5TH ST | 43215 | Active | HC23883 | WILKINS | 950XLD | DC | 0.750 | 3640956 | FIRE PUMP ROOM IN PARKING GARAGE WEST SIDE OF BUILDING
105 | N 5TH ST | 43215 | Active | SH-3740 | WATTS | 957 | RP | 4.000 | 3643533 | FIRE PUMP ROOM IN PARKING GARAGE WEST SIDE OF BUILDING
105 | N 5TH ST | 43215 | LPS - Active |  |  |  | LPC |  | 3643534 | FIRE PUMP ROOM IN PARKING GARAGE WEST SIDE OF BUILDING - DOMESTIC PUMP
157 | N 5TH ST | 43215- | Active | 91153 | WATTS | LF919QT | RP | 0.750 | 3577579 | 1st FLOOR NE BREWERY/RESTAURANT AT WATER METER
163 | N 5TH ST | 43215- | Active | 64438 | AMES | 2000BM3 | DC | 0.750 | 3650817 | NE BSMNT OF 163 (FIRE SERVICE FOR 157 N 5th)
163 | N 5TH ST | 43215- | Active | VB-0479 | AMES | COLT 300GV | DCDA | 6.000 | 3650816 | NE BSMNT OF 163 (FIRE SERVICE FOR 157 N 5th)
163 | N 5TH ST | 43215- | Active | 4914998 | WILKINS | 975XL2 | RP | 1.500 | 3577580 | SE BSMNT OF 163 AT WATER METER
205 | N 5TH ST | 43215-2601 | Active | W255170 | WILKINS | 975 | RP | 1.000 | 87547 | MENS REST ROOM/UTILITY CLOSET AT METER
226 | N 5TH ST | 43215-2656 | Active | 155987 | WATTS | 909 | RP | 3.000 | 57800 | IN BASEMENT LEVEL ON WEST WALL
226 | N 5TH ST | 43215-2656 | Not Required by DOW | 52458 | WATTS | 909PCHWQT | RP | 1.000 | 57805 | AT CEILING ABOVE WATER METER IN BASEMENT LEVEL
226 | N 5TH ST | 43215-2656 | Active | 3D00413 | AMES | 3000SS | DCDA | 6.000 | 57801 | WEST SIDE OF BASEMENT AT FIRE PUMP
226 | N 5TH ST | 43215-2656 | Active | 41331 | WATTS | 007M1PCQT | DC | 0.750 | 57802 | BASEMENT-WEST END BY FIRE PUMP
226 | N 5TH ST | 43215-2656 | Not Required by DOW | 497174 | WATTS | 909QT | RP | 0.750 | 57803 | BASEMENT N WALL UP IN CEILING,WTR MTR AREA
226 | N 5TH ST | 43215-2656 | Not Required by DOW | 61847 | WATTS | LF919QT | RP | 1.000 | 57804 | BASEMENT N WALL UP IN CEILING MTR AREA
231 | N 5TH ST | 43215-2603 | Active | 1134600501 | AMES | 3000SS | DCDA | 3.000 | 57918 | BASEMENT-VALVE ROOM
231 | N 5TH ST | 43215-2603 | Active | 19182 | AMES | 2000B | DC | 0.750 | 57919 | BASEMENT - VALVE ROOM
231 | N 5TH ST | 43215-2603 | Active | 180253 | WATTS | 009M3QT | RP | 0.750 | 57920 | BASEMENT
243 | N 5TH ST | 43215-2654 | Due Install |  |  |  | DCDA |  | 3652307
243 | N 5TH ST | 43215-2654 | Due Install |  |  |  | RP | 2.000 | 3577583
246 | N 5TH ST | 43215- | Active | 12049 | WILKINS | LF719QT | DC | 2.000 | 93408 | AT MAIN WATER METER IN BASEMENT
246 | N 5TH ST | 43215- | Active | 54108 | WATTS | 009QT | RP | 0.750 | 58366 | BASEMENT OF 240 N 5TH ST
246 | N 5TH ST | 43215- | Active | 117671 | WATTS | 009M2QT | RP | 1.500 | 3653245 | AT MAIN WATER METER IN BASEMENT
1375 | N 5TH ST | 43201-2564 | Active | 07644 | AMES | 4000B | RP | 1.500 | 3577634 | IN BASEMENT BY METER
170 | N 5TH ST UNIT A | 43215- | Active | 59172 | WATTS | 919 | RP | 0.750 | 3577581 | NORTH HALLWAY JANITOR CLOSET
85 | N 6TH ST | 43215 | Active | OE2216 | WATTS | 957 | RP | 4.000 | 3635620 | SOUTH BLDG RIGHT REAR METER ROOM
85 | N 6TH ST | 43215 | Active | 180988 | AMES | 2000 | DC | 4.000 | 3635621 | SOUTH BLDG RIGHT REAR METER RM
90 | N 6TH ST | 43215 | Active | 53031 | WILKINS | 350 | DC | 4.000 | 3618562 | METER ROOM
90 | N 6TH ST | 43215 | Active | 104119 | WILKINS | 375 | RP | 4.000 | 3618561 | METER ROOM
145 | N 6TH ST | 43215 | Active | 112527 | WILKINS | 375 | RP | 3.000 | 3626233 | NE GARAGE AREA AT WATER METER
145 | N 6TH ST | 43215 | Not Required by DOW | 96609 | WATTS | 009M2QT | RP | 1.500 | 55254 | 1ST FLOOR MECH ROOM
145 | N 6TH ST | 43215 | Active | 51142 | AMES | 2000B | DC | 0.750 | 89106 | NE GARAGE AREA MECH ROOM 104
145 | N 6TH ST | 43215 | Active | 1524040806 | AMES | 3000SS | DCDA | 4.000 | 89107 | NE GARAGE AREA MECH ROOM 104
162 | N 6TH ST | 43215-1812 | Due Install |  |  |  | DCDA |  | 3636249
162 | N 6TH ST | 43215-1812 | Due Install |  |  |  | RP |  | 3578131
225 | N 6TH ST | 43215-2634 | Due Install | [5 empty] | 3578133
366 | N 6TH ST | 43215-2137 | Active | W142949 | WILKINS | 975XLBMS | RP | 2.000 | 61393 | NORTH END MECH ROOM
384 | N 6TH ST | 43215-2137 | Not Required by DOW | 01668 | WATTS | 008PCQT | SVB | 0.750 | 61911 | CAGE WASH RM 132
384 | N 6TH ST | 43215-2137 | Not Required by DOW | 01489REM | WATTS | 008PCQT | SVB | 0.750 | 61910 | UPPER LEVEL MECHANICAL ROOM - WEST WALL
384 | N 6TH ST | 43215-2137 | Not Required by DOW | 2862389 | WILKINS | 975XL | RP | 1.000 | 61926 | UPPER LEVEL MECHANICAL ROOM
384 | N 6TH ST | 43215-2137 | Not Required by DOW | 307267REM | WATTS | 800M4QT | PVB | 0.750 | 61925 | DOG KENNEL ROOM 130
384 | N 6TH ST | 43215-2137 | Not Required by DOW | 2455 | WATTS | 008PCQT | SVB | 0.750 | 61924 | XRAY FILM ROOM
384 | N 6TH ST | 43215-2137 | Active | A021528 | FEBCO | 805 | DC | 0.750 | 61923 | Cat Kennel Room 127 - Vet Tech
384 | N 6TH ST | 43215-2137 | Not Required by DOW | 1816 | WATTS | 008PCQT | SVB | 0.750 | 61922 | DOG KENNEL RM 130
384 | N 6TH ST | 43215-2137 | Not Required by DOW | 1815 | WATTS | 008PCQT | SVB | 0.750 | 61921 | DOG KENNEL RM 130
384 | N 6TH ST | 43215-2137 | Not Required by DOW | 1813 | WATTS | 008PCQT | SVB | 0.750 | 61920 | DOG KENNEL RM 130
384 | N 6TH ST | 43215-2137 | Not Required by DOW | 1805 | WATTS | 008PCQT | SVB | 0.750 | 61919 | DOG KENNEL RM 130
384 | N 6TH ST | 43215-2137 | Not Required by DOW | 1802 | WATTS | 008PCQT | SVB | 0.750 | 61918 | CAGE WASH RM 132
384 | N 6TH ST | 43215-2137 | Not Required by DOW | 1789 | WATTS | 008PCQT | SVB | 0.750 | 61917 | ROOM 130 EAST WASH STATION COLD
384 | N 6TH ST | 43215-2137 | Not Required by DOW | 1417 | WATTS | 008PCQT | SVB | 0.750 | 61916 | DOG KENNEL RM 130
384 | N 6TH ST | 43215-2137 | Active | 1295996 | WILKINS | 975 | RP | 2.000 | 61915 | METER ROOM - 1ST FL
384 | N 6TH ST | 43215-2137 | Active | 201300514 | FEBCO | 876 | DCDA | 3.000 | 61914 | Cat Kennel Room 127 - Vet Tech
384 | N 6TH ST | 43215-2137 | Not Required by DOW | 01787 | WATTS | 008PCQT | SVB | 0.750 | 61912 | DOG KENNEL RM 130
384 | N 6TH ST | 43215-2137 | Not Required by DOW | 248494 | WATTS | 800QT | PVB | 0.750 | 61913 | DOG KENNEL RM 130
408 | N 6TH ST | 43215-2137 | Not Required by DOW | 4275532 | WILKINS | 975XL2 | RP | 1.000 | 3578136 | BREW ROOM ON S WALL
408 | N 6TH ST | 43215-2137 | Not Required by DOW | 4301785 | WILKINS | 975XL2 | RP | 0.750 | 3619798 | IN BOILER ROOM
408 | N 6TH ST | 43215-2137 | Active | 4289064 | WILKINS | 975XL2 | RP | 1.500 | 3619797 | BACK SUB LEVEL BSMNT/MECH ROOM AT WATER METER
718 | N 6TH ST | 43215 | Active | 1327240420 | AMES | 4000SS | RP | 3.000 | 3646672 | METER HOUSE
718 | N 6TH ST | 43215 | LPS - Active |  |  |  | LST |  | 3650062 | FIRE PUMP
718 | N 6TH ST | 43215 | LPS - Active |  |  |  | LPC |  | 3650061 | DOMESTIC PUMP
718 | N 6TH ST | 43215 | Active | 1077821220 | AMES | 3000SS | RPDA | 6.000 | 3649494 | METER HOUSE
718 | N 6TH ST | 43215 | Active | 15084 | AMES | 4000B | RP | 0.750 | 3649493 | METER HOUSE
751 | N 6TH ST | 43215 | LPS - Active | [5 empty] | 3636515 | NW END OF BUILDING MECHANICAL ROOM
751 | N 6TH ST | 43215 | Active | 008757 | WATTS | LF909MOD | RP | 3.000 | 3636045 | NW END OF BUILDING MECHANICAL ROOM
751 | N 6TH ST | 43215 | Active | 14470 | AMES | 4000B | RP | 0.750 | 3636042 | NW END OF BUILDING MECHANICAL ROOM
751 | N 6TH ST | 43215 | Active | 1073821018 | AMES | 5000SS | RPDA | 6.000 | 3636041 | NW END OF BUILDING MECHANICAL ROOM
751 | N 6TH ST | 43215 | Not Required by DOW | T001809 | WILKINS | 720A | PVB | 0.750 | 3638424 | MECH ROOM
831 | N 6TH ST | 43215 | Active | 19149 | WATTS | LF919QT | RP | 1.500 | 3611596 | MECHANICAL ROOM SOUTH SIDE OF BUILDING
1082 | N 6TH ST | 43201 | Active | 55658 | Ames | 2000B | DC | 2.000 | 3649517 | METER ROOM
1082 | N 6TH ST | 43201 | Active | 4861425 | WILKINS | 975XL2 | RP | 2.000 | 3649516
1394 | N 6TH ST | 43201-2508 | Not Required by DOW | [5 empty] | 3578188
336 | N 6TH ST UNIT A | 43215-2162 | Active | HC68155 | WILKINS | 950XL | DC | 0.750 | 3578135 | METER LOCATION CENTER OF EAST WALL
336 | N 6TH ST UNIT A | 43215-2162 | Active | 30608 | WILKINS | 350ASTDA | DCDA | 6.000 | 3650156 | METER LOCATION CENTER OF EAST WALL
95 | N 9TH ST | 43215-1745 | Active | HC4881 | WILKINS | 950 | DC | 0.750 | 3653957 | IN PIT
95 | N 9TH ST | 43215-1745 | Not Required by DOW | 405105 | WILKINS | 720A | PVB | 1.500 | 74752 | OUTSIDE WEST END OF BUILDING
95 | N 9TH ST | 43215-1745 | LPS - Active | [5 empty] | 3653092
95 | N 9TH ST | 43215-1745 | Active | 2436 | WILKINS | 350 | DCDA | 6.000 | 3636006 | IN PIT
95 | N 9TH ST | 43215-1745 | Not Required by DOW | 4047 | WILKINS | 375ASTR | RP | 2.500 | 74755 | BASEMENT MECH ROOM BY DOMESTIC HOT WATER BOILER
95 | N 9TH ST | 43215-1745 | Not Required by DOW | 29266 | WATTS | 009M2PCQT | RP | 0.750 | 74754 | IN BASEMENT MECHANICAL ROOM
95 | N 9TH ST | 43215-1745 | Active | 007457 | WATTS | 909 | RP | 3.000 | 74753 | IN KITCHEN BACK IN OFFICE BY WALK-IN COOLER
160 | N ALGONQUIN AVE | 43204- | Due Install |  |  |  | RP | 1.500 | 3353396
160 | N ALGONQUIN AVE | 43204- | Due Install |  |  |  | DCDA | 4.000 | 3652376
220 | N ALGONQUIN AVE | 43204-2079 | Active | UI-0399 | AMES | 500GV | RPDA | 6.000 | 3598994 | Hot Box
220 | N ALGONQUIN AVE | 43204-2079 | Active | 87111 | WATTS | LF919QT | RP | 0.750 | 3649867 | Hot Box
60 | N BRICE RD | 43213 | Not Required by DOW | 3789069 | WILKINS | 975XL | RP | 1.000 | 103977 | INSIDE MECHANICAL ROOM
60 | N BRICE RD | 43213 | Active | 30710 | AMES | 2000B | DC | 0.750 | 103986 | RISER ROOM
60 | N BRICE RD | 43213 | Active | NH-0104 | AMES | COLT 300AGV | DCDA | 4.000 | 103985 | RISER ROOM
60 | N BRICE RD | 43213 | Active | 1550 | WATTS | 919QT | RP | 1.500 | 103984 | AT WATER METER
61 | N BRICE RD | 43213-1580 | Active | 1240681102 | AMES | 3000SS | DCDA | 6.000 | 68987 | VAULTED PIT AT ROAD
61 | N BRICE RD | 43213-1580 | Active | 55503 | WATTS | 007M1QT | DC | 0.750 | 68990 | VAULTED PIT AT ROAD
61 | N BRICE RD | 43213-1580 | Active | 585908 | WILKINS | 975XL | RP | 1.500 | 68991 | NEXT TO WATER METER
99 | N BRICE RD | 43213-6510 | Not Required by DOW | W210372 | WILKINS | 975XLBMS | RP | 1.500 | 88249 | 1ST FLOOR MECH ROOM
99 | N BRICE RD | 43213-6510 | Active | 146808 | AMES | 3000SS | DCDA | 6.000 | 88250 | SPRINKLER RISER ROOM
99 | N BRICE RD | 43213-6510 | Active | L28208 | WILKINS | 375 | RP | 3.000 | 87934 | 1ST FLOOR MECH ROOM
99 | N BRICE RD | 43213-6510 | Not Required by DOW | 617341 | WATTS | 909QT | RP | 0.750 | 91570 | MECH ROOM
99 | N BRICE RD | 43213-6510 | Active | 67806 | WATTS | 007M1PCQT | DC | 0.750 | 88251 | 1ST FLOOR MECH
405 | N BRICE RD | 43004-9453 | Active | 122429 | WATTS | 919ZQT | RP | 1.000 | 62765 | AT WATER METER IN MECH ROOM
450 | N BRICE RD | 43068- | Active | 577208 | WILKINS | 975 | RP | 1.000 | 64211 | MECHANICAL ROOM
4009 | N BROADWAY ST | 43123-2639 | Active | 460631 | WATTS | 909QT | RP | 1.000 | 62667 | BETWEEN WH FREEZER BLDG REAR (Mechanical Room)
1490 | N CASSADY AV | 43219-1527 | Active | 2125512 | WILKINS | 975XL | RP | 1.500 | 91021 | PREP AREA BY WATER METER
1490 | N CASSADY AV | 43219-1527 | Not Required by DOW | 2339132 | WILKINS | 975XL | RP | 1.000 | 91022 | PREP AREA ABOVE WATER METER
600 | N CASSADY AVE | 43219-2789 | Active | 78153 | AMES | 2000B | DC | 0.750 | 3640964 | IN PUMP HOUSE AT RARIG AND FOURTH - FIRE SIDE CAR
600 | N CASSADY AVE | 43219-2789 | Active | 4153018 | WILKINS | 975 | RP | 1.500 | 59517 | AT WATER METER UNDER SINK IN LUNCH ROOM (600 N CASSADY AVE)
600 | N CASSADY AVE | 43219-2789 | Active | 1912570317 | AMES | 3000 | DCDA | 8.000 | 3579833 | IN PUMP HOUSE AT RARIG AND FOURTH
629 | N CASSADY AVE | 43219- | Due Install |  |  |  | RP |  | 3385812
640 | N CASSADY AVE | 43219-2721 | Active | 3149212 | WILKINS | 975XLBMS | RP | 0.750 | 69863 | AT WATER METER IN RESTROOMS--580 N CASSADY AVE (590)
655 | N CASSADY AVE | 43219-2720 | Due Install | [5 empty] | 3385813
767 | N CASSADY AVE | 43219-2722 | Active | 118013 | WATTS | 009M1QT | RP | 1.500 | 72464 | 767 NW BOILER/MECH ROOM AT WATER METER SCHOOL
812 | N CASSADY AVE | 43219-2228 | Due Install |  |  |  | RP |  | 3647070 | METER IS ACTUALLY IN A FORD BOX UP BY 430 N CASSADY
830 | N CASSADY AVE | 43219-2228 | Active | 94686 | WILKINS | 975 | RP | 0.750 | 73661 | IN SUPPLY ROOM
830 | N CASSADY AVE | 43219-2228 | Active | 72987 | WILKINS | 975 | RP | 0.750 | 73660 | MEN'S ROOM S END
835 | N CASSADY AVE | 43219-2203 | Active | TH2465 | AMES | COLT 400 | RP | 8.000 | 3385822 | IN HOT BOX
877 | N CASSADY AVE | 43219- | Not Required by DOW | 329499 | WILKINS | 975XLBMS | RP | 1.500 | 74268 | BLDG 33 LUNCH ROOM CLOSET
877 | N CASSADY AVE | 43219- | Not Required by DOW | 4493713 | WILKINS | 975XL | RP | 1.500 | 74265 | BLDG 33 LUNCH ROOM CLOSET
877 | N CASSADY AVE | 43219- | Not Required by DOW | 108878 | WILKINS | 975 | RP | 2.000 | 74266 | BLDG B 65 WEST WALL
877 | N CASSADY AVE | 43219- | Active | 113902 | WILKINS | 375 | RP | 3.000 | 74267 | SOUTH SIDE OF BLDG, BEHIND OFFICE AT WATER METER
1170 | N CASSADY AVE | 43219-2232 | Not Required by DOW | 3836742 | WILKINS | 975XL | RP | 2.000 | 54140 | IN HOT BOX OUTSIDE BY WATER METER PIT
1243 | N CASSADY AVE | 43219 | Active | 386305 | WATTS | LF009M3QT | RP | 0.750 | 3638720 | HOTBOX NEXT TO ENTRANCE TO PARKING LOT RIGHT SIDE
1375 | N CASSADY AVE | 43219-1524 | Active | A285361 | WILKINS | 375 | RP | 0.750 | 99790 | BOILER ROOM
1375 | N CASSADY AVE | 43219-1524 | Due Install |  |  |  | RP |  | 3639192
1375 | N CASSADY AVE | 43219-1524 | Active | 3164830 | WILKINS | 975XL | RP | 1.500 | 54838 | SOUTH WEST CORNER OF LOT AT PIT
1375 | N CASSADY AVE | 43219-1524 | LPS - Active |  |  |  | LPC |  | 3639193
1375 | N CASSADY AVE | 43219-1524 | LPS - Active |  |  |  | LST |  | 3639194
1405 | N CASSADY AVE | 43219-1528 | Active | 137842 | WATTS | 009M2QT | RP | 1.000 | 54929 | MECH ROOM REAR OF BUILDING
1405 | N CASSADY AVE | 43219-1528 | Active | 21583 | WATTS | LF719QT | DC | 1.000 | 3649070
1425 | N CASSADY AVE | 43219-1528 | Not Required by DOW | 149087 | WATTS | 009QT | RP | 2.000 | 54995 | MECH ROOM @ CAR WASH
1425 | N CASSADY AVE | 43219-1528 | Active | 149085 | WATTS | 009M2QT | RP | 2.000 | 54994 | IN CAR WASH AT METER
1425 | N CASSADY AVE | 43219-1528 | Not Required by DOW | A124260 | WILKINS | 375 | RP | 1.000 | 102478 | ABOVE 3 COMP SINK
1442 | N CASSADY AVE | 43219- | Active | 4334144 | WATTS | 909M1QT | RP | 1.500 | 92442 | UTILITY ROOM BY METER ST# 3323
1485 | N CASSADY AVE | 43219 | Active | 101226 | WATTS | 009M2QT | RP | 1.500 | 3652663 | HOTBOX NE CORNER
1505 | N CASSADY AVE | 43219 | Active | 055804 | WATTS | LF009M2QT | RP | 1.500 | 3633050 | S CENTER MECH AREA AT WATER METER UNDER HWT'S TIM HORTONS
1521 | N CASSADY AVE | 43219 | Not Required by DOW | 73061 | WATTS | 919 | RP | 0.750 | 3629508 | POOL FILLER, POOL EQUIPMENT ROOM
1521 | N CASSADY AVE | 43219 | Not Required by DOW | CB432287 | WILKINS | 720A | PVB | 0.750 | 3629714 | SW CORNER OF BUILDING
1521 | N CASSADY AVE | 43219 | Active | QL-2162 | AMES | COLT 400 | RP | 3.000 | 3629509 | GREEN HOT BOX NEXT TO CASSADY AVE
1521 | N CASSADY AVE | 43219 | Active | 46109 | AMES | 2000BM3 | DC | 0.750 | 3629691 | METER PIT @ ENTRANCE
1521 | N CASSADY AVE | 43219 | Active | QL-1079 | AMES | COLT 300GV | DCDA | 6.000 | 3629692 | METER PIT @ ENTRANCE
1522 | N CASSADY AVE | 43219- | Active | 2821856 | WILKINS | 975XLBMS | RP | 1.500 | 95272 | 1522 BACK DR MECH/METER ROOM
1531 | N CASSADY AVE | 43219 | Active | 4665627 | WILKINS | 975 | RP | 2.000 | 3638721 | SOUTH WALL IN STORAGE AREA
1531 | N CASSADY AVE | 43219 | Not Required by DOW | 4690713 | WILKINS | 975XL2 | RP | 1.000 | 3646725 | STORAGE AREA
1557 | N CASSADY AVE | 43219 | Active | UE-0334 | AMES | COLT400 | RP | 4.000 | 3648224 | NW CORNER IN WATER BUILDING
1557 | N CASSADY AVE | 43219 | Active | UD-1363 | AMES | COLT500GV | RPDA | 6.000 | 3648225 | NW CORNER IN WATER BUILDING - FIRE RISER
1557 | N CASSADY AVE | 43219 | Active | 85806 | WATTS | LF919QT | RP | 0.750 | 3648226 | NW CORNER IN WATER BUILDING - FIRE RISER SYSTEM BYPASS
2001 | N CASSADY AVE | 43219- | Active | 62851 | WATTS | LF919QT | RP | 0.750 | 57009 | 1885 CASSADY AVE, NORTH GATE ON POST
2225 | N CASSADY AVE | 43219 | Active | 72578 | WATTS | 919QT | RP | 0.750 | 3635546 | IN HOTBOX
2225 | N CASSADY AVE | 43219 | Active | RL0419 | WATTS | LF957RPDA-GV | RPDA | 6.000 | 3635545 | IN HOTBOX
2225 | N CASSADY AVE | 43219 | Active | RK2180 | WATTS | 919QT | RP | 3.000 | 3635544 | IN HOTBOX
2225 | N CASSADY AVE | 43219 | Not Required by DOW | 31714 | WATTS | 007 | DC | 0.500 | 3635576 | BEHIND ICE MAKER IN THE KITCHEN
2300 | N CASSADY AVE | 43219-1508 | Not Required by DOW | 192738 | WATTS | 009QT | RP | 0.750 | 57902 | UNDER BAPTISTRY
2300 | N CASSADY AVE | 43219-1508 | Active | 9809031336 | FEBCO | 856 | DCDA | 6.000 | 57906 | meter pit on cassady
2300 | N CASSADY AVE | 43219-1508 | Active | 8343 | FEBCO | 805 | DC | 0.750 | 57905 | METER PIT ON CASSADY
2300 | N CASSADY AVE | 43219-1508 | Active | 47525 | WATTS | 009QT | RP | 1.500 | 57903 | FIRE MECH ROOM
2300 | N CASSADY AVE | 43219-1508 | Not Required by DOW | HG36931 | FEBCO | 765 | PVB | 1.000 | 57904 | FRONT OF BUILDING
2327 | n cassady ave |  | Active | WK-0993 | AMES | COLT 500 GV | RPDA | 8.000 | 3654544 | MTR ROOM BY ENTRANCE AT SE CORNER
2327 | n cassady ave |  | Active | WK-1146 | AMES | COLT 400 | RP | 4.000 | 3654542
2327 | n cassady ave |  | Active | 95996 | WATTS | 919QT | RP | 0.750 | 3654563 | MTR ROOM BY ENTRANCE AT SE CORNER
2466 | N CASSADY AVE | 43219-1514 | Active | 96675 | WATTS | 009QT | RP | 0.750 | 58379 | IN OFFICE UTILITY ROOM
2500 | N CASSADY AVE | 43219-1514 | Active | 164995 | WATTS | 909 | RP | 3.000 | 58503 | METER ROOM - Cassady E. S.
2500 | N CASSADY AVE | 43219-1514 | Not Required by DOW | 84589REM | WATTS | 909 | RP | 0.750 | 58504 | BOILER ROOM - Cassady E. S.
2505 | N CASSADY AVE | 43219-1503 | Due Install |  |  |  | RP | 2.000 | 3385892 | HOWARD COMMUNITY REC CENTER
2505 | N CASSADY AVE | 43219-1503 | Due Install |  |  |  | DCDA | 4.000 | 3641443 | HOWARD COMMUNITY REC CENTER
127 | N CENTRAL AVE | 43222-1009 | Due Install |  |  |  | RP | 0.625 | 3386869
188 | N CENTRAL AVE | 43222-1035 | Not Required by DOW | [5 empty] | 3386886
147 | N CHAMPION AVE | 43203 | Active | 69200 | WATTS | LF009M2QT | RP | 2.000 | 3626576 | IN HOT BOX AT WATER MTR --SE AT ALLY W OF CHAMPION
154 | N CHAMPION AVE | 43203 | Active | 26031 | WATTS | 007M1QT | DC | 0.750 | 3626572 | MTR BLDG SW PARKING LOT
154 | N CHAMPION AVE | 43203 | Active | RB-1956 | WATTS | 957 | RP | 4.000 | 3624914 | MTR BLDG SW PARKING LOT AT WATER MTR
154 | N CHAMPION AVE | 43203 | Active | 1163691016 | WATTS | 774 | DCDA | 6.000 | 3626571 | MTR BLDG SW PARKING LOT
211 | N CHAMPION AVE | 43203 | Active | 27435 | WATTS | 919QT | RP | 2.000 | 3613463 | LAUNDRY RM MECH RM 1ST FL
211 | N CHAMPION AVE | 43203 | Active | PF3430 | WATTS | 957 | RP | 4.000 | 3613650 | MECHANICAL ROOM
211 | N CHAMPION AVE | 43203 | Active | 11457 | WATTS | 919AQT | RP | 1.250 | 3613651 | MECHANICAL ROOM
211 | N CHAMPION AVE | 43203 | Active | 1853160215 | AMES | 3000SS | DCDA | 6.000 | 3613762 | FIRE SYSTEM MAIN LINE
211 | N CHAMPION AVE | 43203 | Active | 22666 | WATTS | 007M1PCQT | DC | 0.750 | 3613763 | FIRE SYSTEM BYPASS LINE
240 | N CHAMPION AVE | 43203-1561 | Active | PI2310 | WATTS | 957 | RP | 3.000 | 3387266 | MECHANICAL ROOM
240 | N CHAMPION AVE | 43203-1561 | Due Install |  |  |  | DCDA | 6.000 | 3638427 | MECHANICAL ROOM
266 | N CHAMPION AVE | 43203-1540 | Due Install |  |  |  | RP |  | 3638333
487 | N CHAMPION AVE | 43203-1146 | Due Install |  |  |  | RP | 0.750 | 3387284 | AT METER
264 | N DELTA DR | 43214-3535 | Active | 3996993 | WILKINS | 975XL2 | RP | 1.500 | 3404074 | BSMNT AT WATER METER
264 | N DELTA DR | 43214-3535 | Not Required by DOW | 4095557 | WILKINS | 975XL2 | RP | 0.750 | 3611654 | IN THE BASEMENT NEXT TO WATER METER
1843 | N DEVON RD | 43212-1953 | Active | CB288629 | WILKINS | 720A | PVB | 0.750 | 3405724 | FRONT
1882 | N DEVON RD | 43212-1040 | Active | CB548591 | WILKINS | 720A | PVB | 0.750 | 3405725 | REAR RIGHT
1908 | N DEVON RD | 43212-1040 | Active | T417719 | WILKINS | 720A | PVB | 0.750 | 3405731 | LEFT SIDE OF HOUSE
1915 | N DEVON RD | 43212-1041 | Active | 034081 | WATTS | 800M4QT | PVB | 0.750 | 3405732 | LEFT OF FRONT DOOR
1935 | N DEVON RD | 43212-1043 | Active | T188406 | WILKINS | 720A | PVB | 0.750 | 3609465 | RIGHT SIDE OF HOUSE
1963 | N DEVON RD | 43212-1043 | Active | T291418 | WILKINS | 720A | PVB | 0.750 | 3405738 | RIGHT SIDE
1968 | N DEVON RD | 43212-1042 | Active | T434275 | WILKINS | 720A | PVB | 0.750 | 3405739
2021 | N DEVON RD | 43212-1045 | Active | CB153144 | WILKINS | 720A | PVB | 0.750 | 3405742 | RIGHT SIDE OF HOUSE
2022 | N DEVON RD | 43212-1044 | Active | G214560 | WILKINS | 720A | PVB | 0.750 | 97801 | RIGHT SIDE OF HOUSE
2100 | N DEVON RD UNIT A | 43221- | Active | 185344 | WATTS | 909 | RP | 4.000 | 57251 | EAST BASEMENT TUNNEL
2100 | N DEVON RD UNIT A | 43221- | Not Required by DOW | 19223 | WATTS | 009M2QT | RP | 1.500 | 57252 | BOILER ROOM
2100 | N DEVON RD UNIT A | 43221- | Active | 30500 | AMES | 3000SS | DCDA | 6.000 | 57253 | REAR WALL OF BASEMENT BOILER ROOM
2100 | N DEVON RD UNIT A | 43221- | Not Required by DOW | 412376 | WATTS | 909QT | RP | 0.750 | 96070 | BASEMENT
2100 | N DEVON RD UNIT A | 43221- | Not Required by DOW | 298477 | WATTS | 909M1QT | RP | 2.000 | 96069 | basement
2100 | N DEVON RD UNIT A | 43221- | Not Required by DOW | 4123 | WATTS | 909QT | RP | 0.750 | 96068 | BASEMENT TUNNEL
2100 | N DEVON RD UNIT A | 43221- | Active | 74554 | WATTS | 007M2QT | DC | 0.750 | 57254 | BOILER ROOM - REAR WALL IN BASEMENT
2100 | N DEVON RD UNIT POOL | 43221- | Active | X40583 | WILKINS | 375A | RP | 3.000 | 3405746 | Pump House at Meter
303 | N EUREKA AVE | 43204-3719 | Due Install |  |  |  | RP | 1.500 | 3417297 | HOLTON COMMUNITY REC CENTER
415 | N EUREKA AVE | 43204- | Due Install |  |  |  | RP | 0.750 | 3417300
300 | N FOURTH ST | 43215-2134 | Due Install |  |  |  | RP | 6.000 | 3641319 | FIRE STATION # 1
300 | N FOURTH ST | 43215-2134 | Active | 5300 | WATTS | 009QT | RP | 1.000 | 59736 | THIRD FLOOR BOILER ROOM
20 | N FRONT ST | 43215 | Active | 1301620316 | AMES | 4000SS | RP | 8.000 | 3618523 | BASEMENT WATER ROOM
20 | N FRONT ST | 43215 | Active | 130100416 | AMES | 4000SS | RP | 8.000 | 3652596 | BASEMENT WATER ROOM
77 | N FRONT ST | 43215 | Active | 3658178 | WILKINS | 975XL | RP | 1.500 | 102360 | WATER METER ROOM LOWER LEVEL
77 | N FRONT ST | 43215 | Active | 1760311011 | AMES | 3000SS | DCDA | 8.000 | 101932 | PUMP ROOM
77 | N FRONT ST | 43215 | Active | 24798 | AMES | 2000BM3 | DC | 0.750 | 101931 | PUMP ROOM
77 | N FRONT ST | 43215 | Active | 195751 | WATTS | 909 | RP | 4.000 | 54253 | BASEMENT BOILER HOUSE
98 | N FRONT ST | 43215-2807 | Active | 010201 | WATTS | 909 | RP | 3.000 | 87485 | BASEMENT N E SIDE
111 | N FRONT ST | 43215 | Active | QU-1358 | WATTS | 957 | RP | 4.000 | 3622479 | TOP - WATER METER/PUMP ROOM, DUAL SETTING
111 | N FRONT ST | 43215 | Not Required by DOW | 20962 | WATTS | 008PCQT | SVB | 0.500 | 3625157 | SLOP SINK, 3RD FL JANITOR CLOSET - WEST SIDE
111 | N FRONT ST | 43215 | Active | QU-0444 | WATTS | 957 | RP | 4.000 | 3622478 | BOTTOM - WATER/PUMP ROOM, DUAL SETTING
111 | N FRONT ST | 43215 | Not Required by DOW | 21412 | WATTS | 008PCQT | SVB | 0.500 | 3626443 | SLOP SINK, 5TH FL JANITOR CLOSET - WEST
111 | N FRONT ST | 43215 | Not Required by DOW | 53186 | WATTS | LF919QT | RP | 1.000 | 3618597 | HOSE BIBBS, LOWER LEVEL - E SIDE - 10' IN AIR
111 | N FRONT ST | 43215 | Active | 1905391116 | AMES | 3000SS | DCDA | 8.000 | 3624769
111 | N FRONT ST | 43215 | Not Required by DOW | 20961 | WATTS | 008PCQT | SVB | 0.500 | 3625156 | SLOP SINK, BASEMENT - RIGHT OF THE ELEVATORS IN A CLOSET
111 | N FRONT ST | 43215 | Not Required by DOW | 069585 | WATTS | LF009M2QT | RP | 2.000 | 3622477 | BASEMENT - 12' IN THE AIR, NEAR CHILLERS
111 | N FRONT ST | 43215 | Not Required by DOW | 21409 | WATTS | 008PCQT | SVB | 0.500 | 3624882 | SLOP SINK, 7TH FL JANITOR CLOSET - WEST
111 | N FRONT ST | 43215 | Not Required by DOW | 037643 | WATTS | LF009M2QT | RP | 1.500 | 3624890 | PENTHOUSE-AT CEILING BEHIND BOILERS
111 | N FRONT ST | 43215 | Not Required by DOW | 21411 | WATTS | 008PCQT | SVB | 0.500 | 3624892 | SLOP SINK, 4TH FL JANITOR CLOSET - WEST
111 | N FRONT ST | 43215 | Not Required by DOW | 21414 | WATTS | 008PCQT | SVB | 0.500 | 3624893 | SLOP SINK, 8TH FL JANITOR CLOSET - WEST
111 | N FRONT ST | 43215 | Active | 77539 | AMES | 2000B | DC | 0.750 | 3624768
111 | N FRONT ST | 43215 | Not Required by DOW | 20960 | WATTS | 008PCQT | SVB | 0.500 | 3625155 | SLOP SINK, 1ST FL IN THE CORNER - WEST SIDE - NEAR ELEVATOR
111 | N FRONT ST | 43215 | Not Required by DOW | 21413 | WATTS | 008PCQT | SVB | 0.500 | 3625154 | SLOP SINK, 2ND FL JANITOR CLOSET - WEST SIDE
111 | N FRONT ST | 43215 | Not Required by DOW | 040337 | WATTS | LF009M2QT | RP | 1.500 | 3624894 | WATER FEATURE, BASEMENT-NEAR THE WALL-S WALL
111 | N FRONT ST | 43215 | Not Required by DOW | 151121 | WATTS | LF009M3QT | RP | 0.750 | 3624895 | FOR 4TH FL ROOF, IN 2ND FL CLOSET NW
111 | N FRONT ST | 43215 | Not Required by DOW | 040328 | WATTS | LF009M2QT | RP | 1.500 | 3624896 | BASEMENT-OUTSIDE BACKFLOW-SOUTH WALL
111 | N FRONT ST | 43215 | Not Required by DOW | 22354 | WATTS | 008PCQT | SVB | 0.500 | 3624897 | SLOP SINK, 6TH FL JANITOR CLOSET - WEST
141 | N FRONT ST | 43215 | LPS - Active |  |  |  | LPC |  | 3635323 | GARAGE MAIN LEVEL NORTHEAST CORNER IN WATER METER ROOM
141 | N FRONT ST | 43215 | Active | 068808 | WATTS | LF009M2QT | RP | 2.000 | 3619895 | GARAGE MAIN LEVEL NORTHEAST CORNER IN WATER METER ROOM
215 | N FRONT ST | 43215-2255 | LPS - Due Install |  |  |  | LPC |  | 3633566 | LOW PRESSURE SUSTAINING DEVICE FOR BOOSTER PUMP
215 | N FRONT ST | 43215-2255 | LPS - Due Install | [5 empty] | 3633567
215 | N FRONT ST | 43215-2255 | Not Required by DOW | 141709 | WATTS | 009QT | RP | 0.500 | 57444 | CEILING ABOVE ICE MACHINE IN KITCHEN AREA
215 | N FRONT ST | 43215-2255 | Not Required by DOW | 143787 | WATTS | 009QT | RP | 0.500 | 57445 | BEHIND ICE MACHINE IN KITCHEN AREA
215 | N FRONT ST | 43215-2255 | Active | 9812071535 | FEBCO | 825 | RP | 6.000 | 57447 | IN BASEMENT BY WATER METER
215 | N FRONT ST | 43215-2255 | Active | 9812041226 | FEBCO | 850 | DC | 6.000 | 57446 | SW BASEMENT
221 | N FRONT ST | 43215-2289 | Active | 63662 | WATTS | 007QT | DC | 0.750 | 88198 | BASEMENT / MTR RM
221 | N FRONT ST | 43215-2289 | Active | 1380370205 | AMES | 3000SS | DCDA | 6.000 | 88197 | Basement - North Wall Water/Meter Cage Area
221 | N FRONT ST | 43215-2289 | Active | XA2524 | WATTS | 957 | RP | 3.000 | 57625 | Basement - North Wall Water/Meter Cage Area
221 | N FRONT ST | 43215-2289 | LPS - Active | [5 empty] | 3638635 | BASEMENT / MTR RM
343 | N FRONT ST | 43215-2266 | Not Required by DOW | 178829 | FEBCO | 825YA | RP | 0.750 | 60710 | WATER METER ROOM
343 | N FRONT ST | 43215-2266 | Active | 153815 | WATTS | 909 | RP | 3.000 | 60709 | MID N BSMNT MECH/RISER ROOM AT WATER METER
343 | N FRONT ST | 43215-2266 | LPS - Active | [5 empty] | 3638467
343 | N FRONT ST | 43215-2266 | Not Required by DOW | 61733 | WATTS | 009QT | RP | 0.500 | 3609772
343 | N FRONT ST | 43215-2266 | Active | A01332 | AMES | 3000SS | DCDA | 6.000 | 60711 | MID N BSMNT MECH/RISER ROOM (SN # 3A01332)
343 | N FRONT ST | 43215-2266 | Active | 362785 | WATTS | 909M1QT | RP | 2.000 | 61652 | 343 N FRONT ST, MECH RM WATER METER DEVICE
343 | N FRONT ST | 43215-2266 | Not Required by DOW | 31248 | WATTS | 009M3QT | RP | 0.750 | 60712 | ICE MACHINE ROOM
343 | N FRONT ST | 43215-2266 | Not Required by DOW | 362776 | WATTS | 909M1QT | RP | 2.000 | 61651 | 343 N FRONT ST, NW MECH ROOM
343 | N FRONT ST | 43215-2266 | Active | 40437 | WATTS | 007M1QT | DC | 0.750 | 60713 | MID N BSMNT MECH/RISER ROOM
375 | N FRONT ST | 43215-2232 | Not Required by DOW | 064084 | WATTS | LF909QT | RP | 0.750 | 3651049
375 | N FRONT ST | 43215-2232 | Active | A011541 | FEBCO | 805YB | DC | 0.750 | 61649 | PUMP ROOM 1ST FLOOR.
375 | N FRONT ST | 43215-2232 | Not Required by DOW | 69215 | WATTS | 009M2PCQT | RP | 1.500 | 89249 | 295 MARCONI BLVD, STORAGE ROOM BD MANAGEMENT
375 | N FRONT ST | 43215-2232 | Active |  |  |  | LST |  | 3654965 | PUMP ROOM 1ST FLOOR.
375 | N FRONT ST | 43215-2232 | Active | 156933 | WATTS | 909 | RP | 3.000 | 61650 | 1ST FL PUMP ROOM
375 | N FRONT ST | 43215-2232 | Active | 9909100945 | FEBCO | 876V | DCDA | 6.000 | 61654 | 1ST FL. PUMP ROOM
383 | N FRONT ST | 43215-2248 | Active | 1073773 | WILKINS | 975XLBMS | RP | 2.000 | 61889 | SW SPACE IN BASEMENT
401 | N FRONT ST | 43215-2254 | Not Required by DOW | 507579 | WATTS | 909QT | RP | 0.750 | 61653 | 401 N FRONT ST, IN MECH ROOM
401 | N FRONT ST | 43215-2254 | LPS - Active | [5 empty] | 3638466
401 | N FRONT ST | 43215-2254 | Not Required by DOW | 30547 | WATTS | 009M3QT | RP | 0.750 | 3615242 | 4TH CLOSET
401 | N FRONT ST | 43215-2254 | Not Required by DOW | 133512 | WATTS | 009QT | RP | 1.000 | 62671 | BOILER ROOM
401 | N FRONT ST | 43215-2254 | Not Required by DOW | 141197 | WATTS | 009M3QT | RP | 0.750 | 102712 | JANITOR CLOSET 3RD FLOOR
401 | N FRONT ST | 43215-2254 | Active | 108364 | AMES | 3000SS | DCDA | 6.000 | 62677 | BASEMENT TO SOUTH CORNER
401 | N FRONT ST | 43215-2254 | Active | 46302 | WATTS | 007M1 | DC | 0.750 | 62676 | SOUTH CORNER BASEMENT
401 | N FRONT ST | 43215-2254 | Not Required by DOW | 41853 | WATTS | 009QT | RP | 0.750 | 62675 | BOILER ROOM
401 | N FRONT ST | 43215-2254 | Not Required by DOW | 356409 | WATTS | 909M1QT | RP | 2.000 | 62674 | KITCHEN CEILING ABOVE MOP SINK
401 | N FRONT ST | 43215-2254 | Active | 194843 | WATTS | 909 | RP | 4.000 | 62673 | BASEMENT
401 | N FRONT ST | 43215-2254 | Not Required by DOW | 143412 | WATTS | 009QT | RP | 0.500 | 62672 | BEHIND ICE MACHING
441 | N FRONT ST | 43215- | Not Required by DOW | 244516 | WATTS | 009M2PCQT | RP | 1.000 | 63953 | 425 N FRONT ST, METER ROOM
441 | N FRONT ST | 43215- | Active | DD1192 | WATTS | 957 | RP | 4.000 | 63954 | 425 N FRONT ST, MECH ROOM
441 | N FRONT ST | 43215- | Active | 103075 | AMES | 4000B | RP | 1.500 | 104168 | 425 N FRONT ST, 7TH FL ELECTRIC ROOM
441 | N FRONT ST | 43215- | LPS - Active |  |  |  | LPC |  | 3626931 | LOW PRESSURE SUSTAINING DEVICE FOR BOOSTER PUMP
441 | N FRONT ST | 43215- | Active | DD1194 | WATTS | 957 | RP | 4.000 | 63955 | 425 N FRONT ST, MECH ROOM
441 | N FRONT ST | 43215- | Not Required by DOW | 1768442 | WILKINS | 950XLT | DC | 1.500 | 102260 | 415 N FRONT ST, 2ND FL STORAGE ROOM
441 | N FRONT ST | 43215- | Active | F0309190935 | FEBCO | 856 | DC | 6.000 | 63956 | 425 N FRONT ST, BASEMENT METER ROOM
441 | N FRONT ST | 43215- | Active | 02967 | AMES | 4000B | RP | 1.500 | 103259 | 425 N FRONT ST, 6TH FL E BLDG ELECTRICAL RM @ N END
441 | N FRONT ST | 43215- | Not Required by DOW | 20983 | Watts | LF919QT | RP | 1.500 | 102268 | 2ND FL STORAGE ROOM - 415 N FRONT ST
285 | N FRONT ST UNIT UNITA | 43215-2218 | Active | 102110 | AMES | 3000 | DCDA | 6.000 | 3633472 | WATER SPRINKLER ROOM
285 | N FRONT ST UNIT UNITA | 43215-2218 | Active | 44844 | WATTS | 007 | DC | 0.750 | 3633473 | WATER SPRINKLER ROOM FIRE SIDE CAR
285 | N FRONT ST UNIT UNITA | 43215-2218 | Active | 071524 | WATTS | LF009M2QT | RP | 1.500 | 3633548
285 | N FRONT ST UNIT UNITB | 43215-2218 | Active | 112350 | WATTS | 009 | RP | 1.000 | 3425630 | LEVEL ONE WATER SPRINKLER ROOM
206 | N GARFIELD AVE | 43203-1476 | Active | W001997 | WILKINS | 975XL | RP | 0.750 | 57134 | ABOVE BOILER - BOILER MAKEUP-non testable device
255 | N GARFIELD AVE | 43203- | Active | W4276833 | WILKINS | 975 | RP | 1.000 | 3426771 | MAYME MOORE PARK - FORDBOX N OF MARTIN LUTHER BLVD FOR IRRIGATION
50 | N GLENWOOD AVE | 43222-1206 | Not Required by DOW | 227622REM | WILKINS | 975 | RP | 0.375 | 65596 | AIR COMP ROOM
50 | N GLENWOOD AVE | 43222-1206 | Not Required by DOW | 229632 | WILKINS | 975 | RP | 0.750 | 65599 | IN FRONT OF BOILER ROOM
50 | N GLENWOOD AVE | 43222-1206 | Not Required by DOW | 37596 | WATTS | 919ZQT | RP | 1.000 | 97991 | PRODUCTION-STEAM STATION
50 | N GLENWOOD AVE | 43222-1206 | Not Required by DOW | 35611 | WATTS | 919QT | RP | 0.750 | 100694 | PRODUCTION AREA
50 | N GLENWOOD AVE | 43222-1206 | Not Required by DOW | 364903 | WATTS | 919AQT | RP | 1.000 | 102272 | COP-TANKS
50 | N GLENWOOD AVE | 43222-1206 | Active | 221775 | WILKINS | 975 | RP | 2.000 | 65595 | BOILER ROOM NEXT TO METER
50 | N GLENWOOD AVE | 43222-1206 | Not Required by DOW | 4779155 | WILKINS | 975XL | RP | 0.750 | 65594 | PRODUCTION FLOOR
50 | N GLENWOOD AVE | 43222-1206 | Not Required by DOW | 1144184REM | WILKINS | 975XLBMS | RP | 0.750 | 65593 | IN BOILER ROOM
50 | N GLENWOOD AVE | 43222-1206 | Not Required by DOW | 229688 | WILKINS | 975 | RP | 0.750 | 65600 | PRODUCTION AREA--CENTER OF ROOM
50 | N GLENWOOD AVE | 43222-1206 | Not Required by DOW | 3176443 | WILKINS | 975XL | RP | 0.750 | 65601 | MECH ROOM
50 | N GLENWOOD AVE | 43222-1206 | Not Required by DOW | 3176619 | WILKINS | 975XLBMS | RP | 0.750 | 65598 | PRODUCTION AREA S WALL
50 | N GLENWOOD AVE | 43222-1206 | Not Required by DOW | 229612 | WILKINS | 975 | RP | 0.750 | 65597 | BOILER ROOM ABOVE WATER METER
50 | N GLENWOOD AVE | 43222-1206 | Not Required by DOW | 543877 | WATTS | 909QT | RP | 1.000 | 65602 | SLURRY ROOM
7558 | N GOODRICH SQ | 43054-8983 | Active | t205243 | Wilkins | 720A | PVB | 0.750 | 72234 | RT FRONT OF HSE
411 | N GOULD RD | 43209-1116 | Not Required by DOW | [5 empty] | 3431498
305 | N GOULD RD BLDG SOUTH | 43209-3817 | Active | 205600 | WATTS | 009M2QT | RP | 2.000 | 59881 | RISER ROOM - 285 N GOULD AVE
305 | N GOULD RD BLDG SOUTH | 43209-3817 | Active | 126931603 | AMES | 3000 | DCDA | 4.000 | 59880 | RISER ROOM - 285 N GOULD AVE
305 | N GOULD RD BLDG SOUTH | 43209-3817 | Active | 31575 | AMES | 2000SS | DC | 0.750 | 59882 | RISER ROOM - 285 N GOULD AVE
10 | N GRANT AVE | 43215-3819 | Active | WG-0056 | WATTS | 957 | RP | 4.000 | 3653415 | WATER RISER/PUMP ROOM NW SIDE OF BUILDING
10 | N GRANT AVE | 43215-3819 | Active | 26449 | WILKINS | 350 | DC | 0.750 | 3653287 | NORTHWEST CORNER OUTSIDE DOOR
10 | N GRANT AVE | 43215-3819 | Active | HC54793 | WILKINS | 950 | DCDA | 6.000 | 3653285 | NORTHWEST CORNER OUTSIDE DOOR
95 | N GRANT AVE | 43215-1803 | Active | 36268 | WATTS | 919ZQT | RP | 1.000 | 101511 | NE DBLE DOOR CLOSET AT WATER METER RESTAURANT AREA
104 | N GRANT AVE | 43215- | Not Required by DOW |  |  |  | RP | 0.750 | 3629565 | W WALL BEHIND ACCESS DOOR BEHIND DESK AT WATER METER
105 | N GRANT AVE | 43215-1803 | Active | 650706 | WATTS | 909HWQT | RP | 0.750 | 101305 | BY METER @ BACK DOOR
151 | N GRANT AVE | 43215- | Due Install |  |  |  | DCDA | 6.000 | 3640998 | BSMNT FIRE LINE IN 145 N GRANT CIRCLE HALL
151 | N GRANT AVE | 43215- | Due Install |  |  |  | RP | 3.000 | 3432113 | BSMNT OLD BOILER ROOM AT WATER METER CIRCLE HALL IN 145 N GRANT
161 | N GRANT AVE | 43215-1826 | Active | XC1081 | AMES | 3000CIV | DCDA | 6.000 | 3636008 | SE BSMNT FIRE LINE AMF BLDG
161 | N GRANT AVE | 43215-1826 | Active | ACJ2049 | WILKINS | 975 | RP | 1.500 | 3654342 | BACK STUDIO HALL BY SINKS AT WATER METER
161 | N GRANT AVE | 43215-1826 | Active | 72041 | AMES | 2000B | DC | 0.750 | 3432114 | basement riser rm
164 | N GRANT AVE | 43215-1824 | Due Install |  |  |  | RP | 1.500 | 3638144
164 | N GRANT AVE | 43215-1824 | Active | 45166 | WATTS | 007M1 | DC | 0.750 | 55673 | 164 N GRANT WEST WALL IN LOCKED CAGE
164 | N GRANT AVE | 43215-1824 | Active | 104321 | AMES | 3000SS | DCDA | 6.000 | 100160 | 164 N GRANT WEST WALL IN LOCKED CAGE
164 | N GRANT AVE | 43215-1824 | Active | 3629629 | WILKINS | 975 | RP | 1.500 | 55674 | 164 N GRANT WEST WALL BY S DOOR AT WATER METER WAREHSE
212 | N GRANT AVE | 43215-2642 | Active | 4913013 | WILKINS | 975XL | RP |  | 3432116 | MID N RESTROOM AT WATER MTR BY UTLTY SINK
217 | N GRANT AVE | 43215-2641 | Active | 11004 | WILKINS | 375ADA | RPDA | 6.000 | 3624333
217 | N GRANT AVE | 43215-2641 | Active | 4358324 | WILKINS | 975XLD | RP | 0.750 | 3624332
217 | N GRANT AVE | 43215-2641 | Active | 103833 | WILKINS | 375 | RP | 3.000 | 57504 | SW BUILDING - POTABLE WATER (MECH ROOM)
245 | N GRANT AVE | 43215-2641 | Active | 15355 | WATTS | 919QT | RP | 1.500 | 102275 | AFTER WATER METER IN UTILITY ROOM
245 | N GRANT AVE | 43215-2641 | Active | 1059461012 | AMES | 5000 | RPDA | 4.000 | 102313 | BASEMENT
245 | N GRANT AVE | 43215-2641 | Active | 12394 | AMES | 4000B | RP | 0.750 | 102314 | BASEMENT
260 | N GRANT AVE | 43215- | Active | W097208 | WILKINS | 975XL | RP | 0.750 | 58705 | 8' OFF OF FLOOR BASEMENT BY METER
260 | N GRANT AVE | 43215- | Active | 371698 | WATTS | 909M1QT | RP | 1.500 | 58704 | BASEMENT (NORTH WALL)
260 | N GRANT AVE | 43215- | Active | 1166520901 | AMES | 3000SS | DCDA | 4.000 | 58703 | BASEMENT
260 | N GRANT AVE | 43215- | Active | 21752 | AMES | 2000B | DC | 0.750 | 58706 | BASEMENT
356 | N GRANT AVE | 43215-2119 | Active | 2860952 | WILKINS | 975XL | RP | 2.000 | 94316 | MECH ROOM BACK BLDG
375 | N GRANT AVE | 43215-2146 | Active | 08185 | WATTS | 009QT | RP | 1.500 | 61655 | MECH ROOM BACK HALL - Room 13
389 | N GRANT AVE | 43215-2146 | Active | 349529 | WATTS | 909M1QT | RP | 1.500 | 62065 | ROOM #117
407 | N GRANT AVE | 43215-2146 | Active | 23194 | WATTS | 007QT | DC | 0.500 | 62813 | Fire Sprinkler Room126
407 | N GRANT AVE | 43215-2146 | Active | 1074203 | WILKINS | 975 | RP | 2.000 | 62811 | METER ROOM - Room 126
407 | N GRANT AVE | 43215-2146 | Active | 134040 | WATTS | 709 | DCDA | 4.000 | 62812 | Fire Sprinkler Room126
1150 | N GRANT AVE | 43201 | Active | VB-0462 | AMES | COLT 400 | RP | 4.000 | 3649455 | SOUTHWEST CORNER HOTBOX
1150 | N GRANT AVE | 43201 | Active | UJ-1326 | AMES | 300AGV | DCDA | 4.000 | 3649456
1150 | N GRANT AVE | 43201 | Active | 62967 | AMES | 2000BM3 | DC | 0.750 | 3649457
1167 | N GRANT AVE | 43201 | Active | 84559 | AMES | 2000B | DC | 0.750 | 3649248 | IN BREEZEWAY
1167 | N GRANT AVE | 43201 | Active | 49926 | WILKINS | 375A | RP | 3.000 | 3649246 | METER ROOM CENTER BREEZEWAY
1167 | N GRANT AVE | 43201 | Active | 1998571220 | AMES | 3000SS | DCDA | 4.000 | 3649247 | IN BREEZEWAY
1200 | N GRANT AVE | 43201 | Active | SJ-1000 | AMES | COLT 400 | RP | 3.000 | 3638215 | IN HOT BOX AT PIT
1252 | N GRANT AVE | 43201 | Active | SJ-2278 | AMES | 400 | RP | 3.000 | 3639618 | HOTBOX
1260 | N GRANT AVE | 43201 | Active | 29577 | WATTS | 007 | DC | 0.750 | 3646948 | ACROSS FOR HOUSE # 1259 GRANT
1260 | N GRANT AVE | 43201 | Active | TK-0408 | WATTS | 957 | RP | 4.000 | 3646428 | ACROSS FOR HOUSE # 1259 GRANT
1260 | N GRANT AVE | 43201 | Active | 1169930819 | WATTS | 774 | DCDA | 6.000 | 3646947 | ACROSS FOR HOUSE # 1259 GRANT
1450 | N GRANT AVE | 43201 | Not Required by DOW | CB987022 | WILKINS | 720A | PVB | 0.750 | 3632685 | NORTH SIDE OF POOL ROOM 1305 CROMARTIE AVE
1450 | N GRANT AVE | 43201 | Active | RI-0945 | AMES | 400 | RP | 6.000 | 3629990 | METER BUILDING
195 | N GRANT ST | 43215-2607 | Active | 3N2229 | AMES | 3000SS | DCDA | 4.000 | 60547 | CENTER WEST SIDE OF BUILDING (SERIAL # 3LN2229)
195 | N GRANT ST | 43215-2607 | Active | 683194 | WILKINS | 975 | RP | 2.000 | 60548 | 338 E SPRING ST, CENTER W SIDE OF BLDG IN MECH RM @ METER SET
195 | N GRANT ST | 43215-2607 | Active | 02381 | AMES | 2000B | DC | 0.750 | 60549 | DETECTOR LINE OF 4 BACKFLOW
5740 | N GREEN POINTE DR | 43125 | Active | VG-2235 | AMES | 300GV | DCDA | 8.000 | 3651704
5740 | N GREEN POINTE DR | 43125 | Active | 092280 | WATTS | LF009M2QT | RP | 1.500 | 3651703
5740 | N GREEN POINTE DR | 43125 | Active | 66547 | AMES | 2000BM3 | DC | 0.750 | 3651705
13 | N GREEN ST | 43222- | Active | ABW8538 | WILKINS | 975XL2 | RP | 0.750 | 3603584 | AT METER
33 | N GRUBB ST UNIT A | 43215-2748 | Active | N18652 | WILKINS | 350DA | DCDA | 6.000 | 60389 | 1ST FLOOR MECHANICAL ROOM
33 | N GRUBB ST UNIT A | 43215-2748 | Active | 966452 | WILKINS | 950XL | DC | 0.750 | 60388 | 1ST FLOOR MECHANICAL ROOM
33 | N GRUBB ST UNIT A | 43215-2748 | Active | 3639139 | WILKINS | 975XL | RP | 1.000 | 102358 | RISER ROOM AT WATER METER
154 | N HAGUE AVE | 43204-2609 | Due Install |  |  |  | RP | 0.750 | 3435188
301 | N HAGUE AVE | 43204-2614 | Active | AA34646 | WILKINS | 720A | PVB | 1.000 | 93863 | FRONT OF BLDG
342 | N HAGUE AVE | 43204-3403 | Due Install |  |  |  | RP |  | 3435228
585 | N HAGUE AVE | 43204-1420 | Due Install |  |  |  | RP |  | 3435261
601 | N HAGUE AVE | 43204-1422 | Due Install |  |  |  | DCDA |  | 3632473
601 | N HAGUE AVE | 43204-1422 | Active | 5408 | WATTS | 009QT | RP | 1.000 | 68695 | IN UTILITY ROOM AT EAST ENTRANCE TO WAREHOUSE
630 | N HAGUE AVE | 43204-1421 | Active | 4877066 | WILKINS | 975XL2 | RP | 0.750 | 3435262 | IN 630 MECH/METER RM AT WATER METER
666 | N HAGUE AVE | 43204-1421 | Active | 28734 | Watts | LF919QT | RP | 2.000 | 70449 | 660 HAGUE AVE AT WATER METER
666 | N HAGUE AVE | 43204-1421 | Not Required by DOW | 19051 | WATTS | 919QT | RP | 1.500 | 3650323 | AT SUB METER IN 664 N HAGUE AVE
666 | N HAGUE AVE | 43204-1421 | Not Required by DOW | 51952 | WATTS | 919QT | RP | 1.000 | 3611571 | BOILER MAKE UP, BOILER ROOM
666 | N HAGUE AVE | 43204-1421 | Not Required by DOW | 26765 | WATTS | 919QT | RP | 2.000 | 3611570 | BREWHOUSE, AT THE DEDUCT METER
693 | N HAGUE AVE | 43204-1422 | Active | 4899893 | WILKINS | 975XL2 | RP | 1.000 | 70965 | EAST WALL GARAGE
799 | N HAGUE AVE | 43204-1424 | Active | 4636901 | WILKINS | 975XL | RP | 2.000 | 73106 | INSIDE MAIN DOOR GUARD STATION
839 | N HAGUE AVE | 43204-1426 | Active | 11106 | WATTS | 919AQT | RP | 1.250 | 73777 | COMPRESSOR ROOM
900 | N HAGUE AVE | 43204-2197 | Due Install |  |  |  | DCDA | 6.000 | 3633214
900 | N HAGUE AVE | 43204-2197 | Active | 323344 | WATTS | 909QT | RP | 0.750 | 74478 | RM #125 BOILER ROOM
900 | N HAGUE AVE | 43204-2197 | Due Install |  |  |  | RP | 1.000 | 3633213
910 | N HAGUE AVE | 43204- | Active | 57853 | WATTS | 007QT | DC | 0.750 | 95964 | NORTH SIDE OF BLDG
910 | N HAGUE AVE | 43204- | Active | 141562 | WATTS | 709QT-FDA | DC | 6.000 | 95965 | NORTH SIDE OF BLDG
910 | N HAGUE AVE | 43204- | Active | 10208 | WATTS | 919ZQT | RP | 0.750 | 98273 | NW CORNER
1000 | N HAGUE AVE | 43204-2121 | Active | 34017 | AMES | 2000B | DC | 0.750 | 53577 | METER PIT
1000 | N HAGUE AVE | 43204-2121 | Not required by DOW | 017139 | WATTS | 800M2QT | PVB | 2.000 | 53576 | M-100 IN FRONT OF STORAGE TANK
1000 | N HAGUE AVE | 43204-2121 | Not required by DOW | 576060 | WATTS | 909HWQT | RP | 0.750 | 53579 | M-101
1000 | N HAGUE AVE | 43204-2121 | Active | EC-1482 | WATTS | 909 | RP | 4.000 | 53575 | MAIN MECH ROOM
1000 | N HAGUE AVE | 43204-2121 | Active | 1302351103 | AMES | 3000CIV | DCDA | 8.000 | 53574 | METER PIT NORTH SIDE OF DRIVEWAY
1000 | N HAGUE AVE | 43204-2121 | Not required by DOW | 115785 | WATTS | 009M2QT | RP | 1.500 | 53580 | M-100 OVER DOMESTIC EXPANTION TANK
1000 | N HAGUE AVE | 43204-2121 | Not required by DOW | 411806 | WATTS | 909HWM1QT | RP | 2.000 | 53578 | POOL FILTER ROOM
1274 | N HAGUE AVE | 43204 | Not Required by DOW | 83243 | AMES | 2000SS | DC | 0.750 | 3651607 | RISER ROOM BLDG 3 GARAGE
1274 | N HAGUE AVE | 43204 | Active | RJ-1385 | WATTS | 957 | RP | 8.000 | 3635178 | IN HOTBOX
1274 | N HAGUE AVE | 43204 | Not Required by DOW | 1980160120 | AMES | 3000SS | DCDA | 4.000 | 3651606 | RISER ROOM BLDG 3 GARAGE
1783 | N HAGUE AVE | 43204-1618 | Active | 55720 | WATTS | 919QT | RP | 1.000 | 56133 | BASEMENT AT WATER METER
282 | N HAMILTON AVE | 43203 | Not Required by DOW | 336866 | WATTS | 800CMQT | PVB | 0.750 | 101530 | IN HOT BOX
282 | N HAMILTON AVE | 43203 | Active | 3476963 | WILKINS | 975XL | RP | 1.500 | 99311 | HOT BOX N SIDE OF 280 HAMILTON - SERVES 274-280 HAMILTON AND743-765 MT VERNON
161 | N HAMILTON RD | 43213-1308 | Active | 122583 | AMES | 3000CIV | DCDA | 0.750 | 55603 | MECH ROOM/RISER ROOM
161 | N HAMILTON RD | 43213-1308 | Due Install |  |  |  | RP | 1.000 | 3650950 | MECH ROOM / RISER ROOM
161 | N HAMILTON RD | 43213-1308 | Active | 54989 | AMES | 3000CIV | DCDA | 6.000 | 55604 | MECH ROOM / RISER ROOM
265 | N HAMILTON RD | 43213-1311 | LPS - Active | [5 empty] | 3644821
265 | N HAMILTON RD | 43213-1311 | Active | B04976 | WILKINS | 975 | RP | 4.000 | 58879 | PRE TREATMENT ROOM--SERIAL #B-04976 4800 POTH RD
265 | N HAMILTON RD | 43213-1311 | Active | 83061 | AMES | 2000B | DC | 0.750 | 3644722 | HOT BOX BY FIRE PUMP HOUSE
265 | N HAMILTON RD | 43213-1311 | Not Required by DOW | 427609 | WATTS | 909M1QT | RP | 1.500 | 58873 | WEST BLDG AT CEILING ON S WALL 4800 POTH RD
265 | N HAMILTON RD | 43213-1311 | Active | B05219 | WILKINS | 975 | RP | 4.000 | 58883 | MIDDLE BLDG SE CORNER 4800 POTH RD
265 | N HAMILTON RD | 43213-1311 | Active | 1968731119 | AMES | 3000SS | DCDA | 8.000 | 3634981 | HOT BOX BY FIRE PUMP HOUSE
300 | N HAMILTON RD | 43213-1310 | Due Install |  |  |  | RP |  | 3632846
300 | N HAMILTON RD | 43213-1310 | Active | 650807 | WATTS | 909HWQT | RP | 0.750 | 59739 | BOILER ROOM 2ND FLOOR
300 | N HAMILTON RD | 43213-1310 | Active | 155909 | WATTS | 909M1QT | RP | 2.000 | 59738 | SERVICE BAY STORAGE CLOSET BY SHOWROOM ENTRANCE
300 | N HAMILTON RD | 43213-1310 | Due Install |  |  |  | DCDA |  | 3632845
300 | N HAMILTON RD | 43213-1310 | Due Install |  |  |  | DC | 3.000 | 3632847
301 | N HAMILTON RD | 43213-1311 | Due Install |  |  |  | RP |  | 3436602
340 | N HAMILTON RD | 43213-1312 | Active | VH-1221 | AMES | COLT- 400 | RP | 6.000 | 3651184 | HOT BOX BY ROAD- SOUTH END OF LOT
341 | N HAMILTON RD | 43213 | Active | B091562 | WILKINS | 375 | RP | 1.000 | 3619717 | MECHANICAL ROOM
379 | N HAMILTON RD | 43213- | Active | 141118 | WATTS | 009M2QT | RP | 1.000 | 61783 | IN MECH ROOM AT WATE METER
401 | N HAMILTON RD | 43213-1313 | Active | VG-2938 | WATTS | 957 | RP | 4.000 | 3436603
401 | N HAMILTON RD | 43213-1313 | Not Required by DOW | 4938622 | WILKINS | 975 | RP | 2.000 | 3652868 | MECHANICAL ROOM NORTH SIDE
430 | N HAMILTON RD | 43213 | Not Required by DOW | 046715 | WATTS | LF009M2QT | RP | 1.500 | 3624345 | MECHANICAL ROOM NORTH END UP HIGH ALONG WALL
430 | N HAMILTON RD | 43213 | Not Required by DOW | 179078-1617 | AMES | 2000SS | DC | 6.000 | 3633294 | FIRE SPRINKLER
430 | N HAMILTON RD | 43213 | Active | RC-2204 | WATTS | 957 | RP | 3.000 | 3624329 | NW WATER/MECH RM
430 | N HAMILTON RD | 43213 | Active | RB-0665 | AMES | COLT 500-GV | RPDA | 6.000 | 3624330 | HOT BOX SW BY ENTRANCE
430 | N HAMILTON RD | 43213 | Active | 66126 | WATTS | 919QT | RP | 0.750 | 3624331 | HOT BOX SW BY ENTRANCE
490 | N HAMILTON RD | 43219-1885 | Active | 14770 | FEBCO | 805YB | DC | 0.750 | 65374 | IN METER PIT EAST OF HAMILTON ROAD
490 | N HAMILTON RD | 43219-1885 | Not Required by DOW |  |  |  | RP |  | 3633389
490 | N HAMILTON RD | 43219-1885 | Active | 6011248 | FEBCO | 856 | DCDA | 6.000 | 65373 | IN METER PIT EAST OF HAMILTON ROAD
575 | N HAMILTON RD | 43230- | Active | 12946 |  |  | RP |  | 3436605 | TAT HANGER
625 | N HAMILTON RD | 43219-1825 | Active | N0610260142 | FEBCO | 876V | DCDA | 6.000 | 89697 | WEST SIDE WALL
625 | N HAMILTON RD | 43219-1825 | Active | H010035 | FEBCO | 805YB | DC | 0.750 | 89698 | WEST SIDE WALL
625 | N HAMILTON RD | 43219-1825 | Due Install |  |  |  | RP |  | 3639254 | ROOM #145
625 | N HAMILTON RD | 43219-1825 | Active | 29048C | WILKINS | 375AST | RP | 2.500 | 3650821
625 | N HAMILTON RD | 43219-1825 | Active | 3544614 | WILKINS | 975XL | RP | 0.750 | 69472 | UPSTAIRS IN BOILER DRAIN
625 | N HAMILTON RD | 43219-1825 | Active | 18514 | WATTS | 009QT | RP | 0.750 | 69473 | ROOM #145
900 | N HAMILTON RD | 43219-1832 | Active | 399139 | WILKINS | 975 | RP | 2.000 | 74479 | SW CORNER OF THE EXISTING KITCHEN STORAGE ROOM
4830 | N HAMILTON RD | 43230-1756 | Active | 4175202 | WILKINS | 975Xl | RP | 1.000 | 65175 | NORTH END OF BUILDING
4835 | N HAMILTON RD | 43230-1719 | Not Required by DOW | 267493 | WATTS | 800M4QT | PVB | 1.000 | 65186 | IN KITCHEN UNDER 3 COMPARTMENT SINK
4835 | N HAMILTON RD | 43230-1719 | Active | 59216 | WATTS | 009QT | RP | 1.500 | 65187 | NEAR THE FLOOR SINK
4840 | N HAMILTON RD | 43230-1756 | Active | 4775015 | WILKINS | 975XL2 | RP | 1.500 | 3634996 | AT WATER METER
4840 | N HAMILTON RD | 43230-1756 | Not Required by DOW | 790492 | WILKINS | 720A | PVB | 1.500 | 65198 | SOUTH SIDE OF BUILDING
4840 | N HAMILTON RD | 43230-1756 | Not Required by DOW | 432253 | WILKINS | 975 | RP | 0.750 | 65197
4860 | N HAMILTON RD | 43230-1756 | Not Required by DOW | 3103699 | WILKINS | 975XL | RP | 1.000 | 103733 | RISER ROOM
4860 | N HAMILTON RD | 43230-1756 | Active | A01139 | AMES | 4000B | RP | 1.500 | 103732 | NE MECH/RISER RM UP BY ATTIC ACCESS BEHIND WIRE SHELVES
4860 | N HAMILTON RD | 43230-1756 | Active | 164548 | AMES | 2000SS | DC | 4.000 | 103731 | RISER ROOM
4860 | N HAMILTON RD | 43230-1756 | Active | 3169157 | WILKINS | 975XL | RP | 2.000 | 103712 | NE MECH/RISR RM AT WATER MTR -OUTSIDE DR, OLIVE GARDEN
4865 | N HAMILTON RD | 43230-1719 | Active | W051336 | WILKINS | 975 | RP | 2.000 | 65272 | SW CORNER ABOVE METER PIT
4865 | N HAMILTON RD | 43230-1719 | Active | 2DN0087 | AMES | 2000SS | DC | 6.000 | 65271 | STORE ROOM AT RISER
4865 | N HAMILTON RD | 43230-1719 | Active | FD242 | APOLLO/CONBRACO | 40208A2 | RP | 2.000 | 65273 | IN STOCK ROOM
4865 | N HAMILTON RD | 43230-1719 | Due Install |  |  |  | DCDA | 6.000 | 3650941 | IN STOCK ROOM
4940 | N HAMILTON RD | 43230-1702 | Active | 585867 | WILKINS | 975A | RP | 1.500 | 65465 | BASEMENT
4940 | N HAMILTON RD | 43230-1702 | Not Required by DOW | CB481073 | WILKINS | 720A | PVB | 1.000 | 99793 | EAST WALL OF OIL CHANGE SHOP
4950 | N HAMILTON RD | 43230- | Not Required by DOW | 3927587 | WILKINS | 975XL2 | RP | 1.000 | 65495 | EAST SIDE OF BUILDING BY MECH ROOM
4950 | N HAMILTON RD | 43230- | Active | 40460 | Watts | 719QT | DC | 0.750 | 65494 | EAST SIDE OF BUILDING MECH ROOM
4950 | N HAMILTON RD | 43230- | Active | N1503271251 | FEBCO | 876VST | DCDA | 2.500 | 65493 | EAST SIDE OF BUILDING MECH ROOM
4950 | N HAMILTON RD | 43230- | Active | 111048 | WATTS | 009QT | RP | 1.500 | 65492 | EAST SIDE OF BUILDING MECH
4959 | N HAMILTON RD | 43230- | Not Required by DOW | 109928 | WATTS | 009M2QT | RP | 1.500 | 87353 | MECH ROOM
4959 | N HAMILTON RD | 43230- | Active | 191499 | WATTS | 009QT | RP | 2.000 | 65506 | WEST WALL OF MECH ROOM
4994 | N HAMILTON RD | 43230 | Not Required by DOW | B031815 | WILKINS | 375XL | RP | 0.500 | 3615052 | Over mop sink, Five Guys , 5004 N. Hamilton rd
4994 | N HAMILTON RD | 43230 | Active | 27881 | WATTS | 919AQT | RP | 2.000 | 3615051 | At&T Store.4994, in mens room behind the wall panel, right of sink
4994 | N HAMILTON RD | 43230 | Active | 27882 | WATTS | 919AQT | RP | 2.000 | 3615030 | 5010 B N. Hamilton Rd. , Dry Cleaners, Rear of store
4994 | N HAMILTON RD | 43230 | Not Required by DOW | 93841 | WATTS | LF009M3 | RP | 0.750 | 3636696 | UNDERNEATH THREE COMPARTMENT SINK AT FIVE GUYS
4994 | N HAMILTON RD | 43230 | Not Required by DOW | 52958 | WATTS | 919QT | RP | 1.000 | 3615128 | 4994 B. Fire House Subs, above the mop sink
4994 | N HAMILTON RD | 43230 | Active | 41194 | AMES | 2000BM3 | DC | 0.750 | 3615055 | METER PIT, Located directly behind the AT&T store
4994 | N HAMILTON RD | 43230 | Active | PK-0397 | AMES | COLT 300GV | DCDA | 6.000 | 3615054 | METER PIT, Located directly behind the AT&T store
5050 | N HAMILTON RD | 43230-1312 | Not Required by DOW | 176522 | WATTS | 909 | RP | 4.000 | 65860 | FIRE PROTECTION ROOM
5050 | N HAMILTON RD | 43230-1312 | Not Required by DOW | 228658 | WATTS | 909M1QT | RP | 1.250 | 65861 | ABOVE SEAFOOD FREEZER
5050 | N HAMILTON RD | 43230-1312 | Active | L116118 | WILKINS | 375 | RP | 4.000 | 3630334 | IN HOT BOX AT CORNER OF CHILMARK AND N HAMILTON
5050 | N HAMILTON RD | 43230-1312 | Active | V51386 | WILKINS | 350 | DCDA | 10.000 | 3630335 | IN PIT NORTH DRIVE ENTRANCE BY HOT BOX
5050 | N HAMILTON RD | 43230-1312 | Active | HC17004 | WILKINS | 950 | DC | 0.750 | 3630336 | IN PIT NORTH DRIVE ENTRANCE BY HOT BOX
5050 | N HAMILTON RD | 43230-1312 | Not Required by DOW | 179696 | WATTS | LF009M3QT | RP | 0.750 | 3631416
5055 | N HAMILTON RD | 43230-1311 | Active | ACG2393 | WILKINS | 975XL2 | RP | 1.500 | 65884 | MECHANICL ROOM
5055 | N HAMILTON RD | 43230-1311 | Not Required by DOW | 38733 | WATTS | 009QT | RP | 1.500 | 65885 | NE CORNER
5055 | N HAMILTON RD | 43230-1311 | Active | 04014 | AMES | 2000B | DC | 1.500 | 65886 | MECHANICAL ROOM
5065 | N HAMILTON RD | 43230 | Not Required by DOW | 102812 | WATTS | 009M3 | RP | 0.750 | 3613865 | 5077 N Hamilton above hot water heater in mechanical room. Glow Nail Bar
5065 | N HAMILTON RD | 43230 | Not Required by DOW | 102813 | WATTS | 009M3 | RP | 0.750 | 3613866 | 5077 N Hamilton above hot water heater in mechanical room, Glow Nail Bar
5065 | N HAMILTON RD | 43230 | Not Required by DOW | 126380 | WILKINS | 975XL | RP | 1.000 | 3640857 | METER ROOM
5065 | N HAMILTON RD | 43230 | Active | W167648 | WILKINS | 975 | RP | 2.000 | 65905 | MECH ROOM 5065 IN REAR OF BUILDING
5065 | N HAMILTON RD | 43230 | Not Required by DOW | 49224 | WATTS | 909QT | RP | 1.000 | 65904 | WATER ROOM (BACK OF BUILDING-MIDDLE DOOR SAYS TELROOM ON DOOR(
5091 | N HAMILTON RD | 43230-8001 | Active | A325758 | WILKINS | 375 | RP | 1.500 | 3604160 | SW CORNER OF BUILDING BY BACK DOOR
5111 | N HAMILTON RD | 43230-1313 | Active | W104516 | WILKINS | 975 | RP | 1.000 | 66049 | MECHANICAL ROOM
5111 | N HAMILTON RD | 43230-1313 | Active | W177821 | WILKINS | 975XLBMS | RP | 1.500 | 66050 | MECHANICAL ROOM
5121 | N HAMILTON RD | 43230-1313 | Active | W186841 | WILKINS | 975 | RP | 1.000 | 66086 | NORTH WALL
5121 | N HAMILTON RD | 43230-1313 | Active | W149898 | WILKINS | 975XLBMS | RP | 1.500 | 88484 | at water meter
5130 | N HAMILTON RD | 43230 | Active | 26773 | WATTS | 919QT | RP | 2.000 | 3618065 | Mechanical Room / Rear - Thru Kitchen
5130 | N HAMILTON RD | 43230 | Active | 73465 | AMES | 2000B | DC | 0.750 | 3618064 | Mechanical Room / Rear - Thru Kitchen
5130 | N HAMILTON RD | 43230 | Active | 1847501014 | AMES | 3000SS | DCDA | 4.000 | 3611625 | Mechanical Room / Rear - Thru Kitchen
5150 | N HAMILTON RD | 43230-1314 | Active | A039971 | FEBCO | 825Y | RP | 2.000 | 66152 | MECHANICAL ROOM
5151 | N HAMILTON RD | 43230-1313 | Due Install |  |  |  | DCDA | 8.000 | 3639537
5151 | N HAMILTON RD | 43230-1313 | Due Install |  |  |  | RP | 4.000 | 3436608
5151 | N HAMILTON RD | 43230-1313 | LPS - Active |  |  |  | LPC |  | 3639538 | DOMESTIC PUMP
5160 | N HAMILTON RD | 43230-1314 | Active | ABJ6603 | WILKINS | 975XL2 | RP | 1.000 | 95179 | INSIDE SE CORNER
5195 | N HAMILTON RD | 43230-1313 | Active | 40066 | AMES | 2000SS | DC | 0.750 | 66290 | N WALL STOCK ROOM
5195 | N HAMILTON RD | 43230-1313 | Not Required by DOW | 244580 | WATTS | 009QT | RP | 1.000 | 66288 | IN MECH ROOM
5195 | N HAMILTON RD | 43230-1313 | Active | 108358 | WATTS | 009M2QT | RP | 1.500 | 66291 | IN MECH ROOM
5195 | N HAMILTON RD | 43230-1313 | Active | 1369570804 | AMES | 3000 | DCDA | 4.000 | 66287 | N WALL STOCK ROOM
5200 | N HAMILTON RD | 43230-1316 | Active | 136534 | WATTS | 009M2QT | RP | 2.00 | 66388 | PUMP ROOM
5200 | N HAMILTON RD | 43230-1316 | Not Required by DOW | 102162 | AMES | 3000SS | DCDA | 8.000 | 66387 | PUMP/RISER ROOM AT THE REAR MIDDE OF THE BUILDING
5200 | N HAMILTON RD | 43230-1316 | Active | ML0257 | WATTS | 757 | DC | 8.000 | 3631415 | IN METER PIT NE CORNER OF PROPERTY
5200 | N HAMILTON RD | 43230-1316 | Not Required by DOW | 351783 | WATTS | 909M1QT | RP | 1.500 | 66389 | IN PUMP ROOM
5200 | N HAMILTON RD | 43230-1316 | Active | 206591 | WATTS | 007M3-FP | DC | 0.750 | 3631414 | IN METER PIT NE CORNER OF PROPERTY
5200 | N HAMILTON RD | 43230-1316 | Not Required by DOW | 7754 | AMES | 2000B | DC | 0.750 | 66390 | FIRE PUMP-RISER ROOM AT THE REAR MIDDLE OF THE BLDG
5223 | N HAMILTON RD | 43230- | Active | 16508 | WATTS | 919AQT | RP | 1.500 | 89569 | 5221 N HAMILTON RD - TIM HORTONS, REAR MIDDLE OF BUILDING
5243 | N HAMILTON RD | 43230- | Active | 121042 | WATTS | 009M2-FP | RP | 1.500 | 3597401 | OUTSIDE MECHANIC ROOM BEHIND BUILDING IN MIDDLE
5299 | N HAMILTON RD | 43230-1315 | Active | ACA8515 | WILKINS | 975XL2 | RP | 1.500 | 66568 | SW MECH ROOM OFFICE AT WATER METER
5299 | N HAMILTON RD | 43230-1315 | Not Required by DOW | 37598 | WATTS | 919AQT | RP | 1.000 | 89213 | outside by back delivery door
5300 | N HAMILTON RD | 43230-1318 | Not Required by DOW | W143160 | WILKINS | 975XL | RP | 1.000 | 88496 | MECH RM
5300 | N HAMILTON RD | 43230-1318 | Active | W074905 | WILKINS | 975XL | RP | 1.000 | 88495 | MECH RM
5328 | N HAMILTON RD | 43230-1318 | Not Required by DOW | 59741 | WATTS | 009QT | RP | 0.500 | 3629800 | 4878 THOMPSON RD, DENTAL OFFICE
5328 | N HAMILTON RD | 43230-1318 | Active | 1353610604 | AMES | 3000SS | DCDA | 6.000 | 66630 | ENTRANCE TO PRESERVE PLAZA IN HOT BOX
5328 | N HAMILTON RD | 43230-1318 | Active | 4381091 | Wilkins | 950XL2 | DC | 0.750 | 66631 | ENTRANCE TO PRESERVE PLAZA IN HOT BOX
5328 | N HAMILTON RD | 43230-1318 | Active | W177913 | WILKINS | 975A | RP | 2.000 | 89379 | MECH ROOM
5328 | N HAMILTON RD | 43230-1318 | Not Required by DOW | A281068 | WILKINS | 375XL | RP | 1.000 | 3604192 | 5316 N HAMILTON, CEILING SPACE OUTSIDE OF PUBLIC RESTROOM
5341 | N HAMILTON RD | 43230-1317 | Active | 15326 | WATTS | 007M1QT | DC | 0.750 | 99111 | WATER METER ROOM
5341 | N HAMILTON RD | 43230-1317 | Active | 24975 | WATTS | 919QT | RP | 1.000 | 99109 | SE LOCKER/MECH/RISER ROOM AT WATER METER
5341 | N HAMILTON RD | 43230-1317 | Active | 1701100909 | AMES | 3000SS | DCDA | 6.000 | 99110 | SE LOCKER/RISER ROOM
5342 | N HAMILTON RD | 43230-1318 | Active | 33589 | WATTS | 800M4QT | PVB | 0.750 | 66698 | MECHANICAL ROOM AT WATER METER
5342 | N HAMILTON RD | 43230-1318 | Active | 211170 | WATTS | 009M3QT | RP | 0.750 | 66697 | MECHANICAL ROOM AT WATER METER
5350 | N HAMILTON RD | 43230-1318 | Active | 587843 | WATTS | 909QT | RP | 1.000 | 66717 | MECH ROOM - EAST SIDE.
5354 | N HAMILTON RD | 43230-1318 | Active | 109294 | WATTS | 009M2QT | RP | 1.500 | 66725 | BESIDE METER
5354 | N HAMILTON RD | 43230-1318 | Active | 138166 | AMES | 3000SS | DCDA | 6.000 | 66726 | SHOP/REPAIR AREA SE CORNER OF BUILDING
5354 | N HAMILTON RD | 43230-1318 | Active | 64117 | WATTS | 007QT | DC | 0.750 | 66727 | SHOP / REPAIR AREA SE CORNER OF BUILDING
5380 | N HAMILTON RD | 43230-1318 | Active | 23833 | WATTS | 919ZQT | RP | 0.750 | 98157 | METER ROOM SW CORNER
5380 | N HAMILTON RD | 43230-1318 | Active | 20738 | WATTS | 919ZQT | RP | 0.750 | 98394 | METER ROOM SW CORNER
5401 | N HAMILTON RD | 43230- | Active | H06574 | FEBCO | 860 | RP | 0.750 | 66833 | 5401 BLENDON PLACE DR, POOL PUMP RM
5401 | N HAMILTON RD | 43230- | Active | 1929768 | WILKINS | 950XLT | DC | 1.250 | 66831 | 5401 BLENDON PLACE DR, MECHANICAL ROOM
5401 | N HAMILTON RD | 43230- | Active | J121337 | FEBCO | 825Y | RP | 1.000 | 66830 | EAST SIDE OF CLUBHOUSE
5401 | N HAMILTON RD | 43230- | Due Install |  |  |  | RP |  | 3647069 | PIT SOUTH OF EXIT DRIVE SOUTH OF PINE TREE
5420 | N HAMILTON RD | 43230 | Active | 65828 | WATTS | 919AQT | RP | 0.750 | 3618496 | SW CORNER OF BLDG @ WATER METER
5438 | N HAMILTON RD | 43230 | Active | 079675 | WATTS | LF009M2QT | RP | 1.500 | 3646727 | HOTBOX
5438 | N HAMILTON RD | 43230 | Not Required by DOW | 217383 | WATTS | LF009M2QT | RP | 1.000 | 3649554 | IRRIGATION ROOM
5438 | N HAMILTON RD | 43230 | Active | 59802 | AMES | 2000BM3 | DC | 0.750 | 3646729 | HOTBOX FIRE BYPASS
5438 | N HAMILTON RD | 43230 | Active | UC-0581 | AMES | COLT300GV | DCDA | 6.000 | 3646728 | HOTBOX
5451 | N HAMILTON RD | 43230 | Active | 77740 | WATTS | 919 | RP | 0.750 | 3636514
5451 | N HAMILTON RD | 43230 | Active | 061847 | WATTS | 009 | RP | 1.500 | 3635838
5451 | N HAMILTON RD | 43230 | Active | SK1431 | AMES | COLT 500 | RPDA | 6.000 | 3636513
5465 | N HAMILTON RD | 43230 | Active | A278185 | WILKINS | 375 | RP | 0.750 | 3603361 | MECHANICAL ROOM
5478 | N HAMILTON RD | 43230-1320 | Active | 243844 | WATTS | 009M2QT | RP | 1.000 | 104147 | MECHANICAL ROOM AFTER METER
5486 | N HAMILTON RD | 43230-1320 | Active | 134801 | AMES | 3000SS | DCDA | 6.000 | 66984 | BACK NORTHEAST CORNER OF BUILDING
5486 | N HAMILTON RD | 43230-1320 | Active | W115895 | WILKINS | 975XLBMS | RP | 1.000 | 66986 | NW CORNER GARAGE DOOR AT WATER METER
5486 | N HAMILTON RD | 43230-1320 | Active | 61515 | WATTS | 007M1QT | DC | 0.750 | 66985 | BY PASS ON 6 INCH BACKFLOW NORTHEAST CORNER OF BUILDING
5495 | N HAMILTON RD | 43230 | Not Required by DOW | 48268 | WATTS | 919AQT | RP | 0.750 | 3603493 | MECHANICAL ROOM
5495 | N HAMILTON RD | 43230 | Not Required by DOW | 3803473 | WILKINS | 975XL | RP | 1.000 | 3606042 | WATER STATIONS, MECHANICAL ROOM BESIDE WATER METER
5495 | N HAMILTON RD | 43230 | Active | 3814185 | WILKINS | 975XL2 | RP | 1.500 | 3602845 | MECHANICAL ROOM
5498 | N HAMILTON RD | 43230-1320 | Active | 3103662 | WILKINS | 975XL | RP | 1.000 | 98159 | MENS RESTROOM
5498 | N HAMILTON RD | 43230-1320 | Not Required by DOW | 3176646 | WILKINS | 975XL | RP | 0.750 | 98465 | RESTROOM AT METER
5498 | N HAMILTON RD | 43230-1320 | Not Required by DOW | 3176641 | WILKINS | 975XL | RP | 0.750 | 98466 | MENS ROOM
5509 | N HAMILTON RD | 43230 | Active | MG0562 | WATTS | 957 | RP | 3.000 | 3602817 | NE SECTION OF PROPERTY AT WATER METER PIT IN HOT BOX
5509 | N HAMILTON RD | 43230 | Active | 1151280113 | WATTS | 774 | DCDA | 8.000 | 3605666 | NE CORNER OF PROPERTY IN WATER METER PIT
5509 | N HAMILTON RD | 43230 | Active | 20510 | WATTS | 007M1PCQT | DC | 0.750 | 3605667 | NE CORNER OF PROPERTY IN WATER METER PIT
5509 | N HAMILTON RD | 43230 | Active | 1262810113 | AMES | 4000SS | RP | 2.500 | 3605668 | MAIN BUILDING MECHANICAL ROOM
5511 | N HAMILTON RD | 43230-1321 | Active | 1953363 | WILKINS | 950 | DC | 0.750 | 67138 | METER ROOM
5511 | N HAMILTON RD | 43230-1321 | Active | 418618 | WATTS | 909M1PCHWQT | RP | 1.500 | 67139 | MECH ROOM
5511 | N HAMILTON RD | 43230-1321 | Active | N18590 | WILKINS | 350 | DCDA | 2.500 | 67140 | METER ROOM
5524 | N HAMILTON RD | 43230 | Active | 27803 | WATTS | 919 | RP | 2.000 | 3616603 | HOT BOX ENTRANCE DRIVE
5524 | N HAMILTON RD | 43230 | Active | QA-1427 | AMES | 300GV | DCDA | 6.000 | 3615426 | HOT BOX ENTRANCE DRIVE
5524 | N HAMILTON RD | 43230 | Active | 42372 | AMES | 2000BM3 | DC | 0.750 | 3616604 | HOT BOX ENTRANCE DRIVE
5531 | N HAMILTON RD | 43230-1321 | Active | V09713 | WILKINS | 350ADA | DCDA | 4.000 | 90569 | MECH ROOM REAR OF THE STORE
5531 | N HAMILTON RD | 43230-1321 | Active | 2417220 | WILKINS | 950A | DC | 0.750 | 90570 | MECH ROOM REAR OF THE STORE
5531 | N HAMILTON RD | 43230-1321 | Not Required by DOW | 1540629 | WILKINS | 975XL | RP | 0.750 | 3652721 | STOCK ROOM
5531 | N HAMILTON RD | 43230-1321 | Active | 4600175 | WILKINS | 975XL2 | RP | 1.500 | 90568 | IN MECH ROOM SPR 37
5597 | N HAMILTON RD | 43230-1321 | Active | 99455 | WATTS | 009PCQT | RP | 1.500 | 67358 | MECH/RISER ROOM AT WATER METER MIDDLE -N OF RETAIL SHOPS
5597 | N HAMILTON RD | 43230-1321 | Active | 59037 | WATTS | 007QT | DC | 0.750 | 67363 | MECH/RISER ROOM MIDDLE -OUTSIDE DOOR
5597 | N HAMILTON RD | 43230-1321 | Not Required by DOW | 59763 | WATTS | 919QT | RP | 0.750 | 3613295 | 5593 N HAMILTON RD, ABOVE WATER HEATER
5597 | N HAMILTON RD | 43230-1321 | Not Required by DOW | 4134934 | WILKINS | 975XL | RP | 0.750 | 3613799 | REAR OF BUILDING
5597 | N HAMILTON RD | 43230-1321 | Not Required by DOW | 4134918 | WILKINS | 975XL | RP | 0.750 | 3613798 | REAR OF BUILDING
5597 | N HAMILTON RD | 43230-1321 | Active | 1321490204 | AMES | 3000SS | DCDA | 6.000 | 67356 | MECH/RISER ROOM MIDDLE -N OF RETAIL SHOPS-S OF DRUG MART OUTSIDE DR
5599 | N HAMILTON RD | 43230-1321 | Active | 221779 | WATTS | 009QT | RP | 1.000 | 67362 | MECH/RISER ROOM AT WATER METER N OF RETAIL SHOPS OUTSIDE DR
5599 | N HAMILTON RD | 43230-1321 | Not Required by DOW | 225452 | WATTS | 009M3-FP | RP | 0.750 | 3607384 | 5583 N HAMILTON RD, BACK ROOM
5600 | N HAMILTON RD | 43230-1324 | Active | 31009 | WATTS | 919ZQT | RP | 0.750 | 101727 | MECH ROOM
5600 | N HAMILTON RD | 43230-1324 | Active | 28570 | WATTS | 919AQT | RP | 0.750 | 99285 | MECHANICAL ROOM BY MAIN METER
5610 | N HAMILTON RD | 43230-1324 | Active | W226350 | WILKINS | 975 | RP | 1.000 | 67422 | NEXT TO METER
5665 | N HAMILTON RD | 43230-8326 | Active | 3KN1451 | AMES | 3000 | DCDA | 4.000 | 67547 | EAST WALL OF BASEMENT--SERIAL #3KN1451
5665 | N HAMILTON RD | 43230-8326 | Active | 00053 | AMES | 2000B | DC | 0.750 | 67550 | EAST WALL OF BASEMENT
5665 | N HAMILTON RD | 43230-8326 | Active | 36417 | WATTS | 009QT | RP | 1.500 | 67548 | EAST SIDE OF BASEMENT
5665 | N HAMILTON RD | 43230-8326 | Active | 38761 | WATTS | 009PCQT | RP | 1.500 | 67549 | BASEMENT
5670 | N HAMILTON RD | 43230-1324 | Not Required by DOW | WOO1795 | WILKINS | 975 | RP | 1.000 | 67564 | WATER METER ROOM EAST ENTRANCE - 5680 N HAMILTON
5670 | N HAMILTON RD | 43230-1324 | Active | 1718 | WILKINS | 975 | RP | 1.000 | 67563 | WATER METER ROOM EAST ENTRANCE - 5680 N HAMILTON
5673 | N HAMILTON RD | 43230-8326 | Active | 213823 | WATTS | 009M2QT | RP | 2.000 | 67568 | EAST WALL OF MECH ROOM
5673 | N HAMILTON RD | 43230-8326 | Active | 212954 | WATTS | 009M2QT | RP | 2.000 | 67567 | EAST WALL IN MECH ROOM
5673 | N HAMILTON RD | 43230-8326 | Active | 9207 | AMES | 2000SS | DC | 1.500 | 67569 | BOILER ROOM
5675 | N HAMILTON RD | 43230-8326 | Active | 190159 | WATTS | 009QT | RP | 1.000 | 67578 | NORTH/EAST CORNER OT BASEMENT
5700 | N HAMILTON RD | 43230-1326 | Not Required by DOW | 2862480 | WILKINS | 975XLBMS | RP | 1.000 | 96724 | BACK OF BLDG EAST WALL BY WATER METER
5700 | N HAMILTON RD | 43230-1326 | Active | 2862422 | WILKINS | 975XLBMS | RP | 1.000 | 96719 | BACK OF BLDG EAST WALL AT METER
5720 | N HAMILTON RD | 43230 | Not Required by DOW | 070140 | WATTS | LF009M2QT | RP | 1.500 | 3641055 | HOTBOX
5720 | N HAMILTON RD | 43230 | Active | 072616 | WATTS | LF009M2QT | RP | 1.500 | 3640959 | HOTBOX NOTHWEST CORNER OF PROPERTY
5723 | N HAMILTON RD | 43230-1325 | Not Required by DOW | 4692058 | WILKINS | 975XL | RP | 0.750 | 3639216 | IN LAUNDRY ROOM NEST TO WATER HEATER COLD SIDE
5723 | N HAMILTON RD | 43230-1325 | Not Required by DOW | 4692097 | WILKINS | 975XL | RP | 0.750 | 3639149 | IN LAUNDRY ROOM NEST TO WATER HEATER COLD SIDE
5723 | N HAMILTON RD | 43230-1325 | Active | 1222099 | WILKINS | 975XL | RP | 2.000 | 67721 | REAR/WEST MECH RM ATWATER METER OUTSIDE DOOR "A"
5736 | N HAMILTON RD | 43054 | Not Required by DOW | CAA18226 | WILKINS | 720A | PVB | 1.000 | 3652910
5736 | N HAMILTON RD | 43054 | Active | ACF7372 | WILKINS | 975XL2 | RP | 1.500 | 3652907
5744 | N HAMILTON RD | 43054 | Active | 15489 | AMES | 4000B | RP | 2.000 | 3638755 | IN HOT BOX WEST OF PROPERTY NEAR ROUND ABOUT
5744 | N HAMILTON RD | 43054 | Active | SF0863 | AMES | COLT 300 | DCDA | 8.000 | 3638756 | IN HOT BOX WEST OF PROPERTY NEAR ROUND ABOUT
5744 | N HAMILTON RD | 43054 | Not Required by DOW | 4661748 | WILKINS | 975XL2 | RP | 1.500 | 3644923 | IN MECH ROOM OF WEST SIDE OF BUILDING
5744 | N HAMILTON RD | 43054 | Active | 52181 | AMES | 2000B | DC | 0.750 | 3638757 | IN HOT BOX WEST OF PROPERTY NEAR ROUND ABOUT
5751 | N HAMILTON RD | 43230 | Not Required by DOW | ACE6789 | WILKINS | 975XL | RP | 1.500 | 3652088 | ROOM #108 WATER RISER ROOM
5751 | N HAMILTON RD | 43230 | Active | ACG5806 | WILKINS | 975XL2 | RP | 2.000 | 3652087
5756 | N HAMILTON RD | 43230 | Active | 42658 | WATTS | LF919QT | RP | 2.000 | 3653745 | MECH ROOM..SE CORNER IN BACK
5757 | N HAMILTON RD | 43054 | Active | ACF8818 | WILKINS | 975XL | RP | 2.000 | 3651521
5757 | N HAMILTON RD | 43054 | Not Required by DOW | ABK8369 | WILKINS | 975XL2 | RP | 1.000 | 3651522
5759 | N HAMILTON RD | 43230-1325 | Active | 276715 | WILKINS | 975XL | RP | 1.000 | 88820 | NEXT TO WATER METER
5770 | N HAMILTON RD | 43230 | Not Required by DOW | 041325 | WATTS | LF800M4QT | PVB | 1.000 | 3629829
5770 | N HAMILTON RD | 43230 | Not Required by DOW | 151529 | WATTS | LF009QT | RP | 0.500 | 3629828 | Steamer room, south side
5770 | N HAMILTON RD | 43230 | Active | 68004 | WATTS | 919 | RP | 0.750 | 3624568 | HOT BOX BYPASS ON FIRE
5770 | N HAMILTON RD | 43230 | Active | RD-2561 | Ames | 500-GV | RPDA | 6.000 | 3624567 | HOT BOX
5770 | N HAMILTON RD | 43230 | Active | 042944 | WATTS | 909M2 | RP | 1.500 | 3624566 | HOT BOX
5770 | N HAMILTON RD | 43230 | Not Required by DOW | 151532 | WATTS | LF009QT | RP | 0.500 | 3629832 | Under sink
5770 | N HAMILTON RD | 43230 | Not Required by DOW | 51325 | WATTS | LF009QT | RP | 0.500 | 3629830 | Westside under sink
5782 | N HAMILTON RD | 43215 | Active | 28965 | WATTS | 007M1-QT | DC | 0.750 | 3646684 | HOT BOX
5782 | N HAMILTON RD | 43215 | Active | TF-1560 | WATTS | 957 | RP | 3.000 | 3646680 | HOT BOX
5782 | N HAMILTON RD | 43215 | Active | 1168540119 | WATTS | 774 | DCDA | 6.000 | 3646681 | HOT BOX
5859 | N HAMILTON RD | 43230- | Due Install |  |  |  | RP | 8.000 | 3646256 | NEXT TO MTR PIT, S OF ENTRANCE, S OF ROUNDABOUT DR
5950 | N HAMILTON RD | 43054 | Active | 01779 | WILKINS | 975XL2 | RP | 2.000 | 3640732 | EAST HOTBOX OLD E DUBLIN GRANVILLE RD SE CORNER OF PROPERTY W OF DR
5950 | N HAMILTON RD | 43054 | Not Required by DOW | B302514 | WILKINS | 375 | RP | 2.000 | 3639625 | EDC ROOM NW MECH ROOM
5950 | N HAMILTON RD | 43054 | Active | TD2115 | AMES | COLT 300 | DCDA | 8.000 | 3640747 | OLD E DUB- GRANVILLE RD (EAST PIT) SE CORNER OF PROPERTY W OF DR
5950 | N HAMILTON RD | 43054 | Not Required by DOW | 294193 | WATTS | M3RP | RP | 0.750 | 3648566 | 5974 N HAMILTON RD - NAILS OF NEW ALBANY BY WATER HEATER
5950 | N HAMILTON RD | 43054 | Not Required by DOW | 294206 | WATTS | M3RP | RP | 0.750 | 3648565 | 5974 N HAMILTON RD - NAILS OF NEW ALBANY
5950 | N HAMILTON RD | 43054 | Not Required by DOW | 4815910 | WILKINS | 975XL2 | RP | 1.000 | 3645995 | 5984 N HAMILTON RD - AQUA TOTS
5950 | N HAMILTON RD | 43054 | Active | 56173 | AMES | 2000B | DC | 0.750 | 3640748 | OLD E DUB-GRANVILLE ROAD (EAST PIT) SE CORNER OF PROPERTY W OF DR
5959 | N HAMILTON RD | 43230-8517 | Active | 153746 | AMES | 3000SS | DCDA | 6.000 | 91360 | MECH ROOM
5959 | N HAMILTON RD | 43230-8517 | Active | 07066 | WATTS | 007M1QT | DC | 0.750 | 91361 | MECH ROOM
5959 | N HAMILTON RD | 43230-8517 | Active | 08605 | WATTS | 919QT | RP | 2.000 | 91366 | FRONT SE MECH ROOM
5960 | N HAMILTON RD | 43081 | Active | 4916944 | WILKINS | 975XL2 | RP | 1.000 | 3651026
5960 | N HAMILTON RD | 43081 | Not Required by DOW | 236066 | WILKINS | 975XL2 | RP | 1.000 | 3651529
5970 | N HAMILTON RD | 43081 | Active | 4915804 | WILKINS | 975XL2 | RP | 1.500 | 3650056 | AT WATER METER SOUTHEAST CORNER OF BLDG
5970 | N HAMILTON RD | 43081 | Not Required by DOW | ABE7322 | WILKINS | 975XL | RP | 1.000 | 3650158 | ABOVE WATER METER
5990 | N HAMILTON RD | 43054 | Not Required by DOW | 25424 | WATTS | SS009M3QT | RP | 0.500 | 3646951 | IN CEILING
5990 | N HAMILTON RD | 43054 | Active | 58869 | AMES | 2000BM3 | DC | 0.750 | 3646196 | IN RISER ROOM - FIRE BYPASS
5990 | N HAMILTON RD | 43054 | Active | TL-1558 | AMES | COLT 300GV | DCDA | 4.00 | 3646195 | NORTH OUTSIDE DOOR IN RISER ROOM
5990 | N HAMILTON RD | 43054 | Active | 36879 | WATTS | LF919QT | RP | 2.000 | 3646194 | NORTH OUTSIDE DOOR IN RISER ROOM AT DOMESTIC METER
5992 | N HAMILTON RD | 43230 | Not Required by DOW | 277900 | WATTS | LF009M3QT | RP | 0.750 | 3648899 | South wall in the mechanical room at the water meter
5992 | N HAMILTON RD | 43230 | Active | 24715 | WATTS | 919 | RP | 1.500 | 3648483 | MECH ROOM AT METER SOUTHEAST CORNER OF BLDG
6030 | N HAMILTON RD | 43081 | Active | TD2107 | AMES | COLT 300 | DCDA | 8.000 | 3640749 | OLD E DUB-GRANVILLE ROAD (WEST PIT) SOUTHEAST CORNER OF PROPERTY W OF DR
6030 | N HAMILTON RD | 43081 | Active | 01780 | WATTS | LF007M1QT | RP | 2.000 | 3640731 | WEST HOT BOX E DUB-GRANVILLE ROAD SOUTHEAST CORNER OF PROPERTY W OF DR
6030 | N HAMILTON RD | 43081 | Active | 56473 | AMES | 2000B | DC | 0.750 | 3640750 | OLD E DUB-GRANVILLE ROAD (WEST PIT) SOUTHEAST CORNER OF PROPERTY W OF DR
6030 | N HAMILTON RD | 43081 | Not Required by DOW | B302514 | WILKINS | 375XL | RP | 2.000 | 3639690 | SOUTHEAST CORNER OF BUILDING
6042 | n hamilton rd |  | Active | 218712 | WATTS | LF009M2QT | RP | 2.000 | 3654603 | HOTBOX
6042 | n hamilton rd |  | Active | 112029470722 | AMES | 3000SS | DCDA | 4.000 | 3654604 | PIT
6042 | n hamilton rd |  | Not Required by DOW | 07836 | AMES | 4000B | RP | 1.500 | 3654642 | FIRE SPRINKLER RISER SE CORNER OF BUILDING
6042 | n hamilton rd |  | Active | 86703 | AMES | 2000B | DC | 0.750 | 3654605 | PIT
6100 | N HAMILTON RD | 43081 | Active | 60057 | AMES | 2000B | DC | 0.750 | 3646472 | PIT SOUTHWEST SECTION OF PROPERTY BY HOT BOX
6100 | N HAMILTON RD | 43081 | Active | UB0241 | AMES | COLT 300 | DCDA | 8.000 | 3646471 | PIT SOUTHWEST SECTION OF PROPERTY BY HOT BOX
6100 | N HAMILTON RD | 43081 | Active | VA-1263 | AMES | COLT | RP | 8.000 | 3646470 | SOUTHWEST SECTION OF PROPERTY IN GREEN HOT BOX
6251 | N HAMILTON RD | 43081 | Active | VJ-0067 | AMES | COLT 200 | RP | 8.000 | 3653125 | IN WATER METER SHED
6251 | N HAMILTON RD | 43081 | Active | VE-0312 | AMES | COLT 200 | RP | 4.000 | 3653124 | MTR SHED
6251 | N HAMILTON RD | 43081 | Active | 92401 | WATTS | 919AQT | RP | 0.750 | 3653126 | IN WATER METER SHED
6252 | N HAMILTON RD | 43230 | Active | 82942 | WATTS | LF-919QT | RP | 0.750 | 3646515 | WATER METER BUILDING BY ROAD - FIRE SERVICE BYPASS
6252 | N HAMILTON RD | 43230 | Active | UA-0500 | AMES | COLT-400 | RP | 4.000 | 3641458 | WATER METER BUILDING BY ROAD
6252 | N HAMILTON RD | 43230 | Active | TJ-1799 | AMES | COLT-500 | RPDA | 8.000 | 3646514 | WATER METER BUILDING BY ROAD - FIRE SERVICE
6298 | N HAMILTON RD | 43230 | Not Required by DOW | B200395 | WILKINS | 375 | RP | 2.000 | 3644567 | AT TURN UP IN CLUBHOUSE
6298 | N HAMILTON RD | 43230 | Active | RA-0019 | WATTS | 957 | RP | 6.000 | 3629632 | METER ROOM
6298 | N HAMILTON RD | 43230 | Active | 1004170317 | WATTS | 994 | RPDA | 8.000 | 3643531
6298 | N HAMILTON RD | 43230 | Active | 13773 | AMES | 4000B | RP | 0.750 | 3643532
6353 | N HAMILTON RD | 43081 | Active | RD3101 | AMES | COLT 300GV | DCDA | 6.000 | 3623121 | IN HOT BOX BY STREET
6353 | N HAMILTON RD | 43081 | Active | 4332106 | WILKINS | 975XL2 | RP | 1.500 | 3622956 | SW CORNER
6353 | N HAMILTON RD | 43081 | Active | 229928 | WATTS | 007M3QT | DC | 0.750 | 3623122 | IN HOT BOX
6357 | N HAMILTON RD | 43081 | Active | 4139777 | WILKINS | 975 | RP | 0.750 | 3614980 | NORTHWEST CORNER OF BLDG IN CLOSET
6647 | N HAMILTON RD | 43081 | Active | LJ1249 | WATTS | 957 | RP | 3.000 | 102742 | MECH ROOM
6647 | N HAMILTON RD | 43081 | Active | 18564 | WATTS | 007M1QT | DC | 0.750 | 103059 | MECH ROOM
6647 | N HAMILTON RD | 43081 | Active | 1146031011 | WATTS | 774DCDA | DCDA | 6.000 | 103058 | MECH ROOM
6655 | N HAMILTON RD | 43230- | Active | 64883 | WATTS | 007M1QT | DC | 0.750 | 87996 | CLUB HOUSE METER ROOM, 5675 ALBANY RES
6655 | N HAMILTON RD | 43230- | Not Required by DOW | 07151 | AMES | 4000B | RP | 2.000 | 102521 | RISER ROOM BUILDING #1 - 5660 ALBANY RESERVCE DR
6655 | N HAMILTON RD | 43230- | Not Required by DOW | 07142 | AMES | 4000B | RP | 2.000 | 102522 | 6283 ALBANY BROOKE DR, RISER ROOM BUILDING #7
6655 | N HAMILTON RD | 43230- | Active | 1077480405 | WATTS | 774 | DCDA | 6.000 | 87994 | CLUB HOUSE METER ROOM, 5675 ALBANY RES
6655 | N HAMILTON RD | 43230- | Active | FD-1544 | WATTS | 957 | RP | 3.000 | 87972 | CLUB HOUSE MECH RM 5675 ALBANY RES AT WATER METER
6655 | N HAMILTON RD | 43230- | Not Required by DOW | 10120 | AMES | 4000B | RP | 2.000 | 3639643 | RISER ROOM
6685 | N HAMILTON RD | 43081- | Active | 1146540605 | AMES | 4000SS | RP | 3.000 | 3635953 | IN WHITE METER BLDG N SIDE OF BRASSIE AT WATER METER
6685 | N HAMILTON RD | 43081- | Active | 1431930605 | AMES | 3000SS | DCDA | 6.000 | 3635954 | IN WHITE METER BLDG N SIDE OF BRASSIE
6685 | N HAMILTON RD | 43081- | Active | 65391 | WATTS | 007M1PCQT | DC | 0.750 | 3635955 | IN WHITE METER BLDG N SIDE OF BRASSIE
6732 | N HAMILTON RD | 43230 | Active | 21983 | WATTS | 007M1QT | DC | 0.750 | 3618400 | 5700 ROCKY RIDGE LANDING DR, MECHANICAL ROOM
6732 | N HAMILTON RD | 43230 | Active | 182535 | AMES | 3000SS | DCDA | 6.000 | 3618399 | 5700 ROCKY RIDGE LANDING DR, MECHANICAL ROOM
6732 | N HAMILTON RD | 43230 | Active | OB-2130 | WATTS | 957 | RP | 3.000 | 3618364 | 5700 ROCKY RIDGE LANDING DR.
6744 | N HAMILTON RD | 43230 | Active | 1157340914 | WATTS | 774 | DC | 8.000 | 3619942 | MAINT GARAGE S OF CLUB HOUSE
6744 | N HAMILTON RD | 43230 | Active | OH2632 | WATTS | 957 | RP | 4.000 | 3619941 | 5375 Thorton Street - MAINT GARAGE S OF CLUB HOUSE
6744 | N HAMILTON RD | 43230 | Not required by DOW | 55730 | WATTS | 919QT | RP | 1.000 | 3619731 | 5735 THORTON ST, POOL EQMNT RM LOCATED BTWN RESTROOMS FOR POOL AREA
6744 | N HAMILTON RD | 43230 | Active | 21184 | WATTS | 007QT | DC | 0.750 | 3619943 | MAINT GARAGE S OF CLUB HOUSE
6749 | N HAMILTON RD | 43230- | Not Required by DOW | CB443332 | WILKINS | 720 | PVB | 0.750 | 3632665 | RIGHT SIDE OF 5776 MARSHFIELD DR
6749 | N HAMILTON RD | 43230- | Not Required by DOW | CB855040 | WILKINS | 720 | PVB | 0.750 | 3648522 | LEFT SIDE OF 5770 MARSHFIELD DR
6749 | N HAMILTON RD | 43230- | Active | 112986 | AMES | 4000RP | RP | 8.000 | 70584 | IN HOT BOX JUST WEST OF METER PIT
6749 | N HAMILTON RD | 43230- | Not Required by DOW | W187024 | WILKINS | 975XL | RP | 1.000 | 89547
6749 | N HAMILTON RD | 43230- | Not Required by DOW | H694694 | FEBCO | 765 | PVB | 0.750 | 103745 | 5872 WINEBROOK DR, W SIDE OF HOUSE
6749 | N HAMILTON RD | 43230- | Not Required by DOW | H833084 | FEBCO | 765 | PVB | 0.750 | 3609538 | 5914 TARRYCREST DR, LEFT SIDE OF HOUSE
6767 | N HAMILTON RD | 43081 | Active | 75363 | WATTS | 919 | RP | 0.750 | 3638770 | WATER METER ROOM SOUTH END OF 67676 CAR GARAGE
6767 | N HAMILTON RD | 43081 | Active | SG1582 | WATTS | 957 | RP | 4.000 | 3638764 | WATER METER ROOM SOUTH END OF 67676 CAR GARAGE
6767 | N HAMILTON RD | 43081 | Active | SH1665 | WATTS | 957 | RPDA | 8.000 | 3638769 | WATER METER ROOM SOUTH END OF 67676 CAR GARAGE
6878 | N HAMILTON RD | 43230- | Active | 1076060305 | WATTS | 774 | DCDA | 6.000 | 70874 | 6250 GLENABBY DR, METER PIT SOUTH SIDE OF ENTRANCE
6878 | N HAMILTON RD | 43230- | Active | 64057 | WATTS | 007QT | DC | 0.750 | 70873 | METER PIT FRONT ENTRANCE
6878 | N HAMILTON RD | 43230- | Active | 13696 | AMES | 4000SS | RP | 3.000 | 88575 | 6250 GLENABBY, FRONT ENTRANCE SOUTH SIDE
6945 | N HAMILTON RD | 43230 | Not Required by DOW | ACF1431 | Wilkins | 975XL2 | RP | 1.500 | 3650795
6945 | N HAMILTON RD | 43230 | Active | 60818 | AMES | 2000B | DC | 0.750 | 3649451 | WATER METER HOUSE LEFT SIDE NEAR MAIN ENTRANCE
6945 | N HAMILTON RD | 43230 | Active | UI-1797 | AMES | COLT 300 | DCDA | 8.000 | 3649450 | METER HOUSE ON LEFT SIDE AT MAIN ENTRANCE
6945 | N HAMILTON RD | 43230 | Active | UL-1472 | AMES | COLT 400 | RP | 4.000 | 3649449 | METER HOUSE ON LEFT SIDE AT MAIN ENTRANCE
7132 | N HAMILTON RD | 43081 | Active | WG-0655 | AMES | 400 | RP | 6.000 | 3653842
7132 | N HAMILTON RD | 43081 | Active | WE-1169 | AMES | 400 | RP | 6.000 | 3653958 | HOTBOX NW CORNER
265 | N HAMILTON RD BLDG A | 43213 | Active | 75741 | AMES | 2000B | DC | 0.750 | 3616711 | Fire Pump Room - South Wall / Poth Road
265 | N HAMILTON RD BLDG A | 43213 | Active | 1885001216 | AMES | 3000SS | DCDA | 8.000 | 3616710 | Fire Pump Room - South Wall / Poth Road
265 | N HAMILTON RD BLDG A | 43213 | Active | 4054002 | WILKINS |  | RP | 1.000 | 3618151 | Fire Pump Room - South Wall / Poth Road
5050 | N HAMILTON RD UNIT A | 43230-1312 | Active | 4826912 | WILKINS | 975XL2 | RP | 1.500 | 3436607 | OFFICE IN GAS STATION
5610 | N HAMILTON RD UNIT B | 43230-1324 | Active | 54925 | WATTS | 007M1QT | DC | 0.750 | 67425 | OUTSIDE IN METER HOUSE
5610 | N HAMILTON RD UNIT B | 43230-1324 | Active | 123265 | AMES | 3000SS | DCDA | 6.000 | 67423 | OUTSIDE IN METER HOUSE
5610 | N HAMILTON RD UNIT B | 43230-1324 | Active | 1402202 | WILKINS | 975XLBMS | RP | 1.500 | 96504 | IN METER HOUSE NORTH OF BLDG
250 | N HARTFORD AVE | 43222 | Not Required by DOW | 4348270 | WILKINS | 975XL2 | RP | 1.000 | 3622859 | LOWER LEVEL MEN'S RESTROOM
250 | N HARTFORD AVE | 43222 | Active | 59821 | AMES | 2000BM3 | DC | 0.750 | 3646423 | NEW PIT OFF JOHN ST BYPASS
250 | N HARTFORD AVE | 43222 | Active | UA-1079 | AMES | 300-GV | DCDA | 6.000 | 3646422 | NEW PIT OFF JOHN ST
250 | N HARTFORD AVE | 43222 | Active | 063526 | WATTS | LF009M2QT | RP | 1.500 | 3646421 | NEW HOTBOX OFF JOHN ST
515 | N HAYMORE AVE | 43085-2466 | Active | 3122482 | WILKINS | 975XLBMS | RP | 0.750 | 96918 | ABOVE METER IN BASEMENT NORTH EAST CORNER
516 | N HAYMORE AVE | 43085-2491 | Active | H132392 | FEBCO | 765 | PVB | 0.750 | 66200 | FRONT OF HOUSE
1 | N HIGH ST | 43017- | Not Required by DOW | 24881 | WATTS | 919AQT | RP | 1.000 | 102219 | BASEMENT MECHANICAL ROOM PK & REC DEVICE
1 | N HIGH ST | 43017- | Active | 24853 | WATTS | 919AQT | RP | 1.000 | 53511 | S BASEMENT MECH/PUMP ROOM PK & REC DEVICE, S END OF BSMNT OF RETAIL UNITS
2 | N HIGH ST | 43054-8507 | Active | 134842 | WATTS | 709QT | DC | 1.500 | 56923 | BASEMENT
2 | N HIGH ST | 43054-8507 | Due Install |  |  |  | RP | 1.500 | 3635628 | AT METER
3 | N HIGH ST | 43017-1258 | Active | 15917 | AMES | 2000BM3 | DC | 0.750 | 100600 | SW BSMNT COMON AREA
3 | N HIGH ST | 43017-1258 | Active | JF-1270 | AMES | COLT 300GV | DCDA | 4.000 | 100599 | SW BSMNT COMON AREA DCDA
3 | N HIGH ST | 43017-1258 | Active | 137487 | WATTS | 009M2QT | RP | 1.500 | 100598 | SW BSMNT COMON AREA -AT WTR METER
3 | N HIGH ST | 43054-8532 | Active | W067949 | WILKINS | 975XL2 | RP | 0.750 | 99752 | BASEMENT AT METER
3 | N HIGH ST | 43017-1258 | Not required by DOW | 36590 | WATTS | LF719QT | DC | 0.750 | 3613210 | 15 N HIGH ST YOGURT SHOP -ABOVE HWT
7 | N HIGH ST | 43054-8532 | Active | W068026 | WILKINS | 975XLBMS | RP | 1.000 | 71122 | MECH ROOM ABOVE WATER METER
30 | N HIGH ST | 43215-3010 | Due Install |  |  |  | DCDA | 6.000 | 3640976
30 | N HIGH ST | 43215-3010 | Due Install |  |  |  | RP | 3.000 | 3443233
33 | N HIGH ST | 43215-3076 | Active | KB2523 | AMES | 3000GDCDA | DCDA | 6.000 | 98235 | BASEMENT MECH RM
33 | N HIGH ST | 43215-3076 | LPS - Active | [5 empty] | 3635227
33 | N HIGH ST | 43215-3076 | Not Required by DOW | 63934 | WATTS | LF919QT | RP | 0.750 | 3638535 | 4TH FLOOR JANITOR'S CLOSET
33 | N HIGH ST | 43215-3076 | Active | VA-1542 | WATTS | 957 | RP | 4.000 | 98110 | LOWER LEVEL NEXT TO WATER METER/MECHANICAL ROOM
33 | N HIGH ST | 43215-3076 | Active | 18414 | AMES | 2000B | DC | 0.750 | 98236
33 | N HIGH ST | 43215-3076 | Not Required by DOW | 37596 | WATTS | 009QT | RP | 1.000 | 60391 | 10TH FLOOR JANITOR'S CLOSET
33 | N HIGH ST | 43215-3076 | LPS - Active |  |  |  | LPC |  | 3635226 | LOW PRESSURE SUSTAINING DEVICE FOR BOOSTER PUMP
33 | N HIGH ST | 43215-3076 | Not Required by DOW | 3169421 | WILKINS | 975XL | RP | 0.750 | 99516 | BASEMENT WATER PUMP ROOM
33 | N HIGH ST | 43215-3076 | Active | A342807 | WILKINS | 975 | RP | 2.000 | 3604484 | COOLING SYSTEM, FIRE PUMP ROOM
34 | N HIGH ST | 43215-3089 | Not Required by DOW |  |  |  | RP |  | 3443235
35 | N HIGH ST | 43017-1130 | Active | 3814198 | WILKINS | 975XL2 | RP | 1.500 | 60866 | KITCHEN @ METER
37 | N HIGH ST | 43215-3008 | Not Required by DOW | 881850 | WILKINS | 975XL | RP | 0.750 | 3443238 | BASEMENT
37 | N HIGH ST | 43215-3008 | Active | L127091 | WILKINS | 375 | RP | 3.000 | 3641049 | IN WATER METER ROOM
37 | N HIGH ST | 43215-3008 | Active | 1962570318 | AMES | 3000SS | DCDA | 6.000 | 3641050 | IN WATER METER ROOM
37 | N HIGH ST | 43215-3008 | Active | 29254 | WATTS | 00M1QT | DC | 0.750 | 3641051 | IN WATER METER ROOM
40 | N HIGH ST | 43215-3010 | Due Install |  |  |  | RP |  | 3443239
44 | N HIGH ST | 43215-3010 | Active | 59740 | AMES | 2000BM | DC | 0.750 | 3644710 | BASEMENT AT METER
44 | N HIGH ST | 43215-3010 | Active | 07751 | WATTS | LF009MTQT | RP | 1.500 | 3443241 | BASEMENT AT METER
44 | N HIGH ST | 43215-3010 | Active | UA0358 | AMES | COLT 300GV | DCDA | 4.000 | 3644709 | BASEMENT AT METER
45 | N HIGH ST | 43017-1130 | Active | B08135 | WATTS | 009M3QT | RP | 0.750 | 90467 | NE MANAGERS OFFICE IN CABINET AT WATER METER
50 | N HIGH ST | 43215-3010 | Due Install |  |  |  | RP |  | 3635808 | AT METER
51 | N HIGH ST | 43215- | Active | 1773790116 | AMES | 2000SS | DC | 6.000 | 3619745 | W BSMNT PUMP RM AT WATER METER -BOTTM DEVICE FIRE
51 | N HIGH ST | 43215- | LPS - Active |  |  |  |  | 4.000 | 3636516 | W BSMNT PUMP RM AT WATER METER -BOTTM DEVICE FIRE
51 | N HIGH ST | 43215- | LPS - Active |  |  |  |  | 6.000 | 3636517 | W BSMNT PUMP RM AT WATER METER -BOTTM DEVICE FIRE
51 | N HIGH ST | 43215- | Active | PI-0482 | WATTS | 957 | RP | 4.000 | 3618610 | W BSMNT PUMP RM AT WATER METER -TOP DEVICE DOMESTIC
52 | N HIGH ST | 43215- | Due Install |  |  |  | RP |  | 3638962 | IN THE BASEMENT NEAR WATER HEATERS
52 | N HIGH ST | 43215- | Active | 4218642 | WILKINS | 975XL | RP | 0.750 | 3443246 | IN THE BASEMENT NEAR WATER HEATERS
52 | N HIGH ST | 43215- | Active | 049083 | WATTS | LF009M2QT | RP | 2.000 | 3646688 | ACCESS THUR 11 E GAY ST DOOR
53 | N HIGH ST | 43017-6152 | Due Install |  |  |  | RP |  | 3443247 | AT WATER METER
70 | N HIGH ST | 43215- | Due Install | [5 empty] | 3443249
75 | N HIGH ST | 43017-1109 | Not Required by DOW | 4641076 | WILKINS | 975XL2 | RP | 1.500 | 3638411 | 1ST FLOOR NW MECH/WATER METER ROOM
75 | N HIGH ST | 43017-1109 | Active | 80627 | AMES | 2000B | DC | 0.750 | 3636370 | NW MECH/RISER ROOM 1ST FLOOR
75 | N HIGH ST | 43017-1109 | Active | 1944540618 | AMES | 3000SS | DCDA | 4.000 | 3636369 | 1ST FLOOR (MAIN-NOT GROUND FL) MECH/RISER ROOM
75 | N HIGH ST | 43017-1109 | Active | 17196C | WILKINS | 375AST | RP | 3.000 | 3636316 | 1ST FLOOR (MAIN FL) NW MECH/RISER ROOM AT WATER METER
88 | N HIGH ST | 43017 | Active | 1072440418 | AMES | 5000 | RPDA | 6.000 | 3633087 | Lower Level - Electrical/Water/Riser Room
88 | N HIGH ST | 43017 | Active | 14432 | AMES | 4000B | RP | 0.750 | 3633088 | Lower Level - Electrical/Water/Riser Room
88 | N HIGH ST | 43017 | Not Required by DOW | B334018 | WILKINS | 375RP | RP | 2.000 | 3643516 | REAR OF KITCHEN BACK OF BUILDING NEAR FREEZER
88 | N HIGH ST | 43017 | Active | 4596913 | WILKINS | 975XL2 | RP | 2.000 | 3633064 | Lower Level - Electrical/Water/Riser Room
88 | N HIGH ST | 43054 | Active | 52542 | WATTS | LF009M2QT | RP | 0.750 | 3641420 | SOUTHEAST CORNER OF BASEMENT
88 | N HIGH ST | 43017 | Not Required by DOW | B264475 | WILKINS | 375XL | RP | 2.000 | 3639645 | Lower Level Tenant Space Wine Storage
96 | N HIGH ST | 43054-8507 | Active - Not Linked | 1982230120 | AMES | 3000 | DCDA | 6.000 | 3649017 | NORTHEAST OUTSIDE DOOR METER ROOM
96 | N HIGH ST | 43054-8507 | Active - Not Linked | 217755 | WATTS | 009 | RP | 1.000 | 3443253 | NORTHEAST OUTSIDE DOOR METER ROOM
96 | N HIGH ST | 43054-8507 | Active - Not Linked | 30007 | WATTS | 007 | DC | 0.750 | 3649016 | NORTHEAST OUTSIDE DOOR METER ROOM
97 | N HIGH ST | 43054- | Not Required by DOW | 415767 | WATTS | 909QT | RP | 1.000 | 74852 | MECHANICAL ROOM # 415
97 | N HIGH ST | 43054- | Not Required by DOW | 191667 | WATTS | 909 | RP | 4.000 | 74851 | MECHANICAL ROOM # 415
97 | N HIGH ST | 43054- | Not Required by DOW | 546557 | WATTS | 909QT | RP | 0.750 | 74853 | BOILER ROOM
97 | N HIGH ST | 43054- | Not Required by DOW | 506887 | WILKINS | 975XL | RP | 2.000 | 96781 | 55 N HIGH ST - MT CARMEL MOB, MECHANICAL ROOM SE
97 | N HIGH ST | 43054- | Not Required by DOW | 1589590108 | AMES | 2000SS | DC | 4.000 | 103273 | 55 N HIGH ST - MT CARMEL MOB, MECHANICAL ROOM SE
97 | N HIGH ST | 43054- | Not Required by DOW | 130617 | WATTS | 709QT-FDA | DC | 6.000 | 74850 | MECH ROOM #415
97 | N HIGH ST | 43054- | Not Required by DOW | 12156 | WATTS | 007QT | DC | 0.500 | 74849 | MECH ROOM #415
97 | N HIGH ST | 43054- | Active | 34520 | WILKINS | 375 | RP | 6.000 | 3622659 | IN HBOX 96' W OF STOP SIGN @ ENTRANCE, 30' S OF MH LID, IN GRASS. HBOX IN WOOD
97 | N HIGH ST | 43054- | Not Required by DOW | 002002 | WATTS | 909 | RP | 3.000 | 3612974 | GYM LOWER LEVEL MECHANICAL ROOM
97 | N HIGH ST | 43054- | Not Required by DOW | 552A | WILKINS | 350AST | DC | 6.000 | 3612972 | GYM LOWER LEVEL MECHANICAL ROOM
97 | N HIGH ST | 43054- | Not Required by DOW | 010418 | WATTS | LF909QT | RP | 1.000 | 3612971 | 2ND FL, JANITOR'S CLOSET RM 235
106 | N HIGH ST | 43215-3013 | Active | 64366 | WATTS | 007M1 | DC | 0.750 | 92553 | BASEMENT-EASTEND OF BUILDING
106 | N HIGH ST | 43215-3013 | Active | 140969 | AMES | 3000SS | DCDA | 6.000 | 92552 | BASEMENT - EAST END OF BUILDING
106 | N HIGH ST | 43215-3013 | Active | W279609 | WILKINS | 975XL | RP | 1.000 | 92551 | MECH ROOM IN BASEMENT - 6' UP
106 | N HIGH ST | 43215-3013 | Active | L29065 | WILKINS | 375 | RP | 3.000 | 92530 | MECH ROOM IN BASEMENT AT METER
108 | N HIGH ST | 43054-8507 | Active | 336435 | WATTS | 909QT | RP | 0.750 | 53800 | WEST SIDE OF BUILDING
131 | N HIGH ST | 43215-3018 | Active | 183970814 | AMES | 3000SS | DCDA | 6.000 | 3608091 | BASEMENT WEST WATER METER BOILER ROOM
131 | N HIGH ST | 43215-3018 | Active | 23096 | WATTS | 007M1PCQT | DC | 0.750 | 3608092 | BASEMENT WEST WATER METER BOILER ROOM
131 | N HIGH ST | 43215-3018 | Active | 16430 | WATTS | 909 | RP | 4.000 | 3443254 | BASEMENT WEST WATER METER BOILER ROOM
131 | N HIGH ST | 43215-3018 | Active | 08163 | WATTS | 919 | RP | 0.500 | 3624703 | DENTAL WATER, IN MECH RM ON 5TH FL IN DENTAL OFFICE
131 | N HIGH ST | 43215-3018 | Not Required by DOW | 08678 | WATTS | 919 | RP | 0.500 | 3624702 | VACUUM MACHINE, IN MECH RM ON 5TH FL IN DENTAL OFFICE
131 | N HIGH ST | 43215-3018 | Not Required by DOW | A54831 | WATTS | 009M2QT | RP | 2.000 | 3619847 | BASEMENT ON BOILER
145 | N HIGH ST | 43215-3006 | Active | 63053 | WATTS | 007QT | DC | 0.750 | 55050 | NORTHEAST CORNER OF BASEMENT
145 | N HIGH ST | 43215-3006 | Active | 1393091104 | AMES | 3000SS | DCDA | 6.000 | 55049 | NE CORNER OF BASEMENT
145 | N HIGH ST | 43215-3006 | LPS - Active | FIRE PUMP |  |  |  |  | 3650711
145 | N HIGH ST | 43215-3006 | Active | L22478 | WILKINS | 375 | RP | 3.000 | 55051 | MECH ROOM
161 | N HIGH ST | 43215-2402 | Not Required by DOW | 56174 | WATTS | LF007QT | DC | 0.500 | 3646614 | BASEMENT AT CLOSET
161 | N HIGH ST | 43215-2402 | Active | 090124 | WILKINS | 950 | DC | 1.50 | 55653 | IN NW CORNER OF BASEMENT AT DOMESTIC WATER METER
161 | N HIGH ST | 43215-2402 | Active | 092686 | WILKINS | 975XL | RP | 1.500 | 55717 | IN NW CORNER OF BASEMENT AT DOMESTIC WATER METER
163 | N HIGH ST | 43215-2402 | Active | 79350 | WATTS | 919 | RP | 0.750 | 3635645 | AT WATER METER
165 | N HIGH ST | 43215-2402 | Not Required by DOW | 94694 | WILKINS | 975 | RP | 0.750 | 55718 | Basement
165 | N HIGH ST | 43215-2402 | Active | 68281 | WATTS | 919QT | RP | 0.750 | 3635784 | AT WATER METER
167 | N HIGH ST | 43215-2402 | Due Install |  |  |  | RP | 0.750 | 3443256
170 | N HIGH ST | 43215-2417 | Due Install |  |  |  | DC | 0.750 | 3628265
170 | N HIGH ST | 43215-2417 | Due Install |  |  |  | DCDA |  | 3626636
170 | N HIGH ST | 43215-2417 | Active | 65511 | WATTS | 009M2PCQT | RP | 2.000 | 55875 | AT NORTH WATER METER
170 | N HIGH ST | 43215-2417 | Not Required by DOW | 535240 | WATTS | 909QT | RP | 0.750 | 55873 | boiler-penthouse @ roof top
180 | N HIGH ST | 43215-2403 | Due Install |  |  |  | RP | 1.000 | 3443258
185 | N HIGH ST | 43215-3021 | Active | H012152 | FEBCO | 805 | DC | 0.750 | 96751 | NW CORNER BY MOP SINK
185 | N HIGH ST | 43215-3021 | Active | N0811240848 | FEBCO | 876V | DCDA | 4.000 | 96750 | NW CORNER BY MOP SINK
185 | N HIGH ST | 43215-3021 | Not Required by DOW | AG-185A | HYDRO-GAP | XX | AG | 1.000 | 3624328 | SINK, ABOVE 3 COMPARTMENT SINK - 1 W SPRING ST
185 | N HIGH ST | 43215-3021 | Active | 3078179 | WILKINS | 975XL | RP | 1.500 | 96752 | NW CORNER BY MOP SINK
200 | N HIGH ST | 43215-6700 | Active | UL-1797 | WATTS | 957 | RP | 8.000 | 3635489
200 | N HIGH ST | 43215-6700 | LPS - Active |  |  |  | RP | 8.000 | 3635490
200 | N HIGH ST | 43215-6700 | Active | UC-0044 | WATTS | 957 | RP | 4.000 | 3633677
200 | N HIGH ST | 43215-6700 | Active | 576526 | WATTS | 909QT | RP | 0.750 | 92349 | MECH ROOM (8TH FL)
245 | N HIGH ST | 43215- | Active | 373 | FEBCO | 805YB | DC | 0.750 | 53480 | UPPER LEVEL FIRE ROOM
245 | N HIGH ST | 43215- | Active | 000046 | FEBCO | 805Y | DC | 0.750 | 92682 | P3 FIRE PUMP ROOM-bypass around DCDA
245 | N HIGH ST | 43215- | Active | 9509261325 | FEBCO | 825 | RP | 6.000 | 53495 | PLAZA 3 UPPER LEVEL PUMP ROOM
245 | N HIGH ST | 43215- | Active | 9511021353 | FEBCO | 856 | DCDA | 8.000 | 53496 | U.L. FIRE PUMP ROOM
245 | N HIGH ST | 43215- | Active | 9511031433 | FEBCO | 825 | RP | 6.000 | 53497 | PLAZA 3 UPPER LEVEL PUMP ROOM
245 | N HIGH ST | 43215- | Active | 9603041238 | FEBCO | 850 | DC | 6.000 | 53499 | U.L. PUMP ROOM
350 | N HIGH ST | 43215-2006 | Due Install |  |  |  | DC |  | 3640687
350 | N HIGH ST | 43215-2006 | Not Required by DOW | 63381 | WATTS | 919QT | RP | 1.000 | 60885 | 3RD FLOOR ICE MACHINE
350 | N HIGH ST | 43215-2006 | Active | 249469 | WATTS | 909 | RP | 6.000 | 60887 | PUMP ROOM BASEMENT
350 | N HIGH ST | 43215-2006 | Active | 249593 | WATTS | 909 | RP | 6.000 | 60888 | PUMP ROOM BASEMENT
350 | N HIGH ST | 43215-2006 | Not Required by DOW | 298568 | WATTS | 909M1QT | RP | 1.250 | 60889 | PUMP ROOM BASEMENT
350 | N HIGH ST | 43215-2006 | Not Required by DOW | 397848 | WATTS | 909M1QT | RP | 2.000 | 60890 | BASEMENT LIGHT BULB ROOM
350 | N HIGH ST | 43215-2006 | Not Required by DOW | 65690 | WATTS | 919QT | RP | 0.750 | 60891 | 2ND FLOOR BEHIND ICE MACHINE NEXT TO ELEVATOR
350 | N HIGH ST | 43215-2006 | Not Required by DOW | 1752594 | WILKINS | 975XL | RP | 0.750 | 60892 | 2ND FLOOR KITCHEN NORTH END
350 | N HIGH ST | 43215-2006 | Not Required by DOW | 0000485 | AMES | 4000B | RP | 1.500 | 60893 | 4TH FLOOR MECH-ROOM
350 | N HIGH ST | 43215-2006 | Not Required by DOW | 06142 | AMES | 4000B | RP | 1.500 | 3607858 | MECH ROOM 4TH FLOOR AVOVE FIRE TANK
350 | N HIGH ST | 43215-2006 | Not Required by DOW | 02597 | WATTS | 909M1QT | RP | 1.500 | 3613327 | 4TH FLOOR MECHANICAL ROOM, ABOVE PIPE RACK
350 | N HIGH ST | 43215-2006 | LPS - Active |  |  |  | LPC |  | 3635562 | DOM PUMP
350 | N HIGH ST | 43215-2006 | LPS - Active |  |  |  | LST |  | 3635563 | FIRE PUMP
400 | N HIGH ST | 43215-2096 | Not Required by DOW | CV85430 | CLA-VAL | RP4 | RP | 8.000 | 90446 | SOUTH FIRE PUMP ROOM
400 | N HIGH ST | 43215-2096 | Not Required by DOW | 315702 | WATTS | 009M3-FP | RP | 0.750 | 99460 | FOOD COURT- CHARLIE'S STEAKERY- ABOVE TILE AT COOLER FREEZERS
400 | N HIGH ST | 43215-2096 | Not Required by DOW | B053568 | WILKINS | 375XL | RP | 1.000 | 3615466 | MAIN FEED FOR STARBUCKS, STARBUCKS BACK OF HOUSE
400 | N HIGH ST | 43215-2096 | Not Required by DOW | 050803 | WATTS | 009 | RP | 1.000 | 3625092 | 2ND FL CEILING take freight elevator directly across from Starbucks
400 | N HIGH ST | 43215-2096 | Not Required by DOW | J027685 | FEBCO | 825Y | RP | 1.500 | 3633595 | SERVICE HALL IN NORTH BUILDING
400 | N HIGH ST | 43215-2096 | Active | 2203 | AMES | COLT 500 | RPDA | 8.000 | 3641487 | BSMNT OF PARKING GAR RISER/MECH ROOM
400 | N HIGH ST | 43215-2096 | Active | 83659 | WATTS | 919QT | RP | 0.750 | 3641488 | BSMNT OF PARKING GAR MECH/RISER ROOM
400 | N HIGH ST | 43215-2096 | LPS - Active | [5 empty] | 3646179 | BSMNT OF PARKING GAR MECH/RISER ROOM
400 | N HIGH ST | 43215-2096 | LPS - Active | [5 empty] | 3646180 | BSMNT OF PARKING GAR MECH/RISER ROOM
400 | N HIGH ST | 43215-2096 | Not Required by DOW | W115480 | WILKINS | 975XL | RP | 1.000 | 3649852 | CHILLER IN OLD DONATOS ABOVE CEILING
400 | N HIGH ST | 43215-2096 | Active | 110992 | WATTS | 909 | RP | 2.500 | 62553 | LOWER DECK PUMP ROOM (COND PUMP ROOM)
400 | N HIGH ST | 43215-2096 | Not Required by DOW | 146387 | WATTS | 909 | RP | 3.000 | 62556 | 2ND DECK FITNESS ROOM -- CEILING (utility room - 1st mech room on left)
400 | N HIGH ST | 43215-2096 | Not Required by DOW | 281291 | WATTS | 909M1QT | RP | 2.000 | 62557 | BASEMENT PUMP RM E W 4FT ABOVE FLOOR (COND PUMP ROOM)
400 | N HIGH ST | 43215-2096 | Not Required by DOW | 282673 | WATTS | 909M1QT | RP | 1.500 | 62558 | 2ND DECK PUMP ROOM
400 | N HIGH ST | 43215-2096 | Not Required by DOW | 283805 | WATTS | 909M1QT | RP | 2.000 | 62559 | 2ND DECK FITNESS ROOM -- CEILING (1st Mech room on LEFT)
400 | N HIGH ST | 43215-2096 | Not Required by DOW | 378436 | WATTS | 909M1QT | RP | 2.000 | 62560 | 2ND LEVEL CENTRAL PLANT SOUTH BUILDING
400 | N HIGH ST | 43215-2096 | Active | FK2459 | WATTS | 957N | RP | 6.000 | 90444 | LOWER DECK (COND PUMP ROOM)
400 | N HIGH ST | 43215-2096 | Not Required by DOW | 209880 | WATTS | 007M1PCQT | DC | 1.000 | 90445 | UNDER JAVA CAFE - OLD SECURITY OFFICE
401 | N HIGH ST | 43215 | Not Required by DOW | 17503 | WATTS | 919QT | RP | 2.000 | 101842 | BOILER ROOM RIGHT SIDE OF DOOR
401 | N HIGH ST | 43215 | Not Required by DOW | LI2015 | WATTS | 957RPDA-GV | RP | 4.000 | 101841 | CHILLER ROOM - RIGHT SIDE OF DOORWAY
401 | N HIGH ST | 43215 | Active | LJ0534 | WATTS | 957RPDA-GV | RP | 6.000 | 101840 | BASEMENT MECH ROOM
401 | N HIGH ST | 43215 | Active | 1767420811 | AMES | 3000SS | DCDA | 8.000 | 101839 | PUMP ROOM
401 | N HIGH ST | 43215 | Active | 67036 | AMES | 2000B | DC | 0.750 | 101670 | PUMP ROOM
401 | N HIGH ST | 43215 | LPS - Active | [5 empty] | 3635561 | FIRE PUMP
401 | N HIGH ST | 43215 | LPS - Active | [5 empty] | 3635560 | DOM PUMP
401 | N HIGH ST | 43215 | Not Required by DOW | 37869 | WATTS | 919AQT | RP | 0.750 | 102594 | ROOF NW EQUIPMENT ROOM
401 | N HIGH ST | 43215 | Not Required by DOW | MD0625 | WATTS | 957RPDA-GV | RPDA | 2.500 | 101920 | POOL EQUIPMENT ROOM - 3RD FLOOR
401 | N HIGH ST | 43215 | Not Required by DOW | 14884 | WATTS | 919QT | RP | 1.500 | 101843 | CHILLER ROOM NE CORNER LEFT OF DOORS
402 | N HIGH ST | 43215 | Active | 80909 | APOLLO/CONBRACO | 10DC | RP | 10.000 | 3652239
402 | N HIGH ST | 43215 | Active | 26065 | WILKINS | 375AST | RP | 8.000 | 3650403 | BASEMENT-FIRE PUMP ROOM
402 | N HIGH ST | 43215 | LPS - Active |  |  |  | LST |  | 3650408 | FIRE PUMP
402 | N HIGH ST | 43215 | Active | 16608B | APOLLO | CVALF4A | RP | 0.750 | 3650407 | FIRE RISER - 3/4" SIDE CAR
402 | N HIGH ST | 43215 | Active | 80747 | APOLLO | RPDA2LF4A | RPDA | 10.000 | 3650406 | FIRE RISER
425 | N HIGH ST | 43215-2005 | Active | 156928 | WATTS | 909 | RP | 3.000 | 63421 | WATER METER ROOM LOWER LEVEL
425 | N HIGH ST | 43215-2005 | Not Required by DOW | 024641 | WATTS | 800M4QT | PVB | 1.500 | 103353 | 37 W VINE ST, 6TH FL SW ON COLUMN
425 | N HIGH ST | 43215-2005 | Not Required by DOW | 345490 | WATTS | 909M1QT | RP | 2.000 | 63422 | WATER METER ROOM LOWER LEVEL
425 | N HIGH ST | 43215-2005 | Active | 42063 | WATTS | 007M1QT | DC | 0.750 | 63423 | METER ROM LOWER LEVEL
425 | N HIGH ST | 43215-2005 | Active | 3E01031 | AMES | 2000SS | DCDA | 6.000 | 65640 | METER ROOM LOWER LEVEL at 425 N High Street
425 | N HIGH ST | 43215-2005 | Not Required by DOW | 024808 | WATTS | 800M4QT | PVB | 1.500 | 103352 | 37 W VINE ST, 7TH FL SW ON COLUMN
425 | N HIGH ST | 43215-2005 | Not Required by DOW | 024642 | WATTS | 800M4QT | PVB | 1.500 | 103349 | 37 W VINE ST, SW CORNER OF 5TH FL ON COLUMN
425 | N HIGH ST | 43215-2005 | Not Required by DOW | 024815 | WATTS | 800M4QT | PVB | 1.500 | 103350 | 37 W VINE ST, NE CORNER 7TH FL SUPPORT COLUMN
425 | N HIGH ST | 43215-2005 | Not Required by DOW | 024812 | WATTS | 800M4QT | PVB | 1.500 | 103351 | 37 W VINE ST, NE CORNER OF 6TH FL SUPPORT COLUMN
445 | N HIGH ST | 43215-2071 | Not Required by DOW | 94899 | WATTS | 009M1QT | RP | 1.000 | 64058 | 5TH FLR MECH ROOM COOLING TOWER
445 | N HIGH ST | 43215-2071 | Active | 2828231 | WATTS | 909M1 | RP | 2.000 | 64057 | DOWNSTAIR SOUTH WEST CORNER
459 | N HIGH ST | 43215 | Active | 4405481 | WILKINS | 975 | RP | 1.500 | 3625150 | at meter
459 | N HIGH ST | 43215 | Active | 4471431 | WILKINS | 950XLD | DC | 0.750 | 3626293 | BASEMENT MECHANICAL ROOM
459 | N HIGH ST | 43215 | Active | 9497 | WILKINS | 350ASTDA | DCDA | 4.000 | 3626294 | BASEMENT MECHANICAL ROOM
463 | N HIGH ST | 43215 | Active | 3765511 | WILKINS | 975XL2 | RP | 1.50 | 103883 | BASEMENT MECHANICAL ROOM, NW CORNER
463 | N HIGH ST | 43215 | Active | 1788210912 | AMES | 3000SS | DCDA | 4.000 | 103647 | BASEMENT RISER ROOM, NW CORNER
463 | N HIGH ST | 43215 | Active | 68694 | AMES | 2000B | DC | 0.750 | 103608 | BASEMENT RISER ROOM
467 | N HIGH ST | 43215-2007 | Active | ACM4703 | WILKINS | 975XL2 | RP | 1.500 | 64752 | MECHANICAL ROOM , IN BASEMENT
467 | N HIGH ST | 43215-2007 | Due Install |  |  |  | RP |  | 3635716
467 | N HIGH ST | 43215-2007 | Due Install |  |  |  | DCDA |  | 3635717 | BASEMENT AT THE METER
467 | N HIGH ST | 43215-2007 | LPS - Active | [5 empty] | 3650884 | FIRE PUMP ROOM
500 | N HIGH ST | 43215- | Not Required by DOW | 143374 | WATTS | 009 | RP | 0.750 | 3622884 | SMART FARM BACK OF HOUSE ABOVE CEILING
500 | N HIGH ST | 43215- | Not Required by DOW | 306322 | WATTS | 009QT | RP | 0.500 | 65633 | 2ND FLOOR NORTH BUILDING - KITCHEN
500 | N HIGH ST | 43215- | Active | 13567 | FEBCO | 825 | RP | 6.000 | 65634 | FIRST FLOOR IN EQUIP ROOM 1116
500 | N HIGH ST | 43215- | Active | 4237985 | WILKINS | 975XL | RP | 1.500 | 3622624 | N WALL N END OF BLDG AIR COMP RM #D196
500 | N HIGH ST | 43215- | Active | 89400 | WATTS | 007DCDA | DCDA | 2.000 | 65642 | MECH ROOM 2301, WEST WALL NEXT TO DOMESTICE HOUSE PUMP
500 | N HIGH ST | 43215- | Not Required by DOW | 499467 | WATTS | 909HWQT | RP | 1.000 | 65641 | MECH ROOM 2301, W WALL NEXT TO DOMESTIC HOUSE PUMPS
500 | N HIGH ST | 43215- | Not Required by DOW | AG3315 | FEBCO | 825Y | RP | 2.000 | 65639 | CHILLER ROOM 1136
500 | N HIGH ST | 43215- | Under renovation | 312051 | WATTS | 909HWQT | RP | 1.000 | 65638 | 2ND BACK BOILER ROOM
500 | N HIGH ST | 43215- | Not Required by DOW | AG2682 | FEBCO | 825Y | RP | 0.750 | 65637 | ROOM 2107 AIR HANDLER ROOM
500 | N HIGH ST | 43215- | Not Required by DOW | 194867 | WATTS | 909 | RP | 4.000 | 65636 | METER ROOM, NE CORNER ACCESSED BY AN EXTERIOR DOOR
500 | N HIGH ST | 43215- | Active | 13568 | FEBCO | 825 | RP | 6.000 | 65635 | 1ST FLOOR EQUIP ROOM 1116 (BOTTOM)
501 | N HIGH ST | 43215-2008 | LPS - Active | [5 empty] | 3639403
501 | N HIGH ST | 43215-2008 | LPS - Active | [5 empty] | 3639404
501 | N HIGH ST | 43215-2008 | Not Required by DOW | 123630 | WATTS | 009QT | RP | 0.500 | 87182 | 4TH FLOOR ICE AND VENDING AREA
501 | N HIGH ST | 43215-2008 | Not Required by DOW | 415140 | WATTS | 909M1QT | RP | 2.000 | 65717 | PARKING GARAGE MECH ROOM BY METER
501 | N HIGH ST | 43215-2008 | Not Required by DOW | 415848 | WATTS | 909M1QT | RP | 2.000 | 65716 | PARKING GARAGE MECH ROOM BY METER
501 | N HIGH ST | 43215-2008 | Active | 196304 | WATTS | 909 | RP | 4.000 | 65715 | PLUMBING EQUIPMENT ROOM #002
501 | N HIGH ST | 43215-2008 | Active | 17282 | WATTS | 007QT | DC | 0.750 | 65714 | MECH ROOM
501 | N HIGH ST | 43215-2008 | Not Required by DOW | 055023 | WATTS | LF 009 M2 QT | RP | 2.000 | 65713 | POOL EQUIPMENT ROOM #232
501 | N HIGH ST | 43215-2008 | Not Required by DOW | 139494 | WATTS | 009QT | RP | 0.500 | 65712 | 3RD FLOOR ICE MACHINE
501 | N HIGH ST | 43215-2008 | Not Required by DOW | 139491 | WATTS | 009QT | RP | 0.500 | 65711 | 2ND FLOOR ICE AND VENDING ROOM
501 | N HIGH ST | 43215-2008 | Not Required by DOW | 136813 | WATTS | 009QT | RP | 0.500 | 65710 | ICE & VENDING ROOM 7TH FLOOR
501 | N HIGH ST | 43215-2008 | Not Required by DOW | 134691 | WATTS | 009QT | RP | 0.500 | 65709 | 6TH FLOOR ICE & VENDING ROOM
501 | N HIGH ST | 43215-2008 | Not Required by DOW | A53352 | WATTS | 009QT | RP | 0.500 | 65708 | 2ND FLOOR PANTRY
501 | N HIGH ST | 43215-2008 | Active | 132444 | WATTS | 709 | DC | 6.000 | 65707 | LOWER LEVEL PACKING GARAGE MECH ROOM
501 | N HIGH ST | 43215-2008 | Not Required by DOW | 123648 | WATTS | 009QT | RP | 0.500 | 65706 | 5TH FLOOR ICE MACHINE
555 | N HIGH ST | 43215-2068 | Active | 54658 | AMES | 2000B | DC | 0.750 | 96440 | RISER ROOM NE CORNER
555 | N HIGH ST | 43215-2068 | Active | 31302 | WATTS | 909HWQT | RP | 0.750 | 99433 | BOILER ROOM (CATHEDRAL)
555 | N HIGH ST | 43215-2068 | Active | 1602351007 | AMES | 3000SS | DCDA | 4.000 | 96441 | RISER ROOM NE CORNER
591 | N HIGH ST | 43215-2080 | Active | 30268 | AMES | 2000SS | DC | 0.750 | 68295 | MECH ROOM NW CORNER OF BUILDING
591 | N HIGH ST | 43215-2080 | Active | 125748 | AMES | 3000SS | DCDA | 4.000 | 68294 | MECH ROOM NW SIDE OF BUILDING
591 | N HIGH ST | 43215-2080 | Active | W100119 | WILKINS | 975 | RP | 2.000 | 68296 | MECH ROOM NW CORNER OF BUILDING
620 | N HIGH ST | 43215- | Not Required by DOW | 23888 | WATTS | 919QT | RP | 2.000 | 3618492 | IN PENTHOUSE MECHANICAL ROOM
620 | N HIGH ST | 43215- | Active | 22335 | WATTS | 007M1QT | DC | 0.750 | 3618488 | WATER SERVICE ROOM
620 | N HIGH ST | 43215- | Active | 183382 | AMES | 3000SS | DCDA | 6.000 | 3618489 | WATER SERVICE ROOM
620 | N HIGH ST | 43215- | Active | 21660 | WATTS | 007M1QT | DC | 0.750 | 3618490 | WATER SERVICE ROOM
620 | N HIGH ST | 43215- | LPS - Active |  |  |  | LPC |  | 3632738 | LOW PRESSURE SUSTAINING DEVICE FOR BOOSTER PUMP
620 | N HIGH ST | 43215- | Active | 182329 | AMES | 3000SS | DCDA | 6.000 | 3618491 | WATER SERVICE ROOM
620 | N HIGH ST | 43215- | LPS - Due Install | [5 empty] | 3632739
620 | N HIGH ST | 43215- | Active | 2220 | WILKINS | 375AST | RP | 4.000 | 3607777 | WATER SERVICE ROOM
629 | N HIGH ST | 43215 | LPS - Active |  |  |  |  | 0.750 | 3638231 | 1ST FL PUMP RM W OF ELEVATOR
629 | N HIGH ST | 43215 | Active | 1838900714 | AMES | 3000SS | DCDA | 6.000 | 3609924 | 1ST FL PUMP RM W OF ELEVATOR
629 | N HIGH ST | 43215 | Active | 37791 | APOLLO/CONBRACO | RPLF40 | RP | 3.000 | 3609652 | 1ST FL PUMP RM W OF ELEVATOR
629 | N HIGH ST | 43215 | LPS - Active |  |  |  |  | 0.750 | 3638230 | 1ST FL PUMP RM W OF ELEVATOR
629 | N HIGH ST | 43215 | Active | 22686 | WATTS | 007M1QT | DC | 0.750 | 3609925 | 1ST FL PUMP RM W OF ELEVATOR
640 | N HIGH ST | 43215-2010 | Active | 11789 | WATTS | 009 | RP | 1.000 | 3443264
640 | N HIGH ST | 43085-4116 | Active | A224571 | WILKINS | 375XL | RP | 1.000 | 103164
658 | N HIGH ST | 43215-1547 | Due Install |  |  |  | RP |  | 3648665
660 | N HIGH ST | 43215-1547 | Due Install |  |  |  | RP | 1.500 | 3635753 | BASEMENT, FRONT OF BLDG BY METER SET
660 | N HIGH ST | 43215-1547 | Active | 563344 | WILKINS | 975XL | RP | 1.500 | 70312 | BASEMENT, FRONT OF BLDG BY METER SET
680 | N HIGH ST | 43215-1548 | Active | 10925 | WATTS | 919AQT | RP | 1.250 | 3611387 | BASEMENT SW CORNER
683 | N HIGH ST | 43215- | Active | AB6450 | ARI | RP 500 | RP | 1.000 | 3648668 | BSMNT OF 685. MECH/RISER ROOM THRU GARAGE AT WATER METER
683 | N HIGH ST | 43215- | Active | 76681 | AMES | 2000B | DC | 0.750 | 3648634 | BSMNT OF 685 MECH/RISER ROOM THRU GARAGE
683 | N HIGH ST | 43215- | Active | 1892550616 | AMES | 3000SS | DCDA | 4.000 | 3648633 | BSMNT OF 685 MECH/RISER ROOM THRU GARAGE
683 | N HIGH ST | 43215- | Active | 4323391 | WILKINS | 975XL2 | RP | 1.500 | 3443266 | BSMNT OF 685. MECH/RISER ROOM THRU GARAGE AT DEDUCT WATER METER
684 | N HIGH ST | 43215- | Active | 4504345 | WILKINS | 975XL | RP | 0.750 | 98329 | BASEMENT IN OFFICE
684 | N HIGH ST | 43215- | Not Required by DOW | M6785 | WATTS | 009M3QT | RP | 0.750 | 70800 | BASEMENT AT METER
692 | N HIGH ST | 43215-1582 | Active | 4504611 | WILKINS | 975XL2 | RP | 1.500 | 3443273 | IN BASEMENT TO THE FRONT OF BUILDING WHERE SERVICE LINE ENTERS
693 | N HIGH ST | 43215-1550 | Due Install |  |  |  | RP | 2.000 | 3652183
693 | N HIGH ST | 43215-1550 | Due Install |  |  |  | RP | 0.750 | 3443271
698 | N HIGH ST | 43215-1582 | Active | 14362 | AMES | 4000B | RP | 0.750 | 3630018 | BASEMENT WATER METER SET
698 | N HIGH ST | 43215-1582 | Active | 1072620318 | AMES | 5000ss | RP | 4.000 | 3630017 | BASEMENT WITH WATER METER SET
698 | N HIGH ST | 43215-1582 | Active | B176156 | WILKINS | 375 | RP | 2.000 | 3443272 | BASEMENT WITH WATER METER SET
700 | N HIGH ST | 43215-1500 | Due Install |  |  |  | RP | 2.000 | 3615182
700 | N HIGH ST | 43215-1500 | Due Install |  |  |  | DCDA | 3.000 | 3651089
711 | N HIGH ST | 43215 | Active | 43473 | WILKINS | 375A | RP | 4.000 | 3633523 | 1st Floor - Water Room In Garage
711 | N HIGH ST | 43215 | Not Required by DOW | 113626 | WATTS | LF009M2QT | RP | 2.000 | 3635990 | 9th Floor NW Mechanical
711 | N HIGH ST | 43215 | Not Required by DOW | 4704014 | WILKINS | 975XL | RP | 0.750 | 3651249 | 9TH FLOOR ABOVE DISHWASHER
711 | N HIGH ST | 43215 | Not Required by DOW | 79682 | WATTS | 919QT | RP | 0.750 | 3638274 | NEAR ICE MACHINE IN KITCHEN FOR IRRIGATION
711 | N HIGH ST | 43215 | LPS - Active |  |  |  | LST |  | 3636346 | LOWER LEVEL MECHANICAL ROOM
711 | N HIGH ST | 43215 | LPS - Active |  |  |  | LST |  | 3636345 | LOWER LEVEL MECHANICAL ROOM
711 | N HIGH ST | 43215 | Active | 1936270218 | AMES | 3000 | DCDA | 8.000 | 3636342 | 1st Floor - Water Room In Garage
711 | N HIGH ST | 43215 | Active | 79755 | AMES | 2000B | DC | 0.750 | 3636344 | 1st Floor - Water Room In Garage
731 | N HIGH ST | 43215-1425 | Active | 13374 | WATTS | 919QT | RP | 1.500 | 3649914 | BASEMENT AT WATER METER
733 | N HIGH ST | 43215-1425 | Active | 89756 | WATTS | LF919QT | RP | 0.750 | 71789 | SE CORNER OF BASEMENT NEAR MAIN MTR SERVICE #737 N HIGH ST
741 | N HIGH ST | 43215-1425 | Active | 583379 | WILKINS | 975 | RP | 0.750 | 71935 | FRONT OF STORE NE CORNER
750 | N HIGH ST | 43215-1495 | LPS - Active | [5 empty] | 3641109
750 | N HIGH ST | 43215-1495 | Not Required by DOW | W026151 | WILKINS | 975XLBMS | RP | 0.750 | 72126 | BEHIND #1 BOILER IN CORNER OF MECH ROOM
750 | N HIGH ST | 43215-1495 | Not Required by DOW | T060684 | WILKINS | 720A | PVB | 1.000 | 102034 | FIRST FLOOR UTILITY ROOM
750 | N HIGH ST | 43215-1495 | Active | 43032 | WILKINS | 375A | RP | 4.000 | 3633224 | MECHANICAL ROOM AT DOMESTIC WATER METER. CONTAINMENT DEVICE
750 | N HIGH ST | 43215-1495 | Active | 1951011018 | AMES | 3000AS | DCDA | 6.000 | 3635684
750 | N HIGH ST | 43215-1495 | Active | 28579 | WATTS | 007M1 | DC | 0.750 | 3635685
750 | N HIGH ST | 43215-1495 | LPS - Active | [5 empty] | 3641108
772 | N HIGH ST | 43215-1456 | Due Install | [5 empty] | 3443281 | NORTHWEST CORNER OF 780
780 | N HIGH ST | 43215-1428 | Active | 16041 | WATTS | 919ZQT | RP | 1.500 | 102408 | REAR HALLWAY AT WATER METER
783 | N HIGH ST | 43215-1478 | Active | 425612 | WATTS | 909M1QT | RP | 2.000 | 88193 | METER/MECH ROOM 1ST FL OFF COMMON HALLWAY AT WATER METER
783 | N HIGH ST | 43215-1478 | Active | FJ-0419 | AMES | COLT 200 | DC | 3.000 | 88153 | MTR/MECH ROOM 1ST FLOOR - 793 N HIGH ST IN COMON HALLWAY AT WATER METER
783 | N HIGH ST | 43215-1478 | Not Required by DOW | W242360 | WILKINS | 975XLB | RP | 2.000 | 97086 | 1ST FL RISER/MECH ROOM ON WALL AFTER SUB METER ROSENDALES RESTAURANT
784 | N HIGH ST | 43215- | Active | 295738 | WATTS | 909HWQT | RP | 0.750 | 72897 | NORTHWEST CORNER UNDER CABINET
790 | N HIGH ST | 43215-1430 | Active | 187945 | AMES | 3000 | DCDA | 4.000 | 3616572
790 | N HIGH ST | 43215-1430 | Active | 953115 | WILKINS | 975XLBMS | RP | 1.000 | 72962 | AT WATER METER
790 | N HIGH ST | 43215-1430 | Active | 75731 | AMES | 2000B | DC | 0.750 | 3616573
800 | N HIGH ST | 43215-1430 | LPS - Active |  |  |  | VSS |  | 3639394 | FIRE PUMP ROOM -FIRE PUMP
800 | N HIGH ST | 43215-1430 | Not Required by DOW | 179942 | WATTS | LF009M2QT | RP | 1.000 | 3640743 | IN CEILING OF WATER RISER/PUMP ROOM
800 | N HIGH ST | 43215-1430 | Active | L119723 | WILKINS | 375 | RP | 3.000 | 3443282 | WATER RISER/MECHANICAL ROOM
800 | N HIGH ST | 43215-1430 | Active | 28038 | WATTS | 007 | DC | 0.750 | 3638009 | WATER RISER/MECHANICAL ROOM
800 | N HIGH ST | 43215-1430 | LPS - Active |  |  |  | LPC |  | 3639393 | FIRE PUMP ROOM DOMESTIC BOOSTER PUMP
800 | N HIGH ST | 43215-1430 | Active | 1951241018 | AMES | 3000 | DCDA | 6.000 | 3639392 | WATER RISER/MECHANICAL ROOM
830 | N HIGH ST | 43215- | Active | 1801920213 | AMES | 3000SS | DCDA | 6.000 | 103867 | 20 E HUBBARD AVE, MECHANICAL ROOM
830 | N HIGH ST | 43215- | Active | 20647 | WATTS | 007M1QT | DC | 0.750 | 103888 | MECHANICAL ROOM
830 | N HIGH ST | 43215- | Active | 1237C | WILKINS | 375AST | RP | 3.000 | 103889 | MECHANICAL ROOM NE PART OF BUILDING
830 | N HIGH ST | 43215- | Not Required by DOW | 74401 | WATTS | 919QT | RP | 1.000 | 103995 | 1ST FLOOR MECHANICAL ROOM - WEST WALL
830 | N HIGH ST | 43215- | Not Required by DOW | W410949 | WILKINS | 975XL2 | RP | 0.500 | 3632479 | FIRE SPRINKLER RISER ROOM
845 | N HIGH ST | 43215-6431 | Active | 1550371106 | AMES | 3000SS | DCDA | 6.000 | 92591 | BASEMENT
845 | N HIGH ST | 43215-6431 | Active | 09448 | AMES | 4000B | RP | 2.000 | 97273 | 5TH FLOOR SOUTH STAIRWELL
845 | N HIGH ST | 43215-6431 | Active | 07251 | WATTS | 007M1QT | DC | 0.750 | 92531 | BASEMENT
845 | N HIGH ST | 43215-6431 | Active | 178428 | WATTS | 909 | RP | 3.000 | 92563 | MECH ROOM AT WATER METER
872 | N HIGH ST | 43215-1453 | Due Install |  |  |  | RP |  | 3443289
875 | N HIGH ST | 43215 | Active | 54662 | AMES | 2000BM3 | DC | 0.750 | 3638719
875 | N HIGH ST | 43215 | Active | 15369 | WILKINS | 375AST | RP | 3.000 | 3635170 | AT WATER METER
875 | N HIGH ST | 43215 | Active | TA1665 | AMES | COLT 300GV | DCDA | 6.000 | 3638718
891 | N HIGH ST | 43215-1429 | Due Install |  |  |  | RP |  | 3638608
895 | N HIGH ST | 43215-1429 | Active | W132988 | WILKINS | 975XLBMS | RP | 0.750 | 74418 | IN BASEMENT BEHIND FREEZER BY HWT S WALL
900 | N HIGH ST | 43215-1453 | Not Required by DOW | 4545054 | WILKINS | 975XL2 | RP | 1.500 | 3641121 | IN UDF MECH/MOP AREA
900 | N HIGH ST | 43215-1453 | Not Required by DOW | 4615817 | WILKINS | 975XL2 | RP | 0.750 | 3641123 | IN UDF MECH/MOP AREA
900 | N HIGH ST | 43215-1453 | Active | 1936080218 | AMES | 3000CIV | DCDA | 6.000 | 3443293
900 | N HIGH ST | 43215-1453 | Active | 40975 | WATTS | LF719QT | DC | 0.750 | 3630008
900 | N HIGH ST | 43215-1453 | Active | 11906 | WILKINS | 375 | RP | 3.000 | 3632599
900 | N HIGH ST | 43215-1453 | LPS - Active |  |  |  | LPC |  | 3632639 | LOW PRESSURE SUSTAINING DEVICE FOR BOOSTER PUMP
909 | N HIGH ST | 43201-2406 | Active | 4798940 | WILKINS | 975XL2 | RP | 0.750 | 3443294 | BACK MECH ROOM AT WATER METER
920 | N HIGH ST | 43201-2407 | Not Required by DOW | G150227 | WILKINS | 720A | PVB | 1.000 | 74605 | STORAGE ROOM
920 | N HIGH ST | 43201-2407 | Active | 032168 | WATTS | LF009M2 | RP | 1.500 | 3613435 | SE MECH/RISER ROOM AT WATER METER
920 | N HIGH ST | 43201-2407 | Not Required by DOW | 08072 | WATTS | 919 | RP | 0.500 | 3618647 | KITCHEN AREA
920 | N HIGH ST | 43201-2407 | Not Required by DOW | 06802 | WATTS | LF909M1QT | RP | 1.500 | 3618646 | BREWERY ROOM CEILING AREA
920 | N HIGH ST | 43201-2407 | Active | 1866560715 | AMES | 3000SS | DCDA | 4.000 | 3615354 | SE WATER/RISER ROOM GARAGE OUTSIDE DOOR
920 | N HIGH ST | 43201-2407 | Not Required by DOW | 07028 | WATTS | LF909M1QT | RP | 1.500 | 3618645 | BREWERY ROOM CEILING AREA
920 | N HIGH ST | 43201-2407 | Active | 74809 | AMES | 2000B | DC | 0.750 | 3615355 | SE WATER/RISER ROOM OUTSIDE DR BEHIND CRAFT BEER
921 | N HIGH ST | 43201-2406 | Active | 4792744 | WILKINS | 975XL2 | RP | 2.000 | 3443295 | IN 909 UTLILITY ROOM
930 | N HIGH ST | 43201-2407 | Active | 1072350318 | AMES | 5000SS | RPDA | 6.000 | 3629837 | BASEMENT METER ROOM
930 | N HIGH ST | 43201-2407 | Active | 14399 | AMES | 4000B | RP | 0.750 | 3629838 | BASEMENT METER ROOM
930 | N HIGH ST | 43201-2407 | Active | 13457 | WILKINS | 375AST | RP | 3.000 | 3629949
951 | N HIGH ST | 43201-2406 | Active | LC0895 | WATTS | 957 | RP | 4.000 | 103088 | BASEMENT RISER ROOM AT WATER METER
951 | N HIGH ST | 43201-2406 | Active | 1248141102 | AMES | 3000SS | DCDA | 4.000 | 74774 | BASEMENT THRU RESTAURANT NORTHSTAR CAFE
951 | N HIGH ST | 43201-2406 | Active | 29070 | AMES | 2000B | DC | 0.750 | 74775 | BASEMENT
951 | N HIGH ST | 43201-2406 | Not Required by DOW | 99986 | WATTS | 009M2QT | RP | 1.500 | 74777 | BASEMENT
956 | N HIGH ST | 43201-2451 | Active | 79521 | WATTS | 919QT | RP | 0.750 | 3443300 | AT DOMESTIC WATER METER IN BASEMENT
958 | N HIGH ST | 43201-2407 | Active | 79707 | WATTS | 919QT | RP | 0.750 | 3443299 | AT DOMESTIC WATER METER IN BASEMENT
964 | N HIGH ST | 43201- | Active | 3856266 | WILKINS | 975XL2 | RP | 1.500 | 3443301 | IN 964 BSMNT AT WATER METER
965 | N HIGH ST | 43201-2408 | Not Required by DOW | 4501355 | WILKINS | 975XL | RP | 2.000 | 3646420 | IN CELING ABOVE OFFICE
965 | N HIGH ST | 43201-2408 | Active | 79070 | AMES | 2000B | DC | 0.750 | 3629547 | MID S MECH/RISER ROOM -OUTSIDE DR
965 | N HIGH ST | 43201-2408 | Active | 1927531017 | AMES | 3000SS | DCDA | 8.000 | 3629546 | MID S MECH/RISER ROOM -OUTSIDE DR
965 | N HIGH ST | 43201-2408 | Active | L112094 | WILKINS | 375 | RP | 4.000 | 3629545 | MID S MECH/RISER ROOM AT WATER METER -OUTSIDE DR
970 | N HIGH ST | 43201-2493 | Active | 2871733 | WILKINS | 975XL | RP | 1.500 | 3443302 | BSMNT OF 970 AT WATER METER
997 | N HIGH ST | 43201-2455 | Active | UF-2770 | WATTS | 957 | RP | 3.000 | 3649981 | BASEMENT OF NORTH BUILDING AT WATER METER
1028 | N HIGH ST | 43201- | Active | 22199 | WATTS | 007M1QT | DC | 0.750 | 3618270 | BASEMENT MECHANICAL ROOM
1028 | N HIGH ST | 43201- | Not Required by DOW | 3938155 | WILKINS | 975XL | RP | 0.750 | 3618269 | BASEMENT MECHANICAL ROOM
1028 | N HIGH ST | 43201- | Active | 1829590314 | AMES | 3000SS | DCDA | 6.000 | 3618268 | BASEMENT MECHANICAL ROOM
1028 | N HIGH ST | 43201- | Active | OC-0566 | WATTS | 957 | RP | 3.000 | 3607653 | BASEMENT MECHANICAL ROOM
1028 | N HIGH ST | 43201- | LPS - Active | [5 empty] | 3638993
1028 | N HIGH ST | 43201- | Not Required by DOW | 324057 | WATTS | 009QT | RP | 0.500 | 3622476 | REAR KITCHEN AREA NORTH WALL CHIPOTLE SUITE
1028 | N HIGH ST | 43201- | Not Required by DOW | 3947876 | WILKINS | 975XL | RP | 2.000 | 3622475 | REAR KITCHEN AREA NORTH WALL LOW CHIPOTLE SUITE
1028 | N HIGH ST | 43201- | Not Required by DOW | 54566 | WATTS | 919QT | RP | 1.000 | 3618271 | Pet Value Store above washer and dryer
1033 | N HIGH ST | 43201-2409 | Active | 1307391203 | AMES | 3000 | DCDA | 4.000 | 53680 | IN MECH ROOM OFF - 17 W 3RD AVE
1033 | N HIGH ST | 43201-2409 | Active | 2494742 | WILKINS | 950XLT | DC | 0.750 | 53681 | IN MECH ROOM OFF GARAGE - 17 W 3RD AVE
1033 | N HIGH ST | 43201-2409 | Active | 2437219 | WILKINS | 975XLBMS | RP | 2.000 | 87711 | SOUTH MECH ROOM - 17 W 3RD AVE
1051 | N HIGH ST | 43201- | Active | V45241 | WILKINS | 350ADA | DCDA | 6.000 | 3632461 | SE MECH/RISER ROOM -OUTSIDE DR
1051 | N HIGH ST | 43201- | Active | 42612 | WILKINS | 375 | RP | 3.000 | 3633361 | SE MECH/RISER ROOM -OUTSIDE DR
1051 | N HIGH ST | 43201- | Active | 4176359 | WILKINS | 950XLD | DC | 0.750 | 3632474 | SE MECH/RISER ROOM
1079 | N HIGH ST | 43201-2439 | Active | 1977401119 | AMES | 3000SS | DCDA | 6.000 | 53797 | METER ROOM UNDER SOUTH RAMP
1079 | N HIGH ST | 43201-2439 | Active | 29911 | WATTS | 007MI-QT | DC | 0.750 | 53798 | METER ROOM UNDER SOUTH RAMP
1079 | N HIGH ST | 43201-2439 | LPS - Active |  |  |  | LPC |  | 3646999 | PUMP ROOM DOMESTIC PUMP
1079 | N HIGH ST | 43201-2439 | Active | TI-2138 | WATTS | 957 | RP | 4.000 | 53796 | METER ROOM UNDER SOUTH RAMP
1079 | N HIGH ST | 43201-2439 | LPS - Active |  |  |  | LST |  | 3648345 | METER ROOM UNDER SOUTH RAMP BOOSTR PUMP FIRE
1079 | N HIGH ST | 43201-2439 | Not Required by DOW | 4563554 | WILKINS | 975XL | RP | 0.750 | 3648801 | 2ND FLOOR AMENITY DECK
1088 | N HIGH ST | 43201-2440 | Active | 89990 | WATTS | 919QT | RP | 0.750 | 53832 | NE CORNER OF BLDG AT WATER METER
1112 | N HIGH ST | 43201-2440 | Active | 1930531117 | AMES | 3000 | DCDA | 4.000 | 3626775
1112 | N HIGH ST | 43201-2440 | Active | 79325 | AMES | 2000B | DC | 0.750 | 3626776
1112 | N HIGH ST | 43201-2440 | Active | B062663 | WILKINS | 375 | RP | 1.500 | 3443314
1124 | N HIGH ST | 43201-2440 | Active | 263948 | WATTS | 009M2PCQT | RP | 2.000 | 98164 | IN BASEMENT - AT WATER SERVICE ENTRANCE
1127 | N HIGH ST | 43201-2441 | Active | 4736957 | WILKINS | 975XL2 | RP | 0.750 | 54024 | IN BASEMENT AT H20 METER - 1127/1129 N HIGH
1131 | N HIGH ST | 43201-2499 | Due Install |  |  |  | RP | 1.500 | 3629715
1142 | N HIGH ST | 43201- | Active | 3504020 | WILKINS | 975XL | RP | 0.750 | 100434 | KITCHEN AREA
1145 | N HIGH ST | 43201-2472 | Not Required by DOW | 47189 | WATTS | 909QT | RP | 0.750 | 103581 | FIRE PUMP ROOM
1145 | N HIGH ST | 43201-2472 | Active | XA-0186 | AMES | COLT 300 | RP | 3.000 | 100005 | MECH ROOM IN PARKING GARAGE
1145 | N HIGH ST | 43201-2472 | Active | KD2603 | AMES | 3000SS | DCDA | 6.000 | 100004 | MECH RM E SIDE OF 1ST LEVEL GARAGE
1145 | N HIGH ST | 43201-2472 | Active | 19203 | AMES | 2000B | DC | 0.750 | 99309 | MECH ROOM
1153 | N HIGH ST | 43201- | Active | ABN7936 | WILKINS | 975XL2 | RP | 0.750 | 54085 | IN BOX LOCATED IN FRONT NE CORNER OF BLDG BELOW WATER METER
1160 | N HIGH ST | 43201-2411 | Active | 193544 | AMES | 3000SS | DCDA | 4.000 | 3633490 | BASEMENT
1160 | N HIGH ST | 43201-2411 | Active | 79622 | AMES | 2000B | DC | 0.750 | 3633491 | BASEMENT FIRE SIDE CAR
1160 | N HIGH ST | 43201-2411 | Active | 034390 | WATTS | LF800M4FR | PVB | 0.750 | 3653453
1160 | N HIGH ST | 43201-2411 | Active | B195566 | WILKINS | 375XL | RP | 2.000 | 3633528 | BASEMENT ON SOUTH WALL
1175 | N HIGH ST | 43201-2412 | Active | B177005 | WILKINS | 375 | RP | 1.000 | 3443322 | BACK ROOM UNDER WATER HEATERS
1180 | N HIGH ST | 43201-2471 | Active | ABE3403 | WILKINS | 975XL2 | RP | 0.750 | 3443323 | AT METER ACCESS THRU 1182
1181 | N HIGH ST | 43201-2412 | Active | 4773237 | WILKINS | 975XL | RP | 2.000 | 103999 | BASEMENT SOUTHEAST CORNER
1193 | N HIGH ST | 43201- | Due Install |  |  |  | RP |  | 3443326
1205 | N HIGH ST | 43201-2412 | Due Install |  |  |  | RP |  | 3650901 | BASEMENT IN1207 N HIGH ST
1206 | N HIGH ST | 43201-2411 | Active | 62502 | AMES | 2000BM3-FP | DC | 0.750 | 3652455
1206 | N HIGH ST | 43201-2411 | Active | UI-2102 | AMES | 300 | DCDA | 0.500 | 3651090
1206 | N HIGH ST | 43201-2411 | Active | 16328 | AMES | 4000B | RP | 2.000 | 3443329
1221 | N HIGH ST | 43201-2473 | Active | W236415 | WILKINS | 975XL | RP | 2.000 | 54359 | BASEMENT SOUTH WALL BY METER
1244 | N HIGH ST | 43201-2466 | Due Install |  |  |  | RP |  | 3443335
1254 | N HIGH ST | 43201 | Active | 50613 | WILKINS | 375A | RP | 3.000 | 3649183
1254 | N HIGH ST | 43201 | Not Required by DOW | VA-00064 | AMES | COLT 200 | DC | 4.000 | 3650739
1290 | N HIGH ST | 43201-2552 | Active | J021221 | FEBCO | 825Y | RP | 1.500 | 102180 | 1288 N HIGH, IN METER ROOM N SIDE CENTER OF BUILDING
1290 | N HIGH ST | 43201-2552 | Not Required by DOW | 41539 | WATTS | 919AQT | RP | 0.750 | 103230 | 1288 N HIGH ST, BREW KETTLES, ON WALL IN MOP SINK ROOM
1290 | N HIGH ST | 43201-2552 | Not Required by DOW | 37520 | WATTS | 919AQT | RP | 1.000 | 103229 | 1288 N HIGH ST, BREW KETTLES, ON WALL IN MOP SINK ROOM
1301 | N HIGH ST | 43201-2460 | Active | 135570 | AMES | 2000SS | DC | 3.000 | 54607 | EXISTING MECH ROOM AT THE BACK OF THE BUILDING
1301 | N HIGH ST | 43201-2460 | Active | 35048 | Wilkins | 375A | RP | 3.000 | 54605 | MECH ROOM INSIDE W ENTRANCE
1301 | N HIGH ST | 43201-2460 | Not Required by DOW | 069077 | WATTS | 009M2-FP | RP | 1.000 | 3613179 | UPSTAIRS MECHANICAL ROOM
1331 | N HIGH ST | 43201-2401 | Due Install | [5 empty] | 3443341
1335 | n high st |  | Active | L152797 | WILKINS | 375 | RP | 6.000 | 3654653 | NORTHWEST METER ROOM
1379 | N HIGH ST | 43201-2477 | Active | 003233 | WATTS | LF909 | RP | 3.000 | 3443346 | W END OF BASEMENT N OF HALLWAY in Laundry room
1400 | N HIGH ST | 43201-2403 | Not Required by DOW | B170199 | WILKINS | 375 | RP | 1.000 | 3632476 | MID W MECH/RISER ROOM ON WALL BEHIND WATER METER
1400 | N HIGH ST | 43201-2403 | Active | SB-0768 | WATTS | 957 | RP | 4.000 | 3632475 | MID W MECH/RISER ROOM AT WATER METER OUTSIDE DR
1400 | N HIGH ST | 43201-2403 | Active | 4513511 | WILKINS | 975XL2 | RP | 0.750 | 3629841 | MID W MECH/RISER ROOM OUTSIDE DR
1400 | N HIGH ST | 43201-2403 | Active | M11434 | WILKINS | 375DA | RPDA | 8.000 | 3629840 | MID W MECH/RISER ROOM OUTSIDE DR
1400 | N HIGH ST | 43201-2403 | LPS - Active | [5 empty] | 3632924
1400 | N HIGH ST | 43201-2403 | LPS - Active | [5 empty] | 3632923
1400 | N HIGH ST | 43201-2403 | Not Required by DOW | 74773 | WATTS | 919QT | RP | 0.750 | 3632683 | 6TH Floor trash room
1400 | N HIGH ST | 43201-2403 | Not Required by DOW | B172081 | WILKINS | 375XL | RP | 1.000 | 3632681 | 2ND FLOOR KITCHEN UNDER COUNTER LOCATED ON PATIO
1400 | N HIGH ST | 43201-2403 | Not Required by DOW | B170196 | WILKINS | 375XL | RP | 1.000 | 3632680 | 2ND FLOOR POOL EQUIPMENT ROOM
1400 | N HIGH ST | 43201-2403 | Not Required by DOW | B202993 | WILKINS | 375XL | RP | 2.000 | 3632679 | 2ND FLOOR POOL EQUIPMENT ROOM
1423 | N HIGH ST | 43201-2402 | Active | 25760 | WATTS | OO7 | DC | 0.750 | 3622481
1423 | N HIGH ST | 43201-2402 | Active | 191729 | AMES | 3000SS | DCDA | 6.000 | 3622480
1423 | N HIGH ST | 43201-2402 | Active | QG-0810 | WATTS | 957 | RP | 3.000 | 3621135 | WATER SERVICE ROOM - ROOM 118
1424 | N HIGH ST | 43201-2405 | Active | 3182765 | WILKINS | 975XL | RP | 1.000 | 3600537 | IN 1428 UNIT AT WATER METER IN MTR/UTLTY CLOSET MGR OFFICE UNDER STEPS
1426 | N HIGH ST | 43201-2405 | Active | 3171754 | WILKINS | 975XLBMS | RP | 1.000 | 101668 | IN 1428 UNIT AT WATER METER IN MTR/UTLTY CLOSET MGR OFFICE UNDER STEPS
1428 | N HIGH ST | 43201-2405 | Active | 3093237 | WILKINS | 975XL2 | RP | 1.000 | 99000 | IN UNIT 1428 AT WATER METER CLOSET MGR OFFICE UNDER STEPS
1452 | N HIGH ST | 43201-2424 | Due Install | [5 empty] | 3443353 | IN BASEMENT OF 1460 BACK ENTERANCE
1455 | N HIGH ST | 43201 | Active | 36094 | WILKINS | 375AST | RP | 4.000 | 3654377 | METER ROOM SOUTHWEST CORNER
1455 | N HIGH ST | 43201 | Active | 15262 | AMES | 4000B | RP | 0.750 | 3654380 | METER ROOM SOUTHWEST CORNER
1455 | N HIGH ST | 43201 | Active | 1078930921 | AMES | 5000SS | RP | 6.000 | 3654378 | METER ROOM SOUTHWEST CORNER
1479 | N HIGH ST | 43201-2404 | Active | 439165 | WATTS | 909QT | RP | 0.750 | 55106 | AT WATER METER IN KITCHEN NE CORNER
1525 | N HIGH ST | 43201-1119 | Active | 14374 | AMES | 4000B | RP | 0.750 | 3632979 | LEVEL 1 BASEMENT S.E. CORNER
1525 | N HIGH ST | 43201-1119 | Active | 1072510318 | AMES | 5000SS | RPDA | 6.000 | 3632981 | LEVEL 1 BASEMENT S.E. CORNER
1525 | N HIGH ST | 43201-1119 | Active | X41663 | WILKINS | 375XLV | RP | 3.000 | 3633287 | SIDE ENTRANCE
1550 | N HIGH ST | 43201-1121 | Active | 415136 | WATTS | 909M1QT | RP | 2.000 | 87976 | Mechanical - Fire Pump Room East Rear
1550 | N HIGH ST | 43201-1121 | Active | 376230105 | AMES | 3000SS | DCDA | 6.000 | 72109 | Mechanical - Fire Pump Room East Rear
1550 | N HIGH ST | 43201-1121 | LPS - Active | [5 empty] | 3632772
1550 | N HIGH ST | 43201-1121 | Not Required by DOW | 259258 | WATTS | 009M2-FP | RP | 2.000 | 3609713 | MEZZANINE BY WATER SERVICE
1550 | N HIGH ST | 43201-1121 | Not Required by DOW | 416560 | WATTS | 909M1QT | RP | 2.000 | 88289 | Mechanical - Fire Pump Room East Rear
1550 | N HIGH ST | 43201-1121 | Active | 63813 | WATTS | 007M1PCQT | DC | 0.750 | 88288 | Mechanical - Fire Pump Room East Rear
1550 | N HIGH ST | 43201-1121 | Active | 409772 | WATTS | 909M1QT | RP | 2.000 | 88287 | Mechanical - Fire Pump Room East Rear
1551 | N HIGH ST | 43201-1154 | Active | 38092 | WATTS | 919AQT | RP | 1.000 | 103068 | AT WATER METER
1590 | N HIGH ST | 43201-2178 | Active | 1953448 | WILKINS | 950 | DC | 0.750 | 55491 | Mechanical - Fire Pump Room Rear Corridor SE
1590 | N HIGH ST | 43201-2178 | Active | N18396 | WILKINS | 350DA | DCDA | 6.000 | 55492 | Mechanical - Fire Pump Room Rear Corridor SE
1590 | N HIGH ST | 43201-2178 | Active | 175480 | WATTS | 909 | RP | 3.000 | 55502 | Mechanical - Fire Pump Room Rear Corridor SE
1590 | N HIGH ST | 43201-2178 | Active | 175626 | WATTS | 909 | RP | 3.000 | 55504 | Mechanical - Fire Pump Room Rear Corridor SE
1590 | N HIGH ST | 43201-2178 | LPS - Active |  |  |  | LST |  | 3638119 | REAR MECHANICAL ROOM C-111
1595 | N HIGH ST | 43201-2192 | Active | 175389 | WATTS | 909 | RP | 3.000 | 55501 | Mechanical - Fire Pump Room West Rear
1595 | N HIGH ST | 43201-2192 | Active | N18386 | WILKINS | 350DA | DCDA | 6.000 | 55507 | Mechanical - Fire Pump Room West Rear
1595 | N HIGH ST | 43201-2192 | Active | 1934696 | WILKINS | 950XL | DC | 0.750 | 55505 | Mechanical - Fire Pump Room West Rear
1595 | N HIGH ST | 43201-2192 | Active | 175368 | WATTS | 909 | RP | 3.000 | 55503 | Mechanical - Fire Pump Room West Rear
1595 | N HIGH ST | 43201-2192 | Not Required by DOW | 119780 | WATTS | 909 | RP | 2.500 | 88636 | Mechanical - Fire Pump Room West Rear
1595 | N HIGH ST | 43201-2192 | Not Required by DOW | 03952 | WATTS | 009M2QT | RP | 1.500 | 99915 | MOP AREA OF 1619 PANERA BREAD
1595 | N HIGH ST | 43201-2192 | Not Required by DOW | 4373647 | WILKINS | 975XL2 | RP | 1.500 | 3635785 | FIRST WATCH IN KITCHEN - 1567 N HIGH ST
1620 | N HIGH ST | 43201-1174 | Active | 1878261 | WILKINS | 950XL | DC | 0.750 | 55635 | Mechanical - Fire Pump Room East Rear
1620 | N HIGH ST | 43201-1174 | LPS - Active |  |  |  | LST |  | 3636930 | FIRE BOOSTER PUMP REAR MECHANICAL ROOM 6-111
1620 | N HIGH ST | 43201-1174 | Not Required by DOW | 119523 | WATTS | 909 | RP | 2.500 | 55632 | Mechanical - Fire Pump Room East Rear
1620 | N HIGH ST | 43201-1174 | Active | 175169 | WATTS | 909 | RP | 3.000 | 55633 | Mechanical - Fire Pump Room East Rear
1620 | N HIGH ST | 43201-1174 | Active | 175754 | WATTS | 909 | RP | 3.000 | 55634 | Mechanical - Fire Pump Room East Rear
1620 | N HIGH ST | 43201-1174 | Active | N16986 | WILKINS | 350DA | DCDA | 6.000 | 55636 | Mechanical - Fire Pump Room East Rear
1680 | N HIGH ST | 43201-1164 | Active | W097213 | WILKINS | 975 | RP | 0.750 | 55823 | Back Room Beside Meter
1680 | N HIGH ST | 43201-1164 | Not Required by DOW | W093207 | WILKINS | 975XLBMS | RP | 0.750 | 75043 | MIDDLE OF STORE
1694 | N HIGH ST | 43201-1125 | Active | 577223 | WILKINS | 975 | RP | 1.000 | 55856 | AT H20 METER
1708 | N HIGH ST | 43201-1105 | Active | 75316 | AMES | 3000SS | DCDA | 3.000 | 100794 | NORTHWEST CORNER, CLOSET
1708 | N HIGH ST | 43201-1105 | Active | 13738 | WATTS | 919QT | RP | 1.500 | 102465 | BACK MECHANICAL ROOM
1708 | N HIGH ST | 43201-1105 | Active | 66681 | AMES | 2000B | DC | 0.750 | 100793 | NORTHWEST CORNER, CLOSET
1716 | N HIGH ST | 43201-1105 | Active | B04249 | WILKINS | 975 | RP | 3.000 | 55933 | BASEMENT AT WATER METER
1716 | N HIGH ST | 43201-1105 | Active | 135592100 | AMES | 2000SS | DC | 4.000 | 86954 | BASEMENT - NE CORNER
1716 | N HIGH ST | 43201-1105 | Not Required by DOW | W373283 | WILKINS | 975XL | RP | 0.500 | 103296 | BEHIND ICE MACHINE
1728 | N HIGH ST | 43201-1105 | Active | 66777 | AMES | 200BM3 | DC | 0.750 | 3653797 | HOT BOX EAST OF PROPERTY BY BACK DOOR BY STEPS ( NEDDS TO BE DCDA )
1728 | N HIGH ST | 43201-1105 | Active | 382613 | WATTS | LF009M3QT | RP | 0.750 | 3653571 | MOP SINK CLOSET JUST PAST THE METER
1728 | N HIGH ST | 43201-1105 | Active | VI-2298 | AMES | 300GV | DCDA | 4.000 | 3653796 | HOT BOX EAST OF PROPERTY BY BACK DOOR BY STEPS
1764 | N HIGH ST | 43201-1106 | Active | 4799056 | WILKINS | 975XL2 | RP | 1.500 | 3443361 | BASEMENT MECH ROOM UNDER COFFEE SHOP
1778 | N HIGH ST | 43201-1156 | Due Install |  |  |  | DCDA | 4.000 | 3626631
1778 | N HIGH ST | 43201-1156 | Active | 934821 | WILKINS | 975XL | RP | 1.500 | 56114 | BSMNT S OF STAIRS AT WATER METER
1784 | N HIGH ST | 43201-1145 | Active | 56948 | WATTS | 009QT | RP | 1.500 | 56134 | MECH ROOM/WATER METER - 1782 N HIGH ST
1814 | N HIGH ST | 43201-1138 | Not Required by DOW | 108159 | WATTS | 009M2QT | RP | 1.500 | 56293 | AT ICE MAKER
1814 | N HIGH ST | 43201-1138 | Active | 076894 | WATTS | LF009M2QT | RP | 1.500 | 3641482 | BASEMENT NORTHWEST CORNER AT WATER METER
1944 | N HIGH ST | 43201-1165 | Due Install | [5 empty] | 3443372
1948 | N HIGH ST | 43201- | Due Install |  |  |  | RP |  | 3443373
1956 | N HIGH ST | 43201-1165 | Active | 41042 | WATTS | 919AQT | RP | 0.750 | 102004 | BEHIND GRILL @ METER
1972 | N HIGH ST | 43201-1165 | Not Required by DOW | 564654 | WILKINS | 975XL | RP | 0.750 | 3622526 | BASEMENT
1972 | N HIGH ST | 43201-1165 | Active | 21460 | WATTS | 919QT | RP | 2.000 | 102525 | BASEMENT MECHANICAL ROOM
1972 | N HIGH ST | 43201-1165 | Active | 32440 | AMES | 2000B | DC | 2.000 | 102526 | SE CORNER OF BASEMENT BY WATER METER
1986 | N HIGH ST | 43201- | Not Required by DOW | 352682 | WILKINS | 975 | RP | 1.000 | 56861 | UNDER STAIRS, NW SIDE OF BLDG ON DEDUCT METER
1986 | N HIGH ST | 43201- | Active | A346405 | WILKINS | 375 | RP | 2.000 | 3635282 | IN 1980 NORTH WALL CENTER BEHIND ACCESS PANEL
1988 | N HIGH ST | 43201-1165 | Active | 77551 | WATTS | 919QT | RP | 0.750 | 95898 | IN BASMENT AT WATER METER
2020 | N HIGH ST | 43201-1108 | Not Required by DOW | AG2020 | HYDRO-GAP | XX | AG | 2.000 | 3613871 | At 3 compartment sink
2020 | N HIGH ST | 43201-1108 | Active | 174514 | AMES | 2000SS | DC | 8.000 | 3613758 | RISER ROOM
2020 | N HIGH ST | 43201-1108 | Not Required by DOW | 3997040 | WILKINS | 975XL2 | RP | 1.500 | 3608105 | 2004 N HIGH ST, MECH RM SE CORNER
2020 | N HIGH ST | 43201-1108 | Not Required by DOW | 3965184 | WILKINS | 975XL2 | RP | 0.750 | 3608265 | 2004 N HIGH ST, KITCHEN AT MOP SINK
2020 | N HIGH ST | 43201-1108 | Active | L90459 | WILKINS | 375 | RP | 6.000 | 3613757 | RISER ROOM
2020 | N HIGH ST | 43201-1108 | Not Required by DOW | 55910 | WATTS | LF919QT | RP | 0.750 | 3613285 | IN CEILING OF WATER RISER ROOM
2036 | N HIGH ST | 43201-1108 | Active | A141088 | WILKINS | 375XL | RP | 1.500 | 103699 | 2034 N HIGH ST, BASEMENT IN CEILING CENTER
2044 | N HIGH ST | 43201-1108 | Active | W304569 | WILKINS | 975XLBMS | RP | 1.000 | 93288 | MECH ROOM
2060 | N HIGH ST | 43201-1104 | Not Required by DOW | 494721 | WILKINS | 975XL | RP | 0.750 | 57141 | IN CEILING ABOVE DISHWASHER
2060 | N HIGH ST | 43201-1104 | Active | 18094 | WATTS | LF909 | RP | 6.00 | 57140 | SE SIDE OF BASEMENT WALL BY DEDUCT METER
2060 | N HIGH ST | 43201-1104 | Not Required by DOW | 432265 | WILKINS | 975XL | RP | 0.750 | 3648796 | IN MAINT. ROOM AREA
2082 | N HIGH ST | 43201-1109 | Due Install |  |  |  | RP | 1.500 | 3638063
2082 | N HIGH ST | 43201-1109 | Active | 192283 | WILKINS | 950 | DC | 1.500 | 57173 | 2084 N HIGH ST, IN CEILING OUTSIDE BATHROOMS
2094 | N HIGH ST | 43201-1110 | Active | 45297 | WATTS | 919AQT | RP | 0.750 | 103214 | BY MOP SINK
2124 | N HIGH ST | 43201-1110 | Active | 4150525 | WILKINS | 950XLD | DC | 0.750 | 3619838 | RISER ROOM - FRONT OF CHASE BANK
2124 | N HIGH ST | 43201-1110 | Active | 4350 | WILKINS | 350ASTDA | DCDA | 3.000 | 3619837 | RISER ROOM - FRONT OF CHASE BANK
2124 | N HIGH ST | 43201-1110 | Not Required by DOW | 21437 | WATTS | 919QT | RP | 1.000 | 103326 | 2108 N HIGH ST, UPSTAIRS BACK ROOM NEAR WATER METER
2124 | N HIGH ST | 43201-1110 | Active | 2256942 | WILKINS | 975XL | RP | 2.000 | 92541 | BACK OUTSIDE MECH ROOM AT WATER METER
2151 | N HIGH ST | 43201-1118 | Active | W208376 | WILKINS | 975XLBMS | RP | 1.500 | 91779 | MECH ROOM
2151 | N HIGH ST | 43201-1118 | Active | 09454 | AMES | 4000B | RP | 2.000 | 100524 | MECHANIC ROOM
2151 | N HIGH ST | 43201-1118 | Active | 155431 | AMES | 3000SS | DCDA | 3.000 | 100523 | MECHANIC ROOM
2151 | N HIGH ST | 43201-1118 | Active | 52941 | AMES | 2000B | DC | 0.750 | 100522 | MECHANIC ROOM
2159 | N HIGH ST | 43201-1118 | Active | 19028 | WATTS | LF919QT | RP | 1.500 | 3610112 | IN BASEMENT MECH RM BY REAR FIRE EXIT
2159 | N HIGH ST | 43201-1118 | Active | 26893 | AMES | 2000B | DC | 0.750 | 57473 | 1ST FLOOR MECH ROOM
2159 | N HIGH ST | 43201-1118 | Active | 3KN0798 | AMES | 3000SS | DCDA | 3.000 | 92140 | BACK LOWER LEVEL OF FIRE RISER RM
2160 | N HIGH ST | 43201-1113 | Active | 157817 | WATTS | 009QT | RP | 1.000 | 57482 | NE CORNER OF STORE, STORAGE AREA (Stock Room)
2165 | N HIGH ST | 43201-1118 | Active | B250521 | WILKINS | 375XL | RP | 0.750 | 3443379 | NW BSMNT AT BOTTOM OF STEPS AT WATER METER -JIMMY JOHNS
2169 | N HIGH ST | 43201-1118 | Active | LBB6999 | WILKINS | 975XL2 | RP | 0.250 | 3443381 | IN BASEMENT AT WATER METER
2231 | N HIGH ST | 43201-1101 | Active | 109624 | WATTS | 909 | RP | 2.500 | 57691 | NORTHWOOD & HIGH BLDG ROOM 5C SE WALL
2231 | N HIGH ST | 43201-1101 | Active | 109625 | WATTS | 909 | RP | 2.500 | 57692 | NORTHWOOD & HIGH BLDG - ROOM 5C SE WALL
2231 | N HIGH ST | 43201-1101 | Not Required by DOW | 358528 | WATTS | 909QT | RP | 1.000 | 57693 | ROOM 5 EAST WALL BEHIND BOILER # 1
2231 | N HIGH ST | 43201-1101 | Due Install |  |  |  | DCDA | 6.000 | 3652302
2259 | N HIGH ST | 43201 | Active | 4815110 | WILKINS | 975XL2 | RP | 1.500 | 3632871 | IN BASEMENT AT METER
2265 | N HIGH ST | 43201 | Active | 4817794 | WILKINS | 975XL2 | RP | 1.500 | 3635819 | AT METER
2279 | N HIGH ST | 43201 | Active | 4814928 | WILKINS | 975XL2 | RP | 0.750 | 3632872 | IN BASEMENT AT METER
2282 | N HIGH ST | 43201-1136 | Not Required by DOW |  |  |  | RP |  | 3443400
2283 | N HIGH ST | 43201-1137 | Active | 4817791 | WILKINS | 975XL2 | RP | 1.500 | 3443401 | IN BASEMENT AT WATER METER
2285 | N HIGH ST | 43201-1137 | Active | 4817064 | WILKINS | 975XL2 | RP | 0.750 | 3443402 | IN BASEMENT AT METER
2288 | N HIGH ST | 43201-1120 | Active | ABA0850 | WILKINS | 975XL2 | RP | 0.750 | 3443403
2289 | N HIGH ST | 43201-1137 | Active | 4814925 | WILKINS | 975XL2 | RP | 0.750 | 3443404 | IN BASEMENT AT METER
2332 | N HIGH ST | 43202-2972 | Active | 35556 | WATTS | 909QT | RP | 2.000 | 3443414 | METER ROOM AT METER
2361 | N HIGH ST | 43202-2977 | Active | A046220 | FEBCO | 825YA | RP | 1.000 | 58080 | IN BASEMENT AT WATER METER
2383 | N HIGH ST | 43202-2921 | Active | 394954 | WATTS | 909QT | RP | 0.750 | 58123 | NORTHEAST CORNER OF BASEMENT
2400 | N HIGH ST | 43202-2924 | Active | 563341 | WILKINS | 975XL | RP | 1.500 | 58220 | 2400 IN METER ROOM
2452 | N HIGH ST | 43202-2961 | Active | B352457 | WILKINS | 375 | RP | 1.000 | 3443434 | AT METER
2464 | N HIGH ST | 43202- | Active | 50636 | WATTS | 919 | RP | 1.000 | 3443435 | AT METER
2473 | N HIGH ST | 43202-2925 | Active | W218440 | WILKINS | 975XLBMS | RP | 0.750 | 75105 | MECHANICAL ROOM
2475 | N HIGH ST | 43202-2925 | Active | W218465 | WILKINS | 975XLBMS | RP | 0.750 | 75104 | MECHANICAL ROOM
2477 | N HIGH ST | 43202-2925 | Active | W218464 | WILKINS | 975XL | RP | 0.750 | 75103 | MECH ROOM
2490 | N HIGH ST | 43202 | Active | 63814 | AMES | 2000B | DC | 0.750 | 3649663 | MID W MECH ROOM OFF GARAGE
2490 | N HIGH ST | 43202 | Active | UL-2241 | AMES | COLT 300GV | DCDA | 6.000 | 3649662 | MID W MECH ROOM OFF GARAGE
2490 | N HIGH ST | 43202 | Active | UJ-2648 | WATTS | 957 | RP | 3.000 | 3649551 | MID W MECH ROOM OFF GARAGE AT WATER METER
2510 | N HIGH ST | 43202- | Due Install |  |  |  | RP | 1.000 | 3636860 | STORAGE ROOM AT METER
2510 | N HIGH ST | 43202- | Active | T065572 | WILKINS | 720A | PVB | 1.000 | 58519 | STORAGE ROOM AT METER
2519 | N HIGH ST | 43202-2506 | Active | 430545 | WATTS | 909QT | RP | 1.000 | 58530 | N.W. CORNER OF BLDG NEXT TO WATER METER
2553 | N HIGH ST | 43202-2555 | Not Required by DOW | 190161 | WATTS | 009M2QT | RP | 1.000 | 58622 | MECH ROOM - 2555 N HIGH ST
2553 | N HIGH ST | 43202-2555 | Active | 95786 | WATTS | 009M2QT | RP | 1.500 | 58623 | MECH ROOM
2585 | N HIGH ST | 43202-2555 | Active | 252539 | WATTS | LF009M3 | RP | 0.750 | 3443454 | EASTSIDE BASEMENT BY WATER METER
2595 | N HIGH ST | 43202-2555 | Active | 4601250 | WILKINS | 975XL2 | RP | 0.750 | 3609513 | NEXT TO METER SET
2599 | N HIGH ST | 43202- | Active | ABS9284 | WILKINS | 975 | RP | 0.750 | 3443458
2609 | N HIGH ST | 43202-2555 | Not Required by DOW | DW875 | CONBRACO | 40203A2 | RP | 0.500 | 58756 | BASEMENT (SOUTH BUILDING) BY BOILER
2609 | N HIGH ST | 43202-2555 | Not Required by DOW | 347144 | WATTS | 009QT | RP | 0.500 | 100633 | BASEMENT
2609 | N HIGH ST | 43202-2555 | Active | 71417 | WATTS | 919 | RP | 1.000 | 3636504 | AT WATER METER
2619 | N HIGH ST | 43202-2554 | Active | 408794 | WILKINS | 950XL | DC | 1.000 | 58773 | BSMNT S WALL AT WATER METER LIMITED FIRE
2619 | N HIGH ST | 43202-2554 | Active | 31708 | WATTS | 009M1QT | RP | 1.000 | 58772 | BASEMENT SOUTH WALL AT WATER METER
2680 | N HIGH ST | 43202-1121 | Active | 1207246 | WILKINS | 975XL | RP | 1.000 | 58957 | STOCK ROOM
2685 | N HIGH ST | 43202-1120 | Active | 11618 | WATTS | 919AQT | RP | 1.500 | 98921 | MECHANICAL ROOM @ RESTROOMS
2685 | N HIGH ST | 43202-1120 | Active | 3119285 | WILKINS | 975XL | RP | 1.250 | 101267 | MECHANIC ROOM @ RESTROOMS
2700 | N HIGH ST | 43202-1121 | Not Required by DOW | 81729 | FEBCO | 765 | PVB | 1.000 | 59018 | HOT WATER TANK ROOM
2700 | N HIGH ST | 43202-1121 | Active | 39780 | WATTS | 919AQT | RP | 1.000 | 102931 | MECHANICAL ROOM
2720 | N HIGH ST | 43202- | Active | 3607313 | WILKINS | 975XL2 | RP | 0.750 | 101671 | AT WATER PIT
2754 | N HIGH ST | 43202-1122 | Not Required by DOW | A109628 | FEBCO | 825Y | RP | 1.000 | 59215 | UTILITY ROOM BY WATER METER
2754 | N HIGH ST | 43202-1122 | Active | 41027 | WATTS | 009QT | RP | 1.000 | 59216 | UTILITY ROOM BY WATER METER
2761 | N HIGH ST | 43202-1123 | Active | 46868 | WATTS | 919AQT | RP | 0.750 | 103176 | SW ROOM/CLOSET AT MOP SINK & SHOWER AT WATER METER
2770 | N HIGH ST | 43202-1122 | Active | 00794 | WATTS | LF909M1QT | RP | 1.500 | 3443470 | REAR STOCK ROOM
2770 | N HIGH ST | 43202-1122 | Active | 172279 | AMES | 2000SS | DC | 4.000 | 3633203 | REAR STOCK ROOM
2800 | N HIGH ST | 43202-1100 | Active | 102427 | WATTS | 009QT | RP | 0.750 | 59332 | MECHANICAL ROOM
2801 | N HIGH ST | 43202-1123 | Active | 258921 | WILKINS | 975A | RP | 1.500 | 59341 | SPRINKLER ROOM IN BAKERY AFTER METER
2801 | N HIGH ST | 43202-1123 | Not Required by DOW | 300002801 | XX | XX | AG | 0.500 | 59343 | MEAT DEPT BY TRIPLE SINK -- SIZE 1/2"
2801 | N HIGH ST | 43202-1123 | Not Required by DOW | 500002801 | XX | XX | AG | 0.500 | 59345 | DELI BY TRIPLE SINK -- SIZE 1/2"
2801 | N HIGH ST | 43202-1123 | Not Required by DOW | 200002801 | XX | XX | AG | 0.750 | 59340 | MEAT DEPT BY HAND SINK
2801 | N HIGH ST | 43202-1123 | Not Required by DOW | 021246 | WATTS | 800M4QT | PVB | 1.500 | 59339 | SPRINKLER ROOM BACK OF STORE
2801 | N HIGH ST | 43202-1123 | Active | 10964 | WATTS | 007M1QT | DC | 0.750 | 96465 | SE MECH ROOM
2801 | N HIGH ST | 43202-1123 | Active | 165594 | AMES | 3000SS | DCDA | 6.000 | 96464 | SE MECH ROOM
2801 | N HIGH ST | 43202-1123 | Not Required by DOW | 400002801 | XX | XX | AG | 0.500 | 59344 | BAKERY BY TRIPLE SINK--SIZE 1/2"
2801 | N HIGH ST | 43202-1123 | Not Required by DOW | 600002801 | XX | XX | AG | 0.750 | 59346 | DELI BY HAND SINK
2801 | N HIGH ST | 43202-1123 | Not Required by DOW | 700002801 | XX | XX | AG | 0.750 | 59347 | MEAT DEPT PREP AREA BY HAND SINK
2808 | N HIGH ST | 43202-1160 | Active | 76798 | WATTS | LF919QT | RP | 0.750 | 3443472 | BY WATER METER IN KITCHEN
2808 | N HIGH ST | 43202-1160 | Not Required by DOW | 73775 | WATTS | LF919QT | RP | 0.750 | 3626686 | BEHIND MASH TANK
2845 | N HIGH ST | 43202- | Active | 639388 | WATTS | 909QT | RP | 1.000 | 92532 | IN BACK ROOM BY METER
2864 | N HIGH ST | 43202-1156 | Active | ACL3960 | WILKINS | 975XL2 | RP | 2.000 | 3443476 | FRONT RIGHT INSIDE CLOSET
2928 | N HIGH ST | 43202-1104 | Active | 42078 | WATTS | 919QT | RP | 0.750 | 59588 | ADJACENT TO PIZZA OVEN
2941 | N HIGH ST | 43202-1144 | Active | 88500 | WATTS | LF919QT | RP | 0.750 | 102700 | N KITCHEN UNDER HAND SINK BY DOOR AT WATER METER
2941 | N HIGH ST | 43202-1144 | Not Required by DOW | 67321 | WATTS | LF919QT | RP | 0.750 | 3621272 | 3010 SUNSET DR, BOILER ROOM
2941 | N HIGH ST | 43202-1144 | Not Required by DOW | W218487 | WILKINS | 975XL | RP | 0.750 | 59601 | IN POOL EQUIPMENT ROOM
2952 | N HIGH ST | 43202- | Active | 4690153 | WILKINS | 975 | RP | 0.750 | 3443487 | BY WATER METER
2973 | N HIGH ST | 43202- | Active | 18974 | WATTS | 919QT | RP | 1.500 | 3607883 | AT WATER METER IN EQUIPMENT ROOM
2975 | N HIGH ST | 43202-1103 | Active | 258737 | WILKINS | 975XL | RP | 1.000 | 59637 | IN BASEMENT AT WATER METER
2977 | N HIGH ST | 43202-1103 | Active | 258575 | WILKINS | 975XL | RP | 1.000 | 59639 | S WALL KITCHEN BY OFFICE BEHIND SYRUP RACK AT WATER METER
2985 | N HIGH ST | 43202-1103 | Active | 248026 | WATTS | 009M3QT | RP | 0.750 | 88323 | AT WATER METER
2986 | N HIGH ST | 43202-1136 | Active | 1982 | WILKINS | 975 | RP | 0.750 | 59652 | AT WATER METER
2989 | N HIGH ST | 43202-1103 | Active | 248024 | WATTS | 009M3QT | RP | 0.750 | 88767 | AT WATER METER
2991 | N HIGH ST | 43202-1103 | Active | 229078 | WATTS | 009QT | RP | 0.750 | 88322 | AT WATER METER
2995 | N HIGH ST | 43202-1103 | Active | 235772 | WATTS | 009M3QT | RP | 0.750 | 3616596 | MTR NEXT TO HOTWATER TANK ON N SIDE
3003 | N HIGH ST | 43202-1105 | Due Install |  |  |  | RP |  | 3443491 | BASEMENT OF 3009
3028 | N HIGH ST | 43202-1106 | Active | 4095572 | WILKINS | 975XL | RP | 0.750 | 59825 | FRONT LEDGE OF BARBERSHOP
3045 | N HIGH ST | 43202-1107 | Due Install |  |  |  | RP | 0.750 | 3443495
3070 | N HIGH ST | 43202-1108 | Due Install |  |  |  | RP |  | 3443496
3095 | N HIGH ST | 43202-1109 | Active | 494842 | WILKINS | 975 | RP | 0.750 | 59951 | BASEMENT SOUTH SIDE
3095 | N HIGH ST | 43202-1109 | Active | 43664 | WATTS | 009QT | RP | 1.500 | 59950 | BASEMENT
3100 | N HIGH ST | 43202-1110 | Active | 197588 | AMES | 3000SS | DCDA | 4.000 | 3641226 | IN BASEMENT SE CORNER AT METER
3100 | N HIGH ST | 43202-1110 | Active | 4773376 | WILKINS | 975XL2 | RP | 2.00 | 59974 | IN BASEMENT SE CORNER AT METER
3100 | N HIGH ST | 43202-1110 | Not Required by DOW | 59348 | WATTS | LF009M3QT | RP | 0.750 | 3641299 | IN THE KITCHEN UNDER RANGE HOOD
3100 | N HIGH ST | 43202-1110 | Active | 82818 | AMES | 2000B | DC | 0.750 | 3641227 | IN BASEMENT SE CORNER AT METER
3132 | N HIGH ST | 43202- | Active | 3913178 | WILKINS | 975XL2 | RP | 2.000 | 3605540 | Mechanical Room Rear of Building - Outside Door
3150 | N HIGH ST | 43202-1124 | Active | 46682 | WATTS | 009M2 | RP | 0.750 | 60065 | SE CORNER BLDG/WAREHSE AREA AT WATER METER
3194 | N HIGH ST | 43202- | Due Install |  |  |  | RP | 1.000 | 3443509
3197 | N HIGH ST | 43202-1137 | Due Install |  |  |  | RP | 1.000 | 3443510 | FURNACE RM
3207 | N HIGH ST | 43202-1111 | Active | W429333 | WILKINS | 975XL | RP | 0.500 | 3443511 | AT METER IN FIRST OFFICE TO THE LEFT
3215 | N HIGH ST | 43202-1111 | Active | 4700096 | WILKINS | 975XL2 | RP | 0.750 | 3443514
3230 | N HIGH ST | 43202-1114 | Active | 11069 | WATTS | 919QT | RP | 0.500 | 3443518
3245 | N HIGH ST | 43202-1111 | Not Required by DOW | 2732578 | WILKINS | 975XL | RP | 1.000 | 95248 | BACKROOM AT METER
3245 | N HIGH ST | 43202-1111 | Active | ABU5895 | WILKINS | 975XL2 | RP | 1.000 | 95249 | IN METER AT WATER METER
3284 | N HIGH ST | 43202-1141 | Due Install |  |  |  | RP | 0.750 | 3443530
3296 | N HIGH ST | 43202-1141 | Active | 41184 | WATTS | 009M2QT | RP | 1.500 | 98115 | NORTH SIDE OF BASEMENT AT METER
3309 | N HIGH ST | 43202-1115 | Active | 4767210 | WILKINS | 975 | RP | 0.750 | 3443533 | BASEMENT OF 3309
3333 | N HIGH ST | 43202-1115 | Due Install |  |  |  | RP | 0.750 | 3443538
3377 | N HIGH ST | 43202- | Active | 4786956 | WILKINS | 975XL | RP | 2.000 | 3646342 | MECH ROOM REAR OF BUILDING AT METER
3377 | N HIGH ST | 43202- | Active | 1973550819 | AMES | 3000SS | DCDA | 6.000 | 3646368 | MECH ROOM REAR OF BUILDING AT FIRE RISER
3377 | N HIGH ST | 43202- | Active | 29071 | WATTS | 007M1QT | DC | 0.750 | 3646369 | MECH ROOM REAR OF BUILDING AT FIRE RISER - FIRE BYPASS
3399 | N HIGH ST | 43214 | Active | 066087 | WATTS | LF009M2QT | RP | 1.500 | 3651094 | IN HOT BOX SW CORNER OF BANK AT WATER METER
3399 | N HIGH ST | 43214 | Not Required by DOW | 216413 | WATTS | 009 | RP | 1.000 | 3651104 | IN HOT BOX SE CORNER OF BANK AT DEDUCT METER
3400 | N HIGH ST | 43202-1142 | Active | 110425 | WATTS | LF009M2QT | RP | 2.000 | 3443546
3417 | N HIGH ST | 43214-4051 | Not Required by DOW | 74974 | WATTS | 008PCQT | SVB | 0.500 | 102184 | MEN'S RESTROOM
3417 | N HIGH ST | 43214-4051 | Not Required by DOW | 80202 | WATTS | 008PCQT | SVB | 0.500 | 3609584 | MEAT AND SEAFOOD BTWN SINKS
3417 | N HIGH ST | 43214-4051 | Active | 172328 | AMES | 3000SS | DCDA | 6.000 | 100638 | SPRINKLER RISER
3417 | N HIGH ST | 43214-4051 | Active | 16356 | WATTS | 007M1PCQT | DC | 0.750 | 100639 | SPRINKLER MAIN
3417 | N HIGH ST | 43214-4051 | Active | 3360334 | WILKINS | 975XL | RP | 1.500 | 100640 | SOUTHWEST CORNER, LOADING DOCK AREA
3417 | N HIGH ST | 43214-4051 | Not Required by DOW | 77564 | WATTS | 008PCQT | PVB | 0.500 | 100643 | PRODUCE
3417 | N HIGH ST | 43214-4051 | Not Required by DOW | 18125 | WATTS | LF008PCQT | SVB | 0.500 | 100641 | MEAT AND SEAFOOD COOLER
3417 | N HIGH ST | 43214-4051 | Not Required by DOW | 75102 | WATTS | 008PCQT | SVB | 0.500 | 102183 | WOMEN'S RESTROOM
3417 | N HIGH ST | 43214-4051 | Not Required by DOW | 77227 | WATTS | 008PCQT | PVB | 0.500 | 100644 | DELI BAR
3417 | N HIGH ST | 43214-4051 | Not Required by DOW | 77299 | WATTS | 008PCQT | PVB | 0.500 | 100645 | SUSHI
3420 | N HIGH ST | 43214-4031 | Active | 4100757 | WILKINS | 975XL2 | RP | 1.500 | 94850 | REAR STORAGE AREA AT WATER METER
3468 | N HIGH ST | 43214-4031 | Active | B059449 | WILKINS | 375XL | RP | 1.000 | 3443550 | BASEMENT / MECHNICAL ROOM
3479 | N HIGH ST | 43214 | Active | 07494 | AMES | 4000B | RP | 1.500 | 3636629 | BASEMENT MECH ROOM AT WATER METER
3489 | N HIGH ST | 43214-4030 | Active | 752976 | WILKINS | 975 | RP | 0.750 | 60837 | BASEMENT
3494 | N HIGH ST | 43214-4033 | Active | W026079 | WILKINS | 975 | RP | 0.750 | 60845 | BASEMENT BY METER
3504 | N HIGH ST | 43214-4033 | Active | W104659 | WILKINS | 975 | RP | 0.750 | 60927 | RIGHT FRONT CORNER OF BUILDING
3515 | N HIGH ST | 43214-4042 | Due Install |  |  |  | RP | 1.000 | 3443557 | BASEMENT WEST WALL
3524 | N HIGH ST | 43214- | Active | 4647807 | WILKINS | 975XL2 | RP | 1.500 | 3635531 | 3524 BACK MECH/FURN ROOM 3520 - 3526
3530 | N HIGH ST | 43214-4033 | Active | 4803237 | WILKINS | 975 | RP | 1.000 | 3653824 | FRONT SOUTH OF BUILDING
3559 | N HIGH ST | 43214-4040 | Active | A01481 | WATTS | 009QT | RP | 1.500 | 61067 | BSMNT NW AT METER
3580 | N HIGH ST | 43214-4041 | Active | 18846 | WATTS | LF919QT | RP | 1.500 | 3443567 | BASEMENT
3592 | N HIGH ST | 43214-3652 | Not required by DOW | 252486 | WATTS | 009M2QT | RP | 1.000 | 3619983
3592 | N HIGH ST | 43214-3652 | Active | 4232966 | WILKINS | 975XL | RP | 2.000 | 3443568
3601 | N HIGH ST | 43214-3651 | Active | 1227060902 | AMES | 3000 | DCDA | 4.000 | 61261 | BASEMENT VALVE ROOM
3601 | N HIGH ST | 43214-3651 | Active | 395530 | WATTS | 909M1QT | RP | 2.000 | 61263 | BASEMENT WATER RISER ROOM
3601 | N HIGH ST | 43214-3651 | Active | 28134 | AMES | 2000SS | DC | 0.750 | 61262 | BASEMENT VALVE ROOM
3661 | N HIGH ST | 43214- | Active | W125921 | WILKINS | 975 | RP | 2.000 | 61418 | REAR OF BUILDING IN METER ROOM
3674 | N HIGH ST | 43214-3538 | Active | 3637431 | WILKINS | 975 | RP | 0.750 | 102577 | BASEMENT AT WATER METER N SIDE UNDER STEPS
3712 | N HIGH ST | 43214-3523 | Active | 4775690 | WILKINS | 975XL2 | RP | 0.750 | 3443582 | BATH ROOM AT WATER METER
3763 | N HIGH ST | 43214-3547 | Due Install |  |  |  | RP |  | 3443592
3770 | N HIGH ST | 43214-3525 | Due Install |  |  |  | RP |  | 3636611
3770 | N HIGH ST | 43214-3525 | Active | 1346171 | WILKINS | 975XLBMS | RP | 1.000 | 61706 | MECH ROOM
3770 | N HIGH ST | 43214-3525 | Active | W042033 | WILKINS | 975 | RP | 0.750 | 61707 | MECH / BOILER ROOM
3791 | N HIGH ST | 43214-3526 | Active | 690386 | WATTS | 800M2QT | PVB | 1.000 | 93552 | RIGHT SIDE OF BDLG
3857 | N HIGH ST | 43214-3752 | Active | 297130 | WATTS | 909M1QT | RP | 1.500 | 61965 | BASEMENT IN FRONT CLOSET IN SPACE
3900 | N HIGH ST | 43214-3334 | Not Required by DOW | 89722 | WATTS | 009M2QT | RP | 0.750 | 62149 | WEST WALL
3909 | N HIGH ST | 43214-3333 | Not Required by DOW | 108896 | WATTS | LF009M2QT | RP | 1.000 | 62185 | MECHANICAL ROOM #142 SPRINKLER ROOM (IRRIGATION)
3909 | N HIGH ST | 43214-3333 | Not Required by DOW | 227349 | WATTS | 009QT | RP | 0.500 | 62184 | MECH ROOM #109 OUTSIDE SOUTH
3909 | N HIGH ST | 43214-3333 | Active | 0000875 | AMES | 2000SS | DC | 0.750 | 62183 | N MECH/RISER ROOM OFF STORAGE/BREAK/LUNCH ROOM
3909 | N HIGH ST | 43214-3333 | Active | 073684 | WATTS | LF009M2QT | RP | 1.500 | 3626263 | ROOM ACROSS FROM N MECH/RISER RM OFF STORAGE/BREAK ROOM AT METER
3909 | N HIGH ST | 43214-3333 | Not Required by DOW | 55703 | WATTS | 009QT | RP | 0.500 | 62186 | MECHANICAL ROOM #142 SPRINKLER ROOM
3909 | N HIGH ST | 43214-3333 | Active | 3EK0869 | AMES | 3000SS | DCDA | 4.000 | 86963 | SPRINKLER ROOM
3909 | N HIGH ST | 43214-3333 | Not Required by DOW | 203976 | WATTS | LF009QT | RP | 0.500 | 62187 | MECHANICAL ROOM #116 NE CORNER (HUMIDIFER-SIZE 1/2)
3923 | N HIGH ST | 43214-3335 | Active | 623222 | WATTS | 909QT | RP | 0.750 | 94735 | 2ND FLOOR MECH ROOM NORTH END OF BLDG
3923 | N HIGH ST | 43214-3335 | Active | 615252 | WATTS | 909QT | RP | 1.000 | 94734 | BASEMENT BOILER ROOM
3923 | N HIGH ST | 43214-3335 | Active | 182405 | WATTS | 909 | RP | 3.000 | 93433 | AT METER IN BASEMENT
3923 | N HIGH ST | 43214-3335 | Active | 56685 | AMES | 2000B | DC | 0.750 | 95643 | BASMENT MECH ROOM
3923 | N HIGH ST | 43214-3335 | Active | 159986 | AMES | 3000SS | DCDA | 4.000 | 95642 | BASEMENT MECH ROOM
3951 | N HIGH ST | 43214-3335 | Active | 45143 | WATTS | 009QT | RP | 1.000 | 62349 | EAST WALL OF FURNANCE ROOM
3989 | N HIGH ST | 43214-3337 | Not Required by DOW |  |  |  | RP |  | 3443618
3989 | N HIGH ST | 43214-3337 | Not Required by DOW | REM |  |  |  |  | 3624745
4080 | N HIGH ST | 43214-3234 | Active | 2862482 | WILKINS | 975XL | RP | 1.000 | 102739 | MECH ROOM
4080 | N HIGH ST | 43214-3234 | Not Required by DOW | 3302409 | WILKINS | 975XL | RP | 1.000 | 103061 | MECH ROOM
4109 | N HIGH ST | 43214 | Active | B013707 | WILKINS | 375XL | RP | 2.000 | 3613074 | NW KITCHEN/MECH/RISER AREA AT WATER METER RUSTY BUCKET
4109 | N HIGH ST | 43214 | Active | 1866610716 | AMES | 3000SS | DCDA | 4.000 | 3614929 | N/W KITCHEN/MECH/RISER AREA
4109 | N HIGH ST | 43214 | Active | 74815 | AMES | 2000B | DC | 0.750 | 3614930 | N/W CORNER OF BLDG
4110 | N HIGH ST | 43214-3234 | Active | 2831322 | WILKINS | 975XLBMS | RP | 1.500 | 62942 | IN MECHANICAL ROOM IN BASEMENT
4201 | N HIGH ST | 43214 | Active | 1892140616 | AMES | 3000SS | DCDA | 4.000 | 3618162 | RISER ROOM - OUTSIDE DOOR
4201 | N HIGH ST | 43214 | Not Required by DOW | 65833 | WATTS | 919AQT | RP | 0.750 | 3618235 | MECHANICAL RM BEHIND FIRE SUPPRESSION
4201 | N HIGH ST | 43214 | Active | 76280 | AMES | 2000B | DC | 0.750 | 3618181 | RISER ROOM - OUTSIDE DOOR
4201 | N HIGH ST | 43214 | Active | 4262646 | WILKINS | 975XL | RP | 1.500 | 3618182 | RISER ROOM - OUTSIDE DOOR
4214 | N HIGH ST | 43214-3048 | Active | 52884 | Watts | 919QT | RP | 1.000 | 3613383 | inside by meter
4249 | N HIGH ST | 43214-3049 | Active | 247786 | WATTS | 009M2QT | RP | 1.000 | 63415 | SW CORNER OF BUILDING
4249 | N HIGH ST | 43214-3049 | Active | 103784 | WATTS | 009M1QT | RP | 1.500 | 63414 | SOUTH UNIT-BACK WALL
4250 | N HIGH ST | 43214-3048 | Active | ACI9678 | WILKINS | 975XL | RP | 1.500 | 3443633 | INSIDE ACCESS PANEL BEHIND FRONT COUNTER, NW CORNER OF BUILDING
4258 | N HIGH ST | 43214-3048 | Active | 4756355 | WILKINS | 975XL2 | RP | 0.750 | 3443635 | IN 4260 UNIT NW IN CABINET AT WATER METER
4264 | N HIGH ST | 43214-3048 | Active | 4622203 | WILKINS | 975XL2 | RP | 1.250 | 3443636 | SW IN CABINET AT WATER METER
4270 | N HIGH ST | 43214-3048 | Active | 4756352 | WILKINS | 975XL2 | RP | 0.750 | 3443638 | SW AT WATER METER
4284 | N HIGH ST | 43214-3078 | Not Required by DOW | CB560837 | WILKINS | 720 | PVB | 0.750 | 3654975 | BACK OF BUILDING
4284 | N HIGH ST | 43214-3078 | Active | 297337 | WATTS | LF009M3QT | RP | 0.750 | 3648443 | SE MECH/FURN/HWT ROOM AT WATER METER
4284 | N HIGH ST | 43214-3078 | Not Required by DOW | CB560837 | WILKINS | 720 | PVB | 0.750 | 3443639 | BACK OF BUILDING
4290 | N HIGH ST | 43214- | Active | CB629232 | WILKINS | 720A | PVB | 0.750 | 3648699 | FRONT RIGHT OF BUILDING
4290 | N HIGH ST | 43214- | Not Required by DOW | 145456 | WATTS | LF007M3QT | DC | 0.750 | 3443640 | METER LOCATED ON FIRST FLOOR IN BOX MIDWAY OF SHOWROOM
4308 | N HIGH ST | 43214-2610 | Active | 1191186 | WILKINS | 975 | RP | 0.750 | 63648 | IN MECH ROOM ABOVE WATER METER
4308 | N HIGH ST | 43214-2610 | Not Required by DOW | 146097 | WATTS | 009QT | RP | 0.500 | 63649 | IN MECH ROOM ABOVE WATER METER
4308 | N HIGH ST | 43214-2610 | Not Required by DOW | A59374 | WATTS | 009PCQT | RP | 0.500 | 63650 | MECH ROOM BY BACK DOOR
4311 | N HIGH ST | 43214-2609 | Active | A14051 | WATTS | 009M2QT | RP | 1.500 | 92346 | NEAR WATER METER
4311 | N HIGH ST | 43214-2609 | Not Required by DOW | 613988 | WATTS | 909QT | RP | 1.000 | 93036 | METER ROOM LEFT SIDE
4316 | N HIGH ST | 43214-2610 | Active | 162166 | WATTS | 009M2 | RP | 1.000 | 3443642
4334 | N HIGH ST | 43214-2610 | Active | 229130 | WATTS | 009M3QT | RP | 0.750 | 63714 | MENS ROOM @ WATER METER
4341 | N HIGH ST | 43214-2611 | Active | 266740 | WILKINS | 975 | RP | 0.750 | 63744 | BASEMENT BY WATER METERS (SE CORNER)
4341 | N HIGH ST | 43214-2611 | Active | CA71825 | WILKINS | 720A | PVB | 0.750 | 63743 | SOUTH SIDE OF BUILDING, RIGHT OF FRONT DOOR
4343 | N HIGH ST | 43214- | Not Required by DOW | 147066 | WATTS | 009QT | RP | 0.750 | 63752 | NW FURN/MECH ROOM FOR DENTAL EQUIPMENT?
4343 | N HIGH ST | 43214- | Active | ABH8944 | WILKINS | 975XL2 | RP | 0.750 | 3649366 | MIDDLE -DEVELOPING ROOM BY SINK UNDER COUNTER AT WATER METER
4386 | N HIGH ST | 43214 | Active | 447442 | WATTS | 909M1QT | RP | 1.500 | 104135 | NORTH END OF BUILDING
4400 | N HIGH ST | 43214-2635 | Active | U18792 | WILKINS | 350A | DC | 6.000 | 97719 | basement
4400 | N HIGH ST | 43214-2635 | Active | A051696 | FEBCO | 825YA | RP | 1.500 | 97100 | PENTHOUSE MECH ROOM
4400 | N HIGH ST | 43214-2635 | Active | X15256 | WILKINS | 375A | RP | 4.000 | 97674 | basement
4425 | N HIGH ST | 43214-2612 | Due Install |  |  |  | RP | 1.000 | 3443649
4455 | N HIGH ST | 43214-2603 | Active | 268583 | WATTS | 909M1QT | RP | 2.000 | 64070 | BEHIND COMPRESSOR IN BACK ROOM
4476 | N HIGH ST | 43214-2604 | Active | 30389 | WATTS | 919 | RP | 2.000 | 3623171 | RISER ROOM LOCATED ON EASTSIDE OF BUILDING IN CENTER OF BUILDING
4476 | N HIGH ST | 43214-2604 | Active | 78686 | AMES | 2000B | DC | 0.750 | 3623304 | RISER ROOM - REAR EAST SIDE
4476 | N HIGH ST | 43214-2604 | Active | 1921590717 | AMES | 3000SS | DCDA | 3.000 | 3623305 | RISER ROOM - REAR EAST SIDE
4485 | N HIGH ST | 43214-2637 | Active | 226966 | WATTS | LF009M3QT | RP | 0.750 | 3629566 | AT WATER METER
4485 | N HIGH ST | 43214-2637 | Not Required by DOW |  |  |  | RP |  | 3443653
4489 | N HIGH ST | 43214-2637 | Active | 4490293 | WILKINS | 1013 975 | RP | 1.500 | 64159 | SE AT WATER METER BY OFFICE
4501 | N HIGH ST | 43214-2637 | Active | 413045 | WATTS | 909M1QT | RP | 1.500 | 64247 | REAR MECH ROOM of 4501 building
4501 | N HIGH ST | 43214-2637 | Active | 2536062 | WILKINS | 975XLBMS | RP | 1.500 | 96984 | In rear mechanical room, with outside entrance
4507 | N HIGH ST | 43214-2637 | Active | 19634 | WATTS | 909M1HWQT | RP | 1.500 | 3611490 | LEFT REAR CORNER OF SCHOOL DAYS STORE
4519 | N HIGH ST | 43214-2637 | Active | W149866 | WILKINS | 975 | RP | 1.500 | 64278 | NORTH KITCHEN WALL
4560 | N HIGH ST | 43214-2638 | Active | 1870420915 | AMES | 3000SS | DCDA | 3.000 | 3443657 | SE Corner sprinkler riser room
4560 | N HIGH ST | 43214-2638 | Active | 74922 | AMES | 2000B | DC | 0.750 | 3613861 | SE Corner sprinkler riser room
4560 | N HIGH ST | 43214-2638 | Active | 20093 | WATTS | LF919QT | RP | 1.500 | 3615435 | SE METER/RISER RM - OSD
4578 | N HIGH ST | 43214-2002 | Active | B348573 | WILKINS | 375XL | RP | 0.750 | 3443660 | BASEMENT S/E CORNER @ WATER METER
4592 | N HIGH ST | 43214-2002 | Due Install |  |  |  | RP |  | 3443662
4601 | N HIGH ST | 43214-2043 | Due Install |  |  |  | RP | 1.500 | 3443663
4606 | N HIGH ST | 43214-2002 | Active | 4775684 | WILKINS | 975XL2 | RP | 0.750 | 3443665 | IN BASEMENT OF 4608 N HIGH @ METER
4610 | N HIGH ST | 43214-2002 | Active | 4775685 | WILKINS | 975XL2 | RP | 0.750 | 3443666 | BASEMENT OF 4612 N HIGH ST @ METER
4615 | N HIGH ST | 43214-2001 | Active | 193652 | WATTS | LF009M3QT | RP | 0.750 | 3443667 | AT METER
4669 | N HIGH ST | 43214-2051 | Active | T199428 | WILKINS | 720A | PVB | 0.750 | 3443676 | NORTH SIDE
4675 | N HIGH ST | 43214-2014 | Active | 292916 | WATTS | 909HWM1QT | RP | 1.500 | 64766 | BASEMENT AFTER METER
4702 | N HIGH ST | 43214- | Active | 51920 | WATTS | 919AQT | RP | 1.000 | 3443681 | MECH RM NEAR BACK OF BLDG IN FRONT OF BATHROOMS
4713 | N HIGH ST | 43214-2041 | Not Required by DOW | 163003 | WATTS | 009QT | RP | 0.500 | 89358 | IN DARK ROOM IN CABINET
4713 | N HIGH ST | 43214-2041 | Active | 086799 | WATTS | 009M2 | RP | 1.000 | 3626625 | AT METER
4756 | N HIGH ST | 43214-1586 | Due Install |  |  |  | RP |  | 3443687
4765 | N HIGH ST | 43214- | Active | G256346 | WILKINS | 720 | PVB | 1.000 | 3609710 | 10 W BEECHWOLD BLVD, LEFT SIDE OF HOUSE
4768 | N HIGH ST | 43214-1586 | Active | 356764 | WATTS | LF009M3QT | RP | 0.750 | 3443689 | BSMNT NE AT WATER METER
4784 | N HIGH ST | 43214-1554 | Active | A275542 | WILKINS | 375XL | RP | 1.500 | 102945 | AT WATER METER
4808 | N HIGH ST | 43214-1554 | Active | 4536200 | WILKINS | 975XL | RP | 0.750 | 3443693 | FRONT OF BUILDING, RIGHT SIDE BY METER, IN CABINET
4818 | N HIGH ST | 43214-1508 | Active | 279956 | WATTS | 009QT | RP | 1.000 | 88321 | SE WALL NEXT TO METER
4890 | N HIGH ST | 43214-1552 | Active | 96168 | WATTS | 009M2QT | RP | 1.500 | 65361 | MECH ROOM REAR OF BUILDING
4890 | N HIGH ST | 43214-1552 | Active | 56621 | WATTS | 007QT | DC | 0.750 | 65360 | REAR OF STORE NEXT TO MENS ROOM
4890 | N HIGH ST | 43214-1552 | Not Required by DOW | 213958 | WATTS | 009QT | RP | 1.000 | 65359 | MECH ROOM REAR OF BUILDING
4890 | N HIGH ST | 43214-1552 | Active | 1286390803 | AMES | 3000SS | DCDA | 6.000 | 65358 | REAR OF STORE NEXT TO MENS ROOM
4934 | N HIGH ST | 43214 | Active | 25676 | WATTS | 919QT | RP | 1.000 | 65454 | IN SOUTHEAST CORNER OF MECH ROOM
4942 | N HIGH ST | 43214- | Active | 479694 | WATTS | 909QT | RP | 1.000 | 83916 | BACK OF BUILDING AT WATER METER
4958 | N HIGH ST | 43214-1510 | Due Install | 374497 | WATTS | LF009M3 | RP | 1.000 | 3443703 | REAR NORTH WALL
4961 | N HIGH ST | 43214-1523 | Active | 246333 | WATTS | 009M3QT | RP | 0.750 | 65514 | FEMALE RESTROOM UNDER SINK..4959 N.HIGH
4968 | N HIGH ST | 43214-1524 | Active | 669420 | WILKINS | 975XL | RP | 0.750 | 65519 | FURNANCE ROOM EAST SIDE BUILDING
5026 | N HIGH ST | 43214-1524 | Not Required by DOW | 253833 | WATTS | 009 | RP | 0.750 | 3648587 | BESIDE SLOP SINK IN BACK ROOM
5026 | N HIGH ST | 43214-1524 | Active | 274235 | WATTS | LF009M2QT | RP | 1.000 | 3443718 | AT WATER METER IN KITCHEN
5030 | N HIGH ST | 43214-1524 | Active | 2821855 | WILKINS | 975A | RP | 1.500 | 92411 | MECH ROOM SE CORNER
5035 | N HIGH ST | 43214- | Active | 1374700904 | AMES | 3000SS | DCDA | 4.000 | 65790 | S MECH ROOM
5035 | N HIGH ST | 43214- | Not Required by DOW | 21183 | WATTS | 919QT | RP | 1.500 | 3618292
5035 | N HIGH ST | 43214- | Not Required by DOW | 39269 | WATTS | 719QT | RP | 0.750 | 3618291 | STEAM TABLE
5035 | N HIGH ST | 43214- | Active | 40691 | AMES | 2000B | DC | 0.750 | 65791 | S MECH ROOM
5035 | N HIGH ST | 43214- | Active | W198127 | WILKINS | 975 | RP | 2.000 | 65792 | METER ROOM / SOUTH SIDE OF BUILDING
5035 | N HIGH ST | 43214- | Not Required by DOW | W208402 | WILKINS | 975XL | RP | 1.500 | 65793 | MECH ROOM, SOUTH SIDE OF BUILDING
5060 | N HIGH ST | 43214-1524 | Active | 4711095 | WILKINS | 975XL2 | RP | 2.000 | 3443719 | SE MECH/METER ROOM AT WATER METER -OUTSIDE DOOR
5064 | N HIGH ST | 43214-1524 | Active | 4661714 | WILKINS | 975XL2 | RP | 1.500 | 3633390 | BACK MID E MECH ROOM RED DOOR AT WATER METER
5064 | N HIGH ST | 43214-1524 | Not Required by DOW | W187088 | WILKINS | 975A | RP | 1.000 | 65900 | UTILITY ROOM, REAR OF BUILDING, ENTRY AT REAR OF BLOCKBUSTER VIDEO
5064 | N HIGH ST | 43214-1524 | Not Required by DOW | 4303416 | WILKINS | 975XL2 | RP | 0.750 | 3619770 | CW PEDICURE SINKS, LAUNDRY ROOM
5064 | N HIGH ST | 43214-1524 | Not Required by DOW | 4301774 | WILKINS | 975XL2 | RP | 0.750 | 3619769 | HW PEDICURE SINKS, LAUNDRY ROOM
5064 | N HIGH ST | 43214-1524 | Not Required by DOW | 4301781 | WILKINS | 975XL2 | RP | 0.750 | 3619771 | MECHANICAL ROOM
5090 | N HIGH ST | 43214-1526 | Active | 18972 | WATTS | 919QT | RP | 1.000 | 65981 | IN THE N.W. CORNER OF THE BASEMENT, AT THE WATER METER
5090 | N HIGH ST | 43214-1526 | Active | 3015156 | WILKINS | 975XL | RP | 2.000 | 98012 | BASEMENT AT WATER METER
5091 | N HIGH ST | 43214-1500 | Active | 143912 | WATTS | 009M2QT | RP | 2.000 | 65986 | MECHANICAL ROOM NE CORNER
5091 | N HIGH ST | 43214-1500 | Active | 10413 | AMES | 2000B | DC | 2.000 | 65985 | MECHANICAL ROOM NE CORNER
5091 | N HIGH ST | 43214-1500 | Not Required by DOW | 59082 | WATTS | 919QT | RP | 1.000 | 65987 | IN MECH ROOM ON WEST WALL
5116 | N HIGH ST | 43214- | Active | 0356162 | WATTS | 909 | RP | 0.750 | 3443720 | IN OFFICE IN CRAWL SPACE PROTECTING THE POOL-5146 N HIGH
5132 | N HIGH ST | 43214-1526 | Not Required by DOW | 4001931 | WILKINS | 975XL2 | RP | 1.000 | 3607806
5132 | N HIGH ST | 43214-1526 | Not Required by DOW | 54376 | WATTS | LF919QT | RP | 0.750 | 3443721 | DUMPSTER PAD COLD
5132 | N HIGH ST | 43214-1526 | Active | 24742 | WATTS | LF919QT | RP | 2.000 | 3607805 | AFTER DOMESTIC WATER METER
5132 | N HIGH ST | 43214-1526 | Not Required by DOW | 53744 | WATTS | LF919QT | RP | 0.750 | 3607804 | DUMPSTER PAD HOT
5150 | N HIGH ST | 43214-1555 | Active | 22712 | WATTS | LF919QT | RP | 1.500 | 66154 | STORAGE ROOM UNDER WATER METER
5152 | N HIGH ST | 43214-1555 | Active | 219011 | APOLLO/CONBRACO | 4020502 | RP | 1.000 | 97180 | KITCHEN
5152 | N HIGH ST | 43214-1555 | Not Required by DOW | 011554 | WATTS | 800M4QT | PVB | 0.750 | 96807 | SOUTH SIDE OF BLDG
5160 | N HIGH ST | 43214-1555 | Active | 27595 | WATTS | 919AQT | RP | 2.000 | 3443722 | MECHANICAL ROOM
5160 | N HIGH ST | 43214-1555 | Not Required by DOW | 27387 | WATTS | 919AQT | RP | 2.000 | 3613641 | MECHANICAL ROOM
5179 | N HIGH ST | 43214-1201 | Active | 258269 | WATTS | LF009M3QT | RP | 0.750 | 3443723 | AT WATER METER UNDER SINK
5185 | N HIGH ST | 43214-1201 | Active | 4683444 | WILKINS | 975XL2 | RP | 0.750 | 3443724 | IN 5185 UNIT BACK MECH ROOM AT WATER METER
5205 | N HIGH ST | 43214-1201 | Due Install |  |  |  | RP | 1.500 | 3443727
5220 | N HIGH ST | 43214-1240 | Not required by DOW | 4239310OHIO | WILKINS | 975XL | RP | 0.750 | 3616918 | RIGHT SIDE OF BUILDING P2
5220 | N HIGH ST | 43214-1240 | Not required by DOW | 28564 | WATTS | LF008PCQ | PVB | 0.500 | 3649189 | KITCHEN ABOVE SINK AT HOSE REEL
5220 | N HIGH ST | 43214-1240 | Not required by DOW | 527228OHIO | WATTS | 909QT | RP | 1.000 | 66436 | SE CORNER OF EQUIPMENT STORAGE BUILDING
5220 | N HIGH ST | 43214-1240 | Not required by DOW | W190888OHIO | WILKINS | 975 | RP | 0.750 | 66437 | BUILDING C C2-4
5220 | N HIGH ST | 43214-1240 | Not required by DOW | W190889OHIO | WILKINS | 975 | RP | 0.750 | 66438 | BOILER ROOM A-1 ROOM #013
5220 | N HIGH ST | 43214-1240 | Active | 123177 | AMES | 4000RP | RP | 8.000 | 99093 | NORTHEAST CORNER OF PROPERTY INSIDE HOT BOX
5220 | N HIGH ST | 43214-1240 | Not required by DOW | W190890OHIO | WILKINS | 975 | RP | 0.750 | 66439 | BLDG D ROOM D1-4
5220 | N HIGH ST | 43214-1240 | Not required by DOW | 1666553OHIO | WILKINS | 975XLBMS | RP | 0.750 | 87710 | BLDG A-5 RM 131
5220 | N HIGH ST | 43214-1240 | Not required by DOW | 1906824OHIO | WILKINS | 975 | RP | 0.750 | 66443 | SWIMMING POOL MECH ROOM
5220 | N HIGH ST | 43214-1240 | Not required by DOW | W190894OHIO | WILKINS | 975 | RP | 0.750 | 66442 | A-2 MECH ROOM
5271 | N HIGH ST | 43214 | Active | 3639234 | WILKINS | 975XLBMS | RP | 1.000 | 102781 | MOP SINK IN MECH ROOM
5271 | N HIGH ST | 43214 | Active | 3618505 | WILKINS | 975XLBMS | RP | 1.500 | 103017 | METER IN MECH ROOM
5295 | N HIGH ST | 43214-1239 | Active | 365326 | WATTS | LF009M3QT | RP | 0.750 | 66566 | IN BASEMENT AT WATER METER
5300 | N HIGH ST | 43214-1240 | Active | 812723 | WILKINS | 975XL | RP | 1.000 | 93007 | AT METER
5316 | N HIGH ST | 43214-1257 | Due Install |  |  |  | RP | 0.750 | 3443735 | BACK MECH ROOM AT WATER METER
5318 | N HIGH ST | 43214-1257 | Due Install |  |  |  | RP | 0.750 | 3443736 | BACK MECH ROOM AT WATER METER
5320 | N HIGH ST | 43214-1257 | Active | W055934 | WILKINS | 975XL | RP | 0.750 | 66653 | BACK MECH ROOM AT WATER METER
5322 | N HIGH ST | 43214-1257 | Due Install |  |  |  | RP | 0.750 | 3443737 | BACK MECH ROOM AT WATER METER
5324 | N HIGH ST | 43214-1257 | Due Install |  |  |  | RP | 0.750 | 3443738 | BACK MECH ROOM AT WATER METER
5370 | N HIGH ST | 43214-1242 | Active | 235373 | WATTS | 009M3QT | RP | 0.750 | 90776 | AT WATER METER
5400 | N HIGH ST | 43214-1117 | Active | 1530076 | WILKINS | 975 | RP | 0.750 | 66829 | DENTIST OFFICE
5445 | N HIGH ST | 43214-1129 | Not Required by DOW | 20283 | WATTS | 009M2 | RP | 1.500 | 66916 | Stock Room
5445 | N HIGH ST | 43214-1129 | Active | 443330 | WILKINS | 975XL | RP | 1.500 | 66917 | Stock Room
5455 | N HIGH ST | 43214-1127 | Active | 89612 | WATTS | 919 | RP | 0.750 | 3653493
5455 | N HIGH ST | 43214-1127 | Active | VC-0377 | AMES | COLT400 | RP | 6.000 | 3653492
5455 | N HIGH ST | 43214-1127 | Active | 106188 | WATTS | LF009M2QT | RP | 1.500 | 3653459 | BACK BOILER ROOM
5464 | N HIGH ST | 43214-1128 | Active | 94411 | WATTS | 009M2 | RP | 1.000 | 66957 | N.E. CORNER AT METER
5464 | N HIGH ST | 43214-1128 | Not Required by DOW | 24584 | WATTS | 009M3 | RP | 0.750 | 66956 | BACK ROOM
5470 | N HIGH ST | 43214-1128 | Active | 4287183 | WILKINS | 975XL2 | RP | 1.500 | 90567 | BACK ROOM
5540 | N HIGH ST | 43214-1124 | Active | 619553 | WATTS | 909PCQT | RP | 0.750 | 94845 | REAR OF KITCHEN-NEXT TO WATER HEATER, IN CEILING
5545 | N HIGH ST | 43214-1125 | Active | 213250 | WATTS | 009M3 | RP | 0.750 | 3443759
5562 | N HIGH ST | 43214- | Active | 85460 | WATTS | 919QT | RP | 0.750 | 3629625 | Rear of building, same room as furnace
5564 | N HIGH ST | 43214-1124 | Active | 85447 | WATTS | 919QT | RP | 0.750 | 3443761
5566 | N HIGH ST | 43214- | Active | 84973 | WATTS | 919QT | RP | 0.750 | 3443762 | REAR OF BUILDING IN MECH ROOM
5568 | N HIGH ST | 43214-1124 | Active | 84491 | WATTS | 919QT | RP | 0.750 | 3443763 | REAR OF BUILDING IN MECH ROOM
5596 | N HIGH ST | 43085-3915 | Active | 3942730 | WILKINS | 975XL2 | RP | 1.500 | 3608190 | REAR WATER METER ROOM
5633 | N HIGH ST | 43085-3918 | Active | T396464 | WILKINS | 720A | PVB | 1.000 | 92292 | FRONT OF BUILDING IN SOUTH BED
5701 | N HIGH ST | 43085-3973 | Active | 903294 | WILKINS | 720A | PVB | 0.750 | 67669 | FRONT OF BUILDING
5701 | N HIGH ST | 43085-3973 | Due Install |  |  |  | RP |  | 3633427
5721 | N HIGH ST | 43085-3978 | Due Install |  |  |  | RP |  | 3443769
5750 | N HIGH ST | 43085-3917 | Not Required by DOW | 295577 | WATTS | 800M4QT | PVB | 0.750 | 98941 | NORTH SIDE OUTSIDE
5750 | N HIGH ST | 43085-3917 | Active | ACM0005 | WILKINS | 975XL2 | RP | 2.000 | 3635201 | MENS BATHROOM REAR BLDG BASEMENT AT METER IN CLOSET
5750 | N HIGH ST | 43085-3917 | Active | 126927 | WATTS | 007M2QT | DC | 0.750 | 67819 | BASEMENT MECHANICAL ROOM SPRINKLER RISER ROOM
5750 | N HIGH ST | 43085-3917 | Active | 3JM2142 | AMES | 3000SS | DCDA | 4.000 | 67820 | BASEMENT MECHANICAL ROOM SPRINKLER RISER ROOM
5756 | N HIGH ST | 43085-3919 | Active | W186989 | WILKINS | 975XL | RP | 1.000 | 67840 | BASEMENT NORTHWEST CORNER
5758 | N HIGH ST | 43085-3919 | Active | 1043256 | WILKINS | 975XLBMS | RP | 1.000 | 67852 | KENNEL AREA SOUTH WALL
5763 | N HIGH ST | 43085- | Active | F021245 | WILKINS | 720A | PVB | 0.750 | 97881 | REAR OF HOUSE
5858 | N HIGH ST | 43085-4183 | Active | 881833 | WILKINS | 975XLBMS | RP | 0.750 | 68167 | EAST WALL FURNACE
5900 | N HIGH ST | 43085-3956 | Due Install |  |  |  | RP | 1.500 | 3443789
5921 | N HIGH ST | 43085-3957 | Active | CH1875 | FEBCO | 765 | PVB | 0.750 | 93556 | NORTH SIDE OF BLDG
5935 | N HIGH ST | 43085-3974 | Active | 31L0278 | AMES | 3000SS | DCDA | 6.000 | 68355 | IN PIT RIGHT SIDE OF DRIVEWAY ENTRANCE
5935 | N HIGH ST | 43085-3974 | Active | 430879 | WILKINS | 975XLBMS | RP | 1.000 | 68356 | IN BASEMENT MECH ROOM
5935 | N HIGH ST | 43085-3974 | Active | 90266 | WATTS | 007QT | DC | 0.750 | 68357 | IN PIT RIGHT SIDE OF DRIVEWAY ENTRANCE
5935 | N HIGH ST | 43085-3974 | Due Install |  |  |  | RP |  | 3633256
6525 | N HIGH ST | 43085-4045 | Active | AD6389 | FEBCO | 805YB | DC | 0.750 | 70186 | LOWER LEVEL STAIRWELL WESTEND
6525 | N HIGH ST | 43085-4045 | Not Required by DOW | 37197 | WATTS | 800M2QT | PVB | 0.750 | 70185 | NORTH WEST END OF BUILDING OUTSIDE
6525 | N HIGH ST | 43085-4045 | Not Required by DOW | 122353 | WILKINS | 975 | RP | 1.000 | 70184 | MECHANICAL ROOM
6525 | N HIGH ST | 43085-4045 | LPS - Active |  |  |  | LPC |  | 3628335 | NW CORNER OF BASEMENT UNDER STAIRS
6525 | N HIGH ST | 43085-4045 | Active | 9209041245 | FEBCO | 856 | DCDA | 6.000 | 70188 | NW CORNER OF BASEMENT UNDER STAIRS
6525 | N HIGH ST | 43085-4045 | Active | 086837 | WILKINS | 975 | RP | 2.000 | 70187 | NW CORNER OF BASEMENT
6550 | N HIGH ST | 43085-4016 | Due Install |  |  |  | RP |  | 3644936
6550 | N HIGH ST | 43085-4016 | Active | 251606 | WATTS | 909M1QT | RP | 1.500 | 70233 | NE BSMNT MECH/FURN RM AT WATER MTR -CITY HALL
6550 | N HIGH ST | 43085-4016 | Active | 071386 | WILKINS | 950 | DC | 2.000 | 70234 | NE BSMNT MECH/FURN RM BY WATER MTR LIMITED FIRE
6550 | N HIGH ST | 43085-4016 | Not Required by DOW | AC5031 | FEBCO | 765 | PVB | 1.500 | 70235 | NORTH SIDE - City Hall
6600 | N HIGH ST | 43085-4062 | Active | 187129 | AMES | 3000SS | DCDA | 4.000 | 3619711 | BASEMENT PUMP ROOM
6600 | N HIGH ST | 43085-4062 | Not Required by DOW | 4272536 | WILKINS | 975XL2 | RP | 1.000 | 3618531 | BASEMENT PUMP ROOM
6600 | N HIGH ST | 43085-4062 | Active | 4224927 | WILKINS | 975XL | RP | 1.500 | 3618495 | BASEMENT PUMP ROOM
6600 | N HIGH ST | 43085-4062 | Active | 75278 | AMES | 2000B | DC | 0.750 | 3619712 | BASEMENT PUMP ROOM
6641 | N HIGH ST | 43085-4038 | Active | 1267962 | WILKINS | 975XL | RP | 2.000 | 3618694 | BASEMENT MECHANICAL ROOM AT THE WATER METER
6641 | N HIGH ST | 43085-4038 | Not Required by DOW | 2830822 | WILKINS | 975XLBMS | RP | 1.500 | 99010 | FRONT DOOR ENTRANCE
6641 | N HIGH ST | 43085-4038 | Not Required by DOW | 61358 | WATTS | LF919QT | RP | 1.000 | 3617021 | BASEMENT MECH ROOM
6641 | N HIGH ST | 43085-4038 | Active | 1289199 | WILKINS | 975XL | RP | 2.000 | 3618693 | BASEMENT MECHANICAL ROOM AT THE WATER METER
6650 | N HIGH ST | 43085-4084 | Active | 406195 | WATTS | 909QT | RP | 0.750 | 70429 | CHILLER ROOM 1ST FLOOR
6699 | N HIGH ST | 43085-2511 | Not Required by DOW | 130850 | WILKINS | 950XL | DC | 1.000 | 70501 | FURNANCE ROOM #120 OFF OF CASKET SHOWROOM
6699 | N HIGH ST | 43085-2511 | Active | 57212 | WATTS | 009M1QT | RP | 2.000 | 70504 | AT WATER METER IN GARAGE AREA
6699 | N HIGH ST | 43085-2511 | Not Required by DOW | AA1465 | FEBCO | 765 | PVB | 2.00 | 70505 | BACK OF BLDG WEST
6699 | N HIGH ST | 43085-2511 | Not Required by DOW | 181811 | WILKINS | 950XL | DC | 1.250 | 70502 | IN MECHANCIAL ROOM NEXT TO HOT WATER TANK
6733 | N HIGH ST | 43085 | Not Required by DOW | 83817 | AMES | 2000B | DC | 0.750 | 3652046 | RISER ROOM
6733 | N HIGH ST | 43085 | Active | 21856 | WATTS | 007M2QT | DC | 0.750 | 3648396 | HOTBOX - FIRE METER - 3/4" SIDE CAR
6733 | N HIGH ST | 43085 | Active | 1165170917 | WATTS | 774 | DCDA | 4.000 | 3648395 | HOTBOX - FIRE METER
6733 | N HIGH ST | 43085 | Not Required by DOW | 197810420 | AMES | 3000SS | DCDA | 4.000 | 3652048 | RISER ROOM INSIDE
6733 | N HIGH ST | 43085 | Active | 082459 | WATTS | LF009M2QT | RP | 1.500 | 3648394 | HOTBOX
6740 | N HIGH ST | 43085-2512 | Active | G5689 | CONBRACO | 4070AE3 | RP | 4.000 | 70573 | B- MECHANICAL ROOM AT METER--MAIN BLDG LOWER LEVEL
6740 | N HIGH ST | 43085-2512 | Active | N1249 | CONBRACO | 40-200-02 | RP | 3.000 | 70575 | B- FAN MECHANICAL--MAIN BLDG BOTTOM LEVEL
6740 | N HIGH ST | 43085-2512 | Not Required by DOW | A04417 | WATTS | 009M2QT | RP | 2.000 | 70576 | LOWER LEVEL MAINT BLVD NORTH WALL
6740 | N HIGH ST | 43085-2512 | Not Required by DOW | 21999 | WILKINS | 950XL | DC | 1.250 | 70577 | MARKETING STORE ROOM 1ST FLOOR N - ABOVE CEILING
6740 | N HIGH ST | 43085-2512 | Not Required by DOW | 98322 | FEBCO | 765 | PVB | 2.000 | 70579 | FRONT OF BUILDING
6740 | N HIGH ST | 43085-2512 | Not Required by DOW | 779559 | WILKINS | 720A | PVB | 2.000 | 98538 | OUTSIDE BEHIND N BLDG, NE CORNER IN LANDSCAPING BY TREE
6740 | N HIGH ST | 43085-2512 | Not Required by DOW | 106425 | WATTS | LF009M2QT | RP | 2.000 | 3648708 | B- MECHANICAL ROOM AT METER--MAIN BLDG LOWER LEVEL
6740 | N HIGH ST | 43085-2512 | Not Required by DOW | 143700 | WATTS | LF009M2QT | RP | 2.000 | 3648744 | BASEMENT OF DETACHED GARAGE
6767 | N HIGH ST | 43085-2511 | Active | SB-2481 | AMES | 300-GV | DCDA | 6.000 | 3443795 | basement northeast
6767 | N HIGH ST | 43085-2511 | Due Install |  |  |  | RP | 1.000 | 3638246 | basement northeast
6767 | N HIGH ST | 43085-2511 | Active | 508792 | AMES | 50879 | DC | 0.750 | 3628005 | basement northeast
6800 | N HIGH ST | 43085-2512 | Not Required by DOW | 352376 | WATTS | 909M1QT | RP | 1.500 | 70722 | BESIDE CHILLER IN MECHANICAL ROOM
6800 | N HIGH ST | 43085-2512 | Not Required by DOW | 280032 | WATTS | 909QT | RP | 0.750 | 70721 | ABOVE CHILLED WATER PUMP NO.# 2 IN MECH RM
6800 | N HIGH ST | 43085-2512 | Active | 020346 | WATTS | 909M1QT | RP | 2.000 | 3632788
6830 | N HIGH ST | 43085-2510 | Due Install |  |  |  | RP | 6.000 | 3638242
6830 | N HIGH ST | 43085-2510 | Active | JI1290 | WATTS | 957RPDA-GV | RP | 3.000 | 97993 | SPRINKLER ROOM IN BASEMENT
6830 | N HIGH ST | 43085-2510 | Not Required by DOW | 130177 | WATTS | 909M1QT | RP | 2.000 | 70786 | BASEMENT MANT. SHOP
6830 | N HIGH ST | 43085-2510 | Active | 1647581109 | AMES | 2000SS | DC | 6.000 | 97978 | BASEMENT SPRINKLER RISER ROOM
6851 | N HIGH ST | 43085-2509 | Not Required by DOW | 28392 | WATTS | LF919QT | RP | 2.000 | 3629890 | IN CLOSET SOUTH OF LOBBY ENTRANCE
6851 | N HIGH ST | 43085-2509 | Active | J105321 | FEBCO | 825Y | RP | 1.000 | 3443799 | IN CLOSET SOUTH OF LOBBY ENTRANCE
6877 | N HIGH ST | 43085-2516 | Not Required by DOW | 3477407 | WILKINS | 975XL | RP | 0.750 | 100097 | BASEMENT BOILER ROOM
6877 | N HIGH ST | 43085-2516 | Not Required by DOW | 06288 | WATTS | 919AQT | RP | 0.750 | 98006 | REAR OF BUILDING
6877 | N HIGH ST | 43085-2516 | Active | ACF1643 | WILKINS | 975XL2 | RP | 1.500 | 3633253 | BSMNT AT WATER METER
6880 | N HIGH ST | 43085-2510 | Active | 1042201107 | AMES | 5000 | RPDA | 4.000 | 96389 | MECH ROOM AT WATER METER
6880 | N HIGH ST | 43085-2510 | Active | A20960 | WATTS | 009M2QT | RP | 1.500 | 96388 | IN BASEMENT AT WATER METER
6880 | N HIGH ST | 43085-2510 | Active | 13024 | AMES | 4000B-M2 | RP | 0.750 | 96390 | MECH ROOM AT WATER METER
6880 | N HIGH ST | 43085-2510 | Active | 18865 | WATTS | 919AQT | RP | 0.750 | 95899 | MECH ROOM AT WATER METER
6900 | N HIGH ST | 43085-2510 | Due Install |  |  |  | RP | 1.000 | 3443801
6902 | N HIGH ST | 43085-2510 | Active | N1107251125 | FEBCO | 876V | DCDA | 6.000 | 101836 | MECH ROOM
6902 | N HIGH ST | 43085-2510 | Active | 3476965 | WILKINS | 975XLBMS | RP | 1.500 | 101653 | EAST SIDE MECH ROOM
6902 | N HIGH ST | 43085-2510 | Active | H016731 | FEBCO | 805Y | DC | 0.750 | 101837 | MECH ROOM
7000 | N HIGH ST | 43085-2500 | Active | W277002 | WILKINS | 975XLBMS | RP | 1.500 | 91103 | MECH METER ROOM
7000 | N HIGH ST | 43085-2500 | Not Required by DOW | 2214372 | WILKINS | 975XLBMS | RP | 0.750 | 93928 | WATER CLOSET
7100 | N HIGH ST | 43085-2316 | Active | 28096 | WILKINS | 350A | DCDA | 4.000 | 3632531 | S MECH ROOM E OF DR & ELAVATOR ROOM KEY AT SUITE 100
7100 | N HIGH ST | 43085-2316 | Active | 4974327 | WILKINS | 975XL2 | RP | 1.500 | 3443802 | AT WATER METER S MECH ROOM E OF DR & ELAVATOR ROOM KEY AT SUITE 100
7100 | N HIGH ST | 43085-2316 | Active | HG54021 | WILKINS | 950XL | DC | 0.750 | 3654360 | S MECH ROOM E OF DR & ELAVATOR ROOM KEY AT SUITE 100
7105 | n high st |  | Active | 41074 | WATTS | 919AQT | RP | 2.000 | 3654909
7123 | N High st | 43085 | Active | 53865 | AMES | 2000BM3 | DC | 0.750 | 3650698 | IN HOT BOX NE OF PROPERTY
7123 | N High st | 43085 | Active | SI-1833 | AMES | COLT 300GV | DCDA | 8.000 | 3650697 | IN HOT BOX NE OF PROPERTY
7123 | N High st | 43085 | Active | UI-3204 | AMES | COLT 400 | RP | 4.000 | 3650696 | IN HOT BOX NE OF PROPERTY AT WATER METER
7140 | N HIGH ST | 43085-2330 | Not Required by DOW | H323114 | FEBCO | 765 | PVB | 0.750 | 88458 | FRONT OF BLDG
7140 | N HIGH ST | 43085-2330 | Active | W046917 | WILKINS | 975 | RP | 0.750 | 71487 | SW BSMNT JANITOR/MECH/HWT CLOSET AT WATER METER
7141 | N HIGH ST | 43085-2329 | Active | W177836 | WILKINS | 975XL | RP | 1.500 | 71491 | NEXT TO MOP SINK
7166 | N HIGH ST | 43085-2380 | Active | 78915 | WATTS | 009M1QT | RP | 1.500 | 71530 | BACK MECH ROOM AT WATER METER Outside Door
7166 | N HIGH ST | 43085-2380 | Not Required by DOW | 242013 | WATTS | 009M2QT | RP | 1.000 | 71528 | BACK ROOM ABOVE HWT
7459 | N HIGH ST | 43235-1412 | Due Install |  |  |  | RP | 2.000 | 3443804
7459 | N HIGH ST | 43235-1412 | Due Install |  |  |  | DCDA | 6.000 | 3654295
7474 | N HIGH ST | 43235-1446 | Active | 13807 | WATTS | 909 | RP | 3.000 | 3443805 | WORTHINGTON INN BOILER ROOM S BLDG E SIDE
7480 | N HIGH ST | 43235-1446 | Not Required by DOW | 74899 | WATTS | 009QT | RP | 1.500 | 72078 | MECH ROOM
7480 | N HIGH ST | 43235-1446 | Active | L02954 | WILKINS | 375 | RP | 3.000 | 72079 | MECH ROOM
7480 | N HIGH ST | 43235-1446 | LPS - Active | [5 empty] | 3638457 | MECH ROOM
7480 | N HIGH ST | 43235-1446 | Due Install |  |  |  | DCDA | 8.000 | 3638456 | MECH ROOM
7550 | N HIGH ST | 43235-4691 | Active | 27544 | WATTS | 009M2QT | RP | 1.500 | 72223 | IN ROOM BESIDE OFFICE AT WATER METER
7550 | N HIGH ST | 43235-4691 | Due Install |  |  |  | DCDA | 4.000 | 3636961
7550 | N HIGH ST | 43235-4691 | Not Required by DOW | 410063 | WILKINS | 720A | PVB | 1.500 | 72224 | IN ROOM BESIDE OFFICE AT WATER METER
7621 | N HIGH ST | 43235- | Active | 4204653 | WILKINS | 975XL | RP | 0.750 | 3630005 | S/W CORNER OF INTERSECTION BEHIND BRICK WALL
7625 | N HIGH ST | 43235-1499 | Not Required by DOW | 44483 | WATTS | 919QT | RP | 0.750 | 3650154 | LIBRARY BOILER / PUMP ROOM
7625 | N HIGH ST | 43235-1499 | Active | SA-0195 | AMES | 400 | RP | 6.000 | 3632606 | HOT BOX BY SOUTH PIT
7625 | N HIGH ST | 43235-1499 | Active | 184462 | AMES | 3000SS | DCDA | 10.000 | 3607882 | METER PIT
7625 | N HIGH ST | 43235-1499 | Active | 72945 | AMES | 2000B | DC | 0.750 | 3607881 | METER PIT
7625 | N HIGH ST | 43235-1499 | Not Required by DOW | 4571087 | WILKINS | 975XL | RP | 0.750 | 72369 | COLLEGE BOILER ROOM
7625 | N HIGH ST | 43235-1499 | Not Required by DOW | 578498 | WATTS | 909QT | RP | 1.000 | 72368 | IN POWER HOUSE, IN ROOM NEXT TO BOILERS BESIDE WATER SOFTENER
7625 | N HIGH ST | 43235-1499 | Not Required by DOW | 23156 | WATTS | 919ZQT | RP | 0.750 | 72367 | Jessing Center pit LOWER MECH ROOM FRONT WALL
7625 | N HIGH ST | 43235-1499 | Not Required by DOW | 306939 | WATTS | 909M1QT | RP | 2.000 | 72365 | Jessing Center pit mechanical room
7625 | N HIGH ST | 43235-1499 | Not Required by DOW | 16583 | WATTS | 919ZQT | RP | 0.750 | 72364 | Jessing Center Blower Coil 5 mech room
7625 | N HIGH ST | 43235-1499 | Not Required by DOW | 54259 | WATTS | 919QT | RP | 0.750 | 3650155 | LIBRARY BOILER / PUMP ROOM
7625 | N HIGH ST | 43235-1499 | Not Required by DOW | 650857 | WATTS | 909QT | RP | 0.750 | 72363 | LOWER LEVEL OF REC BUILDING IN POOL PUMP ROOM
7625 | N HIGH ST | 43235-1499 | Not Required by DOW | HC03792 | FEBCO | 850 | DC | 0.750 | 72362 | South End of Theology basement hallway
7625 | N HIGH ST | 43235-1499 | Not Required by DOW | 84341 | WATTS | 009QT | RP | 0.750 | 3650164 | COOLING TOWER ISOLATION - ADMIN TOWER MECH CLOSET
7625 | N HIGH ST | 43235-1499 | Not Required by DOW | 0009211034 | FEBCO | 876V | DCDA | 6.000 | 72361 | South End of Theology basment hallway
7625 | N HIGH ST | 43235-1499 | Not Required by DOW | 63994 | WATTS | 919QT | RP | 0.750 | 3650165 | BOILER ISOLATION - SERVICE BUILDING BOILER ROOM UNDER KITCHEN
7965 | N HIGH ST | 43235-8402 | Due Install |  |  |  | RP | 3.000 | 3654440
7965 | N HIGH ST | 43235-8402 | Active | 161812 | WATTS | 009M1PCQT | RP | 1.500 | 73077 | BASEMENT UTILITY ROOM
7965 | N HIGH ST | 43235-8402 | Active | 151840 | WATTS | 009M1PCQT | RP | 1.250 | 73076 | FIRE PUMP ROOM
7965 | N HIGH ST | 43235-8402 | Active | 48518 | WATTS | 009QT | RP | 1.500 | 73078 | FIRE PUMP ROOM
7965 | N HIGH ST | 43235-8402 | Active | WL-2113 | AMES | COLT 300GV | DCDA | 6.000 | 3635150 | Pit facing N High St East Side of Building
7965 | N HIGH ST | 43235-8402 | Active | 87956 | AMES | 2000BM3 | DC | 0.750 | 3635149 | Pit facing N High St East Side of Building
8008 | N HIGH ST | 43235-6440 | Active | 443146 | WILKINS | 975 | RP | 0.750 | 73200 | MECHANICAL ROOM
8050 | N HIGH ST | 43235-6442 | Active | 9807301248 | FEBCO | 856 | DCDA | 6.000 | 73258 | OUTSIDE SOUTHEND OF BUILDING IN PIT
8050 | N HIGH ST | 43235-6442 | Active | A006805 | FEBCO | 805 | DC | 0.750 | 73257 | OUTSIDE, SOUTHEND OF BUILDING IN PIT
8050 | N HIGH ST | 43235-6442 | Due Install |  |  |  | RP | 3.000 | 3640994 | HOT BOX (SOUTH SIDE OF BUILDING)
8050 | N HIGH ST | 43235-6442 | Active | 4065047 | WILKINS | 975XL2 | RP | 1.000 | 86980 | TOP OF PIT (SOUTH SIDE OF BUILDING)
8080 | N HIGH ST | 43235-6477 | Not Required by DOW | 3066825 | WILKINS | 975XLBMS | RP | 1.000 | 98255 | MECH ROOM
8080 | N HIGH ST | 43235-6477 | Active | 3149085 | WILKINS | 975XL | RP | 1.500 | 98160 | MECH ROOM
8080 | N HIGH ST | 43235-6477 | Active | 1699670809 | AMES | 3000SS | DCDA | 6.000 | 98253 | MECH ROOM
8080 | N HIGH ST | 43235-6477 | Active | 15227 | WATTS | 007M2QT | DC | 0.750 | 98254 | MECH ROOM
8101 | N HIGH ST | 43235-1406 | LPS - Active | [5 empty] | 3640993 | LOWER LEVEL PUMP ROOM MAINTAINCE OFFICE
8101 | N HIGH ST | 43235-1406 | Active | 146087 | WATTS | 909 | RP | 3.000 | 73322 | LOWER LEVEL PUMP ROOM MAINTAINCE OFFICE
8101 | N HIGH ST | 43235-1406 | Not Required by DOW | 65514 | WATTS | 009QT | RP | 2.000 | 73323 | UTLITY ROOM AT NORTHWOODS (KOLL PROP)
8101 | N HIGH ST | 43235-1406 | LPS - Active | [5 empty] | 3640992 | LOWER LEVEL PUMP ROOM MAINTAINCE OFFICE
8101 | N HIGH ST | 43235-1406 | Due Install |  |  |  | DCDA | 6.000 | 3640991 | LOWER LEVEL PUMP ROOM MAINTAINCE OFFICE
8121 | N HIGH ST | 43235-1441 | Active | 279450 | WATTS | LF009M2QT | RP | 1.000 | 3653986 | AT THE WATER METER IN THE NW CORNER OF THE BUILDING
8145 | N HIGH ST | 43235-1441 | Active | 174068 | WATTS | 909 | RP | 3.000 | 73413 | REAR MECH AREA ( Room 152M )
8145 | N HIGH ST | 43235-1441 | Active | 138279 | AMES | 3000SS | DCDA | 6.000 | 73412 | EAST STORAGE ROOM
8145 | N HIGH ST | 43235-1441 | Active | 63391 | WATTS | 007M1QT | DC | 0.750 | 73414 | EAST STORAGE ROOM
8200 | N HIGH ST | 43235- | Active | W276814 | WILKINS | 975XLBMS | RP | 1.000 | 92884 | IN YARD BESIDE 8225 WINDSONG CT NEXT TO ROAD
8200 | N HIGH ST | 43235- | Active | T236487 | WILKINS | 720A | PVB | 1.000 | 3610006 | JUST EAST OF GREEN SPRINGS
8223 | N HIGH ST | 43235-1441 | Active | 2256964 | WILKINS | 975XLBMS | RP | 2.000 | 92923 | MECH ROOM
8303 | N HIGH ST | 43235 | Active | 39856 | WATTS | 919AQT | RP | 1.000 | 103615 | MECHANICAL ROOM
8319 | N HIGH ST | 43235 | Not Required by DOW | 1154928 | WILKINS | 720 | PVB | 1.000 | 3616909 | BUILDING 8378
8319 | N HIGH ST | 43235 | Active | 19193 | WATTS | 007M1QT | DC | 0.750 | 103019 | METER PIT
8319 | N HIGH ST | 43235 | Active | 114796 | WATTS | 774DCDA | DC | 6.000 | 103018 | METER PIT
8319 | N HIGH ST | 43235 | Not Required by DOW | CB339133 | WILKINS | 720A | PVB | 1.000 | 103676 | 8390 FREEDOM CROSSING RD, NE CORNER OF FIRST UNIT
8319 | N HIGH ST | 43235 | Active | MD-0091 | WATTS | 957 | RP | 3.000 | 102782 | METER HOT BOX
8333 | N HIGH ST | 43235-1497 | Not Required by DOW | W276811 | WILKINS | 975XLBMS | RP | 1.000 | 89252 | EMPLOYEE RESTROOM
8333 | N HIGH ST | 43235-1497 | Active | A03722 | WATTS | 009M1PCQT | RP | 1.500 | 89354 | SE EMPLOYEE RESTROOM AT WATER METER TIM HORTONS
8351 | N HIGH ST | 43235-1440 | Due Install |  |  |  | DCDA | 6.000 | 3636948
8351 | N HIGH ST | 43235-1440 | Active | 27347 | WATTS | 009 | RP | 3.000 | 73749 | MECHANICAL ROOM AT ORCHARD KNOLL
8351 | N HIGH ST | 43235-1440 | Not Required by DOW | 259293 | WATTS | 009QT | RP | 2.000 | 95413 | MECH ROOM AT METER
8351 | N HIGH ST | 43235-1440 | Active | 439347 | WATTS | 909M1QT | RP | 2.000 | 92445 | MECH ROOM AT WATER METER
8360 | N HIGH ST | 43235-6403 | Active | 162198 | AMES | 3000SS | DCDA | 4.000 | 97549 | hot box north side of bld.
8360 | N HIGH ST | 43235-6403 | Active | 206997 | Watts | 007M2 | DC | 0.750 | 97550 | hot box north side of bld.
8360 | N HIGH ST | 43235-6403 | Active | 116234 | WATTS | 009M2QT | RP | 1.500 | 73759 | NEXT TO METER IN MECHANICAL ROOM
8381 | N HIGH ST | 43085- | Not Required by DOW | 4221024 | WILKINS | 975 | RP | 0.750 | 3618454 | NAIL STATIONS, MECHANICAL ROOM in 8319
8381 | N HIGH ST | 43085- | Active | 2871739 | WILKINS | 975XLBMS | RP | 1.500 | 96256 | MECH ROOM REAR OF BUILDING
8381 | N HIGH ST | 43085- | Not Required by DOW | 4272972 | WILKINS | 975 | RP | 0.750 | 3618455 | NAIL STATIONS, MECHANICAL ROOM in 8319
8402 | N HIGH ST | 43235 | LPS - Active |  |  |  | LPC |  | 3636229 | DOMESTIC PUMP
8402 | N HIGH ST | 43235 | Not Required by DOW | 26028 | WATTS | 919QT | RP | 2.000 | 3610166 | NE MECH ABOVE METER
8402 | N HIGH ST | 43235 | Active | 25886 | WATTS | 919QT | RP | 2.000 | 3610165 | NE MECH AREA AT WATER METER TAKE 5 CAR WASH
8402 | N HIGH ST | 43235 | Not Required by DOW | 48331 | WATTS | 919QT | RP | 1.000 | 3609997 | NE MECHANICAL ROOM
8402 | N HIGH ST | 43235 | LPS - Active |  |  |  | LPC |  | 3649672 | DOMESTIC PUMP
8440 | N HIGH ST | 43235-1401 | Active | 27463 | WATTS | LF919QT | RP | 1.500 | 3633581 | E AT BACK DOOR AT WATER METER TACO BELL
8450 | N HIGH ST | 43235-1401 | Active | 1111118450 | HYDRO-GAP | XX | AG | 10.000 | 73874 | ABOVE 3 COMPARTMENT SINK
8450 | N HIGH ST | 43235-1401 | Due Install |  |  |  | RP |  | 3636960 | BACK DOOR UNDER HWT/MOP SINK AT WATER METER WENDY'S
8678 | N HIGH ST | 43235 | Not Required by DOW | 367766 | WATTS | 919AQT | RP | 0.750 | 102519 | DOG WASH ROOM
8678 | N HIGH ST | 43235 | Active | W255004 | WILKINS | 975XL | RP | 1.500 | 102514 | METER ROOM
8678 | N HIGH ST | 43235 | Active | 1764121111 | AMES | 3000SS | DCDA | 6.000 | 102515 | ALONG HIGH ST
8678 | N HIGH ST | 43235 | Active | 18638 | WATTS | 007M1PCQT | DC | 0.750 | 102516 | ALONG HIGH ST
8678 | N HIGH ST | 43235 | Active | 3591127 | WILKINS | 975XL | RP | 1.000 | 102517 | METER ROOM
8678 | N HIGH ST | 43235 | Not Required by DOW | 35216 | WATTS | 919AQT | RP | 1.000 | 102518 | METER ROOM
8742 | N HIGH ST | 43035 | Not Required by DOW |  |  |  | LST |  | 3626248 | LOW PRESSURE SUSTAINING DEVICE FOR BOOSTER PUMP
8742 | N HIGH ST | 43035 | Not Required by DOW |  |  |  | LPC |  | 3626249 | LOW PRESSURE SUSTAINING DEVICE FOR BOOSTER PUMP
8742 | N HIGH ST | 43035 | Active | PC-0270 | WATTS | 957 | RP | 4.000 | 3618414 | MECH RM NW CORNER OF COURTYARD
8742 | N HIGH ST | 43035 | Active | 115619 | WATTS | 774 | DCDA | 8.000 | 3618528 | PUMP ROOM
8742 | N HIGH ST | 43035 | Active | 059070 | WATTS | 007M1PCQT | DC | 0.750 | 3618529 | PUMP ROOM
8742 | N HIGH ST | 43035 | Not Required by DOW | 70530 | WATTS | LF919QT | RP | 1.000 | 3618530 | POOL EQUIPMENT ROOM
68 | N HIGH ST BLDG A | 43054-7153 | Active | 06583 | WATTS | 919QT | RP | 1.000 | 89391 | MECH ROOM UNIT A
68 | N HIGH ST BLDG B | 43054-7160 | Active | 06300 | WATTS | 909QT | RP | 1.000 | 90566 | IN MECH ROOM 1ST FLOOR
1350 | N HIGH ST BLDG NEW | 43201 | Not Required by DOW | 73631 | WATTS | 008PCQT | SVB | 0.500 | 3604317 | PRODUCE
1350 | N HIGH ST BLDG NEW | 43201 | Active | 1753940611 | AMES | 3000SS | DCDA | 6.000 | 3604316 | BACK DOOR
1350 | N HIGH ST BLDG NEW | 43201 | Active | 3273186 | WILKINS | 975XLBMS | RP | 2.000 | 99718 | IN CAGE BY LOADING DOCK
1350 | N HIGH ST BLDG NEW | 43201 | Not Required by DOW | 74713 | WATTS | 008PCQT | SVB | 0.500 | 100799 | BAKERY DEPT
1350 | N HIGH ST BLDG NEW | 43201 | Not Required by DOW | 82318 | WATTS | 008PCQT | PVB | 0.500 | 3351152 | MEAT DEPT
1350 | N HIGH ST BLDG NEW | 43201 | Not Required by DOW | 18114 | WATTS | LF008PCQT | SVB | 0.500 | 100796 | WOMEN'S RESTROOM BY PHARMACY
1350 | N HIGH ST BLDG NEW | 43201 | Not Required by DOW | 74502 | WATTS | 008PCQT | SVB | 0.500 | 100798 | DAIRY COOLER BACK DOCK
1350 | N HIGH ST BLDG NEW | 43201 | Not Required by DOW | 82313 | WATTS | 008PCQT | SVB | 0.500 | 3351151 | MEN'S RESTROOM BY PHARMACY
1350 | N HIGH ST BLDG NEW | 43201 | Not Required by DOW | 18113 | WATTS | LF008PCQT | SVB | 0.500 | 3351150 | DELI DEPT
1350 | N HIGH ST BLDG NEW | 43201 | Active | 17559 | WATTS | 007M1QT | DC | 0.750 | 102539 | LOAD DOCK
1350 | N HIGH ST BLDG NEW | 43201 | Not Required by DOW | 18116 | WATTS | LF008PCQT | SVB | 0.500 | 100804 | AT SINK IN MEAT DEPT.OUTSIDE MEAT COOLER
1350 | N HIGH ST BLDG NEW | 43201 | Not Required by DOW | 18115 | WATTS | LF008PCQT | SVB | 0.500 | 100803 | MEAT DEPT OUT IN SEAFOOD BY SINK
1350 | N HIGH ST BLDG NEW | 43201 | Active | 3273183 | WILKINS | 975XL | RP | 2.000 | 100801 | IN CAGE BY LOADING DOCK
1728 | N HIGH ST FLOOR TOP | 43201-1105 | Active | 379057 | WATTS | LF009M3QT | RP | 0.750 | 3622998 | NORTH UTILITY ROOM
6797 | N HIGH ST UNIT 235 | 43085-2533 | Due Install |  |  |  | RP | 3.000 | 3443797 | PIT
6660 | N HIGH ST UNIT 3-F | 43085-2537 | Due Install |  |  |  | RP | 1.500 | 3443794
114 | N HIGH ST UNIT A | 43215- | Active | 4715702 | WILKINS | 975XL | RP | 2.000 | 90774 | 5 E LONG ST, ENTER FR BLD 5, NW CORNER BASEMENT BY METER
114 | N HIGH ST UNIT A | 43215- | Not Required by DOW | 05767 | WATTS | 919 | RP | 0.500 | 3605664 | 118 N HIGH ST, DENTAL EQUIP, MECH CLOSET W/ DENTAL EQUIP
170 | N HIGH ST UNIT A | 43215-2417 | Active | 3826639 | WATTS | 009QT | RP | 1.500 | 55874 | AT SOUTH WATER METER
246 | N HIGH ST UNIT A | 43215-2406 | Due Install |  |  |  | RP | 6.000 | 3634975 | EAST WALL
479 | N HIGH ST UNIT A | 43215-2007 | Active | 4467320 | WILKINS | 975 | RP | 1.000 | 3443260 | IN BASEMENT OVER WATER METER
479 | N HIGH ST UNIT A | 43215-2007 | Active | SL1932 | AMES | COLT 300 | DCDA | 3.000 | 3633439
479 | N HIGH ST UNIT A | 43215-2007 | Active | 54432 | AMES | 2000B | DC | 0.750 | 3636572
688 | N HIGH ST UNIT A | 43215-1548 | Active | 26879 | WATTS | 919QT | RP | 1.500 | 3443270 | BASEMENT WEST WALL OF 668
688 | N HIGH ST UNIT A | 43215-1548 | Not Required by DOW | 03914 | WATTS | 775QT | DC | 1.000 | 3650187 | BASEMENT WEST WALL OF 668 ON LIMITED FIRE
1205 | N HIGH ST UNIT A | 43201-2412 | Active | 4775680 | WILKINS | 975XL2 | RP | 0.750 | 54304 | BASEMENT E WALL
1276 | N HIGH ST UNIT A | 43201-2452 | Active | 2871744 | WILKINS | 975XLBMS | RP | 1.500 | 96754 | NEXT TO WATER METER
1481 | N HIGH ST UNIT A | 43201-2404 | Due Install |  |  |  | RP |  | 3443356
2195 | N HIGH ST UNIT A | 43201-1118 | Active | B318198 | WILKINS | 375XL | RP | 0.750 | 88597 | NW BACK STORAGE BTWN HWT & ICE MACHINE AT WATER METER
2650 | N HIGH ST UNIT A | 43202-2520 | Active | 298606 | WATTS | LF009QT | RP | 1.000 | 58894 | BASEMENT BOILER ROOM ABOVE BOILER
2650 | N HIGH ST UNIT A | 43202-2520 | Active | 293112 | WATTS | 008PCQT | PVB | 0.500 | 58893 | BASEMENT BOILER ROOM
2650 | N HIGH ST UNIT A | 43202-2520 | Active | 533292 | WATTS | 909QT | RP | 1.000 | 58895 | BASEMENT BOILER ROOM SE WALL
2661 | N HIGH ST UNIT A | 43202-2518 | Active | 4742504 | WILKINS | 975XL | RP | 1.000 | 3443468 | IN BASEMENT AT METER
4808 | N HIGH ST UNIT A | 43214-1554 | Due Install |  |  |  | RP | 0.750 | 3443694 | IN REAR BASEMENT OF 4808 UNDER SINK
4844 | N HIGH ST UNIT A | 43214-1508 | Active | 24071 | WATTS | 009M2QT | RP | 1.000 | 65207 | NE CORNER OF BASEMENT
5155 | N HIGH ST UNIT A | 43214-1525 | Not Required by DOW | 367748 | WATTS | 909M2QT | RP | 1.000 | 100687 | Wellness Center - 1st Flr - Mechanical Room
5155 | N HIGH ST UNIT A | 43214-1525 | Not Required by DOW | 369051 | WATTS | 009M2QT | RP | 1.000 | 100688 | Wellness Center - Pool Equipment Room - Basement
5155 | N HIGH ST UNIT A | 43214-1525 | Not Required by DOW | 352166 | WATTS | 909M2QT | RP | 1.000 | 100689 | Basement - Boiler Room - Near Maintenance Office
5155 | N HIGH ST UNIT A | 43214-1525 | LPS - Active | [5 empty] | 3624886 | PUMP HOUSE
5155 | N HIGH ST UNIT A | 43214-1525 | Not Required by DOW | 83249 | WATTS | LF919QT | RP | 0.750 | 3650277 | Garage - Wood Shop Storage Across Fenway Rd - Parking Lot
5155 | N HIGH ST UNIT A | 43214-1525 | Active | 108412 | WATTS | 709QT | DCDA | 8.000 | 66181 | Pump House by Front Entrance
5155 | N HIGH ST UNIT A | 43214-1525 | Not Required by DOW | 80879 | WATTS | LF919QT | RP | 0.750 | 66184 | Health Center - Records Rm- Closet Furnace/Electrical Basement
5155 | N HIGH ST UNIT A | 43214-1525 | Not Required by DOW | 41177 | WATTS | 009QT | RP | 1.500 | 66185 | Heath Center - Janitors Closet -by Dining 1st Flr
5155 | N HIGH ST UNIT A | 43214-1525 | Active | 7210 | WATTS | 007M1QT | DC | 0.750 | 66186 | Pump House by Front Entrance
5155 | N HIGH ST UNIT A | 43214-1525 | Not Required by DOW | 367759 | WATTS | 009M2QT | RP | 1.000 | 100686 | Wellness Center - Basement Maintenance Shop - Ceiling near Pool Equip
5155 | N HIGH ST UNIT A | 43214-1525 | Not Required by DOW | 05143 | AMES | 4000SS | RP | 1.500 | 99490 | Health Care - Receiving Dock
5155 | N HIGH ST UNIT A | 43214-1525 | Active | 9203530 | HERSEY/GRINNELL | H-2 | DC | 6.000 | 66187 | Pump House by Front Entrance
5155 | N HIGH ST UNIT A | 43214-1525 | Not Required by DOW | 317922 | WATTS | 909CW | RP | 0.750 | 98431 | Virginia Gay-Basement Mechanical Rm/Near Kitchen
5155 | N HIGH ST UNIT A | 43214-1525 | Active | W074728 | WILKINS | 975XL | RP | 1.000 | 66189 | Pump House by Front Entrance
5155 | N HIGH ST UNIT A | 43214-1525 | Not Required by DOW | HF63078 | FEBCO | 765 | PVB | 1.000 | 66188 | Courtyard Center of Complex from Health Center
5580 | N HIGH ST UNIT A | 43085- | Active | 3927596 | WILKINS | 975XL | RP | 1.000 | 3443765
6500 | N HIGH ST UNIT A | 43085-4016 | Not Required by DOW | 284792 | WATTS | 909QT | RP | 0.750 | 70127 | SOUTH WALL OF BOILER ROOM - Fire Station
6500 | N HIGH ST UNIT A | 43085-4016 | Not Required by DOW | AB0241 | FEBCO | 765 | PVB | 1.500 | 70126 | SOUTH END OF BUILDING - Fire Station
6500 | N HIGH ST UNIT A | 43085-4016 | Active | 230273 | WATTS | 909M1QT | RP | 1.500 | 70125 | BSMNT MECH/BOILER RM AT WATER MTR -BTTM DEVICE
6500 | N HIGH ST UNIT A | 43085-4016 | Active | 229253 | WATTS | 909HWM1QT | RP | 1.500 | 70124 | BSMNT MECH/BOILER AT WATER MTR -TOP DEVICE
6500 | N HIGH ST UNIT A | 43085-4016 | Due Install |  |  |  | DCDA |  | 3644935
6500 | N HIGH ST UNIT A | 43085-4016 | Not Required by DOW | 64126 | WATTS | 800QT | PVB | 1.500 | 70128 | SOUTH WALL - Fire Station
6500 | N HIGH ST UNIT A | 43085-4016 | Not Required by DOW | 64129 | WATTS | 800M2QT | PVB | 1.500 | 70129 | NORTH WALL - Fire Station
246 | N HIGH ST UNIT B | 43215-2406 | Active | 50849 | AMES | 2000B | DC | 0.750 | 93175 | SE BASEMENT CAGE AREA IN CORNER
246 | N HIGH ST UNIT B | 43215-2406 | Active | 1508310606 | AMES | 3000SS | DCDA | 8.000 | 93176 | SE BASEMENT
500 | N HIGH ST UNIT B | 43215- | Active | QH-2296 | WATTS | 957 | RP | 4.000 | 3620043 | BUILDING MAIN, BOILER, MECHANICAL ROOM
1276 | N HIGH ST UNIT B | 43201-2452 | Active | 3015160 | WILKINS | 975XLBMS | RP | 2.000 | 96847 | BY METER REAR OF BLDG
1393 | N HIGH ST UNIT B | 43201-2459 | Active | 013521 | WATTS | LF009M2QT | RP | 1.500 | 3607347 | ROOM B108 (BASEMENT ELEC ROOM)
1393 | N HIGH ST UNIT B | 43201-2459 | Active | V42074 | WILKINS | 350ADA | DCDA | 4.000 | 3607348 | BASEMENT SPRINKLER RISER ROOM
1393 | N HIGH ST UNIT B | 43201-2459 | Not Required by DOW | A39315 | WATTS | 009QT | RP | 0.500 | 102738 | MECH ROOM
1393 | N HIGH ST UNIT B | 43201-2459 | Active | 3986501 | WILKINS | 950XLD | DC | 0.750 | 3607349 | BASEMENT SPRINKLER RISER ROOM
2333 | N HIGH ST UNIT B | 43202-2901 | Active | 438400 | WATTS | 909QT | RP | 0.750 | 57996 | BASEMENT BY WATER METER
3620 | N HIGH ST UNIT B-9 | 43214-3643 | Not Required by DOW | 294641 | WATTS | 009M3QT | RP | 0.750 | 99238 | BASEMENT MECHANICAL ROOM
3620 | N HIGH ST UNIT B-9 | 43214-3643 | Active | 4775064 | WILKINS | 975XL2 | RP | 1.500 | 3636433 | BASEMENT IN SMALL ROOM ON WEST SIDE AT WATER METER
68 | N HIGH ST UNIT C | 43054-7101 | Active | 70968 | WATTS | 009M2 | RP | 1.000 | 70706 | MECHANICAL ROOM
765 | N HIGH ST UNIT C | 43215-6439 | Active | W069380 | WILKINS | 975XLBMS | RP | 1.500 | 72412 | 767 N HIGH ST, MECHANICAL ROOM
765 | N HIGH ST UNIT C | 43215-6439 | Active | 1247560103 | AMES | 3000 | DCDA | 4.000 | 72410 | 767 N HIGH ST, MECHANICAL ROOM IN BASEMENT
765 | N HIGH ST UNIT C | 43215-6439 | Active | 29564 | AMES | 2000SS | DC | 0.750 | 72411 | 767 N HIGH ST, MECHANICAL ROOM IN BASEMENT
68 | N HIGH ST UNIT D | 43054-8091 | Active | W149682 | WILKINS | 975XL | RP | 1.000 | 70708 | UNIT D SOUTH MECH ROOM
68 | N HIGH ST UNIT E | 43054-8915 | Active | W104641 | WILKINS | 975XL | RP | 1.000 | 70707 | MECH ROOM
68 | N HIGH ST UNIT F | 43054-8098 | Active | 400708 | WATTS | 009M3QT | RP | 0.750 | 70705 | MECHANICAL ROOM
3905 | N HIGH ST UNIT R | 43214- | Active | 90102 | WATTS | 009QT | RP | 0.750 | 62172 | EAST SIDE OF BUILDING
464 | N HIGHLAND AVE | 43204-3444 | Active | 223606 | WATTS | 009QT | RP | 1.000 | 64659 | MECH ROOM NEXT TO WATER METER
2055 | N INTEGRITY DR | 43209-2708 | Not Required by DOW | [5 empty] | 3451461
25 | N JAMES RD | 43213-1016 | Active | 4713050 | WILKINS | 975XL2 | RP | 1.500 | 58460 | NW AFTER METER
420 | N JAMES RD | 43219-1834 | Not Required by DOW | 37480 | WATTS | 909 | RP | 1.000 | 3644711 | BOILER ROOM 1A350
420 | N JAMES RD | 43219-1834 | Not Required by DOW | L35905 | WILKINS | 375DA | RP | 3.000 | 95986 | 3B001 BOILER ROOM
420 | N JAMES RD | 43219-1834 | Not Required by DOW | 07712 | WATTS | 009QT | RP | 1.000 | 95989 | 3A280 3RD FLOOR
420 | N JAMES RD | 43219-1834 | Not Required by DOW | 2871729 | WILKINS | 975XLBMS | RP | 1.500 | 95985 | 2B283 Mechanical Room
420 | N JAMES RD | 43219-1834 | Not Required by DOW | 2794100 | WILKINS | 975XLBMS | RP | 0.750 | 95984 | ABOVE CEILING IN JANITORS CLOSET 4A005
420 | N JAMES RD | 43219-1834 | Not Required by DOW | 1236441 | WILKINS | 975XLBMS | RP | 1.250 | 95983 | RM 4A011 4TH FLOOR MECH ROOM
420 | N JAMES RD | 43219-1834 | Not Required by DOW | A79841 | WATTS | 009QT | RP | 0.500 | 97973
420 | N JAMES RD | 43219-1834 | Not Required by DOW | 314306 | APOLLO/CONBRACO | 4020602 | RP | 1.250 | 102213 | 2B172 SUB STERILE ROOM
420 | N JAMES RD | 43219-1834 | Not Required by DOW | 345028 | APOLLO/CONBRACO | 4020602 | RP | 1.250 | 102214 | 2B182 2ND FLOOR CLEAN ROOM
420 | N JAMES RD | 43219-1834 | Not Required by DOW | DUP1705510612 | AMES | 2000SS | DC | 6.000 | 3607807 | DUPLICATE RECORD - NEW OUT BUILDING REAR MECHANICAL ROOM
420 | N JAMES RD | 43219-1834 | Not Required by DOW | 3686683 | WILKINS | 975XL | RP | 1.500 | 3607808 | NEW OUT BUILDING REAR MECHANICAL ROOM
420 | N JAMES RD | 43219-1834 | Not Required by DOW | L92736 | WILKINS | 375DA | RP | 3.000 | 3607885 | HEAT EXCHANGE ROOM 4A011 4TH FLOOR MECH ROOM
420 | N JAMES RD | 43219-1834 | Not Required by DOW | 2605377 | WILKINS | 975XLBMS | RP | 1.500 | 95981 | BACK WALL OF BOILER ROOM 3B001
420 | N JAMES RD | 43219-1834 | Not Required by DOW | 89985 | WATTS | LF009M3QT | RP | 0.750 | 3616906 | AIR HANDLER ON ROOF
420 | N JAMES RD | 43219-1834 | Not Required by DOW | 07414 | WATTS | 919 | RP | 0.500 | 3622514 | MECHANICAL ROOM 1A350
420 | N JAMES RD | 43219-1834 | Not Required by DOW | 54421 | WATTS | 919QT | RP | 1.000 | 3622515 | MECHANICAL ROOM 2B292
420 | N JAMES RD | 43219-1834 | Not Required by DOW | 56469 | WATTS | 919QT | RP | 1.000 | 3622516 | MECHANICAL ROOM 2B292
420 | N JAMES RD | 43219-1834 | Not Required by DOW | W299667 | WILKINS | 975XLBMS | RP | 1.000 | 95980 | RM 2B158
420 | N JAMES RD | 43219-1834 | Not Required by DOW | 1823555 | WILKINS | 975XLBMS | RP | 1.250 | 95979 | CHILLER ROOM 1ST FL RM 1A350A NW SIDE
420 | N JAMES RD | 43219-1834 | Not Required by DOW | 07723 | WATTS | 009QT | RP | 0.375 | 3623289 | WEST SIDE ROOF UNIT
420 | N JAMES RD | 43219-1834 | Not Required by DOW | 07742 | WATTS | 009QT | RP | 0.375 | 3624336
420 | N JAMES RD | 43219-1834 | Active | 123696 | WATTS | LF009M2QT | RP | 1.000 | 3624487 | Boiler Room
420 | N JAMES RD | 43219-1834 | Not Required by DOW | 77484 | AMES | 2000B | DC | 0.750 | 3624766
420 | N JAMES RD | 43219-1834 | Not Required by DOW | 1904921116 | AMES | 3000SS | DCDA | 4.000 | 3624767
420 | N JAMES RD | 43219-1834 | Not Required by DOW | 15486 | WILKINS | 375AST | RP | 2.500 | 3636586 | BACK BOILER ROOM
420 | N JAMES RD | 43219-1834 | Active | 16144 | WATTS | 007M2QT | DC | 0.750 | 95978 | Fire Pump Room
420 | N JAMES RD | 43219-1834 | Not Required by DOW | 210855 | WATTS | 009 | RP | 0.750 | 3639258 | LOC NUM 1B103A
420 | N JAMES RD | 43219-1834 | Not Required by DOW | 210846 | WATTS | 009 | RP | 0.750 | 3639259 | LOC NUM 3B001 BOILER ROOM
420 | N JAMES RD | 43219-1834 | Active | 1112060707 | WATTS | 774DCDA | DCDA | 10.000 | 95977 | Fire Pump Room
420 | N JAMES RD | 43219-1834 | Active | X00919 | WILKINS | 375ADA | RP | 6.000 | 95976 | CHILLER ROOM 1ST FLOOR R#1A350A NW SIDE
420 | N JAMES RD | 43219-1834 | Not Required by DOW | 210832 | WATTS | 009 | RP | 0.750 | 3639260 | LOC NUM 3B001 BOILER ROOM
420 | N JAMES RD | 43219-1834 | Not Required by DOW | 210825 | WATTS | 009 | RP | 0.750 | 3639261 | LOC NUM 4A011 ROOM
420 | N JAMES RD | 43219-1834 | Not Required by DOW | 210833 | WATTS | 009 | RP | 0.750 | 3639262 | LOC NUM 3B001 BOILER ROOM
420 | N JAMES RD | 43219-1834 | Not Required by DOW | 155256 | WATTS | LF009M2 | RP | 1.000 | 3646156 | PENTHOUSE ROOFTOP EAST END - NEW SURGERY CENTER
420 | N JAMES RD | 43219-1834 | Not Required by DOW | 210830 | WATTS | 009 | RP | 0.750 | 3639263 | LOC NUM 1A350 CHILLER ROOM
420 | N JAMES RD | 43219-1834 | Not Required by DOW | 210818 | WATTS | 009 | RP | 0.750 | 3639264 | LOC NUM 1A350 CHILLER ROOM
420 | N JAMES RD | 43219-1834 | Not Required by DOW | 59132 | WATTS | 919 | RP | 1.000 | 3641156 | 1ST FLOOR PARKING GARAGE MECH/JANITORS CLOSET
420 | N JAMES RD | 43219-1834 | Not Required by DOW | 183069 | WATTS | LF009M2 | RP | 1.000 | 3646154 | PENTHOUSE ROOFTOP OF SURGERY ADDITION - WESTSIDE
420 | N JAMES RD | 43219-1834 | Not Required by DOW | 4641257 | WILKINS | 975 | RP | 1.000 | 3646155 | MECH ROOM 1A460 NEW SURGERY CENTER
641 | N JAMES RD | 43219-1837 | Active | H873321 | FEBCO | 765 | PVB | 1.000 | 93615 | ON THE STREET SIDE AT SIDE OF THE BUILDING
674 | N JAMES RD | 43219-1838 | Active | W008059 | WILKINS | 975XLBMS | RP | 0.750 | 70569 | SE UNIT IN CABINET AT WATER METER BEHIND 3740 E 5TH AV
777 | N JAMES RD | 43219-1839 | Active | 37138 | AMES | 2000B | DC | 0.750 | 72761 | N.E. CORNER OF BUILDING (SHREDDING ROOM)
777 | N JAMES RD | 43219-1839 | Active | 132926 | AMES | 3000SS | DCDA | 8.000 | 72760 | N.E. CORNER OF BUILDING (SHREDDING ROOM)
777 | N JAMES RD | 43219-1839 | Active | 587258 | WILKINS | 975 | RP | 2.000 | 72762 | GROUND LEVEL SE CORNER OF BUILDING
141 | N LAZELLE ST | 43215- | Active | 1980511219 | AMES | 3000SS | DCDA | 6.000 | 3648351 | MECH ROOM - FIRE METER
141 | N LAZELLE ST | 43215- | Active | 29891 | WATTS | 007M1-QT | DC | 0.750 | 3648352 | MECH ROOM - FIRE METER 3/4" SIDE CAR
141 | N LAZELLE ST | 43215- | Active | 24431 | WATTS | LF909 | RP | 4.000 | 3648350 | MECH ROOM
85 | N MARCONI BLVD | 43215-2823 | Not Required by DOW | 332442 | WATTS | 009QT | RP | 0.500 | 101014 | 2ND FLOOR MECHANIC ROOM
85 | N MARCONI BLVD | 43215-2823 | Not Required by DOW | 13590 | WATTS | 919QT | RP | 1.500 | 3609363 | ROOM 11 BY WATER RECLAIMING TANK
85 | N MARCONI BLVD | 43215-2823 | Active | VF-2362 | AMES | COLT 400 | RP | 4.000 | 3633198 | AFTER DOMESTIC WATER METER
85 | N MARCONI BLVD | 43215-2823 | Not Required by DOW | 07652 | WATTS | 919 | RP | 0.50 | 99560 | 4TH FLOOR MARSHALL'S OFFICE, ABOVE CEILING
85 | N MARCONI BLVD | 43215-2823 | Active | 1942270718 | AMES | 3000SS | DCDA | 6.000 | 3633199 | MID E BSMNT WORKOUT ROOM IN CAGE
85 | N MARCONI BLVD | 43215-2823 | Active | 28291 | WATTS | 007M1QT | DC | 0.750 | 3633792 | BASEMENT WORKOUT ROOM
85 | N MARCONI BLVD | 43215-2823 | Not Required by DOW | 210079 | WATTS | 009M3QT | RP | 0.750 | 91599 | IN BOILER ROOM ABOVE EYEWASH
85 | N MARCONI BLVD | 43215-2823 | Not Required by DOW | 368322 | WATTS | 909M1QT | RP | 1.500 | 93017 | BOILER RM IN BASEMENT
85 | N MARCONI BLVD | 43215-2823 | Not Required by DOW | 377533 | WATTS | 909M1QT | RP | 1.500 | 93018 | BOILER RM IN BASEMENT
85 | N MARCONI BLVD | 43215-2823 | Not Required by DOW | 532431 | WATTS | 909QT | RP | 0.750 | 93019 | BOILER RM IN BASEMENT
1277 | N MARION DR | 43207-5431 | Active | ACA1055 | WILKINS | 975XL | RP | 2.000 | 3477575 | BUILDING 1277 BETWEEN APARTMENT A AND B MECHANICAL ROOM
1327 | N MARION DR | 43207-5427 | Active | ACA1084 | WILKINS | 975XL | RP | 2.000 | 3477576 | RIGHT SIDE OF BUILDING IN MECH ROOM BETWEEN C & D
1459 | N MARION DR | 43207-5415 | Active | ACA1242 | WILKINS | 975XL | RP | 2.000 | 3477577 | IN MECH ROOM BETWEEN C & D
1373 | N MARION RD | 43207-5423 | Active | ACA2166 | WILKINS | 975XL | RP | 1.500 | 3477627 | RIGHT SIDE OF BUILDING BETWEEN APT A AND B MECH ROOM
1421 | N MARION RD | 43207-5440 | Active | ACA2199 | WILKINS | 975XL | RP | 1.500 | 3477628 | IN MECH ROOM BETWEEN C & D
10 | N MAY AVE | 43215 | Active | 1072680218 | AMES | 5000SS | RPDA | 6.000 | 3632671 | SW CORNER OF MECHANICAL ROOM
10 | N MAY AVE | 43215 | Active | 14329 | AMES | 4000B | RP | 0.750 | 3632670 | SW CORNER OF MECHANICAL ROOM
10 | N MAY AVE | 43215 | Not Required by DOW | 22478 | WATTS | LF919QT | RP | 1.500 | 3630220 | WATER ROOM NORTHWEST SIDE OF BUILDING
10 | N MAY AVE | 43215 | Active | RC-0526 | WATTS | 957 | RP | 3.000 | 3630219 | WATER ROOM NORTHWEST SIDE OF BUILDING
30 | N MAY AVE | 43215 | Active | 32514 | WATTS | LF919QT | RP | 2.000 | 3632988 | PARKING GARAGE, ELECTRIC/MECHANICAL ROOM
9135 | N MOORS PL | 43017-8220 | Active | G214860 | WILKINS | 720A | PVB | 0.750 | 99670 | NORTHWEST CORNER AT A/C UNIT
9167 | N MOORS PL | 43017-8220 | Active | DJ4125 | FEBCO | 765 | PVB | 0.750 | 74585 | LEFT SIDE OF HOUSE CENTER
18 | N NELSON RD | 43219-2935 | Active | 2830793 | WILKINS | 975XLBMS | RP | 1.500 | 96384 | BASEMENT WEST WALL
500 | N NELSON RD | 43219-2950 | Active | VA-0014 | AMES | COLT 300-GV | DCDA | 4.000 | 3649353 | IN MECH ROOM AT FIRE RISER
500 | N NELSON RD | 43219-2950 | Active | 63896 | AMES | 2000B | DC | 0.750 | 3649354 | IN MECH ROOM AT FIRE RISER - 3/4" SIDE CAR
500 | N NELSON RD | 43219-2950 | Active | UJ-3028 | WATTS | 957 | RP | 3.000 | 3649352 | IN MECH ROOM AT WATER METER. SOUTHWEST CORNER
533 | N NELSON RD | 43219- | Active | UI-1025 | AMES | COLT 50GV | RPDA | 6.000 | 3641468 | HOTBOX ON NELSON RD
533 | N NELSON RD | 43219- | Active | 26481 | WATTS | 919-QT | RP | 1.500 | 3629567 | NORTHWEST CORNER NEAR DOCK DOOR
533 | N NELSON RD | 43219- | Active | 86426 | WATTS | 919-QT | RP | 0.750 | 3648609
790 | N NELSON RD | 43219-2771 | Active | 49558 | AMES | 2000B | DC | 1.500 | 3652103
850 | N NELSON RD | 43219 | Active | PL0190 | WATTS | 957 | RP | 3.000 | 3618545 | MECH RM 103 W OF NW EXIT DOOR
855 | N NELSON RD | 43219-2732 | Active | 62687 | WATTS | 009QT | RP | 1.000 | 74045 | IN BASEMENT AT WATER METER
865 | N NELSON RD | 43219- | Due Install |  |  |  | RP |  | 3491138
39 | N OHIO AVE | 43203-1950 | Active | cb079297 | WILKINS | 720A | PVB | 0.750 | 97590 | BACK OF HOUSE BEHIND FOUNTAIN
43 | N OHIO AVE | 43203-1950 | Active | T272888 | WILKINS | 720A | PVB | 0.750 | 97591 | SIDE OF HOUSE
162 | N OHIO AVE | 43203-1567 | Active | 81796 | AMES | 2000B | DC | 0.750 | 3644562 | BASEMENT AFTER METER
162 | N OHIO AVE | 43203-1567 | Active | 1960590219 | AMES | 3000SS | DCDA | 4.000 | 3644561 | BASEMENT AFTER METER
162 | N OHIO AVE | 43203-1567 | Active | 128884 | WATTS | LF009M2QT | RP | 2.000 | 3498780 | BASEMENT AFTER METER
164 | N OHIO AVE | 43203 | Active | QC-3138 | WATTS | 957 | RP | 4.000 | 3622524 | WATER METER ROOM
164 | N OHIO AVE | 43203 | Active | 25120 | WATTS | 007M1QT | DC | 0.750 | 3622522 | WATER METER ROOM
164 | N OHIO AVE | 43203 | Active | 1161610116 | WATTS | 774 | DCDA | 6.000 | 3622523 | WATER METER ROOM
247 | N OHIO AVE | 43203-1535 | Active | 397354 | WATTS | 909M1QT | RP | 2.000 | 58398 | BASEMENT BOILER ROOM
290 | N OHIO AVE | 43203 | Active | PI-3186 | WATTS | 957 | RP | 4.000 | 3622544 | WATER METER ROOM
290 | N OHIO AVE | 43203 | Active | 25144 | WATTS | 007M1QT | DC | 0.750 | 3638742 | WATER METER ROOM
290 | N OHIO AVE | 43203 | Active | 116127-0116 | WATTS | 774 | DCDA | 6.000 | 3638741 | WATER METER ROOM
454 | N PARK ST | 43215- | Due Install |  |  |  | DCDA | 6.000 | 3639548
454 | N PARK ST | 43215- | Due Install |  |  |  | RP | 3.000 | 3503250
477 | N PARK ST | 43215-2236 | Active | A315216 | WILKINS | 375 | RP | 2.000 | 64994 | MECH/RISER ROOM NE OF RESTAURANT AREA AT WTR METER TOP DEVICE -DOMESTC
477 | N PARK ST | 43215-2236 | Not Required by DOW | 4704215 | WILKINS | 975XL2 | RP | 1.000 | 3640861 | STOREROOM BY WATER HEATER IN 487 N PARK ST - GASWERKS
477 | N PARK ST | 43215-2236 | Not Required by DOW | 3348780 | WILKINS | 975XL | RP | 0.750 | 64992 | 477 N FRONT ST, W WALL IN RM W/ HOT WATER TANK & ICE MACHINES
477 | N PARK ST | 43215-2236 | Active | 2DN0650 | AMES | 2000SS | DC | 4.000 | 64993 | MECH/RISER ROOM NE OF RESAURANT AT WATER METER BOTTOM -FIRE LINE
491 | N PARK ST | 43215-2236 | Active | 228022 | WATTS | 009QT | RP | 1.000 | 65402 | UNDER SOUTHEAST BAR AT WATER METER
504 | N PARK ST | 43215 | Active | ACG4621 | WILKINS | 975XL2 | RP | 1.500 | 3607344 | AT WATER
504 | N PARK ST | 43215 | Active | 36980 | WATTS | 919AQT | RP | 0.750 | 89666 | 504 PARK ST - BAR LOUIE, WEST WALL CLOSET, MECHANICAL ROOM UNDER
520 | N PARK ST | 43215 | Active | 57888 | AMES | 2000B | DC | 0.750 | 96383 | BASEMENT
520 | N PARK ST | 43215 | Active | 161636 | AMES | 3000SS | DCDA | 4.000 | 96382 | BASEMENT
520 | N PARK ST | 43215 | Active | 3519716 | WILKINS | 975XL | RP | 1.500 | 66268 | AT BOTTOM OF BASEMENT STEPS
612 | N PARK ST | 43215-1681 | Due Install |  |  |  | RP | 1.500 | 3503255 | WEST WALL BASEMENT
632 | N PARK ST | 43215-1627 | Active | 11576 | WATTS | 719QT | DC | 1.000 | 103600 | IN ATTIC, BEHIND WATER HEATER
632 | N PARK ST | 43215-1627 | Active | 44011 | WATTS | 919QT | RP | 0.750 | 102867 | BASEMENT BOILER ROOM ABOVE MOP SINK
632 | N PARK ST | 43215-1627 | Active | 14624 | WATTS | 919QT | RP | 1.500 | 102431 | 1ST FLOOR MECHANICAL ROOM AT WATER METER.
632 | N PARK ST | 43215-1627 | Active | 1766891211 | AMES | 3000SS | DCDA | 4.000 | 101741 | BASEMENT METER ROOM
632 | N PARK ST | 43215-1627 | Active | 66831 | AMES | 2000B | DC | 0.750 | 101685
853 | N PARK ST | 43215-1441 | Active | CB214621 | WILKINS | 720 | PVB | 0.750 | 3503273 | LEFT SIDE OF HOUSE
682 | N PEARL ST | 43215-7512 | Active | 96968 | WATTS | 009PCQT | RP | 1.500 | 70757 | AT METER
848 | N PEARL ST | 43215-1431 | Active | 78109 | WATTS | 919QT | RP | 0.750 | 102460 | CLEANING CLOSET, NEAR FURNACE
851 | N PEARL ST | 43215-1494 | Active | 11025 | WATTS | 919AQT | RP | 1.500 | 97126 | IN NORTH GARAGE NW CORNER
1800 | N PEARL ST | 43201 | Active | 22782C | WILKINS | 375AST | RP | 3.000 | 3646822 | BASEMENT AT WATER METER - BOTTOM DEVICE
1800 | N PEARL ST | 43201 | Active | 1988800520 | AMES | 3000SS | DCDA | 6.000 | 3646823 | WATER RISER ROOM - FIRE SERVICE
1800 | N PEARL ST | 43201 | Active | 22778C | WILKINS | 375AST | RP | 3.000 | 3646821 | BASEMENT AT WATER METER - TOP DEVICE
1800 | N PEARL ST | 43201 | Active | 30320 | WATTS | 007M1-QT | DC | 0.750 | 3646824 | WATER RISER ROOM - FIRE SERVICE BYPASS
2125 | N PEARL ST | 43201 | Active | 12372C | WILKINS | 375AST | RP | 3.000 | 3632838 | LOWER LEVEL SOUTHSIDE (PEARL WATER ROOM)
2125 | N PEARL ST | 43201 | Active | 4516383 | WILKINS | 975XL2 | RP | 0.750 | 3632896 | LOWER PARKING GARAGE
2125 | N PEARL ST | 43201 | Active | 2903D | WILKINS | 375ASTDA | RPDA | 4.000 | 3632904 | LOWER PARKING GARAGE
2644 | N PEARL ST | 43202- | Due Install |  |  |  | RP | 0.750 | 3618570
491 | N POWELL AVE | 43204-2001 | Active | 30397 | FEBCO | 765 | PVB | 1.000 | 88987 | LEFT SIDE OF FRONT DOOR
50 | N REY NEW ALBANY RD | 43004-8758 | Active | 329359 | WATTS | 909M1QT | RP | 1.250 | 65605 | MECHANICAL ROOM
50 | N REY NEW ALBANY RD | 43004-8758 | Active | 119744 | WATTS | 009QT | RP | 2.000 | 65604 | MECHANICAL ROOM NE CORNER OF BUILDING AT WATER METER
50 | N REY NEW ALBANY RD | 43004-8758 | Not Required by DOW | 73525 | WATTS | 009QT | RP | 1.000 | 65606 | MECHANICAL ROOM IN NE CORNER OF BLDG BY WATER METER
62 | N REY NEW ALBANY RD | 43004-8758 | Active | 75421 | WATTS | 909QT | RP | 1.000 | 69343 | LOADING ROOM
76 | N REY NEW ALBANY RD | 43004-8758 | Active | 76522 | WATTS | 009QT | RP | 1.000 | 72299 | AT WATER METER
145 | N REY NEW ALBANY RD | 43004-8704 | Active | 139866 | WATTS | 009M2 | RP | 1.000 | 3515096 | LOWER LEVEL NORTH WALL MECH ROOM
145 | N REY NEW ALBANY RD | 43004-8704 | Not Required by DOW | 20617 | WATTS | 800M2 | PVB | 1.000 | 3650898 | RIGHT FRONT
170 | N REY NEW ALBANY RD | 43004- | Active | 559702 | APOLLO/CONBRACO | DCLF4A | DC | 2.000 | 55882 | 170 HEATHERBRIDGE LN/397 HEATHER, IN HALL NW CORNER BLDG #7
170 | N REY NEW ALBANY RD | 43004- | Active | B2095 | CONBRACO | 40-108-02 | DC | 2.000 | 55877 | SPRINKLER ROOM BUILDING #14
170 | N REY NEW ALBANY RD | 43004- | Active | 013552 | APOLLO/CONBRACO | 40-108-02 | DC | 2.000 | 55883 | 541-597 BUILDING 11
170 | N REY NEW ALBANY RD | 43004- | Active | 4491176 | Wilkins | 950XL2 | DC | 2.000 | 55887 | WEST HALL LAST DOOR ON LEFT BLDG #5, 277 HEATHERBRIDGE LN (BZO94
170 | N REY NEW ALBANY RD | 43004- | Active | CT627 | CONBRACO | 40-108-02 | DC | 2.000 | 55880 | WEST HALL NORTHEND BY STAIRS BLDG #10, (S# CT627)
170 | N REY NEW ALBANY RD | 43004- | Active | 004736 | WATTS | 007M1QT | DC | 2.000 | 55891 | SPRINKLER ROOM BUILDING #6
170 | N REY NEW ALBANY RD | 43004- | Active | 4002360 | WILKINS | 950 | DC | 2.000 | 55879 | WEST HALL NORTH END BY STAIRS BLDG #13
170 | N REY NEW ALBANY RD | 43004- | Active | 110149 | APOLLO/CONBRACO | 40-108-02 | DC | 2.000 | 55890 | SPRINKLER ROOM BUILDING #1
170 | N REY NEW ALBANY RD | 43004- | Active | AEA6621 | WILKINS | 950XL | DC | 2.000 | 55878 | SPRINKLER ROOM BUILDING #16
170 | N REY NEW ALBANY RD | 43004- | Active | 4895518 | WILKINS | 950XLT2 | DC | 2.000 | 55889 | SPRINKLER ROOM BUILDING #9
170 | N REY NEW ALBANY RD | 43004- | Active | 4491172 | WILKINS | 950XLT2 | DC | 2.000 | 55876 | 167 HEATHERBRIDGE LN, NORTH END OF BLDG BY STAIRS BLDG #2
170 | N REY NEW ALBANY RD | 43004- | Due Install |  |  |  | RP | 6.000 | 3629572 | NEEDS RP AT PIT
170 | N REY NEW ALBANY RD | 43004- | Active | 4666451 | WILKINS | 950XLT2 | DC | 2.000 | 3351160 | BUILDING 8 RISER ROOM
170 | N REY NEW ALBANY RD | 43004- | Active | BZ090 | CONBRACO | 40-108-02 | DC | 2.000 | 55886 | N HALL FIRST DOOR ON R BLDG #3, 237 HEATHERBRIDGE LN( S#BZO90)
170 | N REY NEW ALBANY RD | 43004- | Active | UH588 | CONBRACO | 40-108-A2T | DC | 2.000 | 99326 | BUILDING 4 RISER ROOM
170 | N REY NEW ALBANY RD | 43004- | Active | G1995 | CONBRACO | 40-108-02 | DC | 2.000 | 55885 | SOUTH HALL EAST END BY STAIRS BLDG #15 (S# BZ089)
170 | N REY NEW ALBANY RD | 43004- | Active | GT637 | APOLLO/CONBRACO | 40-108-A2 | DC | 2.000 | 55884 | SPRINKLER ROOM BUILDING #12
211 | N REY NEW ALBANY RD | 43004- | Active | 82134 | WATTS | 919 | RP | 0.750 | 3640696 | FIRE SERVICE BYPASS
211 | N REY NEW ALBANY RD | 43004- | Not Required by DOW | ACJ1972 | WILKINS | 975XL2 | RP | 1.500 | 57320 | SE CORNER OF WAREHOUSE -INSIDE
211 | N REY NEW ALBANY RD | 43004- | Active | 11323 | WILKINS | 375ASTR | RP | 4.000 | 57318 | BOILER ROOM ABOVE WATER METER
211 | N REY NEW ALBANY RD | 43004- | Not Required by DOW | 4777179 | WILKINS | 975 | RP | 0.750 | 57319 | S WALL UP HIGH MECHANICAL ROOM
211 | N REY NEW ALBANY RD | 43004- | Active | TH-1525 | AMES | 500GV | RPDA | 8.000 | 3624784 | FIRE SERVICE
275 | N REYNOLDSBURG NEW ALBANY RD | 43004-8701 | Active | 96614 | WATTS | 009M2QT | RP | 1.500 | 59205 | Warehouse at water meter
355 | N SELBY BLVD | 43085- | Active | ACF1510 | Wilkins | 975XL2 | RP | 1.500 | 3527659 | MECH/FURN/HWT ROOM AT WATER METER SELBY PARK SHELTER
500 | N STANWOOD RD | 43209-1186 | Active | 2871753 | WILKINS | 975XLBMS | RP | 1.500 | 96845 | EAST SHOP WALL
500 | N STANWOOD RD | 43209-1186 | Due Install |  |  |  | DCDA | 6.000 | 3649110
37 | N SYLVAN AVE | 43204-1332 | Due Install |  |  |  | RP | 1.000 | 3542505
5840 | N TARTON CIR | 43017-8704 | Active | G046644 | WILKINS | 720A | PVB | 0.750 | 89331 | FRONT RIGHT OF FRONT DOOR
33 | N THIRD ST | 43215-3514 | Active | 886950 | WILKINS | 975 | RP | 2.000 | 60394 | BASEMENT @ METER
33 | N THIRD ST | 43215-3514 | Not Required by DOW | 4558009 | WILKINS | 975XL | RP | 0.750 | 60393 | BASEMENT BOILER ROOM
33 | N THIRD ST | 43215-3514 | Not Required by DOW | 102079 | WILKINS | 950 | DC | 1.500 | 60392 | HALL 1ST FLOOR
50 | N THIRD ST | 43215-3510 | Active | Xc-0199 | AMES | 300-GV | DCDA | 8.000 | 3635718
50 | N THIRD ST | 43215-3510 | Active | 7791G | WILKINS | 375ASTR | RP | 4.000 | 65610 | DOMESTIC WATER PUMP ROOM
50 | N THIRD ST | 43215-3510 | Active | 73258 | AMES | 2000BM3 | DC | 0.750 | 3654632 | PARKING GARAGE 1B MECH ROOM
50 | N THIRD ST | 43215-3510 | Active | 6018G | WILKINS | 375ASTR | RP | 4.000 | 65607 | DOMESTIC WATER PUMP ROOM
50 | N THIRD ST | 43215-3510 | Not Required by DOW | B14409 | WILKINS | 975 | RP | 3.000 | 65608 | PENTHOUSE
50 | N THIRD ST | 43215-3510 | Not Required by DOW | 329483 | WILKINS | 975XLBMS | RP | 1.500 | 65609 | 4TH FLOOR MECHANICAL ROOM
82 | N WAGGONER RD | 43068 | Not Required by DOW | 57287 | WATTS | 919AQT | RP | 0.750 | 3607888 | DENTAL CHAIRS, MECH ROOM @ 7946 E BROAD
82 | N WAGGONER RD | 43068 | Not Required by DOW | 2304718 | WILKINS | 975XLBMS | RP | 1.500 | 97004 | MECH ROOM BACK OF BLDG
82 | N WAGGONER RD | 43068 | Not Required by DOW | 4503005 | WILKINS | 975XL2 | RP | 0.750 | 3627980 | 7964 E BROAD
82 | N WAGGONER RD | 43068 | Not Required by DOW | 11830 | WATTS | 919AQT | RP | 0.750 | 90890 | SOUTH WEST CORNER CEILING @ 7946
82 | N WAGGONER RD | 43068 | Not Required by DOW | 4502994 | WILKINS | 975XL2 | RP | 0.750 | 3627981 | 7964 E BROAD
82 | N WAGGONER RD | 43068 | Active | 2304715 | WILKINS | 975XLBMS | RP | 1.500 | 90528 | MECH ROOM TENANT SPACE "E" ASIAN RESTURANT
603 | N WAGGONER RD | 43004-8241 | Not Required by DOW | H379796 | FEBCO | 765 | PVB | 0.750 | 89370 | REAR OF BUILDING
603 | N WAGGONER RD | 43004-8241 | Active | 125063 | WATTS | 009M2QT | RP | 1.500 | 89216 | Basement
603 | N WAGGONER RD | 43004-8241 | Not Required by DOW | 2270862 | WILKINS | 975XL | RP | 0.750 | 90747 | MECH ROOM SOUTH WALL
711 | N WAGGONER RD | 43004 | Active | TG-1856 | WATTS | 957 | RP | 3.000 | 3640969 | EAST WALL OF BASEMENT
711 | N WAGGONER RD | 43004 | Active | TC-0171 | AMES | COLT 300GV | DCDA | 6.000 | 3641495 | BASEMENT MECH ROOM
711 | N WAGGONER RD | 43004 | Active | 55669 | AMES | 2000BM3 | DC | 0.750 | 3641496 | BASEMENT MECH ROOM
711 | N WAGGONER RD | 43004 | Active | TC-2776 | WATTS | 957 | RP | 3.000 | 3642508 | EAST WALL OF BASEMENT
711 | N WAGGONER RD | 43004 | Active | TL-0171 | AMES | COLT 300GV | DCDA | 6.000 | 3654153 | BASEMENT MECH ROOM
745 | N WAGGONER RD | 43004-9760 | Active | 1339610404 | AMES | 3000 | DCDA | 4.000 | 72003 | MECH ROOM
745 | N WAGGONER RD | 43004-9760 | Active | 105264 | WATTS | 009M2 | RP | 1.500 | 72002 | MECH ROOM
745 | N WAGGONER RD | 43004-9760 | Not Required by DOW | 105260 | WATTS | 009M2QT | RP | 1.500 | 72001 | MECH ROOM
745 | N WAGGONER RD | 43004-9760 | Not Required by DOW | 105255 | WATTS | 009QT | RP | 1.500 | 72000 | UNDER STAGE/BAPTISTRY
745 | N WAGGONER RD | 43004-9760 | Active | 37704 | AMES | 2000B | DC | 0.750 | 72005 | MECH ROOM
745 | N WAGGONER RD | 43004-9760 | Not Required by DOW | 527792 | WATTS | 909QT | RP | 0.750 | 72004 | UNDER STAGE/BAPTISTRY
1220 | N WAGGONER RD | 43004- | Active | 4290885 | WILKINS | 975XL | RP | 1.000 | 3611286 | NE CORNER OF WAGGONER AND WAGGONER CHASE BEHIND LANDSCAPING
144 | N WALL ST | 43215-2800 | Active | 1946280318 | AMES | 3000 | DCDA | 4.000 | 3605748 | SW CORNER OF BASEMENT
144 | N WALL ST | 43215-2800 | Active | 79942 | AMES | 2000B | DC | 0.750 | 3638695 | SW CORNER OF BASEMENT
144 | N WALL ST | 43215-2800 | Active | 30752 | WATTS | 919 | RP | 2.000 | 3638694 | BASEMENT NW CORNER
153 | N WASHINGTON AVE | 43215- | Not Required by DOW | [5 empty] | 3554302
116 | N WHEATLAND AVE | 43223 | Active | 080259 | WATTS | LF009M2QT | RP | 1.000 | 3615266 | IN GREEN HOT BOX IN FIELD NEAR FENCE ACROSS FROM 115 N WHEATLAND
166 | N WHEATLAND AVE | 43204 | Active | UB-1957 | AMES | COLT500-GV | RPDA | 8.000 | 3647111 | HOT BOX BY DRIVE
166 | N WHEATLAND AVE | 43204 | Active | UC-2512 | AMES | COLT 400 | RP | 3.000 | 3646668 | HOT BOX BY DRIVE
166 | N WHEATLAND AVE | 43204 | Active | 81628 | WATTS | LF 919 QT | RP | 0.750 | 3647112 | HOT BOX BY DRIVE
216 | N WHEATLAND AVE | 43223 | Active | 47645 | AMES | 2000BM3 | DC | 0.750 | 3623251 | PIT FRONT OF PROPERTY
216 | N WHEATLAND AVE | 43223 | Active | RE-2674 | AMES | COLT 400 | RP | 3.000 | 3623253 | HOT BOX FRONT OF PROPERTY
216 | N WHEATLAND AVE | 43223 | Active | RE-0905 | AMES | COLT 300GV | DCDA | 6.000 | 3623252 | PIT FRONT OF PROPERTY
62 | N WILSON RD | 43204 | Not Required by DOW | 3637305 | WILKINS | 975XL | RP | 1.000 | 102232 | 60 N WILSON RD @ WATER METER
62 | N WILSON RD | 43204 | Not Required by DOW | 3586499 | WILKINS | 975XL | RP | 0.750 | 102231 | IN CLOSET NEXT TO BATHROOM
62 | N WILSON RD | 43204 | Active | 15605 | WATTS | 919QT | RP | 1.500 | 102233 | 60 N WILSON RD @ WATER METER
85 | N WILSON RD | 43204-1216 | Active | 54514 | WATTS | 919QT | RP | 0.750 | 3607782 | IN BATHROOM
125 | N WILSON RD | 43204- | Active | 35124 | WATTS | 008PCQT | PVB | 0.500 | 91118 | AT SINK IN PRODUCE DEPT
125 | N WILSON RD | 43204- | Active | 25486 | WATTS | 008PCQT | PVB | 0.500 | 88226 | 3600 SOLDANO BLVD, AT SINK IN SEAFOOD DEPT
125 | N WILSON RD | 43204- | Active | 82725 | WATTS | 008PCQT | PVB | 0.500 | 88224 | AT SINK IN DELI KROGER
125 | N WILSON RD | 43204- | Active | 683363 | WILKINS | 975XL | RP | 0.750 | 54412 | REAR HALLWAY, LEFT OF ELECTRICAL PANEL (PARTY CITY)
125 | N WILSON RD | 43204- | Active | 41695 | WATTS | 008PCQT | PVB | 0.500 | 100608 | 3600 SALDANO BLVD, INSIDE MEN'S RESTROOM BY PHARMACY
125 | N WILSON RD | 43204- | Active | 02233 | WATTS | 008PCQT | PVB | 0.500 | 100607 | 3600 SALDANO BLVD, IN WOMENS RESTROOM BY PHARMACY
125 | N WILSON RD | 43204- | Active | 01006 | WATTS | 007M1QT | DC | 0.750 | 101500 | PUMP ROOM (REAR) - 3720 SOLDANO BLVD
125 | N WILSON RD | 43204- | Active | 0529G07 | AMES | 3000CIV | DCDA | 8.000 | 101501 | PUMP ROOM (REAR) - 3720 SOLDANO BLVD
125 | N WILSON RD | 43204- | Not required by DOW | 00136 | WATTS | 008 | PVB | 0.500 | 3611562 | 3600 SOLDANO BLVD, AT SINK IN MEAT DEPT KROGER
125 | N WILSON RD | 43204- | Active | 245784 | WATTS | 909 | RP | 2.000 | 54411 | RISER ROOM, CHUCK E CHEESE- 3631 SOLDANO
125 | N WILSON RD | 43204- | Active | 242068 | WATTS | 909 | RP | 2.000 | 54410 | REAR REST ROOM AT BACK DOOR (W) -- MARK PI'S FEAST OF DRAGON
125 | N WILSON RD | 43204- | Active | 64961 | WATTS | LF919QT | RP | 0.750 | 3616963 | AT 3558 SOLDANO BLVD. PET VALUE/JACKS FISH TANKS
125 | N WILSON RD | 43204- | Due Install |  |  |  | RP | 10.000 | 3629903
125 | N WILSON RD | 43204- | Active | 108740 | WATTS | 909 | RP | 2.000 | 54408 | 3600 SOLDANO BLVD, RM SR-2 BACK OF MALL BTWN 3634 & 3638 SOLDANO BLVD
865 | N WILSON RD | 43204- | Not Required by DOW | [5 empty] | 3629855
1188 | N WILSON RD | 43204-4126 | Due Install |  |  |  | RP |  | 3633272
1188 | N WILSON RD | 43204-4126 | Active | AE6305 | FEBCO | 765 | PVB | 1.000 | 54205 | BY THE HOT WATER TANK IN OFFICE
1260 | N WILSON RD | 43204 | Active | HC59732 | WILKINS | 950XLD | DC | 0.750 | 3654414 | SOUTHWEST CORNER OF BLDG 2
1260 | N WILSON RD | 43204 | Active | V59464 | WILKINS | 350ADA | DCDA | 8.000 | 3654412 | SOUTHWEST CORNER OF BLDG 2
1260 | N WILSON RD | 43204 | Active | ACL6027 | WILKINS | 975XL-2 | RP | 2.000 | 3654543
1550 | N WILSON RD | 43204-1581 | Active | 52473 | WATTS | 009M2QT | RP | 1.000 | 55373 | NORTH PAST CORNER (INSIDE)
1585 | N WILSON RD | 43204-1582 | Active | 55827 | WATTS | 919QT | RP | 0.750 | 55478 | Basement. East Wall.
1642 | N WILSON RD | 43204 | Active | RL-1398 | AMES | COLT 400 | RP | 3.000 | 3624837 | N/WCORNER OF PROPERTY
1642 | N WILSON RD | 43204 | Active | 71879 | WATTS | 919QT | RP | 0.750 | 3624836 | N/W CORNER OF PROPERTY
1642 | N WILSON RD | 43204 | Active | RK-1385 | AMES | COLT 500-GV | RPDA | 6.000 | 3624835 | N/W CORNER OF PROPERTY
2177 | N WILSON RD | 43228-9594 | Active | A03691 | WATTS | 009M2PCQT | RP | 1.500 | 90336 | AFTER METER IN BASEMENT NEAR REAR OF HOUSE
2177 | N WILSON RD | 43228-9594 | Not Required by DOW | 431262 | WATTS | 800M4QT | PVB | 1.000 | 90905 | REAR OF HOME
2245 | N WILSON RD | 43228-9594 | Active | 9802261357 | FEBCO | 856 | DCDA | 6.000 | 57734 | EAST END OF BUILDING
2245 | N WILSON RD | 43228-9594 | Active | 19565 | WATTS | 009M2QT | RP | 1.250 | 57733 | EAST WALL 30' FROM WALK IN DOOR
2245 | N WILSON RD | 43228-9594 | Active | ZZ6652 | FEBCO | 805YB | DC | 0.750 | 57735 | BYPASS ON 6" DCDA FIRE PROTECTION
2265 | N WILSON RD | 43228 | Active | 30553 | WATTS | 007M1QT | DC | 0.750 | 3649491
2265 | N WILSON RD | 43228 | Active | 1990200720 | AMES | AMES3000SS | DCDA | 6.000 | 3649490
2265 | N WILSON RD | 43228 | Active | J00791 | FEBCO | 825Y | RP | 1.500 | 3649489 | HOTBOX
2305 | N WILSON RD | 43228-9594 | Active | 1817761213 | Ames | 3000SS | DCDA | 6.000 | 96660 | SOUTHEAST CORNER IN HOT BOX
2305 | N WILSON RD | 43228-9594 | Active | IA1892 | WATTS | 957 | RP | 3.000 | 96659 | SPRINKLER ROOM
2305 | N WILSON RD | 43228-9594 | Active | 21810 | WATTS | 007M1QT | DC | 0.750 | 96661 | SOUTHEAST SIDE OF BLDG IN HOT BOX
2333 | N WILSON RD | 43228-9594 | Not Required by DOW | 2147882 | WILKINS | 975XL | RP | 1.000 | 88092 | S ENTRANCE MTR RM
2333 | N WILSON RD | 43228-9594 | Active | W208383 | WILKINS | 975XL | RP | 1.500 | 88127 | S ENTRANCE MTR RM
2510 | N WINSTON CT | 43235-2850 | Active | DF8819 | FEBCO | 765 | PVB | 1.000 | 3565260 | LEFT SIDE OF HOUSE
44 | N YALE AVE | 43222- | Active | 3662425 | WILKINS | 975XL | RP | 1.500 | 102206 | NW CORNER OF BUILDING
182 | N YALE AVE | 43222-1127 | Active | 2323395 | WATTS | 909M1QT | RP | 1.500 | 56295 | MAIN OFFICE (BASEMENT) AT WATER METER
185 | N YALE AVE | 43222-1146 | Due Install |  |  |  | RP | 0.750 | 3569273
185 | N YALE AVE | 43222-1146 | Due Install |  |  |  | DCDA | 6.000 | 3652268
85 | N YEARLING RD | 43213-1346 | Not Required by DOW | 1423721204 | AMES | 2000SS | DC | 6.00 | 3604302 | BUILDING 11 RISER ROOM 1-2
85 | N YEARLING RD | 43213-1346 | Not Required by DOW | 18838 | AMES | 2000BM3 | DC | 0.750 | 102022 | BUILDING 6 ZONE 5 CENTER BAY
85 | N YEARLING RD | 43213-1346 | Not Required by DOW | 100282 | AMES | 2000SS | DC | 12.000 | 3641462 | YEARLING RD PIT
85 | N YEARLING RD | 43213-1346 | Not Required by DOW | 100283 | AMES | 2000SS | DC | 12.000 | 3641461 | James Rd Pit
85 | N YEARLING RD | 43213-1346 | Not Required by DOW | W3042703 | WILKINS | 975XL | RP | 0.750 | 3641448 | Fire Hydrants
85 | N YEARLING RD | 43213-1346 | Not Required by DOW | 29462 | WILKINS | 375A | RP | 3.000 | 3641447 | Building 11 Main Feed
85 | N YEARLING RD | 43213-1346 | Not Required by DOW | SD-1843 | WATTS | 957 | RP | 6.000 | 3635662 | AOIZN
85 | N YEARLING RD | 43213-1346 | Not Required by DOW | 35131 | APOLLO/CONBRACO | RP40 | RP | 3.000 | 3625005 | EAST WALL
85 | N YEARLING RD | 43213-1346 | Not Required by DOW | 448752 | WILKINS | 975XL2 | RP | 0.750 | 3625004 | BUILDING 20
85 | N YEARLING RD | 43213-1346 | Not Required by DOW | 546906 | APOLLO/CONBRACO | RPLF4A | RP | 1.000 | 3625003
85 | N YEARLING RD | 43213-1346 | Not Required by DOW | 1651141209 | AMES | 2000SS | DC | 8.000 | 102449 | BUILDING 4 - MECHANICAL ROOM NORTH WALL - GARAGE
85 | N YEARLING RD | 43213-1346 | Not Required by DOW | KA2165 | AMES | 4000CIV | RP | 3.000 | 102450 | BUILDING 4 GARAGE - MECHANICAL ROOM
85 | N YEARLING RD | 43213-1346 | Not Required by DOW | 2690630 | AMES | 3000SS | DCDA | 6.000 | 102552 | IN FIRE PUMP ROOM
85 | N YEARLING RD | 43213-1346 | Not Required by DOW | 1434731204 | AMES | 2000SS | DC | 6.000 | 87800 | Building 10 Systems 5/6 Riser Room 10E-E-014
85 | N YEARLING RD | 43213-1346 | Not Required by DOW | 1434621204 | AMES | 2000SS | DC | 6.000 | 87801 | BLDG 10 SEC 7/8
85 | N YEARLING RD | 43213-1346 | Not Required by DOW | 448751 | WILKINS | 975XL2 | RP | 0.750 | 3625002 | BUILDING 20
85 | N YEARLING RD | 43213-1346 | Not Required by DOW | KI-0430 | AMES | COLT 300BF | DCDA | 6.000 | 102021 | Building 6 System 6 West Bay
85 | N YEARLING RD | 43213-1346 | Not Required by DOW | B154498 | WILKINS | 975 | RP | 4.000 | 3604161 | 3990 E BROAD ST, BUILDING 21A MECHANICAL ROOM
85 | N YEARLING RD | 43213-1346 | Not Required by DOW | 120700 | WATTS | U009M2QT | RP | 3.000 | 104054 | BUILDING #4 MECHANICAL ROOM
85 | N YEARLING RD | 43213-1346 | Not Required by DOW | 221318 | APOLLO/CONBRACO | RP40 | RP | 0.750 | 103969 | BUILDING 2 BOILER ROOM 10' UP
85 | N YEARLING RD | 43213-1346 | Not Required by DOW | 3542670 | WILKINS | 975XL | RP | 1.500 | 102951 | MECHANIC ROOM BUILDING BALL ROOM
85 | N YEARLING RD | 43213-1346 | Not Required by DOW | 1434871204 | AMES | 2000SS | DC | 6.000 | 102901 | BUILDING 20 Basement Riser Room
85 | N YEARLING RD | 43213-1346 | Not Required by DOW | 002830814 | AMES | 2000SS | DC | 12.000 | 3606028 | PIT
85 | N YEARLING RD | 43213-1346 | Not Required by DOW | 35506 | WATTS | 919QT | RP | 0.750 | 3607575 | TRUCK WASH
85 | N YEARLING RD | 43213-1346 | Not Required by DOW | 36528 | WATTS | 919QT | RP | 1.000 | 3625001 | BUILDING 58
85 | N YEARLING RD | 43213-1346 | Not Required by DOW | 20491 | AMES | 2000BM3 | DC | 0.750 | 102020 | BUILDING 6 ZONE 6 WEST BAY
85 | N YEARLING RD | 43213-1346 | Not Required by DOW | 1434651204 | AMES | 2000SS | DC | 6.000 | 87802 | BLDG 10 SEC 9/10 RISER ROOM
85 | N YEARLING RD | 43213-1346 | Not Required by DOW | MF06061 | WATTS | 957 | RP | 2.500 | 3625000 | BUILDING 58 MECHANICAL ROOM
85 | N YEARLING RD | 43213-1346 | Not Required by DOW | 35501 | WATTS | 919QT | RP | 0.750 | 3607578 | TRUCK WASH
85 | N YEARLING RD | 43213-1346 | Not Required by DOW | 1647631109 | AMES | 2000SS | DC | 6.000 | 102892 | BUILDING 22-2 N.E. Mech Room
85 | N YEARLING RD | 43213-1346 | Not Required by DOW | 35997 | WATTS | 919QT | RP | 0.750 | 3607579 | WASH BAY
85 | N YEARLING RD | 43213-1346 | Not Required by DOW | 178988 | WATTS | 909 | RP | 3.000 | 102019 | BUILDING 6 MECHANIC ROOM
85 | N YEARLING RD | 43213-1346 | Not Required by DOW | 641920909 | AMES | 2000SS | DC | 6.000 | 102899 | SPRINKLER RISER - BUILDING 20A
85 | N YEARLING RD | 43213-1346 | Not Required by DOW | 1434751204 | AMES | 2000SS | DC | 6.000 | 87803 | BLDG 10 SEC 11/12 RISER ROOM
85 | N YEARLING RD | 43213-1346 | Not Required by DOW | 1434741204 | AMES | 2000SS | DC | 6.000 | 87804 | Building 10 Systems 13/13A Riser Room 10E-E-036
85 | N YEARLING RD | 43213-1346 | Not Required by DOW | WD-1680 | WATTS | 957 | RP | 3.000 | 3613570 | BLDG 21 BY NW OVERHEAD DOOR
85 | N YEARLING RD | 43213-1346 | Not Required by DOW | 088332 | WATTS | LF009M2QT | RP | 2.000 | 3624980 | 300 N JAMES RD, BLDG 30 DOOR 53
85 | N YEARLING RD | 43213-1346 | Not Required by DOW | 113678 | AMES | 4000SS | RP | 2.500 | 87810 | BLDG 17 E.S. END
85 | N YEARLING RD | 43213-1346 | Not Required by DOW | 96032 | HERSEY/GRINNELL | FDC | DC | 0.750 | 3613572 | OUTSIDE BLDG 21 WEST IN PIT
85 | N YEARLING RD | 43213-1346 | Not Required by DOW | 1438790105 | AMES | 2000SS | DC | 8.000 | 87811 | Building 30 Systems 1/2 Riser Room 030S-E-053
85 | N YEARLING RD | 43213-1346 | Not Required by DOW | 1422980105 | AMES | 2000SS | DC | 6.000 | 87812 | Building 30 Systems 9/10 Riser Room 030S-E-026
85 | N YEARLING RD | 43213-1346 | Not Required by DOW | 1422970105 | AMES | 2000SS | DC | 6.000 | 87813 | Building 30 Systems 11/12 Riser Room 30S-E-025
85 | N YEARLING RD | 43213-1346 | Not Required by DOW | 114367 | AMES | 2000SS | DC | 6.000 | 87814 | BLDG 30 SECT 13 RISER
85 | N YEARLING RD | 43213-1346 | Not Required by DOW | 113945 | AMES | 4000SS | RP | 3.000 | 102897 | BUILDING 9 SECTION 12
85 | N YEARLING RD | 43213-1346 | Not Required by DOW | 113589 | AMES | 4000SS | RP | 2.500 | 87818 | BLDG 27 12' HIGH AFL SECT 18/19 SOUTH OVERHANG
85 | N YEARLING RD | 43213-1346 | Not Required by DOW | 27185 | WATTS | 009 | RP | 2.500 | 99376 | BOILER - 165 N YEARLING
85 | N YEARLING RD | 43213-1346 | Not Required by DOW | 581675 | WILKINS | 975XLBMS | RP | 0.750 | 99343 | MEZZ CENTER OF BLDG - 7350 ZISTEL STR BLDG 874
85 | N YEARLING RD | 43213-1346 | Not Required by DOW | 969928 | HERSEY/GRINNELL | FDC | DC | 0.750 | 3613571 | OUTSIDE BLDG 21A SE IN PIT
85 | N YEARLING RD | 43213-1346 | Not Required by DOW | 2AL0663 | AMES | 2000SS | DC | 6.000 | 102893 | BULIDING 22 RISER ROOM
85 | N YEARLING RD | 43213-1346 | Not Required by DOW | 3157922 | WILKINS | 950XLU | DC | 0.750 | 98135 | BUILDING 20 - ROOM #A012N
85 | N YEARLING RD | 43213-1346 | Not Required by DOW | 164793 | AMES | 2000SS | DC | 8.000 | 97959 | BASEMENT FIRE PUMP
85 | N YEARLING RD | 43213-1346 | Not Required by DOW | 16114 | WILKINS | 950XLD | DC | 0.750 | 73927 | ROOM A0055 BLDG 20
85 | N YEARLING RD | 43213-1346 | Not Required by DOW | 1423716 | AMES | 2000SS | DC | 8.000 | 102895 | BUILDING 9 RISER 5
85 | N YEARLING RD | 43213-1346 | Not Required by DOW | 161106 | WILKINS | 950XLD | DC | 0.750 | 73926 | C001N ROOM BLDG 20
85 | N YEARLING RD | 43213-1346 | Not Required by DOW | 113625 | AMES | 4000SS | RP | 6.000 | 102894 | BUILDING 16
85 | N YEARLING RD | 43213-1346 | Not Required by DOW | 1643930809 | AMES | 2000SS | DC | 8.000 | 102898 | BUILDING 20 - PUMP ROOM
85 | N YEARLING RD | 43213-1346 | Not Required by DOW | 1434711204 | AMES | 2000SS | DC | 6.000 | 87778 | Building 44 Systems 1/2/3 Riser Room 44S-E-022
85 | N YEARLING RD | 43213-1346 | Not Required by DOW | 1434571204 | AMES | 2000SS | DC | 6.000 | 87779 | BLDG 43 S. E. RISER ROOM
85 | N YEARLING RD | 43213-1346 | Not Required by DOW | 1659190510 | AMES | 2000SS | DC | 6.000 | 102283 | SPRINKLER ROOM Building 1
85 | N YEARLING RD | 43213-1346 | Not Required by DOW | 15311 | WATTS | 919QT | RP | 2.000 | 102282 | MECHANIC ROOM
85 | N YEARLING RD | 43213-1346 | Not Required by DOW | 1422591204 | AMES | 2000SS | DC | 6.000 | 87780 | BLDG 9 SECTION 1 & 2 RISER ROOM
85 | N YEARLING RD | 43213-1346 | Not Required by DOW | 1422611204 | AMES | 2000SS | DC | 6.000 | 87781 | BLDG 9 SECTIONS 3/4 RISER ROOM
85 | N YEARLING RD | 43213-1346 | Not Required by DOW | 1423711204 | AMES | 2000SS | DC | 6.000 | 87782 | Building 9 Systems 5/6 Riser Room 9W-E-054
85 | N YEARLING RD | 43213-1346 | Not Required by DOW | 1423701204 | AMES | 2000SS | DC | 6.000 | 87783 | BLDG 9 SECTION 7/8 RISER ROOM
85 | N YEARLING RD | 43213-1346 | Not Required by DOW | 1434921204 | AMES | 2000SS | DC | 6.000 | 87784 | Building 9 Systems 9/10 Riser Room 9W-E-042
85 | N YEARLING RD | 43213-1346 | Not Required by DOW | 1434721204 | AMES | 2000SS | DC | 6.000 | 87785 | Building 9 Systems 11/12 Riser Room 9W-E-041
85 | N YEARLING RD | 43213-1346 | Not Required by DOW | 16653 | WATTS | 919QT | RP | 1.250 | 3605595 | GEOTHERMAL, MECHANICAL ROOM
85 | N YEARLING RD | 43213-1346 | Not Required by DOW | 1433671204 | AMES | 2000SS | DC | 6.000 | 87777 | Building 30 Systems 7/8 Riser Room 30S-E-039
85 | N YEARLING RD | 43213-1346 | Not Required by DOW | 3631 | AMES | 4000SS | RP | 3.000 | 3604309 | BUILDING 27 LOADING DOCK
85 | N YEARLING RD | 43213-1346 | Not Required by DOW | 1434601204 | AMES | 2000SS | DC | 6.000 | 87786 | BLDG 9 SECTION 13 RISER ROOM
85 | N YEARLING RD | 43213-1346 | Not Required by DOW | x18599 | WILKINS | 375A | RP | 4.000 | 102281 | MECHANIC ROOM
85 | N YEARLING RD | 43213-1346 | Not Required by DOW | 68743 | AMES | 2000B | DC | 0.750 | 3604308 | Building 58 Mech Room 112
85 | N YEARLING RD | 43213-1346 | Not Required by DOW | B05343 | WILKINS | 975 | RP | 4.000 | 102345 | BUILDING 20A
85 | N YEARLING RD | 43213-1346 | Not Required by DOW | EL1323 | AMES | 2000SS | DC | 8.000 | 87791 | BLDG 42 SEC 7 RISER ROOM
85 | N YEARLING RD | 43213-1346 | Not Required by DOW | 1779270712 | AMES | 3000SS | DCDA | 4.000 | 3604307 | BUILDING 58 MECHANICAL ROOM 112 OUTSIDE
85 | N YEARLING RD | 43213-1346 | Not Required by DOW | 1705510612 | AMES | 2000SS | DC | 6.000 | 102391 | RISER ROOM DSCC COMMUNITY AND VA ENG BLDG
85 | N YEARLING RD | 43213-1346 | Not Required by DOW | 113007 | AMES | 4000SS | RP | 3.000 | 3604306 | BUILDING 30 CENTER DOCK
85 | N YEARLING RD | 43213-1346 | Not Required by DOW | EL1439 | AMES | 2000SS | DC | 8.000 | 87776 | Building 30 Systems 3/4 Riser Room 30S-E-042
85 | N YEARLING RD | 43213-1346 | Not Required by DOW | 113624 | AMES | 4000SS | RP | 3.000 | 87794 | BLDG 10 SECTION 7 AFL E DOCK
85 | N YEARLING RD | 43213-1346 | Not Required by DOW | 221342 | APOLLO/CONBRACO | 4020402 | RP | 0.750 | 102262 | BUILDING 2 BOILER ROOM
85 | N YEARLING RD | 43213-1346 | Not Required by DOW | JH0185 | AMES | COLT 400 | RP | 4.000 | 102261 | BUILDING 2 BOILER ROOM
85 | N YEARLING RD | 43213-1346 | Not Required by DOW | 2872543 | WILKINS | 375 | RP | 2.500 | 102204 | IN CLOSET IN KITCHEN
85 | N YEARLING RD | 43213-1346 | Not Required by DOW | 113623 | AMES | 4000SS | RP | 3.000 | 87795 | BLDG 10 SECTION 6 E DOCK AFL
85 | N YEARLING RD | 43213-1346 | Not Required by DOW | 02739 | WATTS | 919 | RP | 0.500 | 102203 | BUILDING 11 ROOM 011W-E-1332A 10' IN AIR
85 | N YEARLING RD | 43213-1346 | Not Required by DOW | 358636 | WATTS | 009M2QT | RP | 1.000 | 102201 | BUILDING 11 ROOM 011W-E-052
85 | N YEARLING RD | 43213-1346 | Not Required by DOW | 1136301204 | AMES | 4000SS | RP | 3.000 | 87796 | BLDG 10 AFL SECT 2 N. E. DOCK
85 | N YEARLING RD | 43213-1346 | Not Required by DOW | 1400630404 | AMES | 2000SS | DC | 6.000 | 3604305 | BUILDING 11 RISER ROOM 13
85 | N YEARLING RD | 43213-1346 | Not Required by DOW | 10631 | WATTS | 919QT | RP | 1.250 | 3605596 | GEOTHERMAL, MECHANICAL ROOM
85 | N YEARLING RD | 43213-1346 | Not Required by DOW | 1136081204 | AMES | 4000SS | RP | 3.000 | 87797 | BLDG 10 AFL SECT 3 N.E. DOCK
85 | N YEARLING RD | 43213-1346 | Not Required by DOW | L58645 | WILKINS | 375 | RP | 3.000 | 102200 | BUILDING 22 BOILER ROOM 2
85 | N YEARLING RD | 43213-1346 | Not Required by DOW | 1434611204 | AMES | 2000SS | DC | 6.000 | 3604304 | BUILDING 11 RISER ROOM 5-6
85 | N YEARLING RD | 43213-1346 | Not Required by DOW | 143751204 | AMES | 2000SS | DC | 6.000 | 87775 | Building 30 Systems 5/6 Riser Room 30S-E-041
85 | N YEARLING RD | 43213-1346 | Not Required by DOW | 10624 | WATTS | 919QT | RP | 1.250 | 3605597 | GEOTHERMAL, MECHANICAL ROOM
85 | N YEARLING RD | 43213-1346 | Not Required by DOW | A00398 | WATTS | 919AQT | RP | 0.750 | 102199 | BUILDING 22 BOILER ROOM 2
85 | N YEARLING RD | 43213-1346 | Not Required by DOW | 24380 | WATTS | 919AQT | RP | 0.750 | 102198 | BUILDING 11 ROOM 011W-E-034A
85 | N YEARLING RD | 43213-1346 | Not Required by DOW | 21112 | WATTS | 919AQT | RP | 0.750 | 102197 | BUILDING 11 ROOM 1107
85 | N YEARLING RD | 43213-1346 | Not Required by DOW | 1275711213 | AMES | 4000RP | RP | 8.000 | 3605630 | EAST SIDE ENTRANCE
85 | N YEARLING RD | 43213-1346 | Not Required by DOW | 12049 | AMES | 2000BM3 | DC | 0.750 | 3651202 | Building 6 West Truck Bay 3
85 | N YEARLING RD | 43213-1346 | Not Required by DOW | 19838 | AMES | 2000BM3 | DC | 0.750 | 3651201 | Building 6 Center Truck Bay
85 | N YEARLING RD | 43213-1346 | Not Required by DOW | 1422391204 | AMES | 2000SS | DC | 6.000 | 87798 | Building 10 Systems 1/2 Riser Room 10E-E-002
85 | N YEARLING RD | 43213-1346 | Not Required by DOW | 002820814 | AMES | 2000SS | DC | 12.000 | 3606027 | PIT
85 | N YEARLING RD | 43213-1346 | Not Required by DOW | 125757 | WATTS | 909 | RP | 3.000 | 102037 | BUILDING 5 MECHANIC ROOM
85 | N YEARLING RD | 43213-1346 | Not Required by DOW | 613754 | WATTS | 909QT | RP | 0.750 | 3651200 | BOILER ROOM
85 | N YEARLING RD | 43213-1346 | Not Required by DOW | KH-0911 | AMES | COLT 200N | DC | 8.000 | 102036 | BUILDING 5 MECHANIC ROOM
85 | N YEARLING RD | 43213-1346 | Not Required by DOW | 1434361204 | AMES | 2000SS | DC | 6.000 | 87799 | Building 10 Systems 3/4 Riser Room 10E-E-012
85 | N YEARLING RD | 43213-1346 | Not Required by DOW | 1651111209 | AMES | 2000SS | DC | 6.000 | 102448 | Building 2 Mech Room
85 | N YEARLING RD | 43213-1346 | Active | 74600 | APOLLO | RPLF4A | RP | 12.000 | 3648445 | HEATED ENCLOSURE OFF YEARLING
85 | N YEARLING RD | 43213-1346 | Not Required by DOW | 1423651204 | AMES | 2000SS | DC | 6.000 | 3604303 | BUILDING 11 RISER ROOM 3-4
85 | N YEARLING RD | 43213-1346 | Not Required by DOW | 2729087 | WILKINS | 975XL | RP | 1.250 | 3647181 | 85 N. Yearling Building 24 Mechanical Room
85 | N YEARLING RD | 43213-1346 | Not Required by DOW | KK-1014 | AMES | COLT 300BF | DCDA | 6.000 | 102023 | BUILDING 6 ZONE 5 CENTER BAY
85 | N YEARLING RD | 43213-1346 | Not Required by DOW | 034215 | WATTS | 007M1QT | DC | 2.000 | 3647180 | 85 N. Yearling Building 1 Mechanical Room
85 | N YEARLING RD | 43213-1346 | Not Required by DOW | 8678 | CONBRACO | 40208A2 | RP | 2.000 | 73960 | BLDG 23 - EASTWALL MECHANICAL ROOM (TOP)
85 | N YEARLING RD | 43213-1346 | Not Required by DOW | 19125 | WATTS | 919AQT | RP | 0.750 | 73961 | MECHANICAL ROOM ABOVE SPRINKLER VALVES
85 | N YEARLING RD | 43213-1346 | Not Required by DOW | 9406939 | AMES | 2000SS | DC | 6.000 | 73962 | IN PIT OUTSIDE BLDG 20A
85 | N YEARLING RD | 43213-1346 | Not Required by DOW | 9606131330 | FEBCO | 870 | DC | 4.000 | 73964 | Building 46A Riser Room/Mech Room
85 | N YEARLING RD | 43213-1346 | Not Required by DOW | 9609203 | HERSEY/GRINNELL | 2 | DC | 8.000 | 73965 | IN W PIT OUTSIDE BLDG 21
85 | N YEARLING RD | 43213-1346 | Not Required by DOW | 960928 | HERSEY/GRINNELL | FDC | DC | 0.750 | 73966 | PIT OUTSIDE BLDG 21A
85 | N YEARLING RD | 43213-1346 | Not Required by DOW | 9702057 | WATTS | 007DCDA | DCDA | 6.000 | 73967 | PIT OUTSIDE OF BUILDING
85 | N YEARLING RD | 43213-1346 | Not Required by DOW | 98032 | HERSEY/GRINNELL | FDC | DC | 0.750 | 73968 | IN W PIT OUTSIDE BLDG 21
85 | N YEARLING RD | 43213-1346 | Not Required by DOW | 196061 | WATTS | 909 | RP | 3.000 | 97342 | BLDG 43 ROOM 043S-E-018
85 | N YEARLING RD | 43213-1346 | Not Required by DOW | 1893493 | WILKINS | 975XLBMS | RP | 1.000 | 97341 | 302 RM 302-1-101 FIRING RANGE
85 | N YEARLING RD | 43213-1346 | Not Required by DOW | 19464 | WATTS | 909QT | RP | 1.000 | 97340 | BLDG 30-RM 0305-E-028
85 | N YEARLING RD | 43213-1346 | Not Required by DOW | 29846 | WATTS | 919 | RP | 2.000 | 97339 | BLDG 306 RM 306-1-150 FIRE ROOM
85 | N YEARLING RD | 43213-1346 | Not Required by DOW | 2539118 | WILKINS | 975XLBMS | RP | 1.500 | 97338 | BLDG 49-MECH ROOM BUCKEYE LODGE
85 | N YEARLING RD | 43213-1346 | Not Required by DOW | 106292 | AMES | 2000SS | DC | 6.00 | 73969 | Building 308 North Riser Room
85 | N YEARLING RD | 43213-1346 | Not Required by DOW | 113618 | AMES | 4000SS | RP | 3.000 | 87753 | WEST SOUTH END BLDG # 17
85 | N YEARLING RD | 43213-1346 | Not Required by DOW | 427630 | WATTS | 909M1QT | RP | 2.000 | 97337 | 314 BUG BLDG -CENTER BAY
85 | N YEARLING RD | 43213-1346 | Not Required by DOW | 116205 | WATTS | 009QT | RP | 1.000 | 97297 | BLDG 52 RM 052-1-104 BEHIND 2ND DOOR
85 | N YEARLING RD | 43213-1346 | Not Required by DOW | EL1435 | AMES | 2000SS | DC | 8.000 | 87754 | BLDG 17 SECTION 4
85 | N YEARLING RD | 43213-1346 | Not Required by DOW | 197730 | WATTS | 009M2QT | RP | 0.750 | 94475 | BLDG 21 B POD 1ST FLOOR MECH ROOM
85 | N YEARLING RD | 43213-1346 | Not Required by DOW | EL1795 | AMES | 2000SS | DC | 8.000 | 87755 | BLDG 18 SECTION 4
85 | N YEARLING RD | 43213-1346 | Not Required by DOW | 04005 | WATTS | 009M2PCQT | RP | 1.250 | 94315 | NW CORNER - 185 N YEARLING
85 | N YEARLING RD | 43213-1346 | Not Required by DOW | 16495 | WATTS | 919AQT | RP | 1.000 | 94314 | ABOVE BOILER - 165 N YEARLING
85 | N YEARLING RD | 43213-1346 | Not Required by DOW | 03289 | WATTS | 009 | RP | 3.000 | 94313 | BOILER ROOM - 165 N YEARLING
85 | N YEARLING RD | 43213-1346 | Not Required by DOW | 46142 | WATTS | 009M2QT | RP | 0.750 | 94312 | BOILER ROOM - 165 N YEARLING
85 | N YEARLING RD | 43213-1346 | Not Required by DOW | 03759 | WATTS | 009 | RP | 3.000 | 94311 | BOILER ROOM - 185 N YEARLING
85 | N YEARLING RD | 43213-1346 | Not Required by DOW | W342703 | WILKINS | 975XLBMS | RP | 0.750 | 93480 | BLDG 20a
85 | N YEARLING RD | 43213-1346 | Not Required by DOW | 168889 | WATTS | 909M1QT | RP | 1.250 | 93469 | BLDG 11 MECH ROOM
85 | N YEARLING RD | 43213-1346 | Not Required by DOW | 193975 | WATTS | 909QT | RP | 0.750 | 93468 | BLDG 11 CHILLER ROOM
85 | N YEARLING RD | 43213-1346 | Not Required by DOW | K8665 | APOLLO/CONBRACO | 4020702 | RP | 1.500 | 93467 | BLDG 22 CDC BOILER ROOM
85 | N YEARLING RD | 43213-1346 | Not Required by DOW | AH034 | APOLLO/CONBRACO | 4020702 | RP | 1.500 | 93466 | BLDG 22 CDC BOILER ROOM
85 | N YEARLING RD | 43213-1346 | Not Required by DOW | 168894 | WATTS | 909M1QT | RP | 1.250 | 93465 | BLDG 18 MECH ROOM
85 | N YEARLING RD | 43213-1346 | Not Required by DOW | 955270 | APOLLO | RPLF4A | RP | 0.750 | 93464 | BLDG 9 BOILER ROOM
85 | N YEARLING RD | 43213-1346 | Not Required by DOW | 614254 | WATTS | 909QT | RP | 0.750 | 93463 | BLDG 306 BOILER ROOM
85 | N YEARLING RD | 43213-1346 | Not Required by DOW | EL1817 | AMES | MAXIM 200 | DC | 8.00 | 87756 | BLDG 18 SECTION 3
85 | N YEARLING RD | 43213-1346 | Not Required by DOW | 13625 | AMES | 4000SS | RP | 6.000 | 87757 | BLDG 16 RISER ROOM
85 | N YEARLING RD | 43213-1346 | Not Required by DOW | FA0011 | AMES | 2000SS | DC | 8.000 | 87758 | BLDG 17 SECTION 3
85 | N YEARLING RD | 43213-1346 | Not Required by DOW | FA0013 | AMES | 2000SS | DC | 8.000 | 87760 | BLDG 17 SECTION 2
85 | N YEARLING RD | 43213-1346 | Not Required by DOW | EL1437 | AMES | 2000SS | DC | 8.000 | 87761 | BLDG 189 R.R.
85 | N YEARLING RD | 43213-1346 | Not Required by DOW | 1422631204 | AMES | 2000SS | DC | 6.000 | 87762 | Building 19 Systems 2 N/S Riser Room 19E-E-011
85 | N YEARLING RD | 43213-1346 | Not Required by DOW | 15391 | AMES | 2000-DCA | DC | 6.000 | 87763 | BLDG 11 SECTION 11
85 | N YEARLING RD | 43213-1346 | Not Required by DOW | L40036 | AMES | 2000SS | DC | 6.000 | 87764 | BLDG 11 SECTION 13
85 | N YEARLING RD | 43213-1346 | Not Required by DOW | 613801 | WATTS | 909QT | RP | 0.750 | 93462 | BLDG 306 BOILER ROOM
85 | N YEARLING RD | 43213-1346 | Not Required by DOW | 297624 | WATTS | 909QT | RP | 1.000 | 93461 | BLDG 11 BOILER ROOM WEST
85 | N YEARLING RD | 43213-1346 | Not Required by DOW | 161224 | WILKINS | 950XLD | DC | 0.750 | 73929 | ROOM C021N BLDG 20
85 | N YEARLING RD | 43213-1346 | Not Required by DOW | 161227 | WILKINS | 950XLD | DC | 0.750 | 73930 | ROOM A012N BLDG 20
85 | N YEARLING RD | 43213-1346 | Not Required by DOW | 161232 | WILKINS | 950XLT | DC | 0.750 | 73931 | BUILDING 20 BASEMENT SOUTHSIDE
85 | N YEARLING RD | 43213-1346 | Not Required by DOW | 4180085 | WILKINS | 950XLT2 | DC | 0.750 | 73932 | ROOM B0025 BLDG 20
85 | N YEARLING RD | 43213-1346 | Not Required by DOW | 171822 | WATTS | 909M1QT | RP | 2.000 | 73933 | W WALL CENTER BAY--BLDG 314 PESTICIDE BLDG
85 | N YEARLING RD | 43213-1346 | Not Required by DOW | 176728 | WATTS | 909M1QT | RP | 1.500 | 73935 | BLDG 27/10 CONVERTER RM NORTH WALL
85 | N YEARLING RD | 43213-1346 | Not Required by DOW | 31964A | APOLLO | RPLF4A | RP | 1.000 | 73936 | BLDG 308 CONV. ROOM WEST WALL
85 | N YEARLING RD | 43213-1346 | Not Required by DOW | 161222 | WILKINS | 950XLD | DC | 0.750 | 73928 | ROOM A021N BLDG 20 (S# 161232)
85 | N YEARLING RD | 43213-1346 | Not Required by DOW | 164192 | AMES | 2000SS | DC | 6.000 | 97958 | STORAGE ROOM
85 | N YEARLING RD | 43213-1346 | Not Required by DOW | 627813 | WATTS | 909QT | RP | 0.750 | 97371 | BLDG 16 MECH ROOM RM # 016E-004
85 | N YEARLING RD | 43213-1346 | Not Required by DOW | 622111 | WATTS | 909QT | RP | 1.000 | 97370 | BLDG 10 SECTION 12 RM #010-I-1214
85 | N YEARLING RD | 43213-1346 | Not Required by DOW | 619880 | WATTS | 909QT | RP | 1.000 | 97369 | BLDG 11 SECTION 5 RM 011-I-535
85 | N YEARLING RD | 43213-1346 | Not Required by DOW | 198975 | WATTS | 909QT | RP | 0.750 | 73937 | SW CORNER OF EQUIP. ROOM Bldg 11 Section 12
85 | N YEARLING RD | 43213-1346 | Not Required by DOW | 21K0887 | AMES | 2000SS | DC | 4.000 | 73938 | BLDG 48 SOUTH RISER ROOM
85 | N YEARLING RD | 43213-1346 | Not Required by DOW | 2AL0106 | AMES | 2000SS | DC | 4.000 | 73939 | Building 11 Pre Action System Room 11-1-72D 120
85 | N YEARLING RD | 43213-1346 | Not Required by DOW | A75061 | WATTS | 009M3QT | RP | 0.750 | 97368 | BLDG 11 WEST SIDE OF BLDG ROOM 011W-E-036A
85 | N YEARLING RD | 43213-1346 | Not Required by DOW | 2AL0668 | AMES | 2000SS | DC | 6.000 | 73940 | BLDG 22 EAST RISER ROOM
85 | N YEARLING RD | 43213-1346 | Not Required by DOW | 56648 | WATTS | 919QT | RP | 1.000 | 97367 | BLDG 11 SECTION 9 RM 011W-E-039
85 | N YEARLING RD | 43213-1346 | Not Required by DOW | 3LM0630 | AMES | 3000SS | DCDA | 6.00 | 73941 | BLDG 21 BASEMENT -B POD-FIRE PUMP ROOM
85 | N YEARLING RD | 43213-1346 | Not Required by DOW | 305330 | Watts | 909M1QT | RP | 1.500 | 73942 | ROOM C1255 BLDG 20
85 | N YEARLING RD | 43213-1346 | Not Required by DOW | 317611 | WATTS | 909M1QT | RP | 1.250 | 73943 | BLDG 44 BOILER ROOM NW CORNER
85 | N YEARLING RD | 43213-1346 | Not Required by DOW | 31929 | WATTS | 007M2QT | DC | 0.750 | 73944 | Building 201 East Riser Room
85 | N YEARLING RD | 43213-1346 | Not Required by DOW | 34853 | WATTS | 007M1QT | DC | 0.750 | 73945 | BASEMENT FIRE PUMP ROOM
85 | N YEARLING RD | 43213-1346 | Not Required by DOW | 386446 | WATTS | 909QT | RP | 0.750 | 73946 | BETWEEN BOILERS, 9FT UP (NAVAL RESERVE STATION)
85 | N YEARLING RD | 43213-1346 | Not Required by DOW | 3AK1001 | AMES | 3000SS | DCDA | 4.000 | 73947 | BLDG 201 WEST RISER ROOM
85 | N YEARLING RD | 43213-1346 | Not Required by DOW | 3LJ0581 | AMES | 3000SS | DCDA | 4.000 | 73948 | BLDG 201 EAST RISER ROOM
85 | N YEARLING RD | 43213-1346 | Not Required by DOW | 14906 | WILKINS | 975 | RP | 3.000 | 73950 | W WALL OF POWER VAULT --BLDG 11, SEC. 11
85 | N YEARLING RD | 43213-1346 | Not Required by DOW | 296462 | WILKINS | 375 | RP | 3.000 | 73951 | W WALL OF POWER VAULT RM--BLDG 11-SEC.11
85 | N YEARLING RD | 43213-1346 | Not Required by DOW | b05008 | WILKINS | 975DA | RPDA | 4.000 | 73952 | BUILDING 20-A
85 | N YEARLING RD | 43213-1346 | Not Required by DOW | 16916 | WATTS | 919AQT | RP | 0.750 | 97366 | BLDG 17 -MECH RM 017E-E-012
85 | N YEARLING RD | 43213-1346 | Not Required by DOW | 50292 | WATTS | 007QT | DC | 0.750 | 73953 | BLDG 201 WEST RISER ROOM
85 | N YEARLING RD | 43213-1346 | Not Required by DOW | 351708 | WATTS | 007QT | DC | 1.000 | 97360 | BLDG 25 ROOM 025-1-102
85 | N YEARLING RD | 43213-1346 | Not Required by DOW | 13659 | WATTS | 009M2QT | RP | 1.500 | 97346 | BLDG 507 MECH ROOM 507-R-003
85 | N YEARLING RD | 43213-1346 | Not Required by DOW | b05113 | WILKINS | 375DA | RPDA | 4.000 | 73954 | 1ST FLOOR BUILDING 20-A (S# BO5113)
85 | N YEARLING RD | 43213-1346 | Not Required by DOW | 5343 | WILKINS | 375DA | RPDA | 4.000 | 73955 | 1ST FLOOR BUILDING 20-A (S# B05343)
85 | N YEARLING RD | 43213-1346 | Not Required by DOW | 20191 | WATTS | 919AQT | RP | 1.000 | 97345 | BLDG 52 RM 52-1-104 BEHIND 2ND DOOR
85 | N YEARLING RD | 43213-1346 | Not Required by DOW | 425596 | WATTS | 909HWM1QT | RP | 2.000 | 97344 | VBLDG 44 ROOM 044S-E-008
85 | N YEARLING RD | 43213-1346 | Not Required by DOW | 5665 | CONBRACO | 4020002 | RP | 3.000 | 73956 | BLDG 23 MECH RM, 12" HIGH OVER EJECTOR
85 | N YEARLING RD | 43213-1346 | Not Required by DOW | 168373 | WATTS | 009M2QT | RP | 0.750 | 97343 | BLDG 54 RM 54-1-102 BROAD ST GUARD SHACK
85 | N YEARLING RD | 43213-1346 | Not Required by DOW | 79744 | WATTS | 009QT | RP | 2.000 | 73957 | MECHANICAL ROOM INLET SIDE OF WATER SOFTNER -at the fire dept.
85 | N YEARLING RD | 43213-1346 | Not Required by DOW | 815390 | WILKINS | 975 | RP | 3.000 | 73958 | 3990 E BROAD ST, BLDG 21A W MECH ROOM
85 | N YEARLING RD | 43213-1346 | Not Required by DOW | B17748 | WILKINS | 975 | RP | 4.000 | 73959 | BLDG 21A W MECH ROOM
85 | N YEARLING RD | 43213-1346 | Not Required by DOW | 161105 | WILKINS | 950XLD | DC | 0.750 | 73925 | ROOM CO105 BLDG 20
85 | N YEARLING RD | 43213-1346 | Not Required by DOW | AV155 | APOLLO/CONBRACO | 40208A2 | RP | 2.000 | 73924 | MECH ROOM #23 --EAST WALL
85 | N YEARLING RD | 43213-1346 | Not Required by DOW | 1422201204 | AMES | 2000SS | DC | 6.000 | 87829 | Building 27 System 9/10 Riser Room 27N-E-014
85 | N YEARLING RD | 43213-1346 | Not Required by DOW | 1422601204 | AMES | 2000SS | DC | 6.000 | 87830 | Building 27 Systems 7/8 Riser Room 27N-E-013
85 | N YEARLING RD | 43213-1346 | Not Required by DOW | 122461 | WILKINS | 975 | RP | 0.750 | 73922 | SOUTH WALL BLDG 43
85 | N YEARLING RD | 43213-1346 | Not Required by DOW | 1433661204 | AMES | 2000SS | DC | 6.000 | 87831 | Building 27 Systems 11/12 Next to Gym Entrance
85 | N YEARLING RD | 43213-1346 | Not Required by DOW | 1433681204 | AMES | 2000SS | DC | 6.000 | 87832 | Building 27 System 13 Riser Room 27N-E-027
85 | N YEARLING RD | 43213-1346 | Not Required by DOW | 65665 | CONBRACO | 4020002 | RP | 3.000 | 101911 | E MECHANICAL ROOM - 3990 E BROAD ST
85 | N YEARLING RD | 43213-1346 | Not Required by DOW | 1422381204 | AMES | 2000SS | DC | 6.00 | 101910 | Building 23 Mech Room
85 | N YEARLING RD | 43213-1346 | Not Required by DOW | 1434681204 | AMES | 2000SS | DC | 6.000 | 87833 | BLDG 44 EAST RISER ROOM
85 | N YEARLING RD | 43213-1346 | Not Required by DOW | 119573 | WATTS | 800M4QT | PVB | 0.750 | 73921 | BLDG 46A MECH ROOM SW CORNER
85 | N YEARLING RD | 43213-1346 | Not Required by DOW | 37625 | WATTS | 919QT | RP | 1.000 | 100510 | BLDG 30-RM 305-E-028
85 | N YEARLING RD | 43213-1346 | Not Required by DOW | 116084 | AMES | 2000SS | DC | 6.000 | 73920 | WEST SIDE OF BUILDING #11 SECTION 8
85 | N YEARLING RD | 43213-1346 | Not Required by DOW | EL1825 | AMES | 2000SS | DC | 8.000 | 87834 | BLDG 17 SECT 1
85 | N YEARLING RD | 43213-1346 | Not Required by DOW | 154192 | WATTS | 909 | RP | 3.000 | 100428 | IN BOILER ROOM
85 | N YEARLING RD | 43213-1346 | Not Required by DOW | 13780 | AMES | 2000SS | DC | 6.000 | 87836 | STORE ROOM BLDG 47
85 | N YEARLING RD | 43213-1346 | Not Required by DOW | 116083 | AMES | 2000SS | DC | 6.000 | 73919 | WEST SIDE OF BUILDING #11 SECTION 9
85 | N YEARLING RD | 43213-1346 | Not Required by DOW | 2IL0887 | AMES | 2000SS | DC | 4.000 | 87837 | BOILER ROOM BLDG 48
85 | N YEARLING RD | 43213-1346 | Not Required by DOW | 115391 | AMES | 2000SS | DC | 6.000 | 73918 | WEST SIDE OF THE BUILDING IN SECTION 11 & 12
85 | N YEARLING RD | 43213-1346 | Not Required by DOW | 113780 | AMES | 2000SS | DC | 6.000 | 73917 | BLDG 47 SOUTH WALL IN STORE ROOM
85 | N YEARLING RD | 43213-1346 | Not Required by DOW | 14349411204 | AMES | 2000SS | DC | 6.000 | 87838 | Building 19 Systems 1 N/S Riser Room 19E-E-003
85 | N YEARLING RD | 43213-1346 | Not Required by DOW | 1434701204 | AMES | 2000SS | DC | 6.000 | 87839 | Building 19 Systems 3 N/S Riser Room 19E-E-013
85 | N YEARLING RD | 43213-1346 | Not Required by DOW | 01105 | AMES | 400B-A | RP | 1.50 | 73916 | Building 11 Dock Behind Kitchen
85 | N YEARLING RD | 43213-1346 | Not Required by DOW | 1434851204 | AMES | 2000SS | DC | 6.000 | 87840 | Building 19 Systems 4 N/S Ri8ser Room 19E-E-021
85 | N YEARLING RD | 43213-1346 | Not Required by DOW | 06292 | AMES | 2000SS | DC | 6.000 | 87843 | REAR RISER ROOM BLDG 308
85 | N YEARLING RD | 43213-1346 | Not Required by DOW | 113536 | AMES | 4000SS | RP | 3.000 | 87848 | BLDG 27 BOAT STORAGE NW DOCK
85 | N YEARLING RD | 43213-1346 | Not Required by DOW | 36513 | WATTS | 009M2PCQT | RP | 0.750 | 99377 | BOILER ROOM - 185 N YEARLING
85 | N YEARLING RD | 43213-1346 | Not Required by DOW | 113628 | AMES | 4000SS | RP | 3.000 | 87849 | BLDG 9 SEC 12 SW DOCK
85 | N YEARLING RD | 43213-1346 | Not Required by DOW | 113926 | AMES | 4000SS | RP | 3.000 | 87851 | BLDG 9 S&R DOCK SECT 8 NW DOCK
85 | N YEARLING RD | 43213-1346 | Not Required by DOW | 113925 | AMES | 4000SS | RP | 3.000 | 87852 | BLDG 9 SW DOCK SECT 8 AFL
85 | N YEARLING RD | 43213-1346 | Not Required by DOW | 113612 | AMES | 4000SS | RP | 3.000 | 87853 | NW END OF BLDG # 17
85 | N YEARLING RD | 43213-1346 | Not Required by DOW | VL0168 | WATTS | 957 | RP | 3.000 | 87882
85 | N YEARLING RD | 43213-1346 | Not Required by DOW | B17749 | WILKINS | 975DA | RPDA | 4.000 | 87883 | BLDG 21A W MECH ROOM
85 | N YEARLING RD | 43213-1346 | Not Required by DOW | 113620 | AMES | 4000SS | RP | 3.000 | 87774 | BLDG 30 SE DOCK
85 | N YEARLING RD | 43213-1346 | Not Required by DOW | EL1334 | AMES | 2000SS | DC | 8.000 | 88448 | DOORE #31
85 | N YEARLING RD | 43213-1346 | Not Required by DOW | EL1244 | AMES | 2000SS | DC | 8.000 | 88449 | DOOR #33
85 | N YEARLING RD | 43213-1346 | Not Required by DOW | 143160 | AMES | 2000SS | DC | 0.750 | 88453 | 9 & 10
85 | N YEARLING RD | 43213-1346 | Not Required by DOW | E8676 | APOLLO/CONBRACO | 4020802 | RP | 2.000 | 93460 | BLDG 23 BOILER ROOM
85 | N YEARLING RD | 43213-1346 | Not Required by DOW | 110683 | AMES | 2000SS | DC | 6.000 | 87765 | Building 11 Systems 9/10 Riser Room 11W-E-037
85 | N YEARLING RD | 43213-1346 | Not Required by DOW | 42365 | AMES | 2000SS | DC | 6.000 | 87766 | BLDG 11 SECTION 4
85 | N YEARLING RD | 43213-1346 | Not Required by DOW | G5665 | APOLLO/CONBRACO | 4020002 | RP | 3.000 | 93447 | BLDG 23 BOILER ROOM
85 | N YEARLING RD | 43213-1346 | Not Required by DOW | 10769 | WATTS | 009QT | RP | 0.750 | 93446 | BLDG 16 BOILER ROOM
85 | N YEARLING RD | 43213-1346 | Not Required by DOW | 219415 | WATTS | 009QT | RP | 0.750 | 93445 | MECH ROOM BLDG 17
85 | N YEARLING RD | 43213-1346 | Not Required by DOW | 168891 | WATTS | 909M1QT | RP | 1.250 | 93444 | BLDG 19 BOILER ROOM
85 | N YEARLING RD | 43213-1346 | Not Required by DOW | 415159 | WATTS | 909QT | RP | 1.000 | 93443 | BLDG 22 CDC BOILER ROOM
85 | N YEARLING RD | 43213-1346 | Not Required by DOW | 05786 | WATTS | 007M1QT | DC | 0.750 | 90678 | BOILER ROOM BUILDING 6
85 | N YEARLING RD | 43213-1346 | Not Required by DOW | 152022 | AMES | 3000SS | DCDA | 6.000 | 90677 | BOILER ROOM BUILDING 6
85 | N YEARLING RD | 43213-1346 | Not Required by DOW | 152121 | AMES | 3000SS | DCDA | 6.000 | 90676 | BLDG 6 NW CORNER OF GARAGE EAST BAY
85 | N YEARLING RD | 43213-1346 | Not Required by DOW | 06145 | WATTS | 007M1QT | DC | 0.750 | 90675 | BLDG 6 NW CORNER OF GARAGE EAST BAY
85 | N YEARLING RD | 43213-1346 | Not Required by DOW | 07181 | WATTS | 007M1QT | DC | 0.750 | 90493 | SPRINKLER VALVE ROOM
85 | N YEARLING RD | 43213-1346 | Not Required by DOW | 117435 | AMES | 4000SS | RP | 6.000 | 90492 | SPRINKLER VALVE ROOM
85 | N YEARLING RD | 43213-1346 | Not Required by DOW | 1541061106 | AMES | 3000SS | DCDA | 6.000 | 90491 | Building 306 Riser Room
85 | N YEARLING RD | 43213-1346 | Not Required by DOW | 43461 | AMES | 2000SS | DC | 6.000 | 87767 | BLDG 11 SECTION 6
85 | N YEARLING RD | 43213-1346 | Not Required by DOW | 117263 | AMES | 4000SS | RP | 4.000 | 90490 | REAR MECH ROOM
85 | N YEARLING RD | 43213-1346 | Not Required by DOW | 1400630404 | AMES | 2000SS | DC | 6.000 | 88749 | BUILDING 11 011W-E-033
85 | N YEARLING RD | 43213-1346 | Not Required by DOW | 2460100 | AMES | 2000SS | DC | 4.000 | 88748 | BUILDING 11 011E-I 720
85 | N YEARLING RD | 43213-1346 | Not Required by DOW | 42238 | AMES | 2000SS | DC | 6.000 | 88747 | BUILDING 23 MECH ROOM
85 | N YEARLING RD | 43213-1346 | Not Required by DOW | EL1191 | AMES | MAXIM 200 | DC | 8.00 | 88746 | BUILDING 18 018W-E-019
85 | N YEARLING RD | 43213-1346 | Not Required by DOW | 43368 | AMES | 2000SS | DC | 2.000 | 88745 | BUILDING 27 27N-E-027
85 | N YEARLING RD | 43213-1346 | Not Required by DOW | 113023 | AMES | 4000SS | RP | 3.000 | 88743 | BUILDING 10 010E-E-019 SEC DOC
85 | N YEARLING RD | 43213-1346 | Not Required by DOW | 113613 | AMES | 4000SS | RP | 3.000 | 87771 | AFL BLDG 30 SECTION 8 12' HIGH
85 | N YEARLING RD | 43213-1346 | Not Required by DOW | 113622 | AMES | 4000SS | RP | 3.000 | 87772 | BLDG 30 Center DOCK
85 | N YEARLING RD | 43213-1346 | Not Required by DOW | 113607 | AMES | 4000SS | RP | 3.000 | 87773 | BLDG # 30 SECTION 13 S.W. DOCK
310 | N YEARLING RD | 43213-3808 | Active | 1858240415 | AMES | 3000SS | DCDA | 4.000 | 3569648 | MID E WALL METER/RISER AREA
310 | N YEARLING RD | 43213-3808 | Active | 74295 | AMES | 2000B | DC | 0.750 | 3613862 | MID E WALL METER/RISER AREA
310 | N YEARLING RD | 43213-3808 | Active | 4151297 | WILKINS | 975XL2 | RP | 1.500 | 3614936 | MID E WALL METER/RISER AREA
430 | N YEARLING RD | 43213 | Active | 88258 | WATTS | 919QT | RP | 0.750 | 3649040 | SW CORNER OF BUILDING AT FIRE RISER 3/4" SIDE CAR
430 | N YEARLING RD | 43213 | Active | UK-0399 | AMES | 500-GV | RPDA | 8.000 | 3649039 | SW CORNER OF BUILDING AT FIRE RISER
430 | N YEARLING RD | 43213 | Active | UJ-1870 | WATTS | 957 | RP | 3.000 | 3649038 | SW CORNER OF BUILDING AT DOMESTIC WATER METER
430 | N YEARLING RD | 43213 | Not Required by DOW | 28963 | WATTS | SS009M3QT | RP | 0.500 | 3651021 | TRASH DOCK WASH ROOM
430 | N YEARLING RD | 43213 | Not Required by DOW | 91867 | WATTS | LF919QT | RP | 0.750 | 3651020 | CHEMICAL STAGING ROOM
430 | N YEARLING RD | 43213 | Not Required by DOW | 214501 | WATTS | LF009M2QT | RP | 1.000 | 3649041 | WATER SERVICE ENTRANCE OF BIMBO
430 | N YEARLING RD | 43213 | Not Required by DOW | 089337 | WATTS | LF009M2QT | RP | 1.500 | 3649912 | CHEMICAL ROOM - MX LINE COLD - CERELIA - 4450 POTH RD
430 | N YEARLING RD | 43213 | Not Required by DOW | 169723 | WATTS | LF009M2QT | RP | 2.000 | 3649911 | CHILLED WATER ROOM - CERELIA - 4450 POTH RD
430 | N YEARLING RD | 43213 | LPS - Active | 430NYEARLINGFP |  |  | LST |  | 3649072 | FIRE PUMP
430 | N YEARLING RD | 43213 | Not Required by DOW | 086609 | WATTS | LF009M2QT | RP | 1.500 | 3649910 | CHEMICAL ROOM - MX LINE HOT - CERELIA - 4450 POTH RD
430 | N YEARLING RD | 43213 | Not Required by DOW | 27895 | WATTS | LF009M2QT | RP | 1.250 | 3649909 | AMMONIA ROOM - CERELIA - 4450 POTH RD
555 | N YEARLING RD | 43213-1395 | Active | 74591 | WATTS | 007M1PCQT | DCDA | 0.750 | 67225 | METER PIT WEST OF REAR ENTRANCE
555 | N YEARLING RD | 43213-1395 | Active | 31139 | AMES | 3000SS | DCDA | 6.000 | 67224 | METER PIT WEST OF REAR ENTRANCE
555 | N YEARLING RD | 43213-1395 | Due Install | [5 empty] | 3639481
6005 | NACOT PL | 43054 | Active | 100194 | WATTS | 009 | RP | 2.000 | 3629878 | NORTH OUTSIDE METER ROOM
6005 | NACOT PL | 43054 | Not Required by DOW | 018816 | WATTS | 919QT | RP | 1.500 | 3615396 | S SIDE MECH RM BY METER
6005 | NACOT PL | 43054 | LPS - Active |  |  |  | LPC |  | 3629919 | LOW PRESSURE SUSTAINING DEVICE FOR BOOSTER PUMP
6005 | NACOT PL | 43054 | Active | 1830940414 | AMES | 3000SS | DCDA | 8.000 | 3610067 | SPRINKLER RISER ROOM
6005 | NACOT PL | 43054 | Active | 72308 | AMES | 2000B | DC | 0.750 | 3609658 | SPRINKLER RISER ROOM
4614 | NADINE PARK DR | 43026 | Active | T415904 | WILKINS | 720A | PVB | 0.750 | 3601575 | RIGHT FRONT
4615 | NADINE PARK DR | 43026 | Active | CB986977 | WILKINS | 720A | PVB | 0.750 | 3601810 | LEFT FRONT
4638 | NADINE PARK DR | 43026 | Active | T188077 | WILKINS | 720A | PVB | 0.750 | 3601643 | RIGHT SIDE OF HOUSE
4639 | NADINE PARK DR | 43026 | Active | T390884 | WILKINS | 720A | PVB | 0.750 | 3601613 | LEFT FRONT
4684 | NADINE PARK DR | 43026-6080 | Active | T553718 | WILKINS | 720A | PVB | 1.000 | 64801 | LEFT FRONT
4696 | NADINE PARK DR | 43026-6080 | Active | G216348 | WILKINS | 720A | PVB | 0.750 | 95836 | RIGHT FRONT
4706 | NADINE PARK DR | 43026 | Active | T366393 | WILKINS | 720A | PVB | 0.750 | 3613473 | LEFT SIDE
4707 | NADINE PARK DR | 43026-6076 | Active | T146629 | WILKINS | 720A | PVB | 0.750 | 3609778 | RIGHT SIDE FRONT
4790 | NADINE PARK DR | 43026-6097 | Active | 22808 | FEBCO | 765 | PVB | 0.750 | 101538 | LEFT SIDE
4798 | NADINE PARK DR | 43026-6097 | Active | AJ224 | CONBRACO | PVB | PVB | 1.000 | 91566 | RIGHT SIDE
4807 | NADINE PARK DR | 43026-6199 | Active | CB633267 | WILKINS | 720A | PVB | 0.750 | 88598 | RIGHT FRONT CORNER OF HOUSE
4900 | NADINE PARK DR | 43026-6218 | Active | G214974 | WILKINS | 720A | PVB | 0.750 | 95542 | RIGHT SIDE OF HOUSE
4272 | NAFZGER DR | 43230-8457 | Active | CB205828 | WILKINS | 720A | PVB | 0.750 | 3585005 | RIGHT SIDE OF HOUSE
4282 | NAFZGER DR | 43230-8457 | Active | T031651 | WILKINS | 720A | PVB | 0.750 | 100947 | RIGHT SIDE
8800 | NAIRN CT | 43017 | Active | T337698 | WILKINS | 720A | PVB | 0.750 | 74323 | RIGHT SIDE CENTER BY GAS METER
8803 | NAIRN CT | 43017-9407 | Active | CB597666 | WILKINS | 720A | PVB | 0.750 | 91501 | LEFT FRONT
8857 | NAIRN CT | 43017-9407 | Active | AD4915 | FEBCO | 765 | PVB | 0.750 | 94096 | RIGHT CENTER
8864 | NAIRN CT | 43017-9407 | Active | 108741 | WATTS | 800M4QT | PVB | 0.750 | 94097 | LEFT FRONT
8875 | NAIRN CT | 43017-9407 | Active | G215523 | WILKINS | 720A | PVB | 0.750 | 90466 | FRONT OF HOUSE LEFT FRONT DOOR
8882 | NAIRN CT | 43017-9407 | Active | H491799 | FEBCO | 765 | PVB | 1.000 | 74379 | RIGHT SIDE OF HOUSE
1281 | NANTUCKET AVE | 43235-4075 | Active | 21274 | WATTS | 800M2QT | PVB | 1.000 | 94098 | RIGHT SIDE
9308 | NAPLES LN | 43016-6113 | Active | A133433 | WILKINS | 720A | PVB | 0.750 | 95338 | LEFT CENTER BY A/C UNITS
9316 | NAPLES LN | 43016-6113 | Active | 176066 | WILKINS | 720A | PVB | 0.750 | 91306 | FRONT LEFT
9324 | NAPLES LN | 43016-6113 | Active | G208083 | WILKINS | 720A | PVB | 0.750 | 92421 | RIGHT SIDE
9332 | NAPLES LN | 43016-6113 | Active | G229432 | WILKINS | 720A | PVB | 0.750 | 96923 | FRONT OF HOUSE LEFT FRONT DOOR
9340 | NAPLES LN | 43016-6113 | Active | T126211 | WILKINS | 720A | PVB | 0.750 | 102804 | RIGHT
9347 | NAPLES LN | 43016-6114 | Active | G186079 | WILKINS | 720A | PVB | 0.750 | 91667 | LEFT FRONT
9355 | NAPLES LN | 43016 | Active | T034778 | WILKINS | 720 | PVB | 0.750 | 3601512 | FRONT
100 | NAPOLEON AVE | 43213- | Due Install |  |  |  | RP |  | 3490092
270 | NAPOLEON AVE | 43213-4235 | Not Required by DOW | [5 empty] | 3490117
270 | NAPOLEON AVE | 43213-4235 | Not Required by DOW | [5 empty] | 3635775
5532 | NASH PL | 43081-8622 | Active | T055312 | WILKINS | 720A | PVB | 1.000 | 101300 | LEFT OF GARAGE
7812 | NASSAU LOOP | 43017-8580 | Active | 97761 | WATTS | 800QT | PVB | 0.750 | 72840 | LEFT SIDE OF HOUSE
7815 | NASSAU LOOP | 43017-8591 | Active | 345404 | WATTS | 800M4FR | PVB | 0.750 | 72846 | RIGHT SIDE OF HOUSE
7816 | NASSAU LOOP | 43017-8580 | Active | T462840 | WILKINS | 720A | PVB | 0.750 | 72850 | RIGHT FRONT
7818 | NASSAU LOOP | 43017-8580 | Active | 279372 | WILKINS | 720A | PVB | 0.750 | 94100 | BACK OF HOUSE
7819 | NASSAU LOOP | 43017-8591 | Active | BB5110 | FEBCO | 765 | PVB | 0.750 | 72856 | LEFT SIDE OF HOUSE
7820 | NASSAU LOOP | 43017-8580 | Active | 279517 | WILKINS | 720A | PVB | 0.750 | 72859 | BACK OF HOUSE
7823 | NASSAU LOOP | 43017-8591 | Active | 117531 | FEBCO | 765 | PVB | 1.000 | 72863 | REAR OF HOUSE
7826 | NASSAU LOOP | 43017-8581 | Active | AC7235 | FEBCO | 765 | PVB | 0.750 | 72873 | LEFT SIDE OF HOUSE
7827 | NASSAU LOOP | 43017-8591 | Active | 403924 | WATTS | 800M4FR | PVB | 0.750 | 72875 | LEFT SIDE OF HOUSE
7831 | NASSAU LOOP | 43017-8591 | Active | GB010958 | WILKINS | 720 | PVB | 0.750 | 72880 | RIGHT SIDE
7832 | NASSAU LOOP | 43017-8581 | Active | E5504 | FEBCO | 765 | PVB | 0.750 | 72882 | RT SIDE
7835 | NASSAU LOOP | 43017-8591 | Active | T434897 | WILKINS | 720A | PVB | 0.750 | 72889 | RIGHT REAR
7839 | NASSAU LOOP | 43017-8591 | Active | T047838 | WILKINS | 720A | PVB | 0.750 | 101277 | REAR
7840 | NASSAU LOOP | 43017-8581 | Active | BL7346 | FEBCO | 765 | PVB | 0.750 | 72898 | RIGHT CENTER
7845 | NASSAU LOOP | 43017-8591 | Active | 572492 | WILKINS | 720A | PVB | 0.750 | 72906 | WEST SIDE OF HOUSE
7847 | NASSAU LOOP | 43017-8591 | Active | CD3180 | FEBCO | 765 | PVB | 0.750 | 72910 | RIGHT SIDE OF HOUSE
7848 | NASSAU LOOP | 43017-8581 | Active | 348092 | WATTS | 800M4QT | PVB | 0.750 | 94101 | RIGHT SIDE OF HOUSE
7851 | NASSAU LOOP | 43017-8591 | Active | T079420 | WILKINS | 720A | PVB | 0.750 | 72914 | RIGHT SIDE OF HOUSE
7855 | NASSAU LOOP | 43017-8582 | Active | G8345 | FEBCO | 765 | PVB | 0.750 | 72922 | LEFT SIDE OF HOUSE
7856 | NASSAU LOOP | 43017-8581 | Active | H275531 | FEBCO | 765 | PVB | 0.750 | 87434 | LEFT SIDE
7859 | NASSAU LOOP | 43017-8582 | Active | FH2037 | FEBCO | 765 | PVB | 1.000 | 72926 | OUTSIDE EAST SIDE
7863 | NASSAU LOOP | 43017-8582 | Active | 31122 | WILKINS | 720A | PVB | 0.750 | 72931 | LEFT SIDE
7867 | NASSAU LOOP | 43017-8582 | Active | T427808 | WILKINS | 720A | PVB | 1.000 | 3490565 | LEFT FRONT
7871 | NASSAU LOOP | 43017-8582 | Active | H323061 | FEBCO | 765 | PVB | 0.750 | 88617 | LEFT FRONT
7876 | NASSAU LOOP | 43017-8581 | Active | BC4737 | FEBCO | 765 | PVB | 0.750 | 72938 | OUTSIDE
7877 | NASSAU LOOP | 43017-8582 | Active | H759823 | FEBCO | 765 | PVB | 0.750 | 72940 | LEFT SIDE OF HOUSE
7879 | NASSAU LOOP | 43017- | Active | G200251 | WILKINS | 720A | PVB | 1.000 | 97886 | Right side front
7883 | NASSAU LOOP | 43017-8582 | Active | H4611590 | FEBCO | 765 | PVB | 0.750 | 95209 | RIGHT FRONT
7886 | NASSAU LOOP | 43017-8581 | Active | BL6193 | FEBCO | 765 | PVB | 0.750 | 72946 | LEFT FRONT
7887 | NASSAU LOOP | 43017-8582 | Active | H759823 | FEBCO | 765 | PVB | 0.750 | 3609726 | NORTH SIDE OF HOUSE
7895 | NASSAU LOOP | 43017-8582 | Active | 1748 | FEBCO | 765 | PVB | 0.750 | 72953 | RIGHT SIDE OF HOUSE
5659 | NATALIE ROSE WAY | 43235-3504 | Active | 902536 | WILKINS | 720A | PVB | 0.750 | 67527 | OUTSIDE
5671 | NATALIE ROSE WAY | 43235-3504 | Active | A153058 | WILKINS | 720A | PVB | 0.750 | 87263 | RIGHT SIDE OF HOUSE
5672 | NATALIE ROSE WAY | 43235-3504 | Active | 264320 | WATTS | 800M4QT | PVB | 0.750 | 92184 | LEFT SIDE OF HOUSE
5683 | NATALIE ROSE WAY | 43235-3504 | Active | A134004 | WILKINS | 720A | PVB | 0.750 | 95155 | LEFT SIDE OF HOUSE
5684 | NATALIE ROSE WAY | 43235-3504 | Active | CAA46459 | WILKINS | 720A | PVB | 0.750 | 3653140 | RIGHT SIDE OF THE HOUSE
5696 | NATALIE ROSE WAY | 43235-3504 | Active | cb547343 | WILKINS | 720A | PVB | 0.750 | 88755 | N. SIDE OF RESIDENCE
151 | NATIONWIDE BLVD | 43215- | Active | 3635501 | WILKINS | 975XL | RP | 0.750 | 55251 | BASEMENT AT METER
1 | NATIONWIDE PL | 43215-2239 | Active | 3011 | FEBCO | 805Y | DC | 0.750 | 53472 | LOWER CONCOURSE PLAZA 1
1 | NATIONWIDE PL | 43215-2239 | Not Required by DOW | 03099 | WATTS | 919 | RP | 0.500 | 89329 | P-1 DISH ROOM (CAFE)
1 | NATIONWIDE PL | 43215-2239 | Not Required by DOW | 246926 | WATTS | 909 | RP | 6.000 | 3608146 | CELLAR PUMP ROOM PLAZA 2-280 N HIGH
1 | NATIONWIDE PL | 43215-2239 | Not Required by DOW | 9609131240 | FEBCO | 856 | DCDA | 6.000 | 53501 | 15 FLOOR PLAZA 1
1 | NATIONWIDE PL | 43215-2239 | LPS - Active |  |  |  | LPC |  | 3633568 | LOW PRESSURE SUSTAINING DEVICE FOR BOOSTER PUMP
1 | NATIONWIDE PL | 43215-2239 | Not Required by DOW | 342783 | WATTS | 909QT | RP | 0.750 | 53476 | LOWER LEVEL PLAZA 3 --MINI-MATE
1 | NATIONWIDE PL | 43215-2239 | LPS - Active | [5 empty] | 3633569
1 | NATIONWIDE PL | 43215-2239 | Not Required by DOW | 614408 | WATTS | 909QT | RP | 0.750 | 91967 | 15TH FLOOR MECH RM
1 | NATIONWIDE PL | 43215-2239 | Not Required by DOW | 260829 | WATTS | 909M1QT | RP | 1.500 | 53470 | CELLAR PLAZA 2 - 280 N HIGH ST
1 | NATIONWIDE PL | 43215-2239 | Not Required by DOW | 9607091353 | FEBCO | 856 | DCDA | 6.000 | 53500 | 39TH FL SOUTH END
1 | NATIONWIDE PL | 43215-2239 | Active | 11248830311 | AMES | 4000SS | RP | 8.00 | 53445 | LC CONCOURSE PUMP ROOM -- PLAZA 1
1 | NATIONWIDE PL | 43215-2239 | Not Required by DOW | 18922 | WATTS | 909QT | RP | 0.750 | 53463 | 3RD FLOOR MECH ROOM
1 | NATIONWIDE PL | 43215-2239 | Not Required by DOW | 011573 | WATTS | LF909 | RP | 3.000 | 53448 | P-3 ATRIUM PUMP ROOM
1 | NATIONWIDE PL | 43215-2239 | Not Required by DOW | 150271 | WATTS | 909 | RP | 3.000 | 53453 | 18TH FLOOR PLAZA 2 - 280 N HIGH ST
1 | NATIONWIDE PL | 43215-2239 | Not Required by DOW | 167348 | WATTS | 909 | RP | 4.000 | 53460 | 27TH MECHANICAL PUMP ROOM
1 | NATIONWIDE PL | 43215-2239 | Not Required by DOW | 97963 | WILKINS | 720A | PVB | 0.750 | 53491 | PLAZA 3 FLOWER BED
1 | NATIONWIDE PL | 43215-2239 | Not Required by DOW | 165689 | WATTS | 909M1QT | RP | 2.000 | 53459 | PLAZA 3 ATRIUM PUMP ROOM
1 | NATIONWIDE PL | 43215-2239 | Not Required by DOW | 159278 | WATTS | 909M1QT | RP | 2.000 | 53454 | LOWER CONCOURSE ELEC. SHOP ABOVE VAULT
1 | NATIONWIDE PL | 43215-2239 | Not Required by DOW | 159826 | WATTS | 007QT | DC | 0.750 | 53455 | LOWER CONCOURSE DOCUMENT SERVICES
1 | NATIONWIDE PL | 43215-2239 | Not Required by DOW | 162449 | WATTS | 909M1QT | RP | 1.500 | 53456 | MID LEVEL P-3 RAMP
1 | NATIONWIDE PL | 43215-2239 | Not Required by DOW | 618799 | WATTS | 909QT | RP | 0.750 | 92257 | P3 27 NE CORNER
1 | NATIONWIDE PL | 43215-2239 | Active | 4DK1086 | AMES | 4000SS | RP | 8.000 | 92683 | P1 PUMP ROOM
1 | NATIONWIDE PL | 43215-2239 | Not Required by DOW | 59636 | WILKINS | 720A | PVB | 0.750 | 53487 | 01 NORTH END FLOWER BED
1 | NATIONWIDE PL | 43215-2239 | Not Required by DOW | 02273 | WATTS | LF909M1QT | RP | 2.000 | 53457 | ATRIUM PUMP ROOM
1 | NATIONWIDE PL | 43215-2239 | Not Required by DOW | 44745 | WATTS | 009QT | RP | 0.750 | 53486 | 19TH FLOOR PLAZA - SOUTHEND PLAZA 1
1 | NATIONWIDE PL | 43215-2239 | Not Required by DOW | 360631 | WATTS | 909QT | RP | 1.000 | 53479 | 3RD FLOOR MECH ROOM BY HVAC BREAK ROOM
1 | NATIONWIDE PL | 43215-2239 | Not Required by DOW | 163862 | WATTS | 909QT | RP | 1.500 | 53458 | P3-3 floor by chilled water pumps by the double doors to the Duct shaft.
1 | NATIONWIDE PL | 43215-2239 | Not Required by DOW | 37483 | WATTS | 009QT | RP | 0.750 | 53481 | THE WELLNESS CENTER-UPPER CONCOURSE IN MECH RM
1 | NATIONWIDE PL | 43215-2239 | Not Required by DOW | 292953 | WATTS | 009M2PCQT | RP | 1.000 | 89668 | CAFE KITCHEN
1 | NATIONWIDE PL | 43215-2239 | Not Required by DOW | 987052 | RAINBIRD | AC4000 | DC | 0.750 | 53503 | OUTSIDE --- PLAZA 2
1 | NATIONWIDE PL | 43215-2239 | Not Required by DOW | 358100 | WATTS | 909QT | RP | 0.750 | 96694 | P-1 15 SOUTH END BY D/F
1 | NATIONWIDE PL | 43215-2239 | Active | 95030214441 | FEBCO | 856 | DCDA | 8.000 | 97265 | P-1 LC PUMP ROOM
1 | NATIONWIDE PL | 43215-2239 | Not Required by DOW | 13629 | WATTS | 007QT | DC | 0.750 | 97008 | D-1 1C GARAGE ON COLUMN
1 | NATIONWIDE PL | 43215-2239 | Not Required by DOW | 003495 | FEBCO | 805YB | DC | 0.750 | 87588 | 39TH FLOOR SOUTH END MEZZ.
1 | NATIONWIDE PL | 43215-2239 | Not Required by DOW | 340534 | WATTS | 009M2QT | RP | 1.000 | 100363 | NORTH LANDSCAPE - 280 N HIGH ST
1 | NATIONWIDE PL | 43215-2239 | Not Required by DOW | 300520 | WATTS | 009QT | RP | 0.500 | 88344 | P-3 DISH MACHINE (CAFE)
1 | NATIONWIDE PL | 43215-2239 | Not Required by DOW | 149122 | AMES | 2000SS | DC | 10.000 | 90640 | P-3 27TH FLOOR FIRE PUMP ROOM
1 | NATIONWIDE PL | 43215-2239 | Not Required by DOW | 622666 | WATTS | 909QT | RP | 0.750 | 88822 | W. SIDE OF PLAZA I- FRONT ST. OUTSIDE
1 | NATIONWIDE PL | 43215-2239 | Not Required by DOW | 295278 | WATTS | 909HWM1QT | RP | 1.500 | 100365 | PENTHOUSE MECHANIC ROOM - 280 N HIGH ST
1 | NATIONWIDE PL | 43215-2239 | Not Required by DOW | 214375 | WATTS | 009QT | RP | 0.750 | 96596 | P-3 3RD FLOOR BY HEAT EXCHANGER
1 | NATIONWIDE PL | 43215-2239 | Not Required by DOW | 432486 | WATTS | 909M1QT | RP | 2.000 | 88976 | PLAZA 4 MECH FLOOR NW CORNER
1 | NATIONWIDE PL | 43215-2239 | Not Required by DOW | 224346 | WATTS | 909 | RP | 4.000 | 100680 | 39TH FLOOR
1 | NATIONWIDE PL | 43215-2239 | Not Required by DOW | 280166 | WILKINS | 975XL | RP | 0.750 | 101459 | TRAINERS AREA
2 | NATIONWIDE PL UNIT A | 43215-2534 | LPS - Active | [5 empty] | 3638385 | BASEMENT PUMP ROOM PLAZA - 280 N HIGH ST
2 | NATIONWIDE PL UNIT A | 43215-2534 | Active | 9609191420 | FEBCO | 856 | DCDA | 6.000 | 53502 | PLAZA 2 CELLAR--FIRE SYSTEM - 280 N HIGH ST
2 | NATIONWIDE PL UNIT A | 43215-2534 | Active | 144677 | WATTS | 909 | RP | 3.000 | 53451 | CELLAR PUMP ROOM PLAZA 2 - 280 N HIGH ST
2 | NATIONWIDE PL UNIT A | 43215-2534 | Active | 276926 | WATTS | 909 | RP | 6.000 | 56917 | BASEMENT PUMP ROOM PLAZA - 280 N HIGH ST
2 | NATIONWIDE PL UNIT A | 43215-2534 | Active | H009387 | FEBCO | 805YB | DC | 0.750 | 53452 | BYPASS AROUND 6" DCDA - 280 N HIGH ST
4514 | NATURAL TR | 43054-8858 | Active | H148100 | FEBCO | 765 | PVB | 0.750 | 64272 | OUTSIDE
4530 | NATURAL TR | 43054-8858 | Active | 181748 | WILKINS | 720A | PVB | 0.750 | 88644 | RIGHT SIDE OF HOUSE
4523 | NATURAL TRAIL | 43054-8859 | Active | CB388433 | WILKINS | 720A | PVB | 0.750 | 64287 | LEFT SIDE
4538 | NATURAL TRAIL | 43054-8858 | Active | H311943 | FEBCO | 765 | PVB | 0.750 | 91275 | LEFT FRONT
4539 | NATURAL TRAIL | 43054-8859 | Active | T385881 | WILKINS | 720AU | PVB | 0.750 | 3581369 | RIGHT SIDE OF HOUSE
4555 | NATURAL TRAIL | 43054-8859 | Active | T337696 | WILKINS | 720A | PVB | 0.750 | 3581365 | RIGHT CENTER
2174 | NAYLAND RD | 43220-4621 | Active | 599405 | RAINBIRD | 100R | PVB | 1.000 | 94102 | RIGHT SIDE OF HOUSE
2200 | NAYLAND RD | 43220-4655 | Active | F022282 | WILKINS | 720-A | PVB | 0.750 | 3490687 | RIGHT SIDE CENTER
2210 | NAYLAND RD | 43220 | Active | T046790 | WILKINS | 720A | PVB | 0.750 | 100948 | RIGHT SIDE
2350 | NAYLAND RD | 43220-4622 | Active | CAB79231 | WILKINS | 720A | PVB | 0.750 | 3490703 | BACK CENTER OF HOUSE BEHING YARD FENCE
262 | NEIL AVE | 43215-7309 | Active | 1302831103 | AMES | 3000SS | DCDA | 6.000 | 58775 | BASEMENT MIDDLE WEST WALL
262 | NEIL AVE | 43215-7309 | Not Required by DOW | A01097 | WATTS | 919 | RP | 0.500 | 58776 | PENTHOUSE NE CORNER
262 | NEIL AVE | 43215-7309 | Not Required by DOW | 586416 | WATTS | 909QT | RP | 1.000 | 58777 | HALL BETWEEN OR #5 AND #6
262 | NEIL AVE | 43215-7309 | Active | 59376 | WATTS | 007QT | DC | 0.750 | 58782 | BASEMENT MIDDLE WEST WALL
262 | NEIL AVE | 43215-7309 | Not Required by DOW | 01174 | WATTS | 909QT | RP | 1.000 | 58774 | PARKING GARAGE
262 | NEIL AVE | 43215-7309 | Not Required by DOW | 586457 | WATTS | 909QT | RP | 1.000 | 58781 | HALL BETWEEN OR #3 AND #4
262 | NEIL AVE | 43215-7309 | LPS - Active |  |  |  | LPC |  | 3626665 | TECJNOLOGIC PUMP ITT BELL & GOSSETT
262 | NEIL AVE | 43215-7309 | Not Required by DOW | 586419 | WATTS | 909QT | RP | 1.000 | 58778 | 5TH FL. STERILIZER ROOM FOR OR # 7
262 | NEIL AVE | 43215-7309 | Not Required by DOW | 586438 | WATTS | 909QT | RP | 1.000 | 58780 | HALL BETWEEN OR #1 AND #2
262 | NEIL AVE | 43215-7309 | Not Required by DOW | 586420 | WATTS | 909QT | RP | 1.000 | 58779 | 5TH FL STERILIZER FOR OR #7
262 | NEIL AVE | 43215-7309 | Not Required by DOW | 47826 | WATTS | 919QT | RP | 1.000 | 3606230 | STERILIZER, ABOVE STERILIZER 5TH FLOOR SURGERY
262 | NEIL AVE | 43215-7309 | Not Required by DOW | W187167 | WILKINS | 975 | RP | 1.000 | 58784 | PENTHOUSE NORTH CENTRAL WALL
262 | NEIL AVE | 43215-7309 | Active | L17615 | WILKINS | 375 | RP | 3.000 | 58783 | IN BASEMENT AT METER
300 | NEIL AVE | 43215- | Active | 135287 | AMES | 3000SS | DC | 4.000 | 59713 | MECH ROOM LOWER EVEL - 277 NEIL AVE
300 | NEIL AVE | 43215- | Active | 218418 | WATTS | 009M2 | RP | 2.000 | 59714 | WATER ENTRY ROOM BOTTOM LEVEL
300 | NEIL AVE | 43215- | Active | 39579 | AMES | 2000B | DC | 0.750 | 59716 | MECH ROOM LOWER LEVEL - 277 NEIL AVE
300 | NEIL AVE | 43215- | Active | 230319 | WATTS | 009M2 | RP | 2.000 | 59715 | ENTRY ROOM - 277 NEIL AVE
391 | NEIL AVE | 43215-2364 | Active | 1151390901 | AMES | 3000SS | DCDA | 4.000 | 62188 | MECH ROOM AT WATER METER
391 | NEIL AVE | 43215-2364 | Not Required by DOW | 118275 | WATTS | 007M3QT | DC | 0.750 | 62189 | BACK ROOM BEHIND ICE MACHINE
391 | NEIL AVE | 43215-2364 | Active | 1290120 | WILKINS | 975XL | RP | 1.500 | 62190 | IN BASEMENT AT WATER METER
391 | NEIL AVE | 43215-2364 | Active | 21757 | AMES | 2000B | DC | 0.750 | 62191 | MECH ROOM AT WATER METER
405 | NEIL AVE | 43215-2341 | Active | 0106291110 | FEBCO | 880V | RP | 3.000 | 62759 | MECH RM @ WATER METER
405 | NEIL AVE | 43215-2341 | Active | 19632 | AMES | 2000B | DC | 0.750 | 62762 | SPRINKLER VALVE ROOM
405 | NEIL AVE | 43215-2341 | Active | 113608050 | AMES | 3000SS | DCDA | 4.000 | 62761 | SPRINKLER VALVE ROOM
405 | NEIL AVE | 43215-2341 | Not Required by DOW | A260719 | FEBCO | 825Y | RP | 1.000 | 62763 | IN MECH ROOM IN NE SIDE OF BUILDING AOVE WATER METER
500 | NEIL AVE | 43215 | Active | 1987080420 | AMES | 3000SS | DCDA | 6.000 | 3648650 | METER ROOM CENTER
500 | NEIL AVE | 43215 | Active | 30229 | WATTS | 007MI-QT | DC | 0.750 | 3648651 | METER ROOM CENTER
500 | NEIL AVE | 43215 | Active | 22981C | WILKINS | 375AST | RP | 3.000 | 3648862 | METER ROOM CENTER
610 | NEIL AVE | 43215- | Active | 83076 | AMES | 2000B | DC | 0.750 | 3650075 | BASEMENT EAST WALL
610 | NEIL AVE | 43215- | Active | 1968561119 | AMES | 3000SS | DCDA | 4.000 | 3650074 | BASEMENT EAST WALL
610 | NEIL AVE | 43215- | Active | 74220 | WATTS | LF909QT | RP | 1.000 | 3490741 | BASEMENT EAST WALL
645 | NEIL AVE | 43215-1619 | Active | VC-0448 | WATTS | 957 | RP | 4.000 | 3638070 | BASEMENT BOILER ROOM AT METER
645 | NEIL AVE | 43215-1619 | Active | 57761 | AMES | 2000B | DC | 0.750 | 96687 | MECH ROOM FIRE PUMP ROOM
645 | NEIL AVE | 43215-1619 | Not Required by DOW | 18032 | WILKINS | 375 | RP | 2.500 | 69946 | BOILER ROOM AT WATER METER (Basement)
645 | NEIL AVE | 43215-1619 | Not Required by DOW | 174613 | WATTS | 909M1QT | RP | 1.250 | 71536 | 645 NEIL AVE, 10TH FL JANITOR'S CLOSET
645 | NEIL AVE | 43215-1619 | Not Required by DOW | 568769 | WATTS | 909QT | RP | 1.000 | 69948 | BASEMENT BOILER ROOM BY BOILERS ON COLUMN
645 | NEIL AVE | 43215-1619 | Active | 1620181107 | AMES | 3000SS | DCDA | 8.000 | 96686 | MECH ROOM FIRE PUMP ROOM
645 | NEIL AVE | 43215-1619 | Not Required by DOW | 27027 | WATTS | LF919QT | RP | 2.000 | 3613573 | POOL EQUIPMENT ROOM (BASEMENT)
645 | NEIL AVE | 43215-1619 | Not Required by DOW | 427141 | WATTS | 909QT | RP | 1.000 | 69947 | Boiler room ceiling (basement)
655 | NEIL AVE | 43215 | Not Required by DOW | ACH9564 | WILKINS | 975 | RP | 1.500 | 3653562 | BASEMENT WATER HEATER ROOM
655 | NEIL AVE | 43215 | Not Required by DOW | ABC4629 | WILKINS | 975 | RP | 1.500 | 3653563 | BASEMENT WATER HEATER ROOM
655 | NEIL AVE | 43215 | Not Required by DOW | ABN7598 | WILKINS | 975 | RP | .750 | 3653561 | BASEMENT WATER HEATER ROOM
655 | NEIL AVE | 43215 | Not Required by DOW | ACH9526 | WILKINS | 975 | RP | 1.500 | 3653560 | BASEMENT WATER HEATER ROOM
655 | NEIL AVE | 43215 | Active | VL-3286 | WATTS | 957 | RP | 4.000 | 3651771 | Basement water supply room
717 | NEIL AVE | 43215-1609 | Not Required by DOW | 60900 | WATTS | 009QT | RP | 0.750 | 71538 | HEALTH CARE BOILER RM
717 | NEIL AVE | 43215-1609 | Active | VC-3772 | AMES | COLT 200 | DC | 4.000 | 3651346 | HEALTH CARE BASEMENT
717 | NEIL AVE | 43215-1609 | Active | VA-2382 | WATTS | 957 | RP | 4.000 | 3638089 | HEALTH CARE BASEMENT
717 | NEIL AVE | 43215-1609 | Not Required by DOW | 448486 | WILKINS | 720A | PVB | 1.000 | 3650580 | NE CORNER OF BUILDING (OUTSIDE)
717 | NEIL AVE | 43215-1609 | Not Required by DOW | 11219 | WATTS | LF919QT | RP | 1.250 | 71535 | 8'ABOVE FLOOR LEVEL IN BASEMENT EQUIP RM
754 | NEIL AVE | 43215-1663 | Active | 377294 | WATTS | 800M4 | PVB | 1.000 | 92345 | REAR OF HOUSE
775 | NEIL AVE | 43215 | Active | 33015 | WATTS | 007M1-QT | DC | 0.750 | 3654915 | N/W REAR OF BLDG
775 | NEIL AVE | 43215 | Active | 11042830323 | AMES | 3000SS | DCDA | 6.000 | 3654914 | REAR N/W CORNER OF BLDG
775 | NEIL AVE | 43215 | Active | 4973325 | WILKINS | 975XL2 | RP | 2.000 | 3654913 | N/W CORNER REAR INSIDE BLDG
775 | NEIL AVE | 43215 | Active | 4973551 | WILKINS | 975XL2 | RP | 2.000 | 3654944 | N/W CORNER REAR INSIDE BLDG
777 | NEIL AVE | 43215-1611 | Not Required by DOW | 275385 | WATTS | 909M1QT | RP | 2.000 | 92660 | SOUTH SIDE BLDG WATER RISER ROOM UP HIGH @ CEILING
884 | NEIL AVE | 43215-1333 | Active | CAB17052 | WILKINS | 720A | PVB | 0.750 | 3490795 | BACK OF HOUSE
887 | NEIL AVE | 43215-1334 | Active | 3787089 | WILKINS | 975 | RP | 0.750 | 103104 | BASEMENT FRONT WALL
903 | NEIL AVE | 43215-1334 | Active | 87451 | FEBCO | 765 | PVB | 1.000 | 74502 | SOUTH SIDE OF HOUSE
911 | NEIL AVE | 43215-1334 | Active | G281102 | WILKINS | 720A | PVB | 0.750 | 74555 | RIGHT SIDE OF HOUSE
935 | NEIL AVE | 43201-3434 | Active | CB85471 | Wilkins | 720 | PVB | 0.750 | 3490806
948 | NEIL AVE | 43201-3435 | Active | HE75423 | FEBCO | 765 | PVB | 1.000 | 74748 | RIGHT REAR
970 | NEIL AVE | 43201-3435 | Active | CB081579 | WILKINS | 720A | PVB | 0.750 | 3490819 | LEFT SIDE
1066 | NEIL AVE | 43201-3437 | Active | F137507 | WILKINS | 720A | PVB | 0.750 | 53756 | NORTH SIDE OF HOUSE
1111 | NEIL AVE | 43201-3117 | Active | T070572 | WILKINS | 720A | PVB | 0.750 | 101145 | BACK OF HOUSE
1196 | NEIL AVE | 43201-3120 | Not Required by DOW |  |  |  | RP | 0.625 | 3490886
1255 | NEIL AVE | 43201-3119 | Active | G217702 | WILKINS | 720A | PVB | 0.750 | 94104 | BACK OF HOUSE BY AC UNITS
1265 | NEIL AVE | 43201-3119 | Active | T363436 | WILKINS | 720A | PVB | 0.750 | 91914 | NW CORNER OF HOUSE UNDER ELECTRIC METER
1445 | NEIL AVE | 43201- | Active | 4973558 | WILKINS | 975XL | RP | 2.000 | 3490946
1445 | NEIL AVE | 43201- | Active | 71228 | AMES | 2000BM3 | DC | 0.750 | 3654951 | RISER ROOM
1445 | NEIL AVE | 43201- | Active | WJ1354 | AMES | 3000CIV | DCDA | 4.000 | 3654952 | RISER ROOM
1501 | NEIL AVE | 43201-2602 | Due Install |  |  |  | DCDA |  | 3633879 | 1478 PENNSYLVANIA AVE, MECHANICAL ROOM
1501 | NEIL AVE | 43201-2602 | Active | A15701 | FEBCO | 825Y | RP | 1.250 | 103818 | 1478 PENNSYLVANIA AVE, MECHANICAL ROOM
1543 | NEIL AVE | 43201-2318 | Due Install | [5 empty] | 3490964
1618 | NEIL AVE | 43201-2333 | Active | 27460 | AMES | 2000B | DC | 0.750 | 55621 | SW CORNER BASEMENT
1618 | NEIL AVE | 43201-2333 | Active | 1250710203 | AMES | 3000SS | DCDA | 3.000 | 55620 | BASEMENT FURNACE ROOM SW
1618 | NEIL AVE | 43201-2333 | Active | 214708 | WATTS | 009M2QT | RP | 2.000 | 55622 | BASEMENT NEXT TO WATER METER (SOUTH WALL)
1630 | NEIL AVE | 43201-2333 | Active | 12801 | WATTS | 919QT | RP | 1.500 | 99201 | NE MECH/HWT/STORAGE CLOSET AT WATER METER
1640 | NEIL AVE | 43201-2333 | Not Required by DOW | W055948 | WILKINS | 975XL | RP | 0.750 | 91711 | 9.IN BASEMENT OVER BOILER
1640 | NEIL AVE | 43201-2333 | Active | 10300 | AMES | 2000B | DC | 0.750 | 55677 | SE CORNER OF MECH ROOM
1640 | NEIL AVE | 43201-2333 | Active | NK2536 | WATTS | 957 | RP | 3.000 | 55678 | BASEMENT
1640 | NEIL AVE | 43201-2333 | Active | 3294 | AMES | 3000CIV | DCDA | 4.000 | 55679 | SE CORNER OF MECHANICAL ROOM
1640 | NEIL AVE | 43201-2333 | Not Required by DOW | 750866 | WILKINS | 975 | RP | 2.000 | 55680 | BASEMENT NORTHWEST BY CHILLERS
1646 | NEIL AVE | 43201-2333 | Active | 4955255 | WILKINS | 975 | RP | 1.000 | 55696 | REAR IN KITCHEN
1652 | NEIL AVE | 43201-2333 | Active | 345502 | WATTS | 009M2QT | RP | 1.000 | 55743 | BY METER FURNANCE ROOM
2187 | NEIL AVE | 43201-1003 | Active | 26904 | WATTS | 919AQT | RP | 0.750 | 57543 | MID N MOP CLOSET AT WATER METER
2201 | NEIL AVE | 43201-1003 | Active | 398295 | WATTS | 009M2QT | RP | 0.750 | 57618 | IN UTILITY ROOM AT W END OF BAR IN CENTER OF BLDG NEAR N EXIT
2571 | NEIL AVE | 43202- | Active | 15830 | AMES | 4000B | RP | 2.000 | 3646882 | 2571 NEIL AVE - NEIL CNTR MECH ROOM AT METER
2571 | NEIL AVE | 43202- | Active | 16287 | AMES | 4000B-FP | RP | 2.000 | 3652034 | 2571 NEIL AVE - NEIL CNTR MECH ROOM AT METER ALSO ANOTHER DEVICE IN BASE UTILTY
2825 | NEIL AVE | 43202-2085 | Active | 148876 | AMES | 2000SS | DC | 4.000 | 89562 | SW MECH RM OF 2863 N HIGH ST
2825 | NEIL AVE | 43202-2085 | Active | 06645 | WATTS | 919QT | RP | 2.000 | 89563 | MECH RM BEHIND 2863 N HIGH ST
237 | NEIL AVE UNIT A | 43215- | Not Required by DOW | 08915 | WATTS | 919AQT | RP | 2.000 | 103401 | 300 W SPRING, PENTHOUSE 8'
237 | NEIL AVE UNIT A | 43215- | Active | 181541 | WATTS | 909 | RP | 3.000 | 93345 | 300 W SPRING ST, MECH RM EAST SIDE
237 | NEIL AVE UNIT A | 43215- | Active | 1574860407 | AMES | 3000SS | DCDA | 6.000 | 93344 | 300 W SPRING ST, MECH ROOM
237 | NEIL AVE UNIT A | 43215- | Active | 08443 | WATTS | 007QT | DC | 0.750 | 93343 | 300 W SPRING ST, MECH ROOM
237 | NEIL AVE UNIT A | 43215- | Not Required by DOW | 08918 | WATTS | 919QT | RP | 2.000 | 93342 | 300 W SPRING ST, PENTHOUSE MECH ROOM
237 | NEIL AVE UNIT A | 43215- | Not Required by DOW | 13863 | WATTS | 919AQT | RP | 1.000 | 93341 | 300 W SPRING ST, MECH ROOM EAST SIDE
237 | NEIL AVE UNIT A | 43215- | Active | 007043 | WATTS | 909 | RP | 3.000 | 93293 | 300 W SPRING ST, MECH RM 1ST FL LT GARAGE E SIDE OF BLDG
287 | NEIL AVE UNIT A | 43215- | Active | 137486 | WATTS | LF009M2QT | RP | 1.000 | 3490740 | WOMEN SHOWER ROOM BY METER..IN BLDG 305
660 | NEIL AVE UNIT A | 43215-1610 | Active | 4349425 | WATTS | 975XL2 | RP | 1.000 | 70311 | OFFICE - AT WATER METER
132 | NEILSTON ST | 43215 | Not Required by DOW | 4757388 | WILKINS | 975 | RP | 1.000 | 3646934 | AT WATER METER IN MECH ROOM
132 | NEILSTON ST | 43215 | Active | 15962 | WATTS | LF909M1QT | RP | 1.500 | 3646450 | MECH ROOM AT WATER METER
225 | NEILSTON ST | 43215-2638 | Active | 225897 | WATTS | 009M2QT | RP | 2.000 | 57748 | FIRE PROTECTION CONTROLS ROOM-FRONT OF BUILDING
225 | NEILSTON ST | 43215-2638 | Active | 26791B | WILKINS | 350AST | DC | 4.000 | 3653288 | FIRE PROTECTION CONTROLS ROOM-FRONT OF BUILDING
225 | NEILSTON ST | 43215-2638 | Active | HC55208 | WILKINS | 950XLT | DC | 0.750 | 3653289 | WEST SIDE OF THE 1ST FLOOR
225 | NEILSTON ST | 43215-2638 | Not Required by DOW | 1486311005 | AMES | 2000SS | DC | 4.000 | 57747 | EAST SIDE BUILDING MIDDLE OF BUILDING
232 | NEILSTON ST | 43215-2636 | LPS - Active | [5 empty] | 3636412
232 | NEILSTON ST | 43215-2636 | Active | 248192 | WILKINS | 975 | RP | 2.000 | 57926 | WEST SIDE OF BASEMENT AT WATER METER
232 | NEILSTON ST | 43215-2636 | Due Install |  |  |  | DCDA |  | 3636411
251 | NEILSTON ST | 43215-2638 | Active | 10606 | AMES | 2000B | DC | 0.750 | 58512 | EAST SIDE OF BLDG AT DOCK
251 | NEILSTON ST | 43215-2638 | Not Required by DOW | 09433 | WATTS | 009M3QT | RP | 0.750 | 96410 | NEXT TO RESTROOM/FIRE SYSTEM
251 | NEILSTON ST | 43215-2638 | Active | 100611 | AMES | 3000SS | DC | 6.000 | 58511 | EAST SIDE OF BLDG AT DOCK
251 | NEILSTON ST | 43215-2638 | Active | 51863 | WATTS | 009M2QT | RP | 1.500 | 58513 | MIDDLE OF BUILDING ON NORTH WALL
483 | NEILSTON ST | 43215-2145 | Due Install |  |  |  | RP |  | 3491066 | RESTROOM EAST WALL UNDER CABINET
4515 | NEISWANDER SQ | 43054-9642 | Active | T389611 | WILKINS | 720A | PVB | 1.000 | 64274 | RIGHT SIDE
4523 | NEISWANDER SQ | 43054-9642 | Active | 251218 | WATTS | 800M4QT | PVB | 1.000 | 64288 | RIGHT FRONT
4524 | NEISWANDER SQ | 43054-9641 | Active | HB06959 | FEBCO | 765 | PVB | 1.000 | 3612996 | FRONT OF HOUSE
4529 | NEISWANDER SQ | 43054-9642 | Active | FL5785 | FEBCO | 765 | PVB | 1.000 | 64296 | RT OF DOOR
4535 | NEISWANDER SQ | 43054-9642 | Active | CB638214 | WILKINS | 720 | PVB | 0.750 | 3649565 | FRONT OF HOUSE BY GARAGE
4541 | NEISWANDER SQ | 43054-9642 | Active | HC01420 | FEBCO | 765 | PVB | 0.750 | 64318 | LEFT SIDE OF HOUSE
4568 | NEISWANDER SQ | 43054-9641 | Active | 22252 | WATTS | 800QT | PVB | 0.750 | 64367 | SE CORN
4569 | NEISWANDER SQ | 43054-9642 | Active | A174708 | WILKINS | 720A | PVB | 1.000 | 64372 | FRONT OF HOUSE
4577 | NEISWANDER SQ | 43054-9642 | Active | 1040 | FEBCO | 765 | PVB | 0.750 | 64384 | LEFT SIDE OF HOUSE
4586 | NEISWANDER SQ | 43054-9641 | Active | 542783 | WILKINS | 720A | PVB | 0.750 | 64411 | LEFT HAND SIDE
4597 | NEISWANDER SQ | 43054-9642 | Active | G245466 | WILKINS | 720A | PVB | 0.750 | 64427 | RIGHT SIDE OF HOUSE
5450 | NELSONIA PL | 43213-3532 | Active | 369708 | WILKINS | 420 | PVB | 1.000 | 3491184 | RIGHT SIDE OF HOUSE
5475 | NELSONIA PL | 43213-3532 | Active | CAA18978 | WILKINS | 720A | PVB | 1.000 | 66974 | LEFT SIDE OF HOUSE
5495 | NELSONIA PL | 43213-3532 | Active | t258831 | WILKINS | 720A | PVB | 1.000 | 67003 | RIGHT SIDE OF HSE
5500 | NELSONIA PL | 43213-3532 | Active | H650293 | FEBCO | 765 | PVB | 0.750 | 67098 | RIGHT SIDE OF HOME
8319 | NEMAIN LOOP | 43016 | Active | T449714 | WILKINS | 720A | PVB | 0.750 | 3613894 | LEFT FRONT
8335 | NEMAIN LOOP | 43016 | Active | CB092835 | WILKINS | 720A | PVB | 0.750 | 3618475 | RIGHT FRONT
8340 | NEMAIN LOOP | 43016 | Active | T272802 | WILKINS | 720A | PVB | 0.750 | 3621399 | RIGHT FRONT
8359 | NEMAIN LOOP | 43016 | Active | CB260765 | WILKINS | 720A | PVB | 0.750 | 3619766 | LEFT SIDE OF THE HOUSE
8367 | NEMAIN LOOP | 43016 | Active | T340019 | WILKINS | 720 | PVB | 0.750 | 3622649 | RIGHT FRONT
8375 | NEMAIN LOOP | 43016 | Active | T295491 | WILKINS | 720A | PVB | 0.750 | 3616654 | LEFT FRONT
8380 | NEMAIN LOOP | 43016 | Active | T345773 | WILKINS | 720 | PVB | 0.750 | 3620060 | OUTSIDE Left Front
8383 | NEMAIN LOOP | 43016 | Active | CB857968 | WILKINS | 720A | PVB | 0.750 | 3619972 | LEFT FRONT
8391 | NEMAIN LOOP | 43016 | Active | T231575 | WILKINS | 720A | PVB | 0.750 | 3613889 | RIGHT FRONT
8399 | NEMAIN LOOP | 43016 | Active | T235941 | WILKINS | 720A | PVB | 0.750 | 3616987 | RIGHT FRONT
226 | NERUDA AVE | 43215 | Active | 4208631 | WILKINS | 975 | RP | 1.000 | 3624433 | HOTBOX IN FRONT OF 230 NERUDA AVE
242 | NERUDA AVE | 43215 | Active | 23466 | WATTS | 919QT | RP | 1.500 | 3635978 | HOT BOX 100' N OF NERUDA ON PRIVATE DRIVE
288 | NERUDA AVE | 43215 | Active | 4812589 | WILKINS | 975 | RP | 1.000 | 3633312 | IN GREEN HOT BOX AT NE CORNER OF 290 NERUDA
317 | NERUDA AVE | 43215 | Active | 17156 | WATTS | 919-QT | RP | 1.500 | 3647001 | HOTBOX
6484 | NEW ALBANY CONDIT RD | 43054-9736 | Active | AC9181 | ARI | RP500 | RP | 0.750 | 3584690 | FRONT OF BLDG IN LADIES RESTROOM
6772 | NEW ALBANY CONDIT RD | 43054-9733 | Active | 32104 | WATTS | 919ZQT | RP | 0.750 | 99438 | IN THE FURNACE AND HOT WATER TANK ROOM
7205 | NEW ALBANY CONDIT RD | 43054 | Not Required by DOW | 462538 | WATTS | 919M1QT | RP | 2.000 | 102990 | CHILLER ROOM A UNDER MEZZANIME STAIRS
7205 | NEW ALBANY CONDIT RD | 43054 | Not Required by DOW | 654141 | WATTS | 909 | RP | 0.750 | 102989 | AH Rm. #3
7205 | NEW ALBANY CONDIT RD | 43054 | Active | N-1211300844 | FEBCO | 826YD | RPDA | 8.000 | 103240 | OUTSIDE HOT BOX AT WEST PIT
7205 | NEW ALBANY CONDIT RD | 43054 | Not Required by DOW | 656453 | WATTS | 909HWQT | RP | 0.750 | 102988 | AH Rm.4
7205 | NEW ALBANY CONDIT RD | 43054 | Not Required by DOW | 656430 | WATTS | 909 | RP | 0.750 | 102987 | AH Rm. #4
7205 | NEW ALBANY CONDIT RD | 43054 | Active | J-052110 | FEBCO | 825Y | RP | 0.750 | 103241 | OUTSIDE HOT BOX AT WEST PIT
7205 | NEW ALBANY CONDIT RD | 43054 | Not Required by DOW | 435744 | WATTS | 909M1 | RP | 2.000 | 3650249 | CHILLER ROOM B
7205 | NEW ALBANY CONDIT RD | 43054 | Active | AG7205-4 |  |  | AG | 1.000 | 3628338 | On top of Cold water storage tank A-1 @ domestic water fill
7205 | NEW ALBANY CONDIT RD | 43054 | Active | J-031839 | FEBCO | 825Y | RP | 2.000 | 103242 | OUTSIDE HOT BOX BY WEST PIT
7205 | NEW ALBANY CONDIT RD | 43054 | Active | N-1211300842 | FEBCO | 826YD | RPDA | 8.000 | 103243 | OUTSIDE HOT BOX BY NORTH PIT
7205 | NEW ALBANY CONDIT RD | 43054 | Active | J-052113 | FEBCO | 825Y | RP | 0.750 | 103244 | OUTSIDE HOT BOX AT NORTH PIT
7205 | NEW ALBANY CONDIT RD | 43054 | Active | AG7205-3 |  |  | AG | 1.000 | 3628337 | On top of Cold water storage tank A-2 @ domestic water fill
7205 | NEW ALBANY CONDIT RD | 43054 | Active | J-031818 | FEBCO | 825Y | RP | 2.000 | 103245 | OUTSIDE HOT BOX BY NORTH PIT
7205 | NEW ALBANY CONDIT RD | 43054 | Active | AG7205-2 |  |  | AG | 1.000 | 3628336 | On top of Cold water storage tank B-1 @ domestic water fill
7205 | NEW ALBANY CONDIT RD | 43054 | Active | AG7205-1 |  |  | AG | 1.000 | 3626561 | On top of Cold water storage tank B-2 @ domestic water fill
7205 | NEW ALBANY CONDIT RD | 43054 | LPS - Active |  |  |  | LPC |  | 3626560 | LOW PRESSURE SUSTAINING DEVICE FOR BOOSTER PUMP
7205 | NEW ALBANY CONDIT RD | 43054 | LPS - Active |  |  |  | LST |  | 3626559 | LOW PRESSURE SUSTAINING DEVICE FOR BOOSTER PUMP
7205 | NEW ALBANY CONDIT RD | 43054 | Not Required by DOW | 463990 | WATTS | 909HWM1QT | RP | 2.000 | 3604534 | CHILLER ROOM B
7205 | NEW ALBANY CONDIT RD | 43054 | Not Required by DOW | 655352 | WATTS | 909 | RP | 0.750 | 3604533 | A.H.#3 ROOM
7480 | NEW ALBANY CONDIT RD | 43054 | Not Required by DOW | 12034 | Watts | 909M1QT | RP | 1.500 | 3650792 | KENNEL WASHERS
7480 | NEW ALBANY CONDIT RD | 43054 | Not Required by DOW | 11879 | Watts | 909M1QT | RP | 1.500 | 3650791 | KENNEL WASHERS
7480 | NEW ALBANY CONDIT RD | 43054 | LPS - Active |  |  |  | LST |  | 3646925 | FIRE PUMP
7480 | NEW ALBANY CONDIT RD | 43054 | Active | 010191 | WATTS | LF909 | RP | 3.000 | 3646512 | PUMP HOUSE BACK OF PROPERTY
7480 | NEW ALBANY CONDIT RD | 43054 | Active | HC38080 | WILKINS | 950 | DC | 0.750 | 3646906 | METER HOUSE - FIRE BYPASS
7480 | NEW ALBANY CONDIT RD | 43054 | Not Required by DOW | 11654 | Watts | 909M1QT | RP | 1.500 | 3650793 | KENNEL WASHERS
7480 | NEW ALBANY CONDIT RD | 43054 | Not Required by DOW | 11812B | Watts | 909M1QT | RP | 1.500 | 3650794
7480 | NEW ALBANY CONDIT RD | 43054 | Active | 12455 | WILKINS | 450 | DCDA | 6.000 | 3646905 | METER HOUSE
6838 | NEW ALBANY CONDUIT RD | 43054-8573 | Active | W305654 | WILKINS | 975A | RP | 0.750 | 91940 | N SIDE OF ROADWAY BEHIND FENCE
5400 | NEW ALBANY E RD | 43054-8861 | Not Required by DOW | 357752 | WATTS | 909M1QT | RP | 2.000 | 66804 | PENT HOUSE SOUTH WALL
5400 | NEW ALBANY E RD | 43054-8861 | Not Required by DOW | 358318 | WATTS | 909M1QT | RP | 1.500 | 66805 | 1ST FLOOR PUMP ROOM
5400 | NEW ALBANY E RD | 43054-8861 | Not Required by DOW | 362145 | WATTS | 909M1QT | RP | 2.000 | 66806 | PUMP ROOM 1ST FLOOR
5400 | NEW ALBANY E RD | 43054-8861 | Not Required by DOW | 21942 | WATTS | 909 | RP | 2.500 | 66807 | ABOVE AIR HANDLER PENT HOUSE
5400 | NEW ALBANY E RD | 43054-8861 | Not Required by DOW | 601943 | WILKINS | 720A | PVB | 1.500 | 66808 | PENTHOUSE ABOVE WATER HEATER 2
5400 | NEW ALBANY E RD | 43054-8861 | Not Required by DOW | 602018 | WILKINS | 720A | PVB | 1.500 | 66809 | PENTHOUSE ABOVE WATER HEATER 1
5400 | NEW ALBANY E RD | 43054-8861 | LPS - Active | [5 empty] | 3636213 | MECH ROOM 1ST FLOOR
5400 | NEW ALBANY E RD | 43054-8861 | LPS - Active | [5 empty] | 3641389 | MECH ROOM 1ST FLOOR
5400 | NEW ALBANY E RD | 43054-8861 | Active | 162698 | WATTS | 909 | RP | 3.000 | 66803 | MECH ROOM 1ST FLOOR
5400 | NEW ALBANY E RD | 43054-8861 | Active | 10522 | AMES | 2000SS | DC | 8.000 | 66802 | FIRE PUMP ROOM
5516 | NEW ALBANY E RD | 43054 | Active | 58383 | WATTS | LF919AQT | RP | 1.000 | 3623172 | AT THE WATER METER IN THE WAREHOUSE
5524 | NEW ALBANY E RD | 43054-8870 | Not Required by DOW | 58616 | WATTS | 009M1PCQT | RP | 1.500 | 91742 | FURNACE ROOM
5524 | NEW ALBANY E RD | 43054-8870 | Active | 4531312 | WILKINS | 975XL | RP | 1.500 | 3652716 | OUTSIDE MECH ROOM
5524 | NEW ALBANY E RD | 43054-8870 | Active | 1071164 | WILKINS | 975XL | RP | 1.500 | 67165 | KITCHEN
5528 | NEW ALBANY E RD | 43054 | Active | 20929 | WATTS | LF919QT | RP | 1.500 | 3624756 | NE BY SINK & STOCK SHELVING AT WATER METER
5531 | NEW ALBANY E RD | 43054- | Active | 429370 | WATTS | 909M1QT | RP | 2.000 | 88036 | BACK WATER/MECH ROOM N OF DONATOS AT WATER METER OUTSIDE DR, SERVS 5525 THRU 55
5531 | NEW ALBANY E RD | 43054- | Not Required by DOW | W602460 | WATTS | 909QT | RP | 1.000 | 88953 | BACK METER/MECH ROOM
5550 | NEW ALBANY E RD | 43054-7017 | Active | A16624 | WATTS | 009M2PCQT | RP | 1.000 | 96241 | IN MECH ROOM AT WATER METER
5550 | NEW ALBANY E RD | 43054-7017 | Active | A11245 | WATTS | 009M2QT | RP | 1.000 | 96295 | IN MECH ROOM AT WATER METER
5555 | NEW ALBANY E RD | 43054-8825 | Active | 1495990406 | AMES | 3000SS | DCDA | 4.000 | 88684 | WEST WALL IN MTR RM
5555 | NEW ALBANY E RD | 43054-8825 | Active | 114753 | WATTS | 009M2QT | RP | 1.500 | 88687 | MECH RM WEST WALL
5555 | NEW ALBANY E RD | 43054-8825 | Active | 49807 | AMES | 2000B | DC | 0.750 | 88685 | SIDE ENTRY RISER RM
5555 | NEW ALBANY E RD | 43054-8825 | Not Required by DOW | A04304 | WATTS | 009QT | RP | 1.000 | 88686 | BEHIND MAIN WTR MTR
6501 | NEW ALBANY E RD | 43054- | Active | 596477 | WATTS | 909QT | RP | 0.750 | 96398 | 6500 NEW ALBANY RD E, ABOVE CEILING KITCHEN AREA
6501 | NEW ALBANY E RD | 43054- | Active | 757066 | WILKINS | 975XL | RP | 1.000 | 70135 | 6500 NEW ALBANY RD E, IN MECHANICAL ROOM WEST END
6501 | NEW ALBANY E RD | 43054- | Active | 24655 | WILKINS | 975 | RP | 3.000 | 70130 | 6500 NEW ALBANY RD E, PUMP ROOM-BOTTOM DEVICE
6501 | NEW ALBANY E RD | 43054- | Active | 750870 | WILKINS | 975XL | RP | 2.000 | 70134 | 6500 NEW ALBANY RD E, IN MECHANICAL ROOM EAST WALL
6501 | NEW ALBANY E RD | 43054- | Active | 03063 | AMES | 4000SS | RP | 2.500 | 70133 | 6500 NEW ALBANY RD E, AT RECEIVING DOCK
6501 | NEW ALBANY E RD | 43054- | Active | 2KN1078 | AMES | 2000SS | DC | 6.000 | 70132 | 6500 NEW ALBANY RD E, MECH ROOM BEFORE FIRE PUMP
6501 | NEW ALBANY E RD | 43054- | Active | 26467 | WILKINS | 975 | RP | 3.000 | 70131 | 6500 NEW ALBANY RD E, PUMP ROOM-TOP DEVICE
6610 | NEW ALBANY E RD | 43054 | Not Required by DOW | 631836 | WATTS | 909HWQT | RP | 1.000 | 100967 | JANITOR'S ROOM IN ATRIUM EAST SIDE
6610 | NEW ALBANY E RD | 43054 | Not Required by DOW | 647380 | WATTS | 909HWQT | RP | 0.750 | 100966 | SOUTH OF MEZZANINE STEAM REEL STATION
6610 | NEW ALBANY E RD | 43054 | Active | SK1902 | WATTS | 957 | RP | 4.000 | 3641490 | IN HOTBOX NEAR NEW ALBANY RD E
6610 | NEW ALBANY E RD | 43054 | Active | 84239 | WATTS | 919 | RP | 0.750 | 3646005 | IN HOTBOX SOUTHEAST SECTION OF PROPERTY
6610 | NEW ALBANY E RD | 43054 | Active | UA-0539 | WATTS | 975 | RPDA | 10.000 | 3646004 | IN HOTBOX SOUTHEAST SECTION OF PROPERTY
6610 | NEW ALBANY E RD | 43054 | Not Required by DOW | 34190 | WATTS | 919AQT | RP | 1.000 | 100968 | CHILLED WATER UTILITY AREA NE MANUF NEXT TO ELEC RM
6610 | NEW ALBANY E RD | 43054 | Not Required by DOW | 191528 | WATTS | 909 | RP | 3.000 | 101058 | UTILITY/BOILER ROOM SE CORNER OF MANUFACTURING BLDG
6610 | NEW ALBANY E RD | 43054 | Not Required by DOW | 223879 | WATTS | 909 | RP | 4.000 | 101059 | UTILITY/BOILER ROOM SE CORNER OF MANUFACTURING BLDG
6610 | NEW ALBANY E RD | 43054 | Not Required by DOW | 631809 | WATTS | 909HWQT | RP | 1.000 | 101057 | BOILER UTILITY ROOM
6650 | NEW ALBANY E RD | 43054 | LPS - Active |  |  |  | LPC | 2.000 | 3650501 | FRONT ENTRANCE - PIT
6650 | NEW ALBANY E RD | 43054 | Not Required by DOW | 3246238 | WILKINS | 975XLBMS | RP | 1.500 | 99165 | OUTSIDE OF METER PIT
6650 | NEW ALBANY E RD | 43054 | Active | 3247413 | WILKINS | 975XL | RP | 2.000 | 100373 | MECHANICAL ROOM
6650 | NEW ALBANY E RD | 43054 | Not Required by DOW | 3201676 | WILKINS | 975XL | RP | 1.500 | 100374 | MECHANICAL ROOM
6650 | NEW ALBANY E RD | 43054 | Active | 1705490909 | AMES | 3000SS | DCDA | 8.000 | 101235 | FRONT ENTRANCE - PIT
6650 | NEW ALBANY E RD | 43054 | Active | 63727 | AMES | 2000B | DC | 0.750 | 101236 | FRONT ENTRANCE - PIT
6650 | NEW ALBANY E RD | 43054 | Due Install |  |  |  | RP | 2.000 | 3650499 | FRONT ENTRANCE - PIT
6724 | NEW ALBANY E RD | 43054-9126 | Active | T097089 | WILKINS | 720A | PVB | 0.750 | 3604412 | LEFT FRONT
6801 | NEW ALBANY E RD | 43054- | Active | W427231 | WILKINS | 975XL2 | RP | 0.500 | 3603897 | SW CORNER OF DEAN FARM RD & NEW ALBANY RD E (MEN'S RM)
6916 | NEW ALBANY E RD | 43054-8874 | Active | A072887 | WILKINS | 720A | PVB | 0.750 | 70937 | LEFT SIDE OF HOUSE
6920 | NEW ALBANY E RD | 43054-8874 | Active | 119520 | WATTS | 800M4QT | PVB | 0.750 | 70948 | EAST SIDE
6924 | NEW ALBANY E RD | 43054-8874 | Active | 123166 | WATTS | 800M4QT | PVB | 0.750 | 70954 | WEST SIDE
6926 | NEW ALBANY E RD | 43054-8874 | Active | 752628 | WILKINS | 720A | PVB | 0.750 | 70959 | SIDE OF HOUSE
6934 | NEW ALBANY E RD | 43054-8874 | Active | H492148 | FEBCO | 765 | PVB | 0.750 | 70975 | SIDE OF HOUSE
6936 | NEW ALBANY E RD | 43054-8874 | Active | H002580 | FEBCO | 765 | PVB | 0.750 | 70979 | SIDE OF HOUSE
6940 | NEW ALBANY E RD | 43054-8874 | Active | 997044 | WILKINS | 720A | PVB | 0.750 | 70985 | RIGHT SIDE OF HOUSE
6948 | NEW ALBANY E RD | 43054-8874 | Active | CAA59341 | WILKINS | 720A | PVB | 0.750 | 70996 | OUTSIDE
6954 | NEW ALBANY E RD | 43054-8873 | Active | A107268 | WILKINS | 720A | PVB | 0.750 | 71009 | RIGHT HAND SIDE FROM STREET
6958 | NEW ALBANY E RD | 43054-8873 | Active | 817211 | WILKINS | 720A | PVB | 0.750 | 71022 | LEFT FRONT
6962 | NEW ALBANY E RD | 43054-8873 | Active | G043577 | WILKINS | 720A | PVB | 0.750 | 71034 | RIGHT SIDE FRONT
6966 | NEW ALBANY E RD | 43054-8873 | Active | H154033 | FEBCO | 765 | PVB | 0.750 | 71040 | RIGHT SIDE
6968 | NEW ALBANY E RD | 43054-8873 | Active | 751392 | WILKINS | 720A | PVB | 0.750 | 71041 | OUTSIDE
6970 | NEW ALBANY E RD | 43054-8873 | Active | T295236 | WILKINS | 720A | PVB | 0.750 | 88653 | RIGHT SIDE OF HOUSE
6972 | NEW ALBANY E RD | 43054-8873 | Active | CB630285 | WILKINS | 720A | PVB | 0.750 | 88654 | REAR OF HOUSE
6974 | NEW ALBANY E RD | 43054-8873 | Active | G081088 | WILKINS | 720A | PVB | 0.750 | 94663 | LEFT SIDE
6976 | NEW ALBANY E RD | 43054-8873 | Active | G183609 | WILKINS | 720A | PVB | 0.750 | 92287 | RIGHT SIDE
6978 | NEW ALBANY E RD | 43054-8873 | Active | G208478 | WILKINS | 720A | PVB | 0.750 | 92418 | LEFT SIDE
6625 | NEW ALBANY E RD BLDG A | 43054 | Active | 030792 | WATTS | LF009M2QT | RP | 2.000 | 3615034 | HOT BOX
6625 | NEW ALBANY E RD BLDG A | 43054 | Not Required by DOW | 3976173 | WILKINS | 950XLT2 | DC | 1.000 | 3607610 | RISER ROOM
6625 | NEW ALBANY E RD BLDG A | 43054 | Active | OK-0333 | WATTS | 957 | RPDA | 8.000 | 3615032 | HOT BOX
6625 | NEW ALBANY E RD BLDG A | 43054 | Active | 55805 | WATTS | 919QT | RP | 0.750 | 3615033 | HOT BOX
6610 | NEW ALBANY E RD REAR | 43054 | Active | TI-1629 | AMES | COLT 500 | RPDA | 10.000 | 3641460 | IN HOT BOX NORTHWEST SECTION OF PROPERTY WEST OF LOADING DOCKS
6610 | NEW ALBANY E RD REAR | 43054 | Active | 82648 | WATTS | 919 | RP | 0.750 | 3646006 | IN HOT BOX NORTHWEST SECTION OF PROPERTY WEST OF LOADING DOCKS
6610 | NEW ALBANY E RD REAR | 43054 | Active | TD1090 | WATTS | 957 | RP | 4.000 | 3641491 | IN HOTBOX NEAR RT 605
6595 | NEW ALBANY E RD UNIT A | 43054 | LPS - Active |  |  |  | LST |  | 3629507 | DOMESTIC PUMP
6595 | NEW ALBANY E RD UNIT A | 43054 | Not Required by DOW | 445407 | WATTS | 909HWM1QT | RP | 1.500 | 100211 | EAST MECHANIC ROOM
6595 | NEW ALBANY E RD UNIT A | 43054 | Not Required by DOW | 223590 | WATTS | 909 | RP | 4.000 | 100240 | SOUTH CHILLER ROOM
6595 | NEW ALBANY E RD UNIT A | 43054 | Not Required by DOW | 223639 | WATTS | 909 | RP | 4.000 | 100241 | NORTH CHILLER ROOM
6595 | NEW ALBANY E RD UNIT A | 43054 | Active | 173468 | AMES | 3000SS | DCDA | 8.000 | 100242 | IN PIT NW PROPERTY
6595 | NEW ALBANY E RD UNIT A | 43054 | LPS - Active |  |  |  | LST |  | 3629506 | DOMESTIC PUMP
6595 | NEW ALBANY E RD UNIT A | 43054 | Active | 65710 | AMES | 2000B | DC | 0.750 | 100244 | IN PIT NW PROPERTY
6595 | NEW ALBANY E RD UNIT A | 43054 | Active | NH-2394 | WATTS | 957 | RP | 4.000 | 100245 | IN HOT BOX AT NW PIT
6595 | NEW ALBANY E RD UNIT A | 43054 | Not Required by DOW | 445512 | WATTS | 909M1QT | RP | 1.500 | 101123 | AHU WEST ROOM 305
6595 | NEW ALBANY E RD UNIT A | 43054 | LPS - Active |  |  |  | LST |  | 3626890 | FIRE
6595 | NEW ALBANY E RD UNIT A | 43054 | LPS - Active |  |  |  | LST |  | 3629502 | FIRE
6595 | NEW ALBANY E RD UNIT A | 43054 | LPS - Active |  |  |  | LST |  | 3629503 | DOMESTIC PUMP
6595 | NEW ALBANY E RD UNIT A | 43054 | LPS - Active |  |  |  | LST |  | 3629505 | DOMESTIC PUMP
6595 | NEW ALBANY E RD UNIT B | 43054 | Active | MI-0668 | WATTS | 957 | RP | 4.000 | 101124 | IN HOT BOX AT NE PIT BY ENTRANCE
6595 | NEW ALBANY E RD UNIT B | 43054 | Active | 65508 | AMES | 2000B | DC | 0.750 | 100243 | IN PIT NE BY ENTRANCE
6595 | NEW ALBANY E RD UNIT B | 43054 | Active | 172859 | AMES | 3000SS | DCDA | 8.000 | 100246 | N PIT NE BY ENTRANCE
5 | NEW ALBANY FARMS DR UNIT B | 43054-9000 | Active | W047146 | WILKINS | 975 | RP | 1.000 | 65573 | Horse Barn
1 | NEW ALBANY FARMS RD | 43054-9000 | Active | 3808900 | WILKINS | 975XL | RP | 1.000 | 53504 | Horse Barn
1 | NEW ALBANY FARMS RD | 43054-9000 | Active | 3808902 | WILKINS | 975XL | RP | 1.000 | 53505 | Horse Barn
1 | NEW ALBANY FARMS RD | 43054-9000 | Active | B112206 | WILKINS | 375 | RP | 0.750 | 3615357 | NEXT TO WATER METER BY LAUNDRY ROOM
1 | NEW ALBANY FARMS RD | 43054-9000 | Active | AJN6671 | WILKINS | 375 | RP | 0.500 | 3615358 | MECHANICAL ROOM NEXT TO HOT WATER HEATER
2 | NEW ALBANY FARMS RD | 43054-9000 | Active | CB215369 | WILKINS | 720A | PVB | 1.000 | 56920 | RIGHT SIDE
6 | NEW ALBANY FARMS RD | 43054-9000 | Active | 698067 | WATTS | 800QT | PVB | 0.750 | 97491 | Front of house
7 | NEW ALBANY FARMS RD | 43054-9000 | Active | T034179 | WILKINS | 720A | PVB | 0.750 | 94336 | RIGHT SIDE OF HOUSE
8 | NEW ALBANY FARMS RD | 43054-9000 | Active | 589094 | WILKINS | 975 | RP | 1.000 | 73115 | IN BASEMENT AT WATER METER
8 | NEW ALBANY FARMS RD | 43054-9000 | Not Required by DOW | FM0077 | FEBCO | 765 | PVB | 1.000 | 73116 | NORTH SIDE OF HOUSE
8 | NEW ALBANY FARMS RD | 43054-9000 | Not Required by DOW | EM4858 | FEBCO | 765 | PVB | 1.000 | 73114 | NORTH SIDE OF HOUSE
9 | NEW ALBANY FARMS RD | 43054-9000 | Active | H083659 | FEBCO | 765 | PVB | 1.000 | 92740 | RIGHT FRONT OF HOUSE
11 | NEW ALBANY FARMS RD | 43054-9000 | Active | AK2715 | FEBCO | 765 | PVB | 0.750 | 53856 | NORTH SIDE OF HOUSE
13 | NEW ALBANY FARMS RD | 43054-9000 | Active | H142405 | FEBCO | 765 | PVB | 1.000 | 94106 | BACK OF HOUSE LEFT SIDE
15 | NEW ALBANY FARMS RD | 43054-9000 | Active | 165702 | WILKINS | 720A | PVB | 1.500 | 87069 | REAR OF HOME
16 | NEW ALBANY FARMS RD | 43054-9000 | Active | 790501 | WILKINS | 720A | PVB | 1.500 | 55512 | BACK OF HOUSE
17 | NEW ALBANY FARMS RD | 43054-9000 | Active | 36117 | WATTS | 009QT | RP | 1.000 | 55864 | IN BASEMENT
17 | NEW ALBANY FARMS RD | 43054-9000 | Active | A254144 | FEBCO | 825Y | RP | 1.500 | 55865 | IN BASEMENT
19 | NEW ALBANY FARMS RD | 43054-9000 | Active | 31684 | WATTS | 009QT | RP | 1.000 | 56545 | POOL EQUIPMENT ROOM - GARAGE
20 | NEW ALBANY FARMS RD | 43054-9000 | Active | 362244 | WATTS | 009M2-FP | RP | 1.000 | 56928 | NORTH END BY A/C UNIT
23 | NEW ALBANY FARMS RD | 43054-9000 | Active | 311097 | WILKINS | 720A | PVB | 0.750 | 57884 | RIGHT SIDE OF HOUSE
5 | NEW ALBANY FARMS RD UNIT A | 43054-9000 | Active | 281721 | WATTS | 009M1 | RP | 2.000 | 65575 | NW CORNER OF BASEMENT
5 | NEW ALBANY FARMS RD UNIT A | 43054-9000 | Not required by DOW | BH6072 | FEBCO | 825Y | RP | 1.000 | 3618605 | STORAGE ROOM
6873 | NEW ALBANY LINKS DR | 43054-9075 | Active | T041364 | WILKINS | 720A | PVB | 0.750 | 70868 | OUTSIDE
6887 | NEW ALBANY LINKS DR | 43054-9075 | Active | G169945 | WILKINS | 720A | PVB | 0.750 | 70884 | L H SIDE
6909 | NEW ALBANY LINKS DR | 43054-9072 | Active | H178856 | FEBCO | 765 | PVB | 0.750 | 70923 | LEFT SIDE OF HOME
6923 | NEW ALBANY LINKS DR | 43054-9072 | Active | F006102 | WILKINS | 720A | PVB | 0.750 | 70953 | NE CORNER
6935 | NEW ALBANY LINKS DR | 43054-9115 | Active | T154923 | WILKINS | 720 | PVB | 1.000 | 3599015 | RIGHT SIDE OF HOUSE
6947 | NEW ALBANY LINKS DR | 43054-9115 | Active | 875004 | WILKINS | 720A | PVB | 0.750 | 88970 | N E CORNER
6959 | NEW ALBANY LINKS DR | 43054-9115 | Active | 369802 | WATTS | 800M4QT | PVB | 0.750 | 87431 | LEFT SIDE
6995 | NEW ALBANY LINKS DR | 43054-9036 | Active | 181991 | WILKINS | 720A | PVB | 0.750 | 89171 | RIGHT SIDE OF HOUSE
7100 | NEW ALBANY LINKS DR | 43054-8194 | Active | 48398 | WATTS | 007M1QT | DC | 0.750 | 91220 | METER PIT IN FRONT OF CLUB HOUSE
7100 | NEW ALBANY LINKS DR | 43054-8194 | Active | 1222086 | WILKINS | 975XL | RP | 2.000 | 91219 | CLUB HOUSE BASEMENT
7100 | NEW ALBANY LINKS DR | 43054-8194 | Not Required by DOW | 121051 | WATTS | 009M3QT | RP | 0.750 | 88037 | Golf Course NE Restroom
7100 | NEW ALBANY LINKS DR | 43054-8194 | Not Required by DOW | B00145 | WATTS | 009M3QT | RP | 0.750 | 97049 | ATTIC SPACE-OUTSIDE OF SHOP
7100 | NEW ALBANY LINKS DR | 43054-8194 | Active | 1128720301 | AMES | 3000SS | DCDA | 6.000 | 91221 | METER PIT IN FRONT OF CLUB HOUSE
7100 | NEW ALBANY LINKS DR | 43054-8194 | Not Required by DOW | A29445 | WATTS | 009M3QT | RP | 0.750 | 97048 | JANITORS CLOSET
7202 | NEW ALBANY LINKS DR | 43054-8072 | Active | 326373 | WATTS | 800QT | PVB | 0.750 | 71625 | LEFT SIDE OF HOUSE
7212 | NEW ALBANY LINKS DR | 43054-8072 | Active | H135131 | FEBCO | 765 | PVB | 1.000 | 71636 | RIGHT SIDE OF HOUSE
7217 | NEW ALBANY LINKS DR | 43054-9108 | Active | 574603 | WATTS | 800QT | PVB | 1.000 | 71641 | LEFT SIDE FRONT
7222 | NEW ALBANY LINKS DR | 43054-8072 | Active | F021233 | WILKINS | 720A | PVB | 0.750 | 95379 | RIGHT SIDE
7232 | NEW ALBANY LINKS DR | 43054-8072 | Active | G127008 | WILKINS | 720A | PVB | 0.750 | 95382 | RIGHT SIDE OF HOUSE
7237 | NEW ALBANY LINKS DR | 43054 | Active | CB548711 | WILKINS | 720A | PVB | 0.750 | 101049 | RIGHT SIDE OF HOUSE (NORTH)
7242 | NEW ALBANY LINKS DR | 43054-8072 | Active | 190617 | wilkins | 720 | PVB | 0.750 | 93100 | RIGHT FRONT
7247 | NEW ALBANY LINKS DR | 43054-9108 | Active | G086321 | WILKINS | 720A | PVB | 0.750 | 88923 | LEFT SIDE OF HOUSE
7252 | NEW ALBANY LINKS DR | 43054-8072 | Active | G246840 | WILKINS | 720A | PVB | 0.750 | 98739 | LEFT HAND SIDE
7257 | NEW ALBANY LINKS DR | 43054-9108 | Active | A134009 | WILKINS | 720A | PVB | 0.750 | 71700 | FRONT LEFT SIDE
7262 | NEW ALBANY LINKS DR | 43054-8072 | Active | H154068 | FEBCO | 765 | PVB | 0.750 | 71705 | RIGHT SIDE FRONT
7267 | NEW ALBANY LINKS DR | 43054-9108 | Active | CAA46738 | WILKINS | 720A | PVB | 0.750 | 71711 | FRONT LEFT CORNER OF HOUSE
7272 | NEW ALBANY LINKS DR | 43054 | Active | 779710 | WATTS | 800M4QT | PVB | 1.000 | 100927 | LEFT SIDE OF HOUSE
7277 | NEW ALBANY LINKS DR | 43054 | Active | T257780 | WILKINS | 720A | PVB | 0.750 | 3618411 | LEFT SIDE OF HOUSE
7282 | NEW ALBANY LINKS DR | 43054 | Active | CB075165 | WILKINS | 720A | PVB | 0.750 | 100911 | LEFT SIDE
7287 | NEW ALBANY LINKS DR | 43054 | Active | CB478578 | WILKINS | 720A | PVB | 0.750 | 3631359 | LEFT FRONT
7297 | NEW ALBANY LINKS DR | 43054 | Active | 788165 | WATTS | 800M4QT | PVB | 1.000 | 101089 | LEFT SIDE OF HOUSE
7317 | NEW ALBANY LINKS DR | 43054 | Active | T199587 | WILKINS | 720A | PVB | 0.750 | 3608226 | LEFT FRONT
7322 | NEW ALBANY LINKS DR | 43054 | Active | T364320 | WILKINS | 720A | PVB | 0.750 | 3619865 | RIGHT SIDE
7327 | NEW ALBANY LINKS DR | 43054 | Active | T250538 | WILKINS | 720A | PVB | 0.750 | 3607404 | LEFT FRONT
7332 | NEW ALBANY LINKS DR | 43054 | Active | T181308 | WILKINS | 720A | PVB | 0.750 | 3616802 | LEFT SIDE OF HOUSE
7337 | NEW ALBANY LINKS DR | 43054 | Active | CB324155 | WILKINS | 720 | PVB | 0.750 | 3607629 | LEFT SIDE OF HOUSE
7342 | NEW ALBANY LINKS DR | 43054 | Active | 828218 | WATTS | 800M4FR | PVB | 1.000 | 3601266 | RIGHT FRONT
7347 | NEW ALBANY LINKS DR | 43054 | Active | T176253 | WILKINS | 720 | PVB | 0.750 | 3603129 | LEFT SIDE OF HOUSE
7397 | NEW ALBANY LINKS DR | 43054 | Active | T146499 | WILKINS | 720A | PVB | 0.750 | 3601265 | RIGHT SIDE OF HOUSE
7407 | NEW ALBANY LINKS DR | 43054 | Active | 010455 | WATTS | 800M4QT | PVB | 1.000 | 3603210 | RIGHT SIDE
7417 | NEW ALBANY LINKS DR | 43054-6012 | Active | G181270 | WILKINS | 720A | PVB | 1.000 | 97400 | LEFT SIDE OF HOME
7422 | NEW ALBANY LINKS DR | 43054 | Active | CB867265 | WILKINS | 720A | PVB | 0.750 | 3616659 | LEFT FRONT
7432 | NEW ALBANY LINKS DR | 43054 | Active | 797623 | WATTS | 800M4QT | PVB | 0.750 | 102582 | LEFT SIDE OF HOUSE
7437 | NEW ALBANY LINKS DR | 43054-6012 | Active | 650699 | WATTS | 800M4QT | PVB | 1.000 | 96505 | SOUTH EAST CORNER
7442 | NEW ALBANY LINKS DR | 43054 | Active | T146575 | WILKINS | 720A | PVB | 0.750 | 3603775 | LEFT SIDE OF HOUSE
7447 | NEW ALBANY LINKS DR | 43054 | Active | T278233 | WILKINS | 720A | PVB | 0.750 | 3625107
7452 | NEW ALBANY LINKS DR | 43054 | Active | T295483 | WILKINS | 720A | PVB | 0.750 | 3626822
7457 | NEW ALBANY LINKS DR | 43054 | Active | T380426 | WILKINS | 720 | PVB | 0.750 | 3623018 | LEFT SIDE
7462 | NEW ALBANY LINKS DR | 43054 | Active | CB440707 | WILKINS | 720A | PVB | 0.750 | 3629940 | LEFT SIDE OF HOUSE
7467 | NEW ALBANY LINKS DR | 43054 | Active | CB081418 | WILKINS | 720A | PVB | 0.750 | 3603205 | LEFT SIDE OF HOUSE
7472 | NEW ALBANY LINKS DR | 43054 | Active | CB547085 | WILKINS | 720A | PVB | 0.750 | 3639169 | LEFT SIDE OF HOUSE
7477 | NEW ALBANY LINKS DR | 43054 | Active | T388843 | WILKINS | 720A | PVB | 1.000 | 102960 | LEFT FRONT
7482 | NEW ALBANY LINKS DR | 43054-6012 | Active | 661317 | WATTS | 800QT | PVB | 1.000 | 96095 | RIGHT SIDE
7487 | NEW ALBANY LINKS DR | 43054 | Active | 019550 | WATTS | 800 | PVB | 1.000 | 3609899 | RIGHT SIDE OF HOUSE
7492 | NEW ALBANY LINKS DR | 43054 | Active | CB316085 | WILKINS | 720A | PVB | 0.750 | 3624744
7497 | NEW ALBANY LINKS DR | 43054 | Active | CB547370 | WILKINS | 720A | PVB | 0.750 | 3638453 | REAR OF HOUSE
7507 | NEW ALBANY LINKS DR | 43054 | Active | T318356 | WILKINS | 720A | PVB | 0.750 | 3633468 | RIGHT SIDE
7100 | NEW ALBANY LINKS DR UNIT A | 43054-9781 | Active | 104191 | WATTS | 009M2QT | RP | 1.000 | 101142 | IN HOT BOX, 1/4 MILE S OF WALNUT ON NEW ALBANY LINKS DR BETWEEN 7452 & 7442
5175 | NEW ALBANY RD | 43054-9044 | Active | 72689 | WATTS | 009M2QT | RP | 1.500 | 66244 | NE CORNER OF BUILDING BURGER KING
5175 | NEW ALBANY RD | 43054-9044 | Not Required by DOW | 157735 | WATTS | 009M2QT | RP | 1.000 | 66243 | NE INTERIOR OF BUILDING
5182 | NEW ALBANY RD | 43054- | Active | 157819 | WATTS | 009M2QT | RP | 1.000 | 66270 | IN BACK CENTER OF BUILDING
5182 | NEW ALBANY RD | 43054- | Not Required by DOW | 59085 | WATTS | LF919QT | RP | 1.000 | 66269 | REAR OF BUILDING
5196 | NEW ALBANY RD | 43054-8818 | Active | 178134 | WATTS | 009M3QT | RP | 0.750 | 66293 | MECH ROOM
5200 | NEW ALBANY RD | 43054-8836 | Not Required by DOW | 00416 | WATTS | 995QT | RP | 1.000 | 66363 | LEFT SIDE OF BLDG OUTSIDE
5200 | NEW ALBANY RD | 43054-8836 | Active | 161343 | WATTS | 009M2QT | RP | 2.000 | 66365 | MECH ROOM SW CORNER
5200 | NEW ALBANY RD | 43054-8836 | Active | 133846 | WATTS | 709 | DC | 6.000 | 66364 | MECH ROOM SW CORNER OF BUILDING
5200 | NEW ALBANY RD | 43054-8836 | Active | 21812 | WATTS | 007QT | DC | 0.500 | 66366 | SW CORNER OF BUILDING IN MECH ROOM
5205 | NEW ALBANY RD | 43054-9044 | Active | 147156 | WATTS | 009PCQT | RP | 2.000 | 66404 | NW MECH/ELECT/HWT ROOM AT WATER MTR
5205 | NEW ALBANY RD | 43054-9044 | Not Required by DOW | 151619 | WATTS | 009M2QT | RP | 1.000 | 66405 | OUTSIDE - FOR LAWN IRRIGATION SYSTEM
5205 | NEW ALBANY RD | 43054-9044 | Active | 4963175 | WILKINS | 950XLT2 | DC | 1.250 | 66406 | NW MECH/ELECT/HWT ROOM AT WATER METER **LIMITED FIRE**
5357 | NEW ALBANY RD | 43054 | Active | 14093 | WATTS | 919QT | RP | 1.500 | 101786 | 5351 MID N MECH/RISER ROOM OUTSIDE DR AT WATER METER
5357 | NEW ALBANY RD | 43054 | Active | LG-1182 | AMES | COLT 300GV | DCDA | 6.000 | 101789 | 5351 ADDRESS MID N MECH/RISER ROOM OUTSIDE DR
5357 | NEW ALBANY RD | 43054 | Not Required by DOW | 3832246 | WILKINS | 975XL | RP | 1.000 | 101787 | 5351 NEW ALBANY RD, MECHANIC ROOM NORTH OUTSIDE DOOR
5357 | NEW ALBANY RD | 43054 | Active | 33246 | AMES | 2000BM3 | DC | 0.750 | 101788 | 5351 ADDRESS MID N MECH/RISER ROOM OUTSIDE DR
5375 | NEW ALBANY RD | 43054 | Active | N1005280549 | FEBCO | 876V | DCDA | 4.000 | 103476 | 5371 NEW ALBANY RD W, MECHANICAL ROOM
5375 | NEW ALBANY RD | 43054 | Not Required by DOW | 14158 | WATTS | 919QT | RP | 1.500 | 100427 | ABOVE COOLER IN REAR OF STORE. CHIPOLTE & STARBUCKS
5375 | NEW ALBANY RD | 43054 | Active | 3380032 | WILKINS | 975XLBMS | RP | 2.000 | 103449 | 5371 NEW ALBANY RD W, MECH ROOM
5375 | NEW ALBANY RD | 43054 | Active | H016109 | FEBCO | 805YB | DC | 0.750 | 103475 | 5371 NEW ALBANY RD W, RISER ROOM
5385 | NEW ALBANY RD | 43054 | Active | 3476962 | WILKINS | 975XL | RP | 1.500 | 102018 | MECHANIC ROOM SOUTH SIDE OF BUILDING
5385 | NEW ALBANY RD | 43054 | Not Required by DOW | 3489551 | WILKINS | 975XL | RP | 1.000 | 102017 | MECHANIC ROOM SOUTH SIDE OF BUILDING
5500 | NEW ALBANY RD | 43054-8703 | Active | 110790 | WATTS | 009M2QT | RP | 1.500 | 67099 | NORTH WALL OF MECHANICAL ROOM IN BASEMENT
5500 | NEW ALBANY RD | 43054-8703 | Active | 135879 | AMES | 3000SS | DCDA | 6.000 | 67100 | BASEMENT MECH ROOM
5500 | NEW ALBANY RD | 43054-8703 | Active | 61913 | WATTS | 007QT | DC | 0.750 | 67101 | BASEMENT MECH ROOM
5500 | NEW ALBANY RD | 43054-8703 | Active | FD0262 | WATTS | 957 | RP | 3.000 | 67102 | NORTH WALL OF MECHANICAL ROOM IN BASEMENT
5421 | NEW ALBANY W RD | 43054 | Active | 304608 | WATTS | 009M2QT | RP | 2.000 | 101684 | MECHANICAL ROOM IN REAR
5421 | NEW ALBANY W RD | 43054 | Active | N1109271245 | FEBCO | 876V | DCDA | 4.000 | 101742
5421 | NEW ALBANY W RD | 43054 | Active | H016656 | FEBCO | 805YB | DC | 0.750 | 101743 | BY REAR DOOR
5421 | NEW ALBANY W RD | 43054 | Not Required by DOW | 776110 | WATTS | 800M4QT | PVB | 1.000 | 101744 | MECHANICAL ROOM IN REAR
5421 | NEW ALBANY W RD | 43054 | Not Required by DOW | 347391 | WATTS | 009M3QT | RP | 0.750 | 101745 | STORAGE AREA
5455 | NEW ALBANY W RD | 43054-8221 | Active | 06716 | WATTS | 909M1QT | RP | 1.500 | 89559 | MECH RM
5455 | NEW ALBANY W RD | 43054-8221 | Not Required by DOW | 08803 | WATTS | 909QT | RP | 1.000 | 89561 | MECH RM
5461 | NEW ALBANY W RD | 43054-8221 | Active | 16322 | WATTS | 007M2QT | DC | 0.750 | 94334 | IN PIT NW CORNER OF CHASE BANK
5461 | NEW ALBANY W RD | 43054-8221 | Active | 110132 | WATTS | 774X | DCDA | 8.000 | 94333 | PIT NW CORNER OF CHASE BANK
5461 | NEW ALBANY W RD | 43054-8221 | Not Required by DOW | 44675 | WATTS | 008PCQT | PVB | 0.500 | 93116 | IN BAKERY ABOVE PROOFER
5461 | NEW ALBANY W RD | 43054-8221 | Not Required by DOW | 00138 | WATTS | 008PCQT | PVB | 0.500 | 93115 | IN BAKERY ABOVE DOUBLE OVEN
5461 | NEW ALBANY W RD | 43054-8221 | Active | 179879 | WATTS | 909QTFDA | RP | 3.000 | 93114 | IN HOT BOX AT NE CORNER NEXT TO BANK
5461 | NEW ALBANY W RD | 43054-8221 | Not Required by DOW | 18582 | AMES | 4000SS | RP | 3.000 | 92947 | FRONT UTILITY CLOSET
5461 | NEW ALBANY W RD | 43054-8221 | Not Required by DOW | 402349 | WILKINS | 460XL | PVB | 0.500 | 3615382 | BEHIND FRYERS IN KITCHEN
5461 | NEW ALBANY W RD | 43054-8221 | Not Required by DOW | 402346 | WILKINS | 460XL | PVB | 0.500 | 3615381 | WINE BAR, UNDER KITCHEN SINK IN WINE BAR AREA
5465 | NEW ALBANY W RD | 43054-8221 | Active | 612784 | WATTS | 909QT | RP | 1.000 | 93121 | IN BACK ROOM BY METER
5471 | NEW ALBANY W RD | 43054-8221 | Active | 252179 | WATTS | 009M2PCQT | RP | 0.750 | 90585 | UTILITY CLOSET
5471 | NEW ALBANY W RD | 43054-8221 | Under renovation | 279981 | WATTS | 009M2PCQT | RP | 1.000 | 90584 | UTILITY CLOSET
5539 | NEW ALBANY W RD | 43054- | Active | 53988 | AMES | 2000B | DC | 0.750 | 93254 | PIT NORTH SIDE OF DRIVE
5539 | NEW ALBANY W RD | 43054- | Active | 154780406 | AMES | 3000SS | DCDA | 8.000 | 93252 | IN METER PIT NORTH SIDE
5539 | NEW ALBANY W RD | 43054- | Active | 1253701111 | AMES | 4000SS | RP | 4.000 | 93238 | HOT BOX NORTH SIDE
5565 | NEW ALBANY W RD | 43054- | Active | HA2360 | WATTS | 957 | RP | 8.000 | 93295 | EAST ENTRANCE
5595 | NEW ALBANY W RD | 43054 | Active | 53841 | WATTS | 919AQT | RP | 0.750 | 3606263 | EQUIPMENT ROOM
5704 | NEW ALBANY W RD | 43054 | Active | 1160501115 | WATTS | 774 | DCDA | 4.000 | 3621178 | MECH ROOM CENTER OF BLDG
5704 | NEW ALBANY W RD | 43054 | Active | 21385 | WATTS | 007M2 | DC | 0.750 | 3621179 | MECH ROOM CENTER OF BLDG
5704 | NEW ALBANY W RD | 43054 | Active | PK1640 | WATTS | 957 | RP | 3.000 | 3619934 | MECH ROOM CENTER OF BLDG
5719 | NEW ALBANY W RD | 43054 | Active | OH1405 | WATTS | 957 | RP | 8.000 | 3619935 | METER BUILDING SOUTH OF CONDO BLDG ADDRESSED 7116
5777 | NEW ALBANY W RD | 43054-8053 | Active | 182634 | WATTS | 009M2PCQT | RP | 1.000 | 67934 | METER HOUSE BY POOL
5777 | NEW ALBANY W RD | 43054-8053 | Due Install |  |  |  | RP |  | 3633226
5786 | NEW ALBANY W RD | 43054- | Active | TF1371 | WATTS | 957 | RP | 8.000 | 96769 | METER ROOM
5786 | NEW ALBANY W RD | 43054- | Not Required by DOW | A142479 | WILKINS | 350XL | DC | 0.750 | 103222 | 7249 BOLTON PRIORY DR. NE CORNER OF BLDG BY HOT WATER TANK (maint. shop)
5940 | NEW ALBANY W RD | 43054-8170 | Active | 1100720703 | AMES | 4000SS | RP | 3.000 | 68374 | BASEMENT SOUTH WALL
5940 | NEW ALBANY W RD | 43054-8170 | Active | 1269780603 | AMES | 3000SS | DCDA | 6.000 | 68375 | BASEMENT SOUTH WALL
5940 | NEW ALBANY W RD | 43054-8170 | Not Required by DOW | B033454 | Wilkins | 375XL | RP | 1.000 | 103469 | 5944 NEW ALBANY RD W (Pool House), EQUIPMENT ROOM NEXT TO WATER HEATER
5940 | NEW ALBANY W RD | 43054-8170 | Active | 57409 | WATTS | 007M1QT | DC | 0.750 | 68376 | BASEMENT SOUTH WALL
6029 | NEW ALBANY W RD | 43054- | Active | WF-3506 | WATTS | 957 | RP | 3.000 | 3654426 | IN MAIL BOX COMPLEX BLDG
6029 | NEW ALBANY W RD | 43054- | Active | 1262200403 | AMES | 3000SS | DCDA | 6.000 | 68736 | METER ROOM, 6029 BAYTON PLACE
6029 | NEW ALBANY W RD | 43054- | Active | 150799 | WATTS | 007M3QT | DC | 0.750 | 68737 | METER BUILDING, 6029 BAYTON
6029 | NEW ALBANY W RD | 43054- | Not Required by DOW | 117357 | WILKINS | 720A | PVB | 1.500 | 68738 | IN SMALL ELECTRICAL GREEN BOX UNDER EVERGREEN TREE AT DUMPSTER ENTRANCE
6099 | NEW ALBANY W RD | 43054- | Active | 4372770 | WILKINS | 975xl | RP | 1.000 | 68985 | SW corner of New Albany W Rd & Winterbek in bushes
6101 | NEW ALBANY W RD | 43054- | Active | ABB5087 | WILKINS | 975XL | RP | 1.000 | 69010 | SW corner of New Albany W Rd & Winterbek in bushes
6310 | NEW ALBANY W RD | 43054-6020 | Active | G213692 | WILKINS | 720A | PVB | 0.750 | 97553 | left side of house
7580 | NEW MARKET CENTER WAY | 43235 | Active | 094033 | WATTS | LF009M2QT | RP | 1.500 | 3650529 | IN H/BOX S OF BILLINGSLY E OF TACO BELL AT WATER METER
7580 | NEW MARKET CENTER WAY | 43235 | Active | VC-0741 | AMES | COLT 300GV | DCDA | 8.000 | 3650530 | IN H/BOX S OF BILLINGSLY E OF TACO BELL
7580 | NEW MARKET CENTER WAY | 43235 | Active | 64682 | AMES | 2000BM3 | DC | 0.750 | 3650531 | IN H/BOX ON BILLINGSLY E OF TACO BELL
7580 | NEW MARKET CENTER WAY | 43235 | Not Required by DOW | AJB7059 | WILKINS | 375 | RP | 0.750 | 3650826 | IN CEILING EAST END OF STORAGE ROOM
2120 | NEW WORLD DR | 43207-3433 | Active | 390158 | WATTS | 909M1QT | RP | 2.000 | 57351 | FIRE SPRINKLER CLOSET
2121 | NEW WORLD DR | 43207-3434 | Not Required by DOW | 1346003 | WILKINS | 975XL | RP | 1.500 | 57368 | NORTH MECHANIC ROOM
2121 | NEW WORLD DR | 43207-3434 | Not Required by DOW | 32711 | WATTS | 919AQT | RP | 0.750 | 57367 | NORTH WALL OF MAIN MECHANIC ROOM
2121 | NEW WORLD DR | 43207-3434 | Not Required by DOW | 4346114 | WILKINS | 975xl | RP | 2.000 | 57370 | BOILER ROOM
2121 | NEW WORLD DR | 43207-3434 | Active | 4DM0499 | AMES | 4000SS | RP | 8.000 | 57371 | FOAM & PUMP BUILDING PRINT
2121 | NEW WORLD DR | 43207-3434 | Active | 02858 | WILKINS | 375 | RP | 4.000 | 57374 | SOUTHEAST WALL (TOP) -- SERIAL #B09399 REPLACED BY SERIAL 02868
2121 | NEW WORLD DR | 43207-3434 | Not Required by DOW | 58784 | WATTS | 009QT | RP | 0.750 | 57372 | BESIDE TRASH COMPACTOR AT CEILING
2121 | NEW WORLD DR | 43207-3434 | Not Required by DOW | 4083105 | wilkins | 975XL | RP | 0.750 | 96634 | DIST HOUSE BLDG
2121 | NEW WORLD DR | 43207-3434 | Active | 02949 | WILKINS | 375 | RP | 4.000 | 57373 | SOUTHEAST WALL (BOTTOM) --SERIAL #B09393 REPLACED BY SERIAL 02949
2121 | NEW WORLD DR | 43207-3434 | LPS - Active | [5 empty] | 3638268
2121 | NEW WORLD DR | 43207-3434 | Not Required by DOW | 266708 | WILKINS | 975 | RP | 0.750 | 57369 | NORTH BOILER ROOM
2170 | NEW WORLD DR | 43207-3433 | Not Required by DOW | 3860261 | WILKINS | 975XL | RP | 0.750 | 57509 | IN MECH ROOM
2170 | NEW WORLD DR | 43207-3433 | Active | 56949 | WATTS | 009M2QT | RP | 1.500 | 57508 | IN MECH ROOM
2222 | NEW WORLD DR | 43207-3435 | Active | 117018 | AMES | 3000SS | DCDA | 6.000 | 57655 | METER PIT
2222 | NEW WORLD DR | 43207-3435 | Active | 50989 | WATTS | 007M1QT | DC | 0.750 | 57656 | METER PIT
2222 | NEW WORLD DR | 43207-3435 | Active | 65408 | WATTS | 009M2QT | RP | 1.500 | 57657 | SOUTH EAST CORNER OF BODY SHOP
2350 | NEW WORLD DR | 43207-3437 | LPS - Active | F116-1FM |  |  | LPC | 0.000 | 98019 | LOW PRESSURE SUSTAINING DEVICE FOR BOOSTER PUMP
2350 | NEW WORLD DR | 43207-3437 | Active | PL-0132 | WATTS | 957 | RP | 3.000 | 98028 | Hotbox, SW corner of driveway
2350 | NEW WORLD DR | 43207-3437 | Active | V24472 | WILKINS | 350 | DCDA | 8.000 | 98029 | UNDERGROUND VAULT
2350 | NEW WORLD DR | 43207-3437 | Active | 3201539 | WILKINS | 950XLD | DC | 0.750 | 98030 | UNDERGROUND VAULT
2351 | NEW WORLD DR | 43207-3438 | Active | 260583 | WATTS | 909M1QT | RP | 2.000 | 58046 | AT THE WATER METER IN THE AIR COMPRESSOR RM
700 | NEW YORK AVE | 43201-2945 | Active | 453736 | WATTS | 909QT | RP | 0.750 | 71201 | EAST SIDE OF BUILDING AT WATER METER
5745 | NEWBANK CIR | 43017-3572 | Active | 1186238 | WILKINS | 975XLBMS | RP | 1.500 | 67784 | 5745 BLDG WATER ROOM SW CORNER IN BASEMENT
5745 | NEWBANK CIR | 43017-3572 | Active | 153546 | AMES | 2000SS | DC | 6.000 | 103465 | 5735 LOWER LVL WATER AND RISER RM
5745 | NEWBANK CIR | 43017-3572 | Active | L34766 | WILKINS | 375 | RP | 3.000 | 103466 | 5735 LOWER LVL WATER AND RISER RM
5745 | NEWBANK CIR | 43017-3572 | Active | 0102091236 | FEBCO | 860 | RP | 2.500 | 67782 | 5745 BLDG MECH ROOM LOWER LEVEL SE CORNER
5745 | NEWBANK CIR | 43017-3572 | Active | 2279801 | WILKINS | 975XL | RP | 2.000 | 103467 | 5735 LOWER LVL WATER AND RISER RM
5745 | NEWBANK CIR | 43017-3572 | Active | 1750 | WATTS | 957 | RP | 2.500 | 3652715 | BLDG MECH RM LOWER LEVER SE CONER
5745 | NEWBANK CIR | 43017-3572 | Active | 127795 | AMES | 2000SS | DC | 6.000 | 67783 | 5745 BLDG MECH ROOM BASEMENT S WALL
3660 | NEWELL DR | 43228-7082 | Active | H428780 | FEBCO | 765 | PVB | 1.000 | 88720 | SOUTH SIDE OF HOUSE
3663 | NEWELL DR | 43228-7049 | Active | cb987658 | WILKINS | 720A | PVB | 0.750 | 97409
3669 | NEWELL DR | 43228-7049 | Active | T329061 | WILKINS | 720A | PVB | 0.750 | 3491515 | Right Side
3680 | NEWELL DR | 43228-7047 | Active | DH3849 | FEBCO | 765 | PVB | 1.000 | 94110 | EAST SIDE OF HOUSE
3683 | NEWELL DR | 43228-7049 | Active | 217100 | WILKINS | 720A | PVB | 0.750 | 96922 | RIGHT SIDE OF HOUSE WEST
3744 | NEWELL DR | 43228-7048 | Active | G215518 | WILKINS | 720A | PVB | 0.750 | 97406 | RIGHT REAR OF HOUSE
3752 | NEWELL DR | 43228-7048 | Active | T309592 | WILKINS | 720A | PVB | 0.750 | 3491525 | RIGHT FRONT
3755 | NEWELL DR | 43228-7050 | Active | 113147 | WATTS | 800m4 | PVB | 1.000 | 61678 | WEST SIDE, FRONT CORNER
3241 | NEWGATE CT UNIT A | 43017-2223 | Active | 638461 | WILKINS | 720A | PVB | 1.000 | 60287 | LEFT SIDE OF BUILDING
3252 | NEWGATE CT UNIT A | 43017-2206 | Active | 644717 | WILKINS | 720A | PVB | 1.000 | 60319 | LEFT SIDE OF BUILDING
5711 | NEWGATE RD | 43017 | Active | 1832790914 | AMES | 3000SS | DCDA | 8.000 | 3615444 | METER RM AT MAIL BOXES AT END OF NEWGATE ENTRANCE
5711 | NEWGATE RD | 43017 | Active | 72684 | AMES | 2000B | DC | 0.750 | 3615445 | METER RM AT MAIL BOXES AT END OF NEWGATE ENTRANCE
5711 | NEWGATE RD | 43017 | Active | 128620 | AMES | 4000SS | RP | 4.000 | 3615140 | METER RM AT MAIL BOXES AT END OF NEWGATE ENTRANCE
5727 | NEWGATE RD | 43017- | Active | ABL3199 | WILKINS | 975 | RP | 1.000 | 67729 | AT WATER METER PIT
5720 | NEWGATE RD UNIT A | 43017-2208 | Active | 55999 | FEBCO | 765 | PVB | 1.000 | 67716 | LEFT SIDE OF BUILDING - 5720 KINGSTREE DR
6287 | NEWGRANGE DR | 43016-8618 | Active | AG5777 | FEBCO | 765 | PVB | 1.000 | 69562 | FRONT RIGHT OF DOOR
6299 | NEWGRANGE DR | 43016-8618 | Active | EAA0389 | WILKINS | 720A | PVB | 0.750 | 3491594 | RIGHT FRONT
6330 | NEWGRANGE DR | 43016-8617 | Active | H099873 | FEBCO | 765 | PVB | 1.000 | 69724 | RIGHT HAND SIDE
6418 | NEWGRANGE DR | 43016-8210 | Active | 209143 | WILKINS | 720A | PVB | 0.750 | 94112 | LEFT FRONT
6423 | NEWGRANGE DR | 43016-8211 | Active | 148798 | WILKINS | 720A | PVB | 0.750 | 94113 | LEFT REAR
6431 | NEWGRANGE DR | 43016-8211 | Active | 516883 | WILKINS | 720A | PVB | 0.750 | 94116 | LEFT SIDE
6434 | NEWGRANGE DR | 43016-8210 | Active | T466103 | WILKINS | 720A | PVB | 0.750 | 94117 | RIGHT SIDE
6435 | NEWGRANGE DR | 43016-8211 | Active | T084856 | WILKINS | 720A | PVB | 0.750 | 102816 | LEFT SIDE
6455 | NEWGRANGE DR | 43016-8211 | Active | 148799 | WILKINS | 720A | PVB | 0.750 | 94119 | RIGHT SIDE OF HOUSE
3966 | NEWHALL RD | 43220-4866 | Active | F023729 | WILKINS | 720A | PVB | 0.750 | 97931 | FRONT OF HOUSE
3978 | NEWHALL RD | 43220-4866 | Active | G151965 | WILKINS | 720A | PVB | 0.750 | 99044 | FRONT OF HOUSE
3983 | NEWHALL RD | 43220-4865 | Active | 814490 | WILKINS | 420 | PVB | 1.000 | 62451 | RIGHT SIDE OF FRONT OF FRONT DOOR
3990 | NEWHALL RD | 43220-4866 | Active | 455864 | FEBCO | 765 | PVB | 1.000 | 62472 | FRONT OF HOUSE
4000 | NEWHALL RD | 43220-4868 | Active | 151821 | WILKINS | 420 | PVB | 1.000 | 62634 | SOUTH SIDE FRONT
4010 | NEWHALL RD | 43220-4868 | Active | H014891 | FEBCO | 765 | PVB | 1.000 | 62678 | FRONT OF HOUSE
5656 | NEWLAND CT | 43026-8140 | Active | hb79647 | FEBCO | 765 | PVB | 0.750 | 67523 | LEFT SIDE OF HOUSE
2675 | newton ct |  | Active | 87702 | APOLLO | RPLF4A | RP | 12.000 | 3654428 | HOTBOX OFF HARRISON RD
2675 | newton ct |  | Active |  |  |  | LST | 12.000 | 3654586
5557 | NEWTONMORE PL | 43016 | Active | CB638598 | WILKINS | 720 | PVB | 0.750 | 3609831 | RIGHT FRONT
5560 | NEWTONMORE PL | 43016 | Active | CB113565 | WILKINS | 720A | PVB | 0.750 | 3614963 | LEFT SIDE OF HOSUE BY GAS METER
5568 | NEWTONMORE PL | 43016 | Active | T236943 | WILKINS | 720A | PVB | 0.750 | 3603605 | LEFT SIDE
5573 | NEWTONMORE PL | 43016 | Active | T387067 | WILKINS | 720A | PVB | 0.750 | 3607598 | RIGHT FRONT
5576 | NEWTONMORE PL | 43016 | Active | T198318 | WILKINS | 720 | PVB | 0.750 | 3605973 | RIGHT SIDE - FRONT
5584 | NEWTONMORE PL | 43016 | Active | 431773 | WATTS | 800M4QT | PVB | 0.750 | 3608021 | RIGHT FRONT
5589 | NEWTONMORE PL | 43016 | Active | CB674925 | WILKINS | 720A | PVB | 0.750 | 3611363 | Right side
5592 | NEWTONMORE PL | 43016 | Active | T231785 | WILKINS | 720A | PVB | 0.750 | 3613846 | LEFT SIDE OF HOUSE BY GAS METER
5600 | NEWTONMORE PL | 43016 | Active | CB263069 | WILKINS | 720A | PVB | 0.750 | 3619757 | LEFT
5605 | NEWTONMORE PL | 43016 | Active | CB638646 | WILKINS | 720A | PVB | 0.750 | 3615217 | LEFT FRONT
5608 | NEWTONMORE PL | 43016 | Active | CB332985 | WILKINS | 720A | PVB | 0.750 | 3605798 | RIGHT SIDE
5616 | NEWTONMORE PL | 43016 | Active | T196953 | WILKINS | 720A | PVB | 0.750 | 3605797 | right side front
5621 | NEWTONMORE PL | 43016 | Active | T239874 | WILKINS | 720A | PVB | 0.750 | 3607630
5632 | NEWTONMORE PL | 43016 | Active | CB323919 | WILKINS | 720A | PVB | 0.750 | 3619756 | LEFT SIDE OF THE HOUSE
5637 | NEWTONMORE PL | 43016 | Active | T239592 | WILKINS | 720A | PVB | 0.750 | 3616756 | LEFT FRONT
5640 | NEWTONMORE PL | 43016 | Active | CB072683 | WILKINS | 720A | PVB | 0.750 | 3606253 | LEFT SIDE
5648 | NEWTONMORE PL | 43016 | Active | CB489398 | WILKINS | 720A | PVB | 0.750 | 3613250 | RIGHT FRONT
5656 | NEWTONMORE PL | 43016 | Active | T300132 | WILKINS | 720A | PVB | 1.000 | 3606252 | RIGHT SIDE OF HOUSE
5664 | NEWTONMORE PL | 43016 | Active | CB073659 | WILKINS | 720A | PVB | 0.750 | 3603606 | RIGHT SIDE OF HOUSE
5680 | NEWTONMORE PL | 43016 | Active | T210842 | WILKINS | 720 | PVB | 0.750 | 3613807 | LEFT SIDE OF HOUSE
6277 | NEWTOWN DR | 43231- | Not Required by DOW | 6609 | AMES | 2000B | DC | 1.500 | 89384 | 2655 OAKSTONE, LOWER LEVEL MECH RM BY SUMP PUMP
6277 | NEWTOWN DR | 43231- | Not Required by DOW | 430887 | WILKINS | 975XL | RP | 1.000 | 69547 | 2641 OAKSTONE, NW CORNER OF BLDG BEHIND ACCESS PANEL
6277 | NEWTOWN DR | 43231- | Active | 32609C | WILKINS | 375AST | RP | 6.000 | 3633386 | IN HOT BOX AT PIT AT NEWTOWN ENTRANCE
6277 | NEWTOWN DR | 43231- | Not Required by DOW | W429821 | WILKINS | 975XL2 | RP | 0.500 | 3608180 | 2511 OAKSTONE DR, COLONIC DEVICE, COLON TREATMENT ROOM
6277 | NEWTOWN DR | 43231- | Not Required by DOW | W001800 | WILKINS | 975XL | RP | 1.000 | 89385 | 2655 OAKSTONE, LOWER LEVEL MECH RM BY SUMP PUMP
6316 | NICHOLAS DR | 43235-9500 | Active | 233749 | WATTS | 909HWQT | RP | 0.750 | 99395 | MECHANIC ROOM ABOVE BOILER
6316 | NICHOLAS DR | 43235-9500 | Due Install |  |  |  | RP | 2.000 | 3654422 | MECHANIC ROOM IN BACK
6341 | NICHOLAS DR | 43235-5204 | Active | W177831 | WILKINS | 975A | RP | 1.500 | 69744 | AT WATER METER
6344 | NICHOLAS DR | 43235-5206 | Active | 88876 | WATTS | 009M2QT | RP | 1.500 | 69747 | MID N MECH/SPRINKLER ROOM AT WATER METER
6344 | NICHOLAS DR | 43235-5206 | Due Install |  |  |  | DCDA |  | 3635109 | MID N MECH/SPRINKLER ROOM
6380 | NICHOLAS DR | 43235-5206 | Due Install |  |  |  | RP | 0.750 | 3491823 | S/W CORNER OF BUILDING
6380 | NICHOLAS DR | 43235-5206 | Due Install |  |  |  | DCDA | 4.000 | 3652453 | S/W CORNER OF BUILDING
6403 | NICHOLAS DR | 43235-5204 | Active | 411310 | WATTS | 909HWQT | RP | 0.750 | 69895 | N WALL BY HWT/ELECTRIC PANEL AREA AT WATER MTR
6481 | NICHOLAS DR | 43235-5204 | Active | 231830 | WILKINS | 975 | RP | 1.000 | 70024 | SE BSMNT AT METER RESTRM WALL CABINET
6489 | NICHOLAS DR | 43235-5204 | Active | W096984 | WILKINS | 975XLBMS | RP | 0.750 | 70026 | EAST UNIT
6009 | NICHOLAS GLEN | 43213-5109 | Active | EA0256 | WILKINS | 720A | PVB | 0.750 | 68690 | WEST SIDE OF RESIDENCE
6016 | NICHOLAS GLEN | 43213-5108 | Active | 185610 | WATTS | 800M4QT | PVB | 0.750 | 3654525
6025 | NICHOLAS GLEN | 43213-5109 | Active | 95340 | WATTS | 800M4QT | PVB | 0.750 | 68730 | RIGHT SIDE OF HOUSE
6032 | NICHOLAS GLEN | 43213-5108 | Active | G125086 | WILKINS | 720A | PVB | 0.750 | 68746 | LEFT SIDE OF HOUSE
6033 | NICHOLAS GLEN | 43213-5109 | Active | 85418 | WATTS | 800QT | PVB | 0.750 | 68751 | LEFT SIDE OF HOUSE
6040 | NICHOLAS GLEN | 43213-5108 | Active | 125061 | WATTS | 800QT | PVB | 0.750 | 68770 | LEFT SIDE OF HOUSE
6041 | NICHOLAS GLEN | 43213-5109 | Active | 902543 | WILKINS | 720A | PVB | 0.750 | 68774 | LEFT SIDE
6048 | NICHOLAS GLEN | 43213-5108 | Active | A006696 | WILKINS | 720A | PVB | 0.750 | 68788 | RIGHT SIDE OF HOME
6049 | NICHOLAS GLEN | 43213-5109 | Active | 95394 | WATTS | 800QT | PVB | 0.750 | 68793 | RIGHT SIDE OF HOUSE
6056 | NICHOLAS GLEN | 43213-5108 | Active | 250385 | WATTS | 800M4FR | PVB | 0.750 | 68817 | LEFT SIDE OF HOUSE
6057 | NICHOLAS GLEN | 43213-5109 | Active | 105554 | WATTS | 800M4QT | PVB | 0.750 | 68820 | RIGHT SIDE OF HOUSE
6064 | NICHOLAS GLEN | 43213-5108 | Active | 86621 | WATTS | 800QT | PVB | 0.750 | 68839 | RIGHT SIDE OF HOUSE
6065 | NICHOLAS GLEN | 43213-5109 | Active | 792931 | WILKINS | 720A | PVB | 0.750 | 68841 | WEST SIDE OF HOUSE
6072 | NICHOLAS GLEN | 43213-5108 | Active | 80436 | WATTS | 800QT | PVB | 0.750 | 68914 | RIGHT SIDE OF HOUSE
6080 | NICHOLAS GLEN | 43213-5108 | Active | 85446 | WATTS | 800QT | PVB | 0.750 | 68943 | RIGHT SIDE OF HOUSE
6081 | NICHOLAS GLEN | 43213 | Active | 624342 | WILKINS | 720A | PVB | 0.750 | 68946 | RIGHT SIDE
6088 | NICHOLAS GLEN | 43213-5108 | Active | 124874 | WATTS | 800QT | PVB | 0.750 | 68953 | LEFT SIDE OF HOUSE
6089 | NICHOLAS GLEN | 43213-5109 | Active | 123467 | WATTS | 800QT | PVB | 0.750 | 68956 | RIGHT SIDE OF HOUSE
6096 | NICHOLAS GLEN | 43213-5108 | Active | 128060 | WATTS | 800QT | PVB | 0.750 | 68979 | LEFT SIDE OF HOUSE
6097 | NICHOLAS GLEN | 43213-5109 | Active | 153536 | WATTS | 800QT | PVB | 0.750 | 87614 | RIGHT SIDE
6104 | NICHOLAS GLEN | 43213-5108 | Active | 100154 | WATTS | 800QT | PVB | 0.750 | 69015 | FRONT RIGHT SIDE
6105 | NICHOLAS GLEN | 43213-5109 | Active | T459205 | WILKINS | 720 | PVB | 0.750 | 69018 | RIGHT SIDE OF HOUSE
6112 | NICHOLAS GLEN | 43213-5108 | Active | 100158 | WATTS | 800QT | PVB | 0.750 | 69040 | FRONT LEFT CORNER
6113 | NICHOLAS GLEN | 43213-5109 | Active | 124884 | WATTS | 800QT | PVB | 0.750 | 69044 | LEFT
6120 | NICHOLAS GLEN | 43213-5108 | Active | 83943 | WATTS | 800QT | PVB | 0.750 | 69061 | RIGHT SIDE OF HOUSE
6121 | NICHOLAS GLEN | 43213-5109 | Active | 128064 | WATTS | 800QT | PVB | 0.750 | 69070 | LEFT SIDE OF HOUSE
6128 | NICHOLAS GLEN | 43213-5108 | Active | 128187 | WATTS | 800QT | PVB | 0.750 | 69092 | LEFT SIDE OF HOUSE
6135 | NICHOLAS GLEN | 43213-5109 | Active | 86618 | WATTS | 800QT | PVB | 0.750 | 69106 | RIGHT SIDE OF HOUSE
6136 | NICHOLAS GLEN | 43213-5108 | Active | 124875 | WATTS | 800M4QT | PVB | 0.750 | 69114 | RIGHT SIDE OF HOUSE
6144 | NICHOLAS GLEN | 43213-5108 | Active | 111804 | WATTS | 800QT | PVB | 0.750 | 69130 | RIGHT SIDE OF HOUSE
6024 | NICHOLAS GLN | 43213-5108 | Active | 902666 | WILKINS | 720A | PVB | 0.750 | 68728 | OUTSIDE
6073 | NICHOLAS GLN | 43213-5109 | Active | BB2888 | FEBCO | 765 | PVB | 0.750 | 68916 | WEST SIDE OF HOUSE
4717 | NICHOLAS POINT DR | 43123-8174 | Active | H461453 | FEBCO | 765 | PVB | 0.750 | 93253 | FRONT OF GARAGE SIDE OF HOUSE
4731 | NICHOLAS POINT DR | 43123 | Active | CB073749 | WILKINS | 720A | PVB | 0.750 | 3603475 | RIGHT SIDE OF HOUSE
4759 | NICHOLAS POINT DR | 43123 | Active | CB016328 | WILKINS | 720A | PVB | 0.750 | 103314 | LEFT SIDE OF HOME
4771 | NICHOLAS POINT DR | 43123-8174 | Active | H227926 | FEBCO | 765 | PVB | 0.750 | 90777 | LEFT SIDE OF HOUSE
4795 | NICHOLAS POINT DR | 43123 | Active | Cb544559 | WILKINS | 720A | PVB | 0.750 | 3606133 | FRONT OF HOUSE TO RIGHT OF FRONT DOOR
4819 | NICHOLAS POINT DR | 43123 | Active | T146560 | WILKINS | 720A | PVB | 1.000 | 3604523 | OUTSIDE CORNER OF HOUSE
4783 | NICHOLAS POINTE DR | 43123 | Active | CB113860 | WILKINS | 720A | PVB | 0.750 | 3609660 | FRONT OF HOUSE
9360 | NICHOLSON WAY | 43017 | Active | T230759 | WILKINS | 720A | PVB | 0.750 | 3614916
9365 | NICHOLSON WAY | 43017 | Active | T198655 | WILKINS | 720A | PVB | 0.750 | 3607742 | LEFT SIDE OF HOUSE
9368 | NICHOLSON WAY | 43017 | Active | CB120451 | WILKINS | 720 | PVB | 0.750 | 3614917 | RIGHT SIDE OF HOUSE
9373 | NICHOLSON WAY | 43017 | Active | T205909 | WILKINS | 720A | PVB | 0.750 | 3610004 | RIGHT SIDE OF HOUSE
9381 | NICHOLSON WAY | 43017 | Active | T386031 | WILKINS | 720A | PVB | 1.000 | 3611793 | RIGHT FRONT
9384 | NICHOLSON WAY | 43017 | Active | H841008 | FEBCO | 765 | PVB | 0.750 | 3605881 | RIGHT SIDE OF HOUSE
9389 | NICHOLSON WAY | 43017 | Active | t311462 | WILKINS | 720A | PVB | 0.750 | 3603289 | RIGHT SIDE OF HOUSE
9392 | NICHOLSON WAY | 43017 | Active | T075176 | WILKINS | 720A | PVB | 0.750 | 101232 | BEHIND GARAGE
9397 | NICHOLSON WAY | 43017 | Active | T205868 | WILKINS | 720A | PVB | 0.750 | 3609700 | LEFT SIDE OF HOUSE
9400 | NICHOLSON WAY | 43017 | Active | T293330 | WILKINS | 720A | PVB | 0.750 | 3629634 | LEFT SIDE OF HOUSE
9405 | NICHOLSON WAY | 43017 | Active | T146437 | WILKINS | 720A | PVB | 0.750 | 3605880 | RIGHT SIDE OF HOUSE
9413 | NICHOLSON WAY | 43017 | Active | T146756 | WILKINS | 720A | PVB | 0.750 | 3603470 | LEFT SIDE OF THE HOUSE
9416 | NICHOLSON WAY | 43017 | Active | CB073609 | WILKINS | 720A | PVB | 0.750 | 3613075 | RIGHT SIDE OF HOUSE BY GAS METER
9421 | NICHOLSON WAY | 43017 | Active | CB154454 | WILKINS | 720A | PVB | 0.750 | 3609383 | RIGHT FRONT
9424 | NICHOLSON WAY | 43017 | Active | T187877 | WILKINS | 720A | PVB | 0.750 | 3608028 | LEFT SIDE OF HOUSE
9432 | NICHOLSON WAY | 43017 | Active | H844496 | FEBCO | 765 | PVB | 0.750 | 3604434 | RIGHT SIDE
9440 | NICHOLSON WAY | 43017 | Active | F022299 | WILKINS | 720A | PVB | 0.750 | 99065 | LEFT SIDE OF HOUSE
9448 | NICHOLSON WAY | 43017 | Active | T034707 | WILKINS | 720A | PVB | 0.750 | 100340 | LEFT SIDE OF HOUSE CENTER
9456 | NICHOLSON WAY | 43017 | Active | H650189 | FEBCO | 765 | PVB | 0.750 | 100157 | LEFT SIDE OF HOUSE
9464 | NICHOLSON WAY | 43017-8010 | Active | F005861 | WILKINS | 720A | PVB | 0.750 | 98187 | LEFT SIDE OF HOUSE
4789 | NIELES EDGE DR | 43232-6503 | Active | G086178 | WILKINS | 720A | PVB | 0.750 | 90332 | LEFT SIDE OF HOUSE
5248 | NIGHTSHADOW DR | 43081-7824 | Active | AL6748 | FEBCO | 765 | PVB | 0.750 | 91694 | left side by tree
3622 | NIGHTSPRING CT | 43026-2400 | Active | 011384 | WATTS | 800M4FR | PVB | 0.750 | 61303 | WEST SIDE OF HOME
5040 | NIKE DR | 43026-7420 | Active | 236641 | WATTS | 009M2QT | RP | 1.000 | 65801 | IN 5040 A W WALL AT WATER METER
5050 | NIKE DR | 43026-7446 | Active | 250376 | WATTS | 009QT | RP | 1.000 | 65857 | IN 5070 A W WALL AT WATER METER
5055 | NIKE DR | 43026-9692 | Not Required by DOW | 75183 | WATTS | 009M1QT | RP | 2.000 | 65874 | STORAGE AREA IN REAR BUILDING
5055 | NIKE DR | 43026-9692 | Active | 71643 | WATTS | 009M1QT | RP | 2.000 | 65873 | WATER METER ROOM
5070 | NIKE DR | 43026-9614 | Active | 37529 | WATTS | 919AQT | RP | 1.000 | 102284 | IN 5070 A E WALL AT WATER METER
5090 | NIKE DR | 43026- | Active | 54645 | WATTS | 919QT | RP | 1.000 | 3622882 | IN 5090 E -E WALL AT WATER METER
5100 | NIKE DR | 43026-7461 | Active | W074908 | WILKINS | 975 | RP | 1.000 | 66012 | IN 5100 E E WALL AT WATER METER
5120 | NIKE DR | 43026-7460 | Active | 160918 | WATTS | 009QT | RP | 1.000 | 66081 | IN 5120 A W WALL IN CLOSET AT WATER METER
5150 | NIKE DR | 43026-7448 | Active | 38575 | WATTS | LF919QT | RP | 2.00 | 66140 | Mens RR
5150 | NIKE DR | 43026-7448 | Active | 22117 | WATTS | LF919QT | RP | 0.750 | 3649549 | MensRR
5220 | NIKE DR | 43026 | Active | 93387 | WATTS | 919 | RP | 0.750 | 3652344 | CENTER SOUTH WALL
5252 | NIKE DR | 43026-7448 | Active | 185595 | WATTS | LF007M3QT | DC | 0.750 | 3651067 | UTILITY ROOM
5252 | NIKE DR | 43026-7448 | Active | 246072 | WATTS | LF009M2QT | RP | 1.000 | 3491842 | UTILITY ROOM
5300 | NIKE DR | 43026-7277 | Not Required by DOW | W104512 | WILKINS | 975XLBMS | RP | 1.000 | 66625 | MECH ROOM WESTENN BY WATER METER
5300 | NIKE DR | 43026-7277 | Active | 233292 | WILKINS | 975 | RP | 1.500 | 66624 | 1ST FLOOR MECHANICAL ROOM FOR LIMITED FIRE
5300 | NIKE DR | 43026-7277 | Active | 233156 | WILKINS | 975 | RP | 2.000 | 66623 | 1ST FLOOR MECHANICAL ROOM
5514 | NIKE DR | 43026-9081 | Active | 278934 | WATTS | 909M1QT | RP | 1.500 | 67142 | METER ROOM - MAIN CORRIDOR -- 5510 NIKE DR
5685 | NIKE DR | 43026-9579 | Active | CB090263 | WILKINS | 720 | PVB | 0.750 | 3491873 | RIGHT SIDE OF HOUSE
5245 | NIKE STATION DR | 43026-7449 | Active | 4097908 | WILKINS | 975XL2 | RP | 0.750 | 3611278 | AFTER WATER METER
5225 | NIKE STATION WAY | 43026- | Active | 265089 | WATTS | 009M1QT | RP | 2.000 | 89167 | BACK MECH ROOM
5283 | NIKE STATION WAY | 43026 | Active | 628811 | APOLLO | W432100 | DC | 0.500 | 88242 | REAR CENTRAL UTILITY ROOM
5283 | NIKE STATION WAY | 43026 | Active | NAA63 | CONBRACO | 40-10E-06 | DC | 8.000 | 88241 | REAR CENTRAL UTILITY ROOM
5283 | NIKE STATION WAY | 43026 | Active | W255012 | WILKINS | 975XLBMS | RP | 1.500 | 88038 | REAR CENTRAL UTILITY ROOM
5283 | NIKE STATION WAY | 43026 | Not Required by DOW | W01444 | WATTS | 009QT | RP | 0.500 | 88992 | IN REAR BEHIND WATER COOLED ICE MACHINE
5283 | NIKE STATION WAY | 43026 | Not Required by DOW | A66206 | WATTS | 009M3QT | RP | 0.750 | 97472 | DENTAL OFFICE, 5261 NIKE STATION
2101 | NOBLESHIRE RD | 43229-1520 | Active | A0025 | CONBRACO | PVB | PVB | 0.750 | 57256 | REAR OF HOUSE
25 | NOE BIXBY RD | 43213-1411 | Not Required by DOW | 156509 | WATTS | 909M1QT | RP | 3.000 | 58454 | BASEMENT MECHANICAL ROOM
25 | NOE BIXBY RD | 43213-1411 | LPS - Active |  |  |  | LPC |  | 3635034 | DOM PUMP
25 | NOE BIXBY RD | 43213-1411 | Active | UD-0283 | AMES | COLT 400 | RP | 6.000 | 3635035 | HOT BOX AT PIT
25 | NOE BIXBY RD | 43213-1411 | Not Required by DOW | 50469 | AMES | 5000 | RPDA | 4.000 | 58457 | BASEMENT MECHANICAL ROOM (S# 5JN0469)
25 | NOE BIXBY RD | 43213-1411 | Not Required by DOW | 101766 | AMES | 4000SS | RP | 4.000 | 58455 | 5253 E BROAD ST, 1ST FLOOR MECHANICAL ROOM, ELECTRIC ROOM
25 | NOE BIXBY RD | 43213-1411 | Not Required by DOW | 2207 | AMES | 4000B | RP | 0.750 | 58456 | BASEMENT MECHANICAL ROOM
140 | NOE BIXBY RD | 43213- | Due Install |  |  |  | RP | 6.000 | 3492026
160 | NOE BIXBY RD | 43213- | Active | 29336 | WATTS | 719QT | DC | 0.750 | 88507 | FRONT LT IN VALVE BOX IN PORCH, 5692 BASTILLE
160 | NOE BIXBY RD | 43213- | Active | 03558 | WATTS | 800M4FR | PVB | 0.500 | 88506 | 129 FLORES - LT SIDE OF HOUSE BY AIR CONDITIONING UNIT
160 | NOE BIXBY RD | 43213- | Active | 362252 | FEBCO | 765 | PVB | 0.750 | 88503 | 5750 BASTILLE
160 | NOE BIXBY RD | 43213- | Active | G215423 | WILKINS | 720A | PVB | 0.750 | 3616678 | 5719 NOTRE DAME, LEFT OF FRONT DOOR
160 | NOE BIXBY RD | 43213- | Active | G215484 | WILKINS | 720A | PVB | 0.750 | 3616679 | 5719 BASTILLE, REAR GARAGE
160 | NOE BIXBY RD | 43213- | Active | BG1743 | FEBCO | 765 | PVB | 0.750 | 88235 | NW CORNER OF HOUSE - 5742 JARDIN PL
160 | NOE BIXBY RD | 43213- | Active | 862403 |  | 800M4QT | PVB | 1.000 | 55516 | BACK OF HOME BY A/C UNIT - 5748 JARDIN
160 | NOE BIXBY RD | 43213- | Active | E022338 | WILKINS | 720A | PVB | 0.750 | 55518 | IN FRONT OF #5704 IN FLOWER BED
160 | NOE BIXBY RD | 43213- | Due Install |  |  |  | RP | 6.000 | 3652450
160 | NOE BIXBY RD | 43213- | Active | 134808 | WATTS | 009QT | RP | 0.750 | 88502 | 5694 NOTRE DAME
181 | NOE BIXBY RD | 43213-3511 | Active | 02630 | WATTS | 009QT | RP | 1.000 | 56272 | In back Food Cage
181 | NOE BIXBY RD | 43213-3511 | Due Install |  |  |  | DCDA |  | 3638409
181 | NOE BIXBY RD | 43213-3511 | Active | B09459 | WILKINS | 975 | RP | 3.000 | 56273 | LOWER LEVEL/EQUIPMENT ROOM
1155 | NOE BIXBY RD | 43213-3528 | Active | 152098 | AMES | 3000SS | DCDA | 8.000 | 91728 | MAIN BUILDING-WATER ROOM
1155 | NOE BIXBY RD | 43213-3528 | Active | 7032 | WATTS | 919QT | RP | 2.000 | 91305 | AT WATER METER
1155 | NOE BIXBY RD | 43213-3528 | Active | 47665 | AMES | 2000B | DC | 0.750 | 91729 | MAIN BUILDING
1188 | NOE BIXBY RD | 43213- | Due Install |  |  |  | RP | 6.000 | 3652451
1188 | NOE BIXBY RD | 43213- | Active | 4346666 | WILKINS | 975XL2 | RP | 1.000 | 96633 | 1245 PARK PLAZA DR, AT POOL ROOM PUMP HOUSE
1188 | NOE BIXBY RD | 43213- | Active | 4184835 | WILKINS | 975XL2 | RP | 2.000 | 54204 | PAST GATE/SOUTHSIDE
1192 | NOE BIXBY RD | 43213-3506 | Active | 234682 | WILKINS | 950 | DC | 1.500 | 54217 | USE 6/3/15 CAG. MECHANICAL ROOM
1192 | NOE BIXBY RD | 43213-3506 | Active | 17178 | WATTS | 919AQT | RP | 1.500 | 3603801 | DCW, REAR MECHANICAL ROOM
1200 | NOE BIXBY RD | 43213-3527 | Active | N61948 | WILKINS | 350 DA | DCDA | 4.000 | 3636262
1200 | NOE BIXBY RD | 43213-3527 | Not Required by DOW | W687486 | WILKINS | 720A | PVB | 1.500 | 54271 | MECHANICAL ROOM
1200 | NOE BIXBY RD | 43213-3527 | Active | HC27720 | WILKINS | 950XL2 | DC | 0.750 | 3654058
1200 | NOE BIXBY RD | 43213-3527 | Active | 195436 | WILKINS | 975XL | RP | 2.000 | 54270 | MECHANICAL ROOM W SIDE OF BLDG
1250 | NOE BIXBY RD | 43232- | Active | A199928 | WILKINS | 375XL | RP | 1.500 | 54446 | NE CORNER BY METER PIT TO HIBERNIA
1250 | NOE BIXBY RD | 43232- | Due Install |  |  |  | RP | 6.000 | 3652454 | NE CORNER BY METER PIT TO HIBERNIA
1415 | NOE BIXBY RD | 43232-1580 | Active | 119801 | WATTS | 800QT | PVB | 1.000 | 94123 | FRONT OF HOUSE
1440 | NOE BIXBY RD | 43232-1579 | Active | 58389 | FEBCO | 765 | PVB | 1.000 | 91615 | LEFT SIDE OF HOUSE
1562 | NOE BIXBY RD | 43232-8509 | Due Install | [5 empty] | 3492102
1661 | NOE BIXBY RD | 43232- | Due Install |  |  |  | RP |  | 3492103
1810 | NOE BIXBY RD | 43232-2639 | Due Install |  |  |  | RP |  | 3492117
2060 | NOE BIXBY RD | 43232- | Due Install |  |  |  | RP | 4.000 | 3631421
2121 | NOE BIXBY RD | 43232-4181 | Not Required by DOW |  |  |  | RP |  | 3492125
2660 | NOE BIXBY RD | 43232-4653 | Not Required by DOW | 463088 | WATTS | 909QT | RP | 1.000 | 58912 | BACK SOUTH EAST CORNER
2660 | NOE BIXBY RD | 43232-4653 | Active | 4857201 | WILKINS | 975XL2 | RP | 1.000 | 58911 | BACK SOUTH EAST CORNER
2700 | NOE BIXBY RD | 43232- | Active | 23173 | WILKINS | 375 | RP | 6.000 | 3492159 | HOTBOX
6820 | NOLON CT | 43017-8652 | Active | 175075 | WILKINS | 720A | PVB | 0.750 | 94091 | LEFT FRONT
6828 | NOLON CT | 43017-8652 | Active | t230284 | WILKINS | 720A | PVB | 0.750 | 100888 | RIGHT FRONT
6836 | NOLON CT | 43017-8652 | Active | G251729 | WILKINS | 720A | PVB | 0.750 | 100470 | LEFT OF FRONT DOOR
4840 | NOOR DR | 43026- | Not Required by DOW | H016308 | FEBCO | 765 | PVB | 1.500 | 97529 | left side of 4860
4840 | NOOR DR | 43026- | Active | A07089 | WATTS | 009QT | RP | 2.000 | 97352 | IN HOT BOX AT PIT ON WILCOX S SIDE OF ENTRANCE IVYVINE BL (PVT)
4840 | NOOR DR | 43026- | Active | 06886 | WATTS | 007QT | DC | 0.750 | 97351 | IN PIT ON WILCOX S OF IVYVINE BL (PVT)
4840 | NOOR DR | 43026- | Active | 111281 | AMES | 3000SS | DCDA | 6.000 | 97310 | IN PIT ON WILCOX S SIDE O'F ENTRANCE XST FROM RAY'S CROSSING
5019 | NOOR PARK CIR | 43016-7075 | Active | H493464 | FEBCO | 765 | PVB | 0.750 | 95580 | LEFT SIDE
5063 | NOOR PARK CIR | 43016-7075 | Active | CB332887 | WILKINS | 720A | PVB | 0.750 | 3624314 | FRONT OF HOUSE
5087 | NOOR PARK CIR | 43016 | Active | H527279 | FEBCO | 765 | PVB | 0.750 | 96147 | RIGHT FRONT
5095 | NOOR PARK CIR | 43016-7075 | Active | H527288 | WILKINS | 720A | PVB | 0.750 | 96281 | LEFT SIDE OF HOUSE
584 | NORDECKE ALY | 43215 | Active | 4297064 | WILKINS | 975XL | RP | 1.500 | 3650944 | HOTBOX NORTHWEST OF STADUIM
3391 | NOREEN DR | 43221-4574 | Active | F031658 | WILKINS | 720A | PVB | 0.750 | 97705 | RIGHT SIDE
7580 | NORHAM RD | 43235-1746 | Active | CB243236 | WILKINS | 720A | PVB | 1.000 | 72273 | RIGHT SIDE OF HOUSE
7675 | NORHILL RD | 43235-1743 | Active | CAB44834 | WILKINS | 720A | PVB | 0.750 | 3492333 | LEFT FRONT
7690 | NORHILL RD | 43235-1717 | Active | HB17840 | FEBCO | 765 | PVB | 0.750 | 72524 | RIGHT HAND SIDE EAST OF GARAGE DOOR
7718 | NORHILL RD | 43235-1717 | Active | 919822 | WATTS | 800MQT | PVB | 1.000 | 89523 | LEFT CENTER BEHIND GARAGE BY A/C
7732 | NORHILL RD | 43235-1717 | Active | CB481105 | Wilkins | 720A | PVB | 1.000 | 72655 | FRONT OF HOUSE
1429 | NORMA RD | 43229-5153 | Active | 4759854 | WILKINS | 975XL2 | RP | 0.750 | 3492349 | BASEMENT
91 | NORMANDY AVE | 43215 | Active | ABF1888 | WILKINS | 975 | RP | 0.750 | 3651940 | BASEMENT AT WATER METER
5715 | NORN ST | 43016- | Active | 34713 | WATTS | 919AQT | RP | 1.000 | 67701 | APP 30' S OF WORNR TMPLE RD & 100 FROM NORN RD W BY STONE WALL
2233 | NORTH BANK DR | 43220-5422 | Active | 188931 | WATTS | LF009M2QT | RP | 1.000 | 3492710 | UTILITY ROOM AT METER
2240 | NORTH BANK DR | 43220-5420 | Active | HJ44340 | FEBCO | 765 | PVB | 1.000 | 57713 | OUTSIDE NW CORNER OF BLDG
2240 | NORTH BANK DR | 43220-5420 | Active | 4351245 | WILKINS | 975XL | RP | 1.000 | 57712 | BOILER ROOM
2240 | NORTH BANK DR | 43220-5420 | Due Install |  |  |  | RP | 6.000 | 3633273
2240 | NORTH BANK DR | 43220-5420 | Active | 130445 | WATTS | 909 | RP | 3.000 | 57711 | MECH-ROOM REAR
2245 | NORTH BANK DR | 43220-5422 | Not Required by DOW | 01272 | AMES | 2000B | DC | 1.500 | 57729 | ATTIC FURNANCE RM ABOVE W MENS ROOM FOR LIMITED FIRE
2245 | NORTH BANK DR | 43220-5422 | Active | 36137 | WATTS | LF919-QT | RP | 2.000 | 3633571 | IN BSMNT MECH ROOM AT WATER METER
2245 | NORTH BANK DR | 43220-5422 | Not Required by DOW | J031785 | FEBCO | 825YA | RP | 1.500 | 57728 | OUTSIDE, LEFT OF MAIN ENTRANCE UNDER OVERHANG
2250 | NORTH BANK DR | 43220-5420 | Active | 338010 | WILKINS | 975 | RP | 2.000 | 57763 | 1ST FLOOR MECH ROOM AT SERVICE ENTRANCE
2250 | NORTH BANK DR | 43220-5420 | Active | 013283 | WATTS | 800M4QT | PVB | 1.250 | 57764 | FRONT OF BLDG
2250 | NORTH BANK DR | 43220-5420 | Active | 348400 | WILKINS | 950A | DC | 2.000 | 57765 | 1ST FLOOR MECH ROOM AT ENTRANCE
2335 | NORTH BANK DR | 43220-5423 | Active | 04119 | WATTS | 007M2QT | DC | 1.250 | 101352 | IN CEILING JUST OUTSIDE BREAKROOM
3400 | NORTH BLVD UNIT FIRE | 43204-1212 | Due Install |  |  |  | DCDA | 6.000 | 3605724
4545 | NORTH GATE | 43054-9651 | Active | 279542 | WILKINS | 720A | PVB | 0.750 | 64323 | RIGHT RIGHT FRONT
4567 | NORTH GATE | 43054-9651 | Active | H976096 | FEBCO | 765 | PVB | 0.750 | 64364 | REAR OF HOUSE-NORTHWEST CORNER
4575 | NORTH GATE | 43054-9651 | Active | H115171 | FEBCO | 765 | PVB | 0.750 | 64381 | LEFT FRONT
4611 | NORTH GATE | 43054-9653 | Active | 7279 | FEBCO | 765 | PVB | 0.750 | 64566 | LEFT FRONT OF HOUSE
4625 | NORTH GATE | 43054-9653 | Active | T176394 | WILKINS | 720A | PVB | 0.750 | 64609 | LEFT SIDE OF HOUSE
4527 | NORTH GATE DR | 43054-9651 | Active | 018497 | WATTS | 800M4FR | PVB | 0.750 | 64294 | RIGHT SIDE OF HOUSE
4462 | NORTH GATE RD | 43054 | Active | T199314 | WILKINS | 720A | PVB | 0.750 | 3609346 | RIGHT SIDE OF HOUSE
4519 | NORTH GATE RD | 43054-9651 | Active | 589843 | WILKINS | 720A | PVB | 0.750 | 64277 | LEFT SIDE OF HOUSE
7502 | NORTH GOODRICH SQ | 43054-8983 | Active | t374452 | WILKINS | 720A | PVB | 1.000 | 72132 | WEST SIDE OF HOUSE
7516 | NORTH GOODRICH SQ | 43054-8983 | Active | T077022 | WILKINS | 720A | PVB | 0.750 | 72156 | SE CORNER OF HOUSE
7530 | NORTH GOODRICH SQ | 43054-8983 | Active | H070209 | FEBCO | 765 | PVB | 0.750 | 72186 | RIGHT FRONT OF HOUSE
7543 | NORTH GOODRICH SQ | 43054-8930 | Active | AK2286 | FEBCO | 765 | PVB | 0.750 | 72205 | LH SIDE
7544 | NORTH GOODRICH SQ | 43054-8983 | Active | T075209 | WILKINS | 720A | PVB | 0.750 | 72206 | RIGHT SIDE
7557 | NORTH GOODRICH SQ | 43054-8930 | Active | 17215 | WATTS | 800QT | PVB | 1.000 | 72231 | RIGHT HAND SIDE
7570 | NORTH GOODRICH SQ | 43054-8983 | Active | T240295 | WILKINS | 720 | PVB | 0.750 | 72259 | RIGHT HAND SIDE
7584 | NORTH GOODRICH SQ | 43054-8983 | Active | DD4650 | FEBCO | 765 | PVB | 1.000 | 72276 | RIGHT HAND SIDE
7585 | NORTH GOODRICH SQ | 43054-8930 | Active | 06067 | WATTS | 800M2QT | PVB | 1.000 | 72278 | LEFT SIDE OF HOUSE
7598 | NORTH GOODRICH SQ | 43054-8983 | Active | BB3582 | FEBCO | 765 | PVB | 0.750 | 72295 | FRONT RIGHT
7599 | NORTH GOODRICH SQ | 43054-8930 | Active | H245152 | FEBCO | 765 | PVB | 0.750 | 72296 | WEST SIDE OF HOUSE
7612 | NORTH GOODRICH SQ | 43054-8929 | Active | G086243 | WILKINS | 720A | PVB | 0.750 | 72337 | LT SIDE
7617 | NORTH GOODRICH SQ | 43054-8930 | Active | 21617 | WATTS | 800QT | PVB | 1.000 | 72346 | FRONT LEFT SIDE
7626 | NORTH GOODRICH SQ | 43054-8929 | Active | DJ4139 | FEBCO | 765 | PVB | 0.750 | 72370 | LEFT HAND SIDE
7640 | NORTH GOODRICH SQ | 43054-8929 | Active | H053064 | FEBCO | 765 | PVB | 1.000 | 72393 | Left side
7652 | NORTH GOODRICH SQ | 43054-8929 | Active | 821566 | WATTS | 800M2QT | PVB | 1.000 | 72423 | WEST SIDE OF HOUSE
7660 | NORTH GOODRICH SQ | 43054-8929 | Active | G210767 | WILKINS | 720A | PVB | 1.000 | 72444 | SOUTH SIDE, FRONT
7684 | NORTH GOODRICH SQ | 43054-8929 | Active | DG1846 | FEBCO | 765 | PVB | 1.000 | 72506 | NORTH FRONT OF HOUSE
7698 | NORTH GOODRICH SQ | 43054-8929 | Active | 41783 | WATTS | 800M4QT | PVB | 1.000 | 72544 | OUTSIDE
7708 | NORTH GOODRICH SQ | 43054-8929 | Active | 9697 | FEBCO | 765 | PVB | 1.000 | 72596 | REAR OF HOUSE
5603 | NORTH MEADOWS BLVD | 43229-4134 | Active | 509198 | RAINBIRD | 100 | PVB | 1.000 | 67401 | FRONT OF HOUSE
5900 | NORTH MEADOWS BLVD | 43229 | Active | 40191 | WATTS | 919AQT | RP | 1.000 | 3603173 | 5896 NORTH MEADOWS BLVD, AT WATER METER
5880 | NORTH MEADOWS BLVD UNIT A | 43229-3266 | Due Install |  |  |  | RP | 1.000 | 3636614
5880 | NORTH MEADOWS BLVD UNIT A | 43229-3266 | Active | W046881 | WILKINS | 975XL | RP | 0.750 | 68216 | SW CORNER OF BUILDING AT METER
5880 | NORTH MEADOWS BLVD UNIT F | 43229-3266 | Active | 4711096 | WILKINS | 975XL2 | RP | 2.000 | 3493181 | AT WATER METER,SOUTH SIDE
5300 | NORTH MEADOWS DR | 43123 | Not Required by DOW | 48389 | WATTS | 919AQT | RP | 0.750 | 103899 | ROOM 1D28.1
5300 | NORTH MEADOWS DR | 43123 | Not Required by DOW | 39350 | WATTS | 919AQT | RP | 1.000 | 103898 | BOILER ROOM
5300 | NORTH MEADOWS DR | 43123 | Not Required by DOW | 78209 | WATTS | LF919QT | RP | 0.750 | 3636040 | 2ND FLOOR STERILIZATION ROOM
5300 | NORTH MEADOWS DR | 43123 | Not Required by DOW | 4616845 | WILKINS | 975XL | RP | 1.500 | 3638978
5300 | NORTH MEADOWS DR | 43123 | Not Required by DOW | 23622 | WATTS | LF919QT | RP | 1.500 | 3636039 | 2ND FLOOR STERILIZATION ROOM
5300 | NORTH MEADOWS DR | 43123 | LPS - Active | [5 empty] | 3628277
5300 | NORTH MEADOWS DR | 43123 | LPS - Active |  |  |  | LPC |  | 3627966 | LOW PRESSURE SUSTAINING DEVICE FOR BOOSTER PUMP
5300 | NORTH MEADOWS DR | 43123 | Not Required by DOW | 03670 | WATTS | 919 | RP | 0.500 | 103900 | ROOM 1E05
5690 | NORTH MEADOWS DR | 43123 | Active | 00110 | AMES | 4000B | RP | 1.500 | 3606251 | ADD ON CURB W/ GRN PAINT DK GRN HOT BOX 12' BEHIND CURB ON E SIDE OF RD
5701 | NORTH MEADOWS DR | 43123-8386 | LPS - Active |  |  |  | LST | 8.000 | 3650955 | PUMP ROOM, SOUTH SIDE
5701 | NORTH MEADOWS DR | 43123-8386 | Active | 399326 | WILKINS | 975 | RP | 2.000 | 67667 | FIRE PUMP ROOM - SOUTHEND
5701 | NORTH MEADOWS DR | 43123-8386 | Active | 21L1907 | AMES | 2000SE | DC | 8.000 | 67666 | PUMP ROOM, SOUTH SIDE
5720 | NORTH MEADOWS DR | 43123-8247 | Active | 231265 | WATTS | 009M2QT | RP | 1.000 | 67711 | WEST END OF BUILDING - IN MIDDLE
5720 | NORTH MEADOWS DR | 43123-8247 | Active | 135406 | AMES | 3000SS | DCDA | 6.000 | 67710 | MIDDLE OF BUILDING - WEST WALL
5720 | NORTH MEADOWS DR | 43123-8247 | Active | 61659 | WATTS | 007M1 | DC | 0.750 | 67712 | MIDDLE OF BUILDING-WEST WALL
5775 | NORTH MEADOWS DR | 43123 | Not Required by DOW | 018617 | WATTS | LF909M1QT | RP | 2.000 | 3636014 | Outside Water Closet Bottom
5775 | NORTH MEADOWS DR | 43123 | Not Required by DOW | 019540 | WATTS | LF909M1QT | RP | 2.000 | 3636015 | Outside Water Closet Top
5775 | NORTH MEADOWS DR | 43123 | Active | SC2011 | WATTS | 957 BF | RPDA | 6.000 | 3636230 | IN GREEN HOTBOX E SIDE OF PARKING LOT NEAR NORTH MEADOWS DR
5775 | NORTH MEADOWS DR | 43123 | Active | 73951 | WATTS | 919QT | RPDA | 0.750 | 3636231 | IN GREEN HOTBOX E SIDE OF PARKING LOT NEAR NORTH MEADOWS DR
5775 | NORTH MEADOWS DR | 43123 | Active | 106752 | WATTS | LF009M2QT | RP | 2.000 | 3638309 | IN GREEN HOTBOX E SIDE OF PARKING LOT NEAR NORTH MEADOWS DR
5775 | NORTH MEADOWS DR | 43123 | Not Required by DOW | 030785 | FEBCO | 825Y | RP | 1.500 | 3638317 | IN RISER ROOM
5800 | NORTH MEADOWS DR | 43123-8600 | Active | 115547 | WATTS | LF009M2 | RP | 2.000 | 3633535
5800 | NORTH MEADOWS DR | 43123-8600 | LPS - Active | [5 empty] | 3635043
5800 | NORTH MEADOWS DR | 43123-8600 | Active | 9810211326 | FEBCO | 870 | DC | 8.000 | 68011 | RISER ROOM S.W. CORNER
5841 | NORTH MEADOWS DR | 43123 | Active | 057072 | WATTS | LF009M2QT | RP | 1.500 | 3638315 | IN HOT BOX AT WATER METER
5841 | NORTH MEADOWS DR | 43123 | Not Required by DOW | 238003 | WATTS | LF009M3QT | RP | 0.750 | 3646839 | MOP SINK/ HOT WATER CLOSET IN NORTH PART OF BUILDING
5887 | NORTH MEADOWS DR | 43123 | Active | A300575 | WILKINS | 375XL | RP | 2.000 | 3607868 | N WALL PARTS DEPT/WATER METER ROOM
5887 | NORTH MEADOWS DR | 43123 | Not Required by DOW | 3987942 | WILKINS | 975XL2 | RP | 1.500 | 3607975 | CAR WASH BAY
5887 | NORTH MEADOWS DR | 43123 | Active | 842530814 | AMES | 3000SS | DCDA | 8.000 | 3607976 | NORTH WALL PARTS DEPT
5887 | NORTH MEADOWS DR | 43123 | Not Required by DOW | A398013 | WILKINS | 375XL | RP | 1.000 | 3607978 | WATER METER ROOM
5887 | NORTH MEADOWS DR | 43123 | Active | 72686 | AMES | 2000B | DC | 0.750 | 3607977 | NORTH WALL PARTS DEPT
5900 | NORTH MEADOWS DR | 43123-9541 | Active | 431310 | WILKINS | 975 | RP | 2.000 | 68263 | SPRINKLER ROOM NORTH END OF BUILDING
5900 | NORTH MEADOWS DR | 43123-9541 | Active | 2KL1126 | AMES | 2000SS | DC | 8.000 | 68262 | FIRE PUMP ROOM N END
5500 | NORTH MEADOWS DR BLDG MOB 3 | 43123 | Active | 72576 | WATTS | 919QT | RP | 0.750 | 3633918 | SOUTHWEST CORNER OF BUILDING PARKING LOT IN HOTBOX
5500 | NORTH MEADOWS DR BLDG MOB 3 | 43123 | Not Required by DOW | 02857 | WATTS | LF009M3QT | RP | 0.750 | 3635224 | 1ST FLOOR JANITOR CLOSET IN CEILING ABOVE MOP SINK
5500 | NORTH MEADOWS DR BLDG MOB 3 | 43123 | Active | RL-0417 | WATTS | 957 | RPDA | 6.000 | 3633919 | SOUTHWEST CORNER OF BUILDING PARKING LOT IN HOTBOX
5500 | NORTH MEADOWS DR BLDG MOB 3 | 43123 | Active | SA-2020 | WATTS | 957 | RP | 3.000 | 3633920 | SOUTHWEST CORNER OF BUILDING PARKING LOT IN HOTBOX
5500 | NORTH MEADOWS DR BLDG MOB 3 | 43123 | Not Required by DOW | 23469 | WATTS | LF919QT | RP | 1.500 | 3635223 | WATER RISER MECH ROOM SW SIDE OF BUILDING
5500 | NORTH MEADOWS DR UNIT MOB | 43123 | Active | 000723 | WATTS | 909 | RP | 3.000 | 3603164 | SE MECHANICAL ROOM BUILDING # 1
5500 | NORTH MEADOWS DR UNIT MOB | 43123 | Active | RC-3398 | WATTS | 957 | RP | 4.000 | 3635030 | Pump Room (Rm.# 1891) MOB BUILDING # 2
5500 | NORTH MEADOWS DR UNIT MOB | 43123 | Active | RH0541 | WATTS | 957 | RPDA | 6.000 | 3633916 | IN HOTBOX BEHIND MAIN HOSPITAL SE SIDE OF PROPERTY BEHIND MOB # 2
5500 | NORTH MEADOWS DR UNIT MOB | 43123 | Not Required by DOW | 013282 | WATTS | LF009M2QT | RP | 2.000 | 3607647 | SE MECHANICAL ROOM
5500 | NORTH MEADOWS DR UNIT MOB | 43123 | Active | 70431 | WATTS | 919QT | RP | 0.750 | 3633901 | IN HOTBOX BEHIND MAIN HOSPITAL SE SIDE OF PROPERTY BEHIND MOB # 2
5500 | NORTH MEADOWS DR UNIT MOB | 43123 | LPS - Active |  |  |  | LST |  | 3628279 | LOW PRESSURE SUSTAINING DEVICE FOR BOOSTER PUMP
5500 | NORTH MEADOWS DR UNIT MOB | 43123 | Active | 000922 | WATTS | 909 | RP | 3.000 | 3603636 | SE MECHANICAL ROOM BUILDING # 1
5500 | NORTH MEADOWS DR UNIT MOB | 43123 | LPS - Active |  |  |  | LPC |  | 3628278 | LOW PRESSURE SUSTAINING DEVICE FOR BOOSTER PUMP
5500 | NORTH MEADOWS DR UNIT MOB | 43123 | Active | 44956 | WATTS | 919QT | RP | 0.750 | 3603638 | HOT BOX BY ROAD IN FRONT OF BUILDING # 1
5500 | NORTH MEADOWS DR UNIT MOB | 43123 | Active | NB-0433 | WILKINS | 975 | RPDA | 8.000 | 3603637 | HOT BOX BY ROAD IN FRONT OF BUIDLING # 1
5400 | NORTH MEADOWS N DR | 43123 | Active | SF-0379 | WATTS | 957 | RPDA | 8.000 | 3633921 | IN HOT BOX BEHIND 5410 N MEADOWS ON EAST SIDE OF BUILDING
5400 | NORTH MEADOWS N DR | 43123 | Active | RB-0255 | WATTS | 957 | RP | 6.000 | 3635016 | IN BASEMENT
5400 | NORTH MEADOWS N DR | 43123 | Active | 75012 | WATTS | 919QT | RP | 0.750 | 3633902 | IN HOT BOX BEHIND 5410 N MEADOWS ON EAST SIDE OF BUILDING
5400 | NORTH MEADOWS S DR | 43123 | Active | RB-0257 | WATTS | 957 | RP | 6.000 | 3635017 | Air handler mech. Room (Basement).
2158 | NORTH PARKWAY DR | 43221-3716 | Active | H570396 | FEBCO | 765 | PVB | 0.750 | 89565 | REAR OF HOUSE
2166 | NORTH PARKWAY DR | 43221-3716 | Active | 113094 | WATTS | 800QT | PVB | 1.000 | 57498 | FRONT OF HOUSE WEST OF DOOR
2176 | NORTH PARKWAY DR | 43221-3716 | Active | T505340 | WILKINS | 720A | PVB | 1.000 | 57522 | FRONT OF HOUSE
2194 | NORTH PARKWAY DR | 43221-3716 | Active | 56493 | FEBCO | 765 | PVB | 1.000 | 3493192
25 | NORTH ST | 43017 | Active | 27522 | WATTS | LF919QT | RP | 1.500 | 3443245 | NW WATER METER ROOM AT WATER METER
74 | NORTH ST | 43017 | Not Required by DOW | 24056 | WATTS | LF919QT | RP | 1.500 | 3636956 | GROUND LEVEL PARKNG GARGE MID MECH ROOM
74 | NORTH ST | 43017 | Active | 4648442 | WILKINS | 975XL2 | RP | 2.000 | 3636955 | GROUND LEVEL PARKNG GARGE MID MECH ROOM AT WATER METER
1406 | NORTH STAR RD | 43212- | Due Install |  |  |  | RP | 1.500 | 3493196
1407 | NORTH STAR RD | 43212-2809 | Due Install |  |  |  | RP |  | 3493197
1928 | NORTH STAR RD | 43212-1658 | Active | 11690 | AMES | 2000B | DC | 1.500 | 56657 | 1420 PRESIDENTIAL, POOL ROOM CLOSET
1928 | NORTH STAR RD | 43212-1658 | Active | 443268 | WATTS | 009M1PCQT | RP | 2.000 | 99259 | 1361 PRESIDENTIAL
1928 | NORTH STAR RD | 43212-1658 | Active | 19490 | WATTS | 919AQT | RP | 1.000 | 100695 | 1461 PRESIDENTIAL DR, POOL ROOM
1928 | NORTH STAR RD | 43212-1658 | Due Install |  |  |  | RP | 6.000 | 3650564 | METER VAULT
2221 | NORTH STAR RD | 43221-3810 | Active | ABA8560 | WILKINS | 975 | RP | 1.000 | 3493281 | BASEMENT AT METER
2400 | NORTH STAR RD | 43221- | Active | SH-2083 | WATTS | 957 | RP | 6.000 | 3652677 | BASEMENT MECHANIAL FIRE PUMP ROOM
2400 | NORTH STAR RD | 43221- | Active | 120433 | WATTS | 909 | RP | 2.500 | 3652676 | FRONT OF PROPERTY BY STREET
2400 | NORTH STAR RD | 43221- | Active | 106636 | WATTS | 709QT | DCDA | 8.000 | 3652674 | BASEMENT MECH ROOM FIRE PUMP ROOM
2400 | NORTH STAR RD | 43221- | Active | SH-3398 | WATTS | 957 | RP | 3.000 | 3652678 | BASEMENT MECHANICAL FIRE PUMP ROOM
2400 | NORTH STAR RD | 43221- | Active | 2FM0189 | AMES | 2000SS | DC | 2.000 | 3493288
2400 | NORTH STAR RD | 43221- | Active | 158369 | WATTS | 709 | DC |  | 3652752 | BASEMENT MECHANICAL ROOM FIRE PUMP ROOM
2447 | NORTH STAR RD | 43221-3403 | Active | 2862161XLTCU | WILKINS | 975XL | RP | 0.750 | 95014 | NE Corner @ METER
2501 | NORTH STAR RD | 43221-3404 | Active | 12970 | WATTS | 719QT | DC | 2.000 | 58507 | MECHANICAL ROOM-1ST FLOOR SOUTH SIDE
2854 | NORTH STAR RD | 43221-2959 | Active | 201473 | WATTS | 800M4QT | PVB | 0.750 | 94132 | FRONT OF HOUSE
2857 | NORTH STAR RD | 43221-2920 | Active | T131881 | WILKINS | 720A | PVB | 0.750 | 102851 | REAR OF HOUSE
2869 | NORTH STAR RD | 43221-2920 | Active | 258057 | WATTS | 800M4QT | PVB | 1.000 | 59469 | FRONT OF HOUSE
2880 | NORTH STAR RD | 43221-2959 | Active | H689148 | FEBCO | 765 | PVB | 0.750 | 101866 | FRONT RIGHT
2966 | NORTH STAR RD | 43221-2961 | Active | 377291 | WATTS | 800M4FR | PVB | 1.000 | 3493338 | LEFT SIDE
3039 | NORTH STAR RD | 43221-2364 | Active | G245549 | WILKINS | 720A | PVB | 0.750 | 59849 | FRONT OF HOUSE
3042 | NORTH STAR RD | 43221-2365 | Active | H597881 | FEBCO | 765 | PVB | 0.750 | 100321 | REAR OF HOUSE
3110 | NORTH STAR RD | 43221-2367 | Active | CB262943 | WILKINS | 720 | PVB | 0.750 | 3493355 | FRONT OF HOUSE
117 | NORTH WOODS BLVD | 43235- | Not Required by DOW | 14087 | WATTS | 919QT | RP | 1.500 | 91958 | AT WATER METER PIT
117 | NORTH WOODS BLVD | 43235- | Active | 1169470706 | AMES | 4000SS | RP | 3.000 | 91938 | HOT BOX SOUTH SIDE OF 115 NORTH WOODS BLVD
160 | NORTH WOODS BLVD | 43085- | Active | AD4877 | FEBCO | 765 | PVB | 0.750 | 55520 | FRONT OF BUILDING
160 | NORTH WOODS BLVD | 43085- | Due Install |  |  |  | RP | 0.750 | 3633252
160 | NORTH WOODS BLVD | 43085- | Active | W096972 | WILKINS | 975XL | RP | 0.750 | 3646834 | BASEMENT TOWARDS WEST WALL, MIDDLE
160 | NORTH WOODS BLVD | 43085- | Active | 03484 | WATTS | 007M1QT | DC | 0.750 | 3646835 | BY WATER METER IN BASEMENT, NORTH WALL
160 | NORTH WOODS BLVD | 43085- | Active | 33863 | WATTS | 909QT | RP | 0.750 | 55519 | CRAWL SPACE UNDER BLDG
170 | NORTH WOODS BLVD | 43235-4711 | Active | 408202 | WATTS | 909QT | RP | 1.000 | 55870 | BASEMENT METER ROOM NE CORNER OF BASEMENT
170 | NORTH WOODS BLVD | 43235-4711 | Due Install |  |  |  | DCDA | 4.000 | 3652348 | BASEMENT METER ROOM NE CORNER OF BASEMENT
1695 | NORTHAM RD | 43221-3358 | Active | T390527 | WILKINS | 720A | PVB | 0.750 | 92974 | RIGHT BACK OF HOUSE
2070 | northam rd |  | Active | XD-0446 | AMES |  | RP | 4.000 | 3655027 | SE CORNER OF BUILDING
2211 | NORTHAM RD | 43221- | Active | 75385 | WATTS | 919-QT | RP | 0.750 | 3651299 | IN BROWN HOTBOX
2214 | NORTHAM RD | 43221-3130 | Active | H616744 | FEBCO | 765 | PVB | 0.750 | 99963 | RIGHT SIDE OF HOUSE
2230 | NORTHAM RD | 43221-3130 | Active | CB653154 | WILKINS | 720A | PVB | 0.750 | 3493394 | RIGHT SIDE OF HOUSE
3214 | NORTHAMPTON DR | 43026- | Active | 3627719 | WILKINS | 975XLBMS | RP | 1.000 | 60210 | BEHIND WALL AT ENTRANCE
3224 | NORTHAMPTON DR | 43026-2703 | Active | CB073753 | WILKINS | 720A | PVB | 0.750 | 60223 | RIGHT FRONT
3239 | NORTHAMPTON DR | 43026-2704 | Active | 617202 | WILKINS | 720A | PVB | 0.750 | 60247 | LEFT SIDE OF HOUSE
3250 | NORTHAMPTON DR | 43026-2703 | Active | CH0239 | WILKINS | 720A | PVB | 0.750 | 60300 | LEFT FRONT
3257 | NORTHAMPTON DR | 43026-2704 | Active | T084888 | WILKINS | 720A | PVB | 0.750 | 3583609 | LEFT SIDE
3264 | NORTHAMPTON DR | 43026-2703 | Active | 117929 | WATTS | 800QT | PVB | 0.750 | 60335 | FROM RIGHT SIDE
3290 | NORTHAMPTON DR | 43026-2703 | Active | 123727 | WATTS | 800CMQT | PVB | 0.750 | 60367 | RIGHT FRONT
3295 | NORTHAMPTON DR | 43026-2702 | Active | 1231142 | WATTS | 800QT | PVB | 0.750 | 60370 | FRONT OF HOUSE
3306 | NORTHAMPTON DR | 43026-2703 | Active | AD5337 | FEBCO | 765 | PVB | 0.750 | 60445 | NORTH SIDE FRONT
3312 | NORTHAMPTON DR | 43026-2703 | Active | A135492 | WILKINS | 720A | PVB | 0.750 | 60457 | RIGHT HAND SIDE OF HOUSE
3303 | NORTHAMPTON LN | 43026-2702 | Active | T178628 | Wilkins | 720A | PVB | 0.750 | 94126 | front of home
3309 | NORTHAMPTON LN | 43026-2702 | Active | CB451717 | WILKINS | 720A | PVB | 1.000 | 60448 | BACK OF HOUSE
730 | NORTHBRIDGE LN | 43235-1748 | Active | CB946936 | WILKINS | 720A | PVB | 1.000 | 71762 | FRONT CENTER OF HOUSE LEFT FRONT DOOR
744 | NORTHBRIDGE LN | 43235-1748 | Active | 185730 | WATTS | 800QT | PVB | 0.750 | 71977 | RIGHT SIDE
745 | NORTHBRIDGE LN | 43235-1747 | Active | 583684 | WATTS | 800M4QT | PVB | 1.000 | 71997 | FRONT OF HOUSE
757 | NORTHBRIDGE LN | 43235-1747 | Active | 145969 | WATTS | 009M3QT | RP | 0.750 | 72258 | BASEMENT OF WATER METER
770 | NORTHBRIDGE LN | 43235-1748 | Active | T181339 | WILKINS | 720A | PVB | 0.750 | 3493482 | RIGHT OF FRONT DOOR
784 | NORTHBRIDGE LN | 43235-1748 | Active | 85608 | FEBCO | 765 | PVB | 1.000 | 72895 | FRONT OF HOUSE RIGHT OF FRONT DOOR
798 | NORTHBRIDGE LN | 43235-1748 | Active | T024004 | WILKINS | 720A | PVB | 1.000 | 73086 | FRONT RIGHT OF FRONT DOOR
810 | NORTHBRIDGE LN | 43235-1748 | Active | T418827 | WILKINS | 720A | PVB | 0.750 | 3493483 | FRONT OF HOUSE
831 | NORTHBRIDGE LN | 43235-1749 | Active | CAA08658 | Wilkins | 720A | PVB | 0.750 | 73694 | FRONT RIGHT OF DOOR UNDER WINDOW
863 | NORTHBRIDGE LN | 43235-1749 | Active | 4678676 | WILKINS | 975XL2 | RP | 0.750 | 3493488 | BSMNT ON SUMP PUMP BY METER
1919 | NORTHCLIFF DR | 43229-5332 | Active | 78126 | WATTS | 909QT | RP | 1.000 | 56630 | BOILER ROOM, Northland H.S.
1541 | NORTHCREST AVE | 43220-3125 | Active | 214 | FEBCO | 765 | PVB | 1.000 | 55340 | LEFT SIDE OF HOUSE
6079 | NORTHGATE RD | 43229-2401 | Active | 14423 | AMES | 4000B | RP | 0.750 | 3630041
6079 | NORTHGATE RD | 43229-2401 | Active | 107229 | AMES | 5000SS | RP | 4.000 | 3630040
6079 | NORTHGATE RD | 43229-2401 | Active | 12769C | WILKINS | 375AST | RP | 3.000 | 3630039
124 | NORTHIGH DR | 43085-2311 | Active | 34090 | WATTS | 800M4QT | PVB | 0.750 | 94127 | RIGHT SDIE OF HOUSE
156 | NORTHIGH DR | 43085-2311 | Active | T022658 | WILKINS | 720AU | PVB | 1.000 | 101903 | FRONT OF HOUSE
171 | NORTHIGH DR | 43085-2310 | Active | 17698 | FEBCO | 765 | PVB | 1.000 | 94128 | LEFT FRONT
195 | NORTHIGH DR | 43085-2310 | Active | CB153208 | WILKINS | 720A | PVB | 0.750 | 3493803 | FRONT OF HOUSE
1721 | NORTHLAND MALL | 43229- | Active | 1672111008 | AMES | 3000SS | DCDA | 8.000 | 103991 | EAST OUTSIDE DOOR WATER METER ROOM
1721 | NORTHLAND MALL | 43229- | Active | 61284 | AMES | 2000B | DC | 0.750 | 103992 | EAST OUTSIDE DOOR WATER METER ROOM
1721 | NORTHLAND MALL | 43229- | Active | 03615 | WATTS | 009 | RP | 3.000 | 88689 | SPRINKLER CONTROL RM
2643 | NORTHLAND PLAZA DR | 43231-4052 | Active | 07084 | WATTS | 009M1QT | RP | 1.500 | 97856 | in rizer rm #1 by water meter - 2727 NORTHLAND PLAZA
2643 | NORTHLAND PLAZA DR | 43231-4052 | Active | 3178588 | WILKINS | 950XL | DC | 0.750 | 97876 | riser room 1
2643 | NORTHLAND PLAZA DR | 43231-4052 | Active | V23873 | WILKINS | 350ADA | DCDA | 6.000 | 97875 | riser room 1 - 2727 NORTHLAND PLAZA
2681 | NORTHLAND PLAZA DR | 43231-4052 | Active | 25515 | WATTS | 007M1PCQT | DC | 0.750 | 3616788 | REAR OF STORE 2681
2681 | NORTHLAND PLAZA DR | 43231-4052 | Active | 188871 | AMES | 3000SS | DCDA | 6.000 | 3616789 | REAR OF STORE 2681
2681 | NORTHLAND PLAZA DR | 43231-4052 | Due Install |  |  |  | RP | 3.000 | 3639657 | SOUTHEAST CORNER OF STORE BY LOADING DOCK
2700 | NORTHLAND PLAZA DR | 43231-4079 | Not Required by DOW | 12118 | WATTS | 719AQT | DC | 1.000 | 103689 | WATER ROOM IN BACK
2700 | NORTHLAND PLAZA DR | 43231-4079 | Active | 3078043 | WILKINS | 975XL | RP | 1.500 | 101143 | OUTSIDE MECHANIC ROOM AT WATER METER
2711 | NORTHLAND PLAZA DR | 43231-4053 | Active | V23872 | WILKINS | 350ADA | DCDA | 6.000 | 97877 | riser room #2 - 2681 NORTHLAND PLAZA
2711 | NORTHLAND PLAZA DR | 43231-4053 | Active | 3178589 | WILKINS | 950XLD | DC | 0.750 | 97878 | riser room #2 - 2681 NORTHLAND PLAZA
2711 | NORTHLAND PLAZA DR | 43231-4053 | Active | 06032 | WATTS | 919QT | RP | 1.500 | 97855 | in rizer room #2 by water meter - 2681 NORTHLAND PLAZA
2727 | NORTHLAND PLAZA DR | 43231-4053 | Active | 22333 | WATTS | 919QT | RP | 2.000 | 103691 | BACK OF BUILDING INSIDE
2727 | NORTHLAND PLAZA DR | 43231-4053 | Active | 21454 | WATTS | 007 | DC | 0.750 | 3646176 | BACK OF BUILDING INSIDE
2727 | NORTHLAND PLAZA DR | 43231-4053 | Active | 1811410913 | AMES | 3000 | DCDA | 6.000 | 3646175 | BACK OF BUILDING INSIDE
2763 | NORTHLAND PLAZA DR | 43231- | Active | 07085 | WATTS | 009M1PCQT | RP | 1.500 | 97911 | REAR OUTSIDE DOOR RISER ROOM 3 - 2605 NORTHLAND PLAZA
2763 | NORTHLAND PLAZA DR | 43231- | Active | 14568 | WATTS | 007M1PCQT | DC | 0.750 | 97910 | RISER ROOM - 2605 NORTHLAND PLAZA
2763 | NORTHLAND PLAZA DR | 43231- | Active | 1685050309 | WILKINS | DCDA | DCDA | 6.000 | 97854 | riser room 3 - 2605 NORTHLAND PLAZA
2777 | NORTHLAND PLAZA DR | 43231-4053 | Active | 171557 | WATTS | 009M2QT | RP | 1.500 | 97853 | S WALL BACK STORAGE AT WATER METER
2777 | NORTHLAND PLAZA DR | 43231-4053 | Active | 69597 | AMES | 2000BM3 | DC | 0.750 | 3653236 | S WALL BACK STORAGE
2777 | NORTHLAND PLAZA DR | 43231-4053 | Active | WE-2604 | AMES | COLT300GV | DCDA | 4.000 | 3633111 | S WALL BACK STORAGE
6500 | NORTHLAND RD | 43085-3235 | Not Required by DOW | 580507 | WATTS | 909QT | RP | 0.750 | 70119 | BOILER ROOM NORTH - Wilson Hill E. S.
6500 | NORTHLAND RD | 43085-3235 | Active | 158987 | WATTS | LF009M2QT | RP | 2.000 | 3638060 | Mech. Room at water meter
6500 | NORTHLAND RD | 43085-3235 | Not Required by DOW | W279516 | WILKINS | 975 | RP | 0.750 | 70117 | BOILER ROOM SOUTH - Wilson Hill E. S.
6500 | NORTHLAND RD | 43085-3235 | Not Required by DOW | 579765 | WATTS | 909QT | RP | 0.750 | 70118 | BOILER ROOM NORTH - Wilson Hill E. S.
6562 | NORTHLAND RD | 43085-3253 | Active | G124348 | WILKINS | 720A | PVB | 0.750 | 95609 | LEFT SIDE OF HOUSE
220 | NORTHRIDGE RD | 43214-3326 | Active | G204715 | WILKINS | 720A | PVB | 0.750 | 92642 | FRONT OF HOUSE
226 | NORTHRIDGE RD | 43214-3326 | Active | H570910 | FEBCO | 765 | PVB | 0.750 | 98571 | LEFT SIDE OF HOUSE
335 | NORTHRIDGE RD | 43214-3327 | Active | F136442 | WILKINS | 720A | PVB | 0.750 | 99863 | FRONT OF HOUSE
399 | NORTHRIDGE RD | 43214-3327 | Active | T188400 | WILKINS | 720 | PVB | 0.750 | 3494005 | Right side
476 | NORTHRIDGE RD | 43214-3330 | Active | 201914 | WILKINS | 720A | PVB | 0.750 | 94130 | RIGHT FRONT
935 | NORTHRIDGE RD | 43224-2654 | Active | 11560 | WATTS | 919QT | RP | 1.250 | 3613292 | BASEMENT/ BOILER ROOM
935 | NORTHRIDGE RD | 43224-2654 | Active | 19890 | WATTS | 919QT | RP | 1.500 | 3494072 | BASEMENT BOILER ROOM
4594 | NORTHTOWNE BLVD | 43229-6667 | Active | 153351 | WILKINS | 950XL | DC | 2.000 | 3494257
4600 | NORTHTOWNE BLVD | 43229-5758 | Active | 142354 | WILKINS | 950 | DC | 2.000 | 3494258
4605 | NORTHTOWNE BLVD | 43229- | Active | 244203 | WATTS | 909HWM1QT | RP | 2.000 | 64546 | 2100 MORSE RD SUITE 4691 MORSE CENTRE EAST OUTSIDE MECH RM
4605 | NORTHTOWNE BLVD | 43229- | Active | 27227 | WATTS | 009QT | RP | 0.500 | 99383 | 2100 MORSE SUITE 4655 - MORSE CENTRE, NORTHWEST MECH RM
4605 | NORTHTOWNE BLVD | 43229- | Active | 64294 | WATTS | 909HWQT | RP | 1.000 | 99384 | 2100 MORSE RD SUITE 4655, MECHANICAL ROOM REAR OF BUILDING
4605 | NORTHTOWNE BLVD | 43229- | Active | 128967 | WATTS | 009M2QT | RP | 2.000 | 99733 | 2100 MORSE SUITE 4665 MORSE CENTRE REAR BACK RM
4605 | NORTHTOWNE BLVD | 43229- | Active | 07563 | WATTS | LF909M1QT | RP | 1.500 | 3626267 | 4609 MORSE CTR/2100 MORSE RD, SUITE 4609 RISER/SPRINKLER RM
4605 | NORTHTOWNE BLVD | 43229- | Due Install |  |  |  | DCDA | 6.000 | 3649116
4605 | NORTHTOWNE BLVD | 43229- | Due Install |  |  |  | RP | 3.000 | 3649114
4606 | NORTHTOWNE BLVD | 43229-5743 | Due Install |  |  |  | RP | 3.000 | 3494259
4615 | NORTHTOWNE BLVD | 43229-5728 | Active | 125605 | WATTS | 009QT | RP | 1.000 | 64577 | BY WATER METER NORTH WALL (MIDDLE)
5782 | NORTHUP RD | 43016 | Active | T304678 | WILKINS | 720A | PVB | 0.750 | 3600959 | LEFT SIDE
3061 | NORTHWEST BL | 43221- | LPS - Active |  |  |  | LPC |  | 3627949 | IN RISER ROOM DOMESTIC
3061 | NORTHWEST BL | 43221- | Active | X16025 | WILKINS | 375 | RP | 4.000 | 100249 | SOUTHEAST CORNER MECHANIC ROOM - 3061 KINGSDALE CENTER
3061 | NORTHWEST BL | 43221- | Active | 64737 | AMES | 2000B | DC | 0.750 | 100247 | FIRE PUMP ROOM - 3061 KINGSDALE CENTER
3061 | NORTHWEST BL | 43221- | Active | 1713280310 | AMES | 3000SS | DCDA | 8.000 | 100210 | FIRE PUMP ROOM - 3061 KINGSDALE CENTER
3061 | NORTHWEST BL | 43221- | LPS - Active |  |  |  | LPC |  | 3627950 | IN RISER ROOM FIRE
751 | NORTHWEST BLVD | 43212-3856 | Active | 494736 | WILKINS | 975XL | RP | 0.750 | 72143 | IN BASEMENT BY METER
781 | NORTHWEST BLVD | 43212-3858 | Due Install |  |  |  | RP |  | 3494419 | BSMNT AT WATER MTR
1167 | NORTHWEST BLVD | 43212-3560 | Active | 06518 | WATTS | 909QT | RP | 0.750 | 54125 | BASEMENT
1235 | NORTHWEST BLVD | 43212-3562 | Active | 73152 | WILKINS | 975XL | RP | 2.000 | 3494527 | LMTD SPRINKLER SYS, BASEMENT BOILER RM
1300 | NORTHWEST BLVD | 43212-3051 | Active | 129437 | AMES | 4000SS | RP | 4.000 | 3615468 | MECHANICAL ROOM
1300 | NORTHWEST BLVD | 43212-3051 | Active | 52696 | AMES | 2000B | DC | 0.750 | 93123 | MECH ROOM @PARKING GARAGE LEVEL
1300 | NORTHWEST BLVD | 43212-3051 | Active | 154963 | AMES | 3000SS | DCDA | 4.000 | 93126 | MECH ROOM PARKING GARAGE LEVEL
1300 | NORTHWEST BLVD | 43212-3051 | Active | 182457 | WATTS | 909 | RP | 3.000 | 93127 | MECH ROOM
1300 | NORTHWEST BLVD | 43212-3051 | Active | 07204 | WATTS | 919QT | RP | 1.000 | 95570 | MECH ROOM @PARKING GARAGE LEVEL
1612 | NORTHWEST BLVD | 43212-2546 | Active | 28170 | WATTS | 919ZQT | RP | 1.000 | 98899 | BACK ENTRY/INSIDE DOOR NEAR WATER METER
1629 | NORTHWEST BLVD | 43212-2239 | Active | 3146094 | WILKINS | 975XLBMS | RP | 2.000 | 102035 | IN MECH ROOM AT WATER METER
1636 | NORTHWEST BLVD | 43212-2240 | Active | 83189 | WATTS | 919QT | RP | 0.750 | 3494591 | AT WATER METER
1717 | NORTHWEST BLVD | 43212-2265 | Active | 67037 | WATTS | 919 QT | RP | 3.000 | 3494608 | AT WATER METER
1735 | NORTHWEST BLVD | 43212-2268 | Active | 28797 | WATTS | 919AQT | RP | 0.750 | 102755 | GAS STATION-SERVICE BOOTH
1820 | NORTHWEST BLVD | 43212-1643 | Due Install | [5 empty] | 3494633
1826 | NORTHWEST BLVD | 43212- | Active | 175669 | WATTS | 909 | RP | 3.000 | 88836 | Meter Building/1830 Off Northwest Blvd-SE Corner
1826 | NORTHWEST BLVD | 43212- | Not Required by DOW | 279963 | WATTS | 009QT | RP | 1.000 | 88856 | Meter Building/1830 Off Northwest Blvd-SE Corner
1826 | NORTHWEST BLVD | 43212- | Active | 1076150305 | WATTS | 774DCDA | DCDA | 6.000 | 88857 | Meter Building/1830 Off Northwest Blvd-SE Corner
1826 | NORTHWEST BLVD | 43212- | Active | 64176 | WATTS | 007M1QT | DC | 0.750 | 88858 | Meter Building/1830 Off Northwest Blvd-SE Corner
1855 | NORTHWEST BLVD | 43212-1631 | Due Install |  |  |  | RP | 0.750 | 3494635
1885 | NORTHWEST BLVD | 43212-1631 | Active | H561335 | FEBCO | 765 | PVB | 0.750 | 56511 | MIDDLE OF EAST WALL NEXT TO AC UNIT
1897 | NORTHWEST BLVD | 43212-1631 | Active | 366089 | WATTS | 909QT | RP | 0.750 | 56541 | COMPRESSOR ROOM OVER METER PIT (EAST WALL)
1901 | NORTHWEST BLVD | 43212-1100 | Active | 222172 | WATTS | LF009M3QT | RP | 0.750 | 3494643 | MTR IN CLOSET IN OFFICE
1920 | NORTHWEST BLVD | 43212-1197 | Due Install | [5 empty] | 3494645
2001 | NORTHWEST BLVD | 43212-1102 | Active | 64695 | AMES | 2000B-FP | DC | 0.750 | 3626385 | Meter Room outside entrance
2001 | NORTHWEST BLVD | 43212-1102 | Active | 4171372 | AMES | 3000SS | DCDA | 4.000 | 3494657 | Meter Room outside entrance
2025 | NORTHWEST BLVD | 43212-1160 | LPS - Active | [5 empty] | 3639417
2025 | NORTHWEST BLVD | 43212-1160 | Due Install |  |  |  | RP |  | 3636550
2218 | NORTHWEST BLVD | 43221-3873 | Active | A085891 | FEBCO | 765 | PVB | 0.750 | 57644 | FRONT OF HOUSE
2260 | NORTHWEST BLVD | 43221-3821 | Active | T257885 | WILKINS | 720A | PVB | 0.750 | 3494673 | LEFT REAR OF HOUSE NEAR OUTSIDE FAUCET IN SHRUBS
2268 | NORTHWEST BLVD | 43221-3821 | Active | CAA25709 | WILKINS | 720A | PVB | 1.000 | 94135 | LEFT SIDE
2271 | NORTHWEST BLVD | 43221-3822 | Active | CB583113 | WILKINS | 720A | PVB | 0.750 | 3494674 | FRONT OF HOUSE
2358 | NORTHWEST BLVD | 43221-3827 | Active | T415593 | WILKINS | 720A | PVB | 1.000 | 92969 | BACK OF HOSUE BY DOOR
2396 | NORTHWEST BLVD | 43221-3829 | Active | 151054 | WATTS | 800M4QT | PVB | 0.750 | 94136 | FRONT LEFT SIDE OF HOUSE
2448 | NORTHWEST BLVD | 43221-3868 | Active | T013251 | WILKINS | 720A | PVB | 0.750 | 99654 | FRONT
2468 | NORTHWEST BLVD | 43221-3868 | Active | 352854 | WILKINS | 975 | RP | 1.000 | 58383 | KITCHEN AT METER
2663 | NORTHWEST BLVD | 43221-3344 | Active | 448005 | WATTS | 800M4QT | PVB | 0.750 | 91632 | LEFT FRONT
2705 | NORTHWEST BLVD | 43221-3320 | Active | ZJ608 | CONBRACO | PVB | PVB | 1.000 | 92099 | RIGHT SIDE OF HOUSE
3000 | NORTHWEST BLVD | 43221-2902 | Not Required by DOW | 1346149 | WILKINS | 975XLBMS | RP | 1.000 | 59772 | METER ROOM
3000 | NORTHWEST BLVD | 43221-2902 | Active | 1260576 | WILKINS | 975XLBMS | RP | 0.750 | 59771 | METER ROOM
3005 | NORTHWEST BLVD | 43221-2910 | Active | 2943968 | WILKINS | 975XL | RP | 0.750 | 3628120 | UTILITY ROOM
3005 | NORTHWEST BLVD | 43221-2910 | Not Required by DOW | F059228 | WILKINS | 720A | PVB | 1.000 | 3494800 | OUTSIDE NW CORNER OF BLDG
3040 | NORTHWEST BLVD | 43221-2262 | Active | 1111113040 | HYDRO-GAP | XX | AG | 10.000 | 59854 | ABOVE 3 COMPARTMENT SINK--AIR GAP
3040 | NORTHWEST BLVD | 43221-2262 | Due Install |  |  |  | RP | 1.000 | 3638116
3224 | NORTHWEST BLVD | 43221-2102 | Not Required by DOW | 287422 | WATTS | 009M2PCQT | RP | 1.000 | 88614 | MECH ROOM
3224 | NORTHWEST BLVD | 43221-2102 | Active | 287436 | WATTS | 009QT | RP | 1.000 | 88612 | MECH ROOM
3230 | NORTHWEST BLVD | 43221-2134 | Due Install |  |  |  | RP | 1.000 | 3635847
3230 | NORTHWEST BLVD | 43221-2134 | Active | 23949 | WATTS | 919AQT | RP | 1.000 | 60234 | ABOVE WATER HEATER IN MECH ROOM
2025 | NORTHWEST BLVD UNIT A | 43212-1160 | Due Install | [5 empty] | 3494661
1609 | NORTHWEST BLVD UNIT B | 43212-2544 | Not Required by DOW | 72575 | WATTS | 007M1QT | DC | 2.000 | 95657 | BASEMENT MECH ROOM
1609 | NORTHWEST BLVD UNIT B | 43212-2544 | Active | 176822 | WATTS | LF009M2QT | RP | 2.000 | 55599 | BASEMENT MEHANICAL ROOM
4600 | NORTHWEST PKWY | 43026-1130 | Not Required by DOW | 508827 | WATTS | 909HWQT | RP | 1.000 | 64518 | BOILER ROOM BEHIND FEEDWATER TANK
4600 | NORTHWEST PKWY | 43026-1130 | Not Required by DOW | S-0259 | CONBRACO | 4020802 | RP | 2.000 | 64517 | WAREHOUSE DOCK #1
4600 | NORTHWEST PKWY | 43026-1130 | Not Required by DOW | 412322 | WATTS | 909M1HWQT | RP | 1.500 | 64516 | REAR PRODUCTION AT ROOF
4600 | NORTHWEST PKWY | 43026-1130 | Not Required by DOW | W604645 | WATTS | 909HWQT | RP | 1.000 | 64514 | Boiler Room
4600 | NORTHWEST PKWY | 43026-1130 | Not Required by DOW | 80698 | WATTS | 009M3QT | RP | 0.750 | 64519 | BOILER ROOM
4600 | NORTHWEST PKWY | 43026-1130 | Not Required by DOW | 28319 | WATTS | 919AQT | RP | 0.750 | 99188 | WASTE MANAGEMENT PLANT (NEW BUILD)
4600 | NORTHWEST PKWY | 43026-1130 | Not Required by DOW | 76054 | WATTS | 919QT | RP | 0.750 | 99189 | WASTE MANAGEMENT (NEW) PLANT
4600 | NORTHWEST PKWY | 43026-1130 | Not Required by DOW | 05866 | AMES | 4000B | RP | 1.500 | 102938 | WAREHOUSE WEST WALL BY TRASH DOCK DOOR
4600 | NORTHWEST PKWY | 43026-1130 | Active | 22822 | AMES | 2000BM3 | DC | 0.750 | 103182 | WAREHOUSE BY RISER #1
4600 | NORTHWEST PKWY | 43026-1130 | Active | N-2873 | APOLLO/CONBRACO | 4020A02 | RP | 4.000 | 103184 | BOILER ROOM
4600 | NORTHWEST PKWY | 43026-1130 | Active | LG-0490 | AMES | COLT 300GV | DCDA | 8.000 | 103183 | WAREHOUSE BY RISER #1
4683 | NORTHWEST PKWY | 43026-1126 | Active | 49778 | WATTS | 009QT | RP | 1.000 | 64798 | SOUTH END OF BUILDING IN WAEHOUSE AREA AT WATER METER
4691 | NORTHWEST PKWY | 43026-1126 | Active | 757029 | WILKINS | 975XL | RP | 1.000 | 64817 | @ METER
4700 | NORTHWEST PKWY | 43026-3116 | Active | W356320 | WILKINS | 950XL | DC | 1.500 | 64837 | METER ROOM IN SOUTH BUILDING
4817 | NORTHWEST PKWY | 43026- | Active | 289747 | WATTS | 909M1QT | RP | 1.500 | 65142 | W WALL OF 4811 BLDG WAREHSE IN SITTING BENCH AT WATER METER
4819 | NORTHWEST PKWY | 43026- | Due Install |  |  |  | DCDA | 6.000 | 3605726 | IN PIT IFO 4811 BLDG FIRE ONLY
4830 | NORTHWEST PKWY | 43026-1131 | Active | XD-0457 | AMES | COLT300 | DCDA | 6.000 | 3651048 | MTR PIT
4830 | NORTHWEST PKWY | 43026-1131 | Active | 234296 | WATTS | 007M3Q | DC | 0.750 | 3654596 | MTR PIT
4830 | NORTHWEST PKWY | 43026-1131 | Active | 4BN0499 | AMES | 4000SS | RP | 3.000 | 65172 | EAST BY SHEET METAL DOCK 10' IN THE AIR
4830 | NORTHWEST PKWY | 43026-1131 | Active | ABN8143 | WILKINS | 375XL | RP | 1.000 | 3651047 | SOUTH MECH/METER AREA AT WATER METER
4830 | NORTHWEST PKWY | 43026-1131 | Not Required by DOW | AK7944 | FEBCO | 825Y | RP | 1.000 | 65173 | MID SOUTH MECH/METER AREA AT DEDUCT METER
4832 | NORTHWEST PKWY | 43026- | Active | 989917 | WILKINS | 975XL | RP | 1.000 | 65183 | NW CORNER BY OFFICE
4832 | NORTHWEST PKWY | 43026- | Active | 0000217 | AMES | 4000B | RP | 1.250 | 90869 | nw side at ceiling
5164 | NORTHWEST PKWY | 43026 | Active | 296863 | WATTS | LF009M3QT | RP | 0.750 | 3649417 | SW BLDG AT WATER METER HILLIARD STORAGE BLDG
5181 | NORTHWEST PKWY | 43026-3108 | Not Required by DOW | A13350 | WATTS | 009M2QT | RP | 1.250 | 95711 | MECH ROOM CEILING
5181 | NORTHWEST PKWY | 43026-3108 | Active | 1B1172 | WILKINS | 975 | RPDA | 6.000 | 95783 | HOT BOX SOUTH SIDE OF ENTRANCE
5181 | NORTHWEST PKWY | 43026-3108 | Active | 29122 | WATTS | 009QT | RP | 3.000 | 95706 | BASEMENT BY WATER METER
5181 | NORTHWEST PKWY | 43026-3108 | Not Required by DOW | 237232 | WATTS | 009M2QT | RP | 2.000 | 95710 | TRUCK BAY ABOVE DOOR
5181 | NORTHWEST PKWY | 43026-3108 | Active | 16617 | WATTS | 919QT | RP | 0.750 | 95782 | HOT BOX SOUTHSIDE OF ENTRANCE
5181 | NORTHWEST PKWY | 43026-3108 | Not Required by DOW | 2821837 | WILKINS | 975XL | RP | 1.500 | 96395 | BASEMENT MECH ROOM
4647 | NORTHWEST PKWY BLDG 3 | 43026-1126 | Active | 4974390 | WILKINS | 975XL2 | RP | 1.000 | 64680 | SOUTH END OF BLDG AT WTR MTR
4655 | NORTHWEST PKWY BLDG 4 | 43026-1126 | Active | A307408 | WILKINS | 375XL | RP | 1.000 | 64704 | NORTH END OF BLDG AT WTR MTR
4613 | NORTHWEST PKWY BLDG 5 | 43026-1126 | Active | 1258599 | WILKINS | 975XLBMS | RP | 1.000 | 64571 | MECH ROOM
4621 | NORTHWEST PKWY BLDG 6 | 43026- | Active | W074907 | WILKINS | 975XL | RP | 1.000 | 64597 | ROOM 4623
4841 | NORTHWEST PKWY UNIT 2 | 43026- | Active | 443149 | WILKINS | 975XLBMS | RP | 1.500 | 65200 | W WALL WAREHOUSE IN 4847 UNIT AT WATER METER
30 | NORTHWOODS BLVD | 43235-4716 | Active | 16351C | WILKINS | 375AST | RP | 3.000 | 3636184 | IN 30 BLDG N HALL MECH ROOM BY N DOOR AT WATER METER
30 | NORTHWOODS BLVD | 43235-4716 | Not Required by DOW | ACB8553 | WILKINS | 975XL2 | RP | 2.000 | 94137 | IN BACK OF BLDG IN STAIRWELL
90 | NORTHWOODS BLVD | 43235-4719 | Not Required by DOW | 127108 | WATTS | 909QT | RP | 1.250 | 94138 | UNDER STAIRS 96 NORTHWOODS
90 | NORTHWOODS BLVD | 43235-4719 | Active | 4628103 | WILKINS | 975XL2 | RP | 2.000 | 3636538 | IN 96 BLDG UNDER STAIRS ACCESS PANEL AT WATER METER
100 | NORTHWOODS BLVD | 43235-4419 | Active | 16352C | WILKINS | 375AST | RP | 3.000 | 3636185 | IN WATER METER ROOM 110 BLDG
100 | NORTHWOODS BLVD | 43235-4419 | Not Required by DOW | 225464 | WATTS | 009M2QT | RP | 2.000 | 94139 | IN WATER METER ROOM
130 | NORTHWOODS BLVD | 43235-7473 | Not Required by DOW | 105715 | WATTS | 709QT | DC | 1.500 | 94140 | UNDER STAIRS
130 | NORTHWOODS BLVD | 43235-7473 | Active | 4683686 | WILKINS | 975XL2 | RP | 2.000 | 3635114 | IN 136 BLDG UNDER STAIRS ACCESS PANEL AT WATER METER
180 | NORTHWOODS BLVD | 43235-4400 | Active | G204813 | WILKINS | 720A | PVB | 0.750 | 56169 | NORTHWEST SIDE OF BUILDING
8230 | NORTHWOODS CT | 43235-4613 | Active | 15390 | FEBCO | 765 | PVB | 1.000 | 73572 | RIGHT FRONT
8231 | NORTHWOODS CT | 43235-4613 | Active | CB729801 | WILKINS | 720A | PVB | 1.000 | 73573 | RIGHT FRONT
8238 | NORTHWOODS CT | 43235-4613 | Active | T329019 | WILKINS | 720A | PVB | 0.750 | 91256 | RIGHT SIDE OF HOUSE
8247 | NORTHWOODS CT | 43235-4613 | Active | T417483 | WILKINS | 720A | PVB | 1.000 | 94141 | LEFT FRONT
8252 | NORTHWOODS CT | 43235-4613 | Active | FH2079 | FEBCO | 765 | PVB | 1.000 | 73611 | LEFT SIDE OF HOUSE
8261 | NORTHWOODS CT | 43235-4613 | Active | CB272419 | WILKINS | 720A | PVB | 0.750 | 3494990 | FRONT RIGHT IN COVE LEFT OF GARAGE
230 | NORTHWOODS DR | 43235-4406 | Active | BK8164 | FEBCO | 765 | PVB | 0.750 | 100083 | RIGHT SIDE OF HOUSE, FEEDS ENTRANCE TO NORTHWOODS PL CIVIC ASSOC
230 | NORTHWOODS DR | 43235-4406 | Active | AE9577 | FEBCO | 765 | PVB | 1.000 | 91813 | LEFT SIDE OF HOUSE
245 | NORTHWOODS DR | 43235-4411 | Active | CB164154 | WILKINS | 720A | PVB | 0.750 | 3611351 | FRONT OF HOUSE RIGHT OF FRONT DOOR
282 | NORTHWOODS DR | 43235-4422 | Active | H152859 | FEBCO | 765 | PVB | 0.750 | 94090 | REAR OF HOME
1280 | NORTON AVE | 43228 | Active | 1763341111 | AMES | 3000SS | DCDA | 3.000 | 103048 | MECH ROOM
1280 | NORTON AVE | 43228 | Active | L90865 | WILKINS | 375 | RP | 3.000 | 3607526 | MECH ROOM
1280 | NORTON AVE | 43228 | Not Required by DOW | 3607715 | WILKINS | 975XLBMS | RP | 1.000 | 102752 | MECH ROOM
1280 | NORTON AVE | 43228 | Active | 67548 | AMES | 2000B | DC | 0.750 | 103046 | MECH ROOM
1314 | NORTON AVE | 43212 | Active | N45510 | WILKINS | 350DA | DCDA | 6.000 | 3616908 | SOUTH MECHANICAL ROOM
1314 | NORTON AVE | 43212 | Active | X32761 | WILKINS | 375A | RP | 4.000 | 3616757 | SOUTH MECHANICAL ROOM
1314 | NORTON AVE | 43212 | Active | 4007320 | WILKINS | 950XLD | DC | 0.750 | 3616907 | SOUTH MECHANICAL ROOM
1330 | NORTON AVE | 43212-3125 | Active | ACF2724 | WILKINS | 975XL2 | RP | 1.500 | 3495016 | WEST WALL BY SLAB
1341 | NORTON AVE | 43212-3124 | Not Required by DOW | 4681025 | WILKINS | 975XL | RP | 0.750 | 3650797 | RP ON SPIGOT, SWIMMING POOL MECHANICAL ROOM
1341 | NORTON AVE | 43212-3124 | Active | 12671 | WILKINS | 375AST | RP | 4.000 | 3632647 | MECHANICAL ROOM WEST SIDE OF BUILDING AT DOMESTIC WATER METER
1341 | NORTON AVE | 43212-3124 | Active | 1072750418 | AMES | 5000SS | RPDA | 6.000 | 3633122 | NW MECHANICAL ROOM
1341 | NORTON AVE | 43212-3124 | Active | 14421 | AMES | 4000B | RP | 0.750 | 3633123 | NW MECHANICAL ROOM
1341 | NORTON AVE | 43212-3124 | Not Required by DOW | 31630 | WATTS | LF919QT | RP | 2.000 | 3633614 | POOL EQUIPMENT ROOM NE SIDE OF BUILDING
105 | NORTON PARK DR | 43213 | Active | 086590 | WATTS | LF009M2QT | RP | 1.500 | 3649559 | HOTBOX SE CORNER OF PARK AT FAIRWAY BLVD AND NORTON PARK DR
350 | NORTON RD | 43228-1731 | Not Required by DOW | H602850 | FEBCO | 765 | PVB | 1.000 | 95229 | NEXT TO BACK DOOR OF BLDG
350 | NORTON RD | 43228-1731 | Active | 114090 | WATTS | 009MW | RP | 1.000 | 3633056 | AFTER DOMESTIC WATER METER
415 | NORTON RD | 43119 | Not Required by DOW | 228240 | WATTS | 009M2QT | RP | 1.000 | 3652300 | CLOSET IN WOMENS BATHROOM
415 | NORTON RD | 43119 | Active | 193684 | WATTS | 009M2QT | RP | 1.000 | 3651699 | CLOSET IN WOMENS ROOM
434 | NORTON RD | 43228-7602 | Not Required by DOW | 142695 | WILKINS | 950 | DC | 2.000 | 63727 | GROUND FLOOR EAST SIDE OF BLDG - ABOVE WATER METER
434 | NORTON RD | 43228-7602 | Not Required by DOW | 142747 | WILKINS | 950 | DC | 2.000 | 63728 | 2ND FLOOR MECH RM - ABOVE WATER HEATERS ON FIRE LINE
434 | NORTON RD | 43228-7602 | Not Required by DOW | 22965 | WATTS | 919ZQT | RP | 0.750 | 63729 | NORTH SIDE OF BASEMENT, IN CEILING UNDER BAPTISIMAL POOL
434 | NORTON RD | 43228-7602 | Active | 116867 | AMES | 4000SS | RP | 3.000 | 88717 | BASEMENT BOILER RM
434 | NORTON RD | 43228-7602 | Not Required by DOW | F0969 | CONBRACO | 4020402 | RP | 0.750 | 89514 | IN BASEMENT BOILER ROOM OF RECTORY
441 | NORTON RD | 43228- | Active | 1060101203 | WATTS | 774X | DC | 8.000 | 90576 | BUILDING ON LEFT OFF OF NORTON ROAD
441 | NORTON RD | 43228- | Active | A319883 | WILKINS | 350XL | DC | 0.750 | 90575 | MTR HSE SW NORTON/POSTLE RUN WAY
441 | NORTON RD | 43228- | LPS - Active |  |  |  | LST |  | 3653536 | BUILDING ON LEFT OFF OF NORTON ROAD
441 | NORTON RD | 43228- | Not required by DOW | 2256948 | WILKINS | 975XL2 | RP | 2.000 | 99795 | FRONT ENTRANCE OF SULLIVANT AVE
441 | NORTON RD | 43228- | Active | 1156661105 | AMES | 4000SS | RP | 3.000 | 90577 | MTR HSE SW NORTON/POSTLE RUN WAY AT WATER METER
552 | NORTON RD | 43228-3212 | Due Install |  |  |  | RP | 0.750 | 3495064 | MTR IS ON S WALL NEXT TO SINK
554 | NORTON RD | 43228-3212 | Active | 176879 | WATTS | 009QT | RP | 2.000 | 67202 | MECH ROOM
555 | NORTON RD | 43228- | Active | WH-1663 | AMES | 400 | RP | 8.000 | 3495065 | HOT BOX
620 | NORTON RD | 43228 | Active | B112582 | WILKINS | 375XL | RP | 1.500 | 3621471 | BACK HALLWAY
749 | NORTON RD | 43228- | Active | 49420 | WATTS | 007M1PCQT | DC | 0.750 | 100304 | PIT, SOUTH SIDE OF ENTRANCE - 5556 GREEN BROTHERS BLVD
749 | NORTON RD | 43228- | Active | 1125770301 | AMES | 3000SS | DCDA | 6.000 | 72521 | MAIN METER PIT - 5556 GREEN BROTHERS BLVD
749 | NORTON RD | 43228- | Due Install |  |  |  | RP | 3.000 | 3652375 | PIT, SOUTH SIDE OF ENTRANCE - 5556 GREEN BROTHERS BLVD
901 | NORTON RD | 43119-9645 | Due Install |  |  |  | RP | 1.000 | 3632421
1001 | NORTON RD | 43119-8791 | Active | 11010690721 | AMES | 3000SS | DCDA | 4.000 | 3652253 | SOUTH WALL STOCK ROOM
1001 | NORTON RD | 43119-8791 | Active | 85408 | AMES | 2000B | DC | 0.750 | 3652254 | SOUTH WALL STOCK ROOM
1001 | NORTON RD | 43119-8791 | Active | ABM5676 | WILKINS | 975XL2 | RP | 1.000 | 3495096 | OTHER SIDE OF WALL FROM MTR IN BREAK ROOM
1041 | NORTON RD | 43119-8956 | Active | 43062 | WATTS | 919AQT | RP | 1.000 | 53694 | NEXT TO WATER METER
1090 | NORTON RD | 43228 | Active | 206229 | WATTS | 009M2QT | RP | 2.000 | 3652998 | AT METER IN HOT BOX
1101 | NORTON RD | 43119-8956 | Active | 1075361 | WILKINS | 975XLBMS | RP | 1.000 | 53889 | SE MIDDLE METER ROOM
1101 | NORTON RD | 43119-8956 | Active | 1039242 | WILKINS | 975 | RP | 0.750 | 53888 | SE MIDDLE METER ROOM
1111 | NORTON RD | 43119-8956 | Active | 49454 | WATTS | 009QT | RP | 1.000 | 53955 | LEFT SIDE OF HOUSE
1144 | NORTON RD | 43228-3250 | Active | 191508 | WATTS | 009QT | RP | 2.000 | 54048 | UNDER STAIRS MECH RM MIDDLE OF BLDG
1300 | NORTON RD | 43228-3640 | Active | 79378 | WATTS | 009M1QT | RP | 2.000 | 54593 | BUILDING WATER MAIN, IMMEDIATELY AFTER ENTERING BLDG. MTR IN PIT
1300 | NORTON RD | 43228-3640 | Due Install |  |  |  | DCDA | 8.000 | 3633591
1360 | NORTON RD | 43228- | Due Install |  |  |  | RP | 8.000 | 3639208
1360 | NORTON RD | 43228- | Active | OL-2022 | WATTS | 957 | RP | 3.000 | 3641283 | NORTH WALL MIDDLE
1360 | NORTON RD | 43228- | Active | 58422 | WATTS | 919QT | RP | 0.750 | 3641284 | NORTH WALL MIDDLE - HOT WATER HEATER
1400 | NORTON RD | 43228-3631 | Not Required by DOW | 262218 | WATTS | 909M1QT | RP | 1.500 | 54911 | BY TELEPHONE EQUIPMENT
1400 | NORTON RD | 43228-3631 | Active | 352142 | WATTS | 909M1QT | RP | 0.375 | 54912 | BY TELEPHONE EQUIPMENT
1400 | NORTON RD | 43228-3631 | Due Install |  |  |  | DCDA | 8.000 | 3624483
1771 | NORTON RD | 43119-8321 | Not Required by DOW | 449237 | WATTS | 909QT | RP | 0.750 | 56096 | REAR STOCK ROOM
1771 | NORTON RD | 43119-8321 | Active | 427152 | WATTS | 909QT | RP | 1.000 | 56094 | REAR STOCK ROOM
1771 | NORTON RD | 43119-8321 | Not Required by DOW | 441515 | WATTS | 909QT | RP | 1.000 | 56095 | REAR STOCK ROOM
1795 | NORTON RD | 43119- | Active | 1002111 | WILKINS | 975 | RP | 2.000 | 56159 | EQUIPMENT ROOM
1795 | NORTON RD | 43119- | Active | 1001577 | WILKINS | 975XLBMS | RP | 2.000 | 56158 | EQUIPMENT ROOM
1948 | NORTON RD | 43228 | Not Required by DOW | J158144 | FEBCO | 825Y | RP | 1.000 | 3654576 | FIRE PUMP ROOM
1948 | NORTON RD | 43228 | Active | WC-1700 | AMES | COLT 400 | RP | 4.000 | 3654374 | HOT BOX
1948 | NORTON RD | 43228 | Active | 69754 | AMES | 2000BM3 | DC | 0.750 | 3654376 | HOT BOX
1948 | NORTON RD | 43228 | Active | WE-0569 | AMES | COLT 300BF | DCDA | 10.000 | 3654375 | HOT BOX
1954 | NORTON RD | 43228-3629 | Active | 48385 | WILKINS | 975 | RP | 1.000 | 56738 | SECOND HANGAR NW OF TERMINAL BUILDING. S WALL BEHIND WATER METER
1968 | NORTON RD | 43228-3629 | Due Install |  |  |  | RP |  | 3495105
1990 | NORTON RD | 43228-3629 | Active | 50191 | WATTS | 009QT | RP | 2.000 | 56883 | HANGAR NE OF JP'S BBQ, SE OUTSIDE DOOR AT WATER METER
2000 | NORTON RD | 43228-3667 | Active | 456932 | WATTS | 909 | RP | 1.000 | 3604474 | GENERATOR, BASEMENT BOILER ROOM
2000 | NORTON RD | 43228-3667 | Due Install |  |  |  | RP |  | 3633167
2000 | NORTON RD | 43228-3667 | Active | 43170 | WATTS | 009M1QT | RP | 1.500 | 56981 | BASEMENT IN BOILER ROOM ABOVE WATER METER
2000 | NORTON RD | 43228-3667 | Active | 486326 | WATTS | 909QT | RP | 0.750 | 56985 | MECH ROOM BASEMENT
2000 | NORTON RD | 43228-3667 | Active | 47668 | WATTS | 009QT | RP | 1.500 | 56984 | BOLTONFIELD TERMINAL--BASEMENT IN BOILER ROOM ABOVE WATER METER
2000 | NORTON RD | 43228-3667 | Active | 457787 | WATTS | 909QT | RP | 0.750 | 56983 | BOILER ROOM, NEXT TO BOILER IN BASEMENT
2055 | NORTON RD | 43119- | Active | 354323 | WATTS | 909M1QT | RP | 2.000 | 57124 | NEXT TO WATER METER
1034 | NORWAY DR | 43221-1658 | Active | 234081 | WATTS | 800M4QT | PVB | 0.750 | 53683 | FRONT OF HOUSE
1301 | NORWELL DR | 43220-3956 | Active | CB674766 | WILKINS | 720 | PVB | 0.750 | 3495207 | LEFT OF FRONT DOOR
1328 | NORWELL DR | 43220-3957 | Active | T303397 | WILKINS | 720A | PVB | 0.750 | 100672 | FRONT
5123 | NORWICH ST | 43026-1486 | Active | 37824 | WATTS | 009M2QT | RP | 1.500 | 66087 | EAST WALL MECH ROOM
5132 | NORWICH ST | 43026-1442 | Not Required by DOW | 749658 | WILKINS | 720A | PVB | 1.000 | 66104 | RIGHT REAR Southside
5132 | NORWICH ST | 43026-1442 | Active | 60395 | WATTS | 009M3QT | RP | 0.750 | 66103 | SW BASEMENT AT WATER METER
5138 | NORWICH ST | 43026-1442 | Active | A106960 | WILKINS | 720A | PVB | 0.750 | 66113 | LEFT SIDE FROM STREET VIEW
5138 | NORWICH ST | 43026-1442 | Active | 236402 | WATTS | 009QT | RP | 1.000 | 66112 | IN CLOSER WITH OPENING TO CRAWL SPACE
5142 | NORWICH ST | 43026 | Active | 156409 | WATTS | 009M2QT | RP | 2.000 | 3649574 | METER BUILDING
5142 | NORWICH ST | 43026 | Active | 63987 | AMES | 2000BM3 | DC | 0.750 | 3649576 | METER BUILDING AT ENTRANCE
5142 | NORWICH ST | 43026 | Active | VB-0311 | AMES | COLT 300GV | DCDA | 6.000 | 3649575 | IN METER BLDG AT ENTRANCE
5231 | NORWICH ST | 43026-1444 | Active | 4665172 | WILKINS | 975XL2 | RP | 0.750 | 3495413 | BSMNT UNDER STEPS SY SUMP PUMP AT WATER METER
5265 | NORWICH ST | 43026-1424 | Active | 114251 | FEBCO | 765 | PVB | 0.750 | 66525 | LEFT REAR OF BUILDING
5265 | NORWICH ST | 43026-1424 | Active | 4075218 | WILKINS | 975 | RP | 0.750 | 3611656 | BASEMENT
5265 | NORWICH ST | 43026-1424 | Active | 595367 | WATTS | 800M4QT | PVB | 1.000 | 66527 | LEFT FRONT OF BUILDING
2909 | NORWOOD ST | 43224-4237 | Active | t257837 | wilkins | 720A | PVB | 0.750 | 92049 | BACK OF HOUSE
5000 | NOTTING HILL DR | 43054 | Active | 363535 | WATTS | 800M4FR | PVB | 0.750 | 102474 | LEFT SIDE OF HOUSE
5051 | NOTTING HILL DR | 43054-7901 | Active | T042173 | WILKINS | 720A | PVB | 0.750 | 101503 | RIGHT SIDE OF HOUSE
5059 | NOTTING HILL DR | 43054-7901 | Active | G246850 | WILKINS | 720A | PVB | 0.750 | 99180 | LEFT SIDE
5075 | NOTTING HILL DR | 43054 | Active | T065427 | WILKINS | 720A | PVB | 1.000 | 100147 | RIGHT SIDE OF HOUSE
5078 | NOTTING HILL DR | 43054 | Active | T065371 | WILKINS | 720A | PVB | 1.000 | 100525 | LEFT SIDE OF HOUSE
7706 | NOTTINGHAM BLVD | 43054 | Active | CAA36868 | WILKINS | 720A | PVB | 0.750 | 3648857 | RIGHT CENTER
7715 | NOTTINGHAM BLVD | 43054 | Active | T363974 | WILKINS | 720 | PVB | 0.750 | 3635371 | RIGHT SIDE OF HOUSE
6100 | NOTTINGHAM LOOP | 43054 | Not Required by DOW | CB597660 | WILKINS | 720A | PVB | 0.750 | 3647014
6100 | NOTTINGHAM LOOP | 43054 | Active | 70155 | WATTS | 919QT | RP | 1.000 | 3646518 | MECH ROOM OF CLUBHOUSE
6110 | NOTTINGHAM LOOP | 43054 | Active | T345589 | WILKINS | 720A | PVB | 0.750 | 3646123
6116 | NOTTINGHAM LOOP | 43054 | Active | T337789 | WILKINS | 720A | PVB | 0.750 | 3646767
6122 | NOTTINGHAM LOOP | 43054 | Active | T294697 | WILKINS | 720A | PVB | 0.750 | 3641277
6128 | NOTTINGHAM LOOP | 43054 | Active | CB547427 | WILKINS | 720A | PVB | 0.750 | 3641274
6134 | NOTTINGHAM LOOP | 43054 | Active | T337744 | WILKINS | 720A | PVB | 0.750 | 3646379 | LEFT CENTER
6146 | NOTTINGHAM LOOP | 43054 | Active | T441311 | WILKINS | 720 | PVB | 0.750 | 3651674 | LEFT SIDE OF HOUSE
6152 | NOTTINGHAM LOOP | 43054 | Active | CAA46454 | WILKINS | 720A | PVB | 0.750 | 3651147 | LEFT SIDE OF HOUSE
2291 | NOTTINGHAM RD | 43221-1225 | Active | 54963 | FEBCO | 765 | PVB | 1.000 | 57869 | EAST SIDE OF HOUSE
2820 | NOTTINGHAM RD | 43221-1133 | Active | 95844 | WATTS | LF919QT | RP | 0.750 | 3495853
4088 | NOTTINGHILL GATE RD | 43220-3941 | Active | 02443 | FEBCO | 765 | PVB | 1.000 | 62856 | NORTH SIDE OF HOUSE
4154 | NOTTINGHILL GATE RD | 43220-3943 | Active | CB082908 | WILKINS | 720A | PVB | 0.750 | 3495861 | BACK OF HOUSE
4167 | NOTTINGHILL GATE RD | 43220-3942 | Active | T076991 | WILKINS | 720A | PVB | 0.750 | 63133 | Left Side of House
4175 | NOTTINGHILL GATE RD | 43220-3942 | Active | 732666 | WILKINS | 720A | PVB | 0.750 | 94093 | RIGHT SIDE
4176 | NOTTINGHILL GATE RD | 43220-3943 | Active | 228560 | WILKINS | 720A | PVB | 0.750 | 63160 | BACK OF HOUSE
4760 | NUGENT DR | 43220-2953 | Active | 779189 | WILKINS | 720A | PVB | 2.000 | 64973 | RT SIDE OF 4760 NUGENT
158 | NURSERY LN | 43206-3579 | Not Required by DOW | [5 empty] | 3495910
160 | NURSERY LN | 43206-3579 | Not Required by DOW |  |  |  | RP |  | 3495911 | AT METER
8354 | NUTHATCH WAY | 43235-1480 | Active | 251606 | WATTS | LF009M2QT | RP | 1.000 | 73753 | BACK OF HOUSE
1291 | NW ARLINGTON AVE | 43212-3202 | Active | G204778 | WILKINS | 720A | PVB | 0.750 | 93030 | FRONT OF HOUSE
1427 | NW ARLINGTON AVE | 43212-3203 | Active | G246099 | WILKINS | 720A | PVB | 0.750 | 99154 | LEFT SIDE OF HOUSE
1449 | NW ARLINGTON AVE | 43212-3203 | Active | CB388431 | WILKINS | 720A | PVB | 0.750 | 3357054 | LEFT FRONT
1489 | NW ARLINGTON AVE | 43212-2707 | Active | H055788 | FEBCO | 765 | PVB | 0.750 | 55135 | OUTSIDE
1490 | NW ARLINGTON AVE | 43212-2708 | Active | 292789 | WATTS | 800M4FR | PVB | 0.750 | 101791 | OUTSIDE NW CORNER OF MAIN HOUSE
1538 | NW ARLINGTON AVE | 43212-2710 | Active | T417736 | WILKINS | 720A | PVB | 0.750 | 3357057
1564 | NW ARLINGTON AVE | 43212-2710 | Active | CB443253 | WILKINS | 720 | PVB | 0.750 | 3357060 | LEFT SIDE OF HOUSE
1663 | NW ARLINGTON AVE | 43212-1917 | Active | H527275 | FEBCO | 765 | PVB | 0.750 | 97764 | right side of house
1685 | NW ARLINGTON AVE | 43212-1919 | Active | G205058 | WILKINS | 720A | PVB | 0.750 | 93029 | RIGHT SIDE OF HOUSE
1695 | NW ARLINGTON AVE | 43212-1919 | Active | T387032 | WILKINS | 720A | PVB | 0.750 | 3356914 | LEFT FRONT
1700 | NW ARLINGTON AVE | 43212-1918 | Active | CB079940 | WILKINS | 720 | PVB | 0.750 | 3357077 | Left side
1730 | NW ARLINGTON AVE | 43212-1920 | Active | DJ7090 | FEBCO | 765 | PVB | 0.750 | 55986 | OUTSIDE
1740 | NW ARLINGTON AVE | 43212-1920 | Active | CB075281 | WILKINS | 720A | PVB | 0.750 | 89629 | BACK OF HOUSE
1760 | NW ARLINGTON AVE | 43212-1920 | Active | T225144 | WILKINS | 720A | PVB | 0.750 | 56067 | LEFT SIDE OF HOUSE
1775 | NW ARLINGTON AVE | 43212-1921 | Active | G242425 | WILKINS | 720A | PVB | 0.750 | 97130 | LEFT SIDE OF FRONT DOOR
1811 | NW ARLINGTON AVE | 43212-1993 | Active | 019973 | WATTS | 800M4QT | PVB | 0.750 | 3611563 | OUTSIDE, SOUTH SIDE OF HOUSE
1864 | NW ARLINGTON AVE | 43212-1923 | Active | 874841 | WILKINS | 720A | PVB | 0.750 | 92196 | FRONT OF HOUSE
1901 | NW ARLINGTON AVE | 43212-1900 | Active | A02449 | WATTS | 009M2PCQT | RP | 1.500 | 91059 | MECH ROOM @ WATER METER
1922 | NW ARLINGTON AVE | 43212-1038 | Active | H743005 | FEBCO | 765 | PVB | 0.750 | 3357092 | SOUTH SIDE OF HOUSE
1931 | NW ARLINGTON AVE | 43212-1066 | Active | T084852 | WILKINS | 720A | PVB | 0.750 | 102134 | REAR OF HOUSE
1975 | NW ARLINGTON AVE | 43212-1039 | Active | 809555 | WILKINS | 720A | PVB | 1.000 | 56819 | FRONT LEFT OF FRONT DOOR
2012 | NW ARLINGTON AVE | 43212-1070 | Active | 238817 | WILKINS | 420 | PVB | 1.000 | 57024 | FRONT OF HOUSE
2064 | NW ARLINGTON AVE | 43221-4312 | Due Install |  |  |  | RP | 1.000 | 3357105 | IN BSMNT THRU 2064 AT WATER METER
2066 | NW ARLINGTON AVE | 43221-4312 | Due Install |  |  |  | RP | 0.750 | 3357106 | IN BSMNT THRU 2064 AT WATER METER
2068 | NW ARLINGTON AVE | 43221-4312 | Due Install |  |  |  | RP | 0.750 | 3357108 | BSMNT THRU 2068 AT WATER METER
2121 | NW ARLINGTON AVE | 43221-4339 | Active | 4238803 | WILKINS | 975XL2 | RP | 0.750 | 57379 | BOILER ROOM OVER BOILER
2141 | NW ARLINGTON AVE | 43221-4225 | Active | CB2215327 | WILKINS | 720A | PVB | 1.000 | 87188 | RIGHT RIGHT FRONT
2208 | NW ARLINGTON AVE | 43221-4248 | Active | T240286 | WILKINS | 720A | PVB | 0.750 | 3357124 | TEWKSBURY SIDE OF BUILDING
2208 | NW ARLINGTON AVE | 43221-4248 | Due Install |  |  |  | PVB | 1.000 | 3653629 | at water meter
2253 | NW ARLINGTON AVE | 43221-4229 | Active | BB3276 | FEBCO | 765 | PVB | 0.750 | 3357132 | RIGHT SIDE OF HOUSE
2259 | NW ARLINGTON AVE | 43221-4229 | Active | CB43215 | WILKINS | 720 | PVB | 0.750 | 3357133 | FRONT OF HOUSE
2279 | NW ARLINGTON AVE | 43221-4249 | Active | 631385 | WATTS | 800QT | PVB | 1.000 | 89630 | FRONT OF HOUSE
2315 | NW ARLINGTON AVE | 43221-3748 | Active | T239823 | WILKINS | 720 | PVB | 0.750 | 3357138 | RIGHT SIDE OF HOUSE
2318 | NW ARLINGTON AVE | 43221-3749 | Active | T055357 | WILKINS | 720A | PVB | 1.000 | 103093 | FRONT
2319 | NW ARLINGTON AVE | 43221-3748 | Active | H024330 | FEBCO | 765 | PVB | 0.750 | 101567 | RIGHT SIDE OF HOUSE BEHIND CEDAR FENCE
2328 | NW ARLINGTON AVE | 43221-3749 | Active | H817055 | FEBCO | 765 | PVB | 1.000 | 89631 | FRONT OF HOUSE
2342 | NW ARLINGTON AVE | 43221-3749 | Active | T252105 | WILKINS | 720A | PVB | 1.000 | 3609930 | LEFT SIDE OF HOUSE
2376 | NW ARLINGTON AVE | 43221-3767 | Active | 103246 | WATTS | 800QT | PVB | 0.750 | 58113 | FRONT CENTER OF HOUSE
2384 | NW ARLINGTON AVE | 43221-3751 | Active | 229825 | WATTS | 009M3QT | RP | 0.750 | 96906 | LEFT MIDDLE
2390 | NW ARLINGTON AVE | 43221-3751 | Active | 22304 | WATTS | 800M4QT | PVB | 0.750 | 89633 | FRONT LEFT
1631 | NW PROFESSIONAL PLZ | 43220-3866 | Active | 084705 | WATTS | LF009M2QT | RP | 1.500 | 3510674 | BSMNT NE AT WATER METER
1651 | NW PROFESSIONAL PLZ | 43220-3866 | Active | 089332 | WATTS | LF009M2QT | RP | 1.500 | 3630254 | BSMNT E MECH/METER AREA ROOM AT WATER METER
1651 | NW PROFESSIONAL PLZ | 43220-3866 | Not Required by DOW | EM15 | FEBCO | 765 | PVB | 1.000 | 101102 | WEST SIDE OF BUILDING
1651 | NW PROFESSIONAL PLZ | 43220-3866 | Not Required by DOW | 214531 | WATTS | LF009M2QT | RP | 1.000 | 98206 | BSMNT E MECH AREA AT DEDUCT METR
1691 | NW PROFESSIONAL PLZ | 43220-3866 | Not Required by DOW | 14292 | WATTS | 919QT | RP | 1.500 | 55847 | MECHANICAL ROOM LOWER LEVEL--CHILLER #3
1691 | NW PROFESSIONAL PLZ | 43220-3866 | Not Required by DOW | 14293 | WATTS | 919QT | RP | 1.500 | 55846 | IN PUMP ROOM
1691 | NW PROFESSIONAL PLZ | 43220-3866 | Active | W29E102 | WILKINS | 975XL | RP | 1.000 | 55849 | LOWER LEVEL MECHANICAL ROOM FOR COOLING TOWERS
1691 | NW PROFESSIONAL PLZ | 43220-3866 | Active | 193439 | WATTS | 909 | RP | 3.000 | 100685 | MECH ROOM LOWER BASEMENT
1660 | NW PROFESSIONAL PLZ UNIT A | 43220-3854 | Due Install |  |  |  | RP | 0.750 | 3510675 | UTILITY ROOM HALLWAY N/SUITE A
6800 | OAK CREEK DR | 43229-1501 | Active | 30249 | AMES | 3000SS | DCDA | 6.000 | 70714 | N END OF GARAGE/DOCK AREA BY GAS MTR/LINE
6800 | OAK CREEK DR | 43229-1501 | Active | 587618 | WILKINS | 975 | RP | 2.000 | 70715 | NW CORNER N END OF GARAGE/DOCK AREA AT WATER METER
6800 | OAK CREEK DR | 43229-1501 | Active | 86074 | WATTS | 007QT | DC | 0.750 | 70716 | N END OF GARAGE/DOCK AREA
6810 | OAK CREEK DR | 43229-1501 | Active | 3019811 | WILKINS | 975XLBMS | RP | 2.000 | 96665 | WATER METER MECH ROOM NW CORNER
6865 | OAK CREEK DR | 43229-1501 | Active | 68228 | WATTS | 009QT | RP | 0.500 | 70857 | LOWER LEVEL MECHANICAL ROOM N.W. CORNER
6865 | OAK CREEK DR | 43229-1501 | Active | 18475 | WATTS | 009QT | RP | 1.500 | 70856 | LOWER LEVEL MECHANICAL ROOM NW
1631 | OAK HILL RD | 43220-3848 | Active | G086209 | WILKINS | 720A | PVB | 0.750 | 94143 | LEFT SIDE
1681 | OAK HILL RD | 43220-3848 | Active | G242134 | WILKINS | 720A | PVB | 0.750 | 100936 | RIGHT SIDE OF HOUSE
7959 | OAK MEADOW DR | 43016 | Active | CB154062 | WILKINS | 720A | PVB | 0.750 | 3611780 | LEFT FRONT
8001 | OAK MEADOW DR | 43016-6715 | Active | 61523 | AMES | 2000B | DC | 0.750 | 99198 | SPRINKLER ROOM
8001 | OAK MEADOW DR | 43016-6715 | Active | 10086 | WATTS | 919AQT | RP | 1.500 | 98595 | MECHANIC ROOM SOUTH
8001 | OAK MEADOW DR | 43016-6715 | Active | 674862 | WATTS | 800QT | PVB | 1.000 | 97412 | MECH ROOM
8001 | OAK MEADOW DR | 43016-6715 | Active | 66062 | AMES | 3000SS | DCDA | 4.000 | 99199 | SPRINKLER ROOM
8007 | OAK MEADOW DR | 43016 | Active | T361345 | WILKINS | 720A | PVB | 0.750 | 102911 | LEFT FRONT
8011 | OAK MEADOW DR | 43016 | Active | Hb36991 | FEBCO | 765 | PVB | 0.750 | 3608292 | LEFT FRONT
8019 | OAK MEADOW DR | 43016 | Active | T271883 | WILKINS | 720A | PVB | 0.750 | 3620084 | Right Front
8035 | OAK MEADOW DR | 43016 | Active | eab1372 | WILKINS | 720A | PVB | 0.750 | 3615336 | LEFT FRONT
8040 | OAK MEADOW DR | 43016 | Active | CB113638 | Wilkins | 720A | PVB | 0.750 | 3606257 | LEFT FRONT BEHIND GAS MTR
8051 | OAK MEADOW DR | 43016 | Active | t411150 | WILKINS | 720A | PVB | 0.750 | 99353 | LEFT SIDE OF HOUSE CENTER
8059 | OAK MEADOW DR | 43016 | Active | CB113672 | WILKINS | 720A | PVB | 0.750 | 3611732 | Left Middle
8064 | OAK MEADOW DR | 43016-6811 | Active | F006146 | WILKINS | 720A | PVB | 0.750 | 97822 | LEFT SIDE OF HOUSE FROM STREET (WEST)
8067 | OAK MEADOW DR | 43016-6715 | Active | T434993 | WILKINS | 720A | PVB | 0.750 | 98211 | RIGHT SIDE OF HOUSE FROM STREET (WEST)
3245 | OAK SPRING RD | 43219-3067 | Active | 229442 | WILKINS | 975 | RP | 1.000 | 60283 | BOILER ROOM, Mifflin H.S.
3245 | OAK SPRING RD | 43219-3067 | Active | 3868643 | WILKINS | 975XL | RP | 1.500 | 3351167 | INSIDE GATE AT ENTRANCE TO FOOTBALL STADIUM (SOUTH END)
3245 | OAK SPRING RD | 43219-3067 | Due Install |  |  |  | RP | 6.000 | 3629887
3245 | OAK SPRING RD | 43219-3067 | Active | 229391 | WILKINS | 975 | RP | 1.000 | 60282 | SOUTH MECHANCIAL ROOM, Mifflin H.S.
3096 | OAK SPRING ST | 43219-3019 | Active | 58779 | WATTS | 800QT | DC | 0.750 | 59953 | IN BASEMENT--UTILITY ROOM
3230 | OAK SPRING ST | 43219-3021 | Active | 14097 | AMES | 2000B | DC | 1.000 | 60235 | STORAGE ROOM
177 | OAK ST | 43235-6448 | Active | W208436 | WILKINS | 975XLBMS | RP | 1.500 | 88041 | NE MECH/WATER ROOM - OUTSIDE DR
225 | OAK ST | 43235 | Active | 59252 | WATTS | 919 | RP | 0.750 | 3649077 | MECH ROOM AT METER
365 | OAK ST | 43215- | Active | 253479 | WATTS | 009QT | RP | 1.000 | 61367 | SCREEN SHOP
394 | OAK ST | 43215-3905 | Not Required by DOW | [5 empty] | 3496001
409 | OAK ST | 43215-3960 | Active | 29923 | AMES | 007M1-QT | DC | 0.750 | 3647125 | METER ROOM N/W INSIDE
409 | OAK ST | 43215-3960 | Active | 198305 0120 | AMES | 3000SS | DCDA | 6.000 | 3647124 | METER ROOM N/W INSIDE
409 | OAK ST | 43215-3960 | Active | 1328780521 | AMES | 4000SSS | RP | 4.000 | 3496004 | METER ROOM N/W INSIDE
409 | OAK ST | 43215-3960 | LPS - Active |  |  |  | LPC |  | 3648382 | DOMESTIC PUMP
734 | OAK ST | 43205-1012 | Active | B164976 | WILKINS | 375XL | RP | 1.500 | 3496023 | AT WATER METER
754 | OAK ST | 43205-1062 | Active | 352736 | WILKINS | 975 | RP | 1.000 | 72199 | MECHANICAL ROOM ABOVE BOILER
846 | OAK ST | 43205-1113 | Not Required by DOW | [5 empty] | 3496054
891 | OAK ST | 43205-1141 | Active | 31221 | WATTS | 919QT | RP | 0.750 | 74403 | BASEMENT BY METER
1120 | OAK ST | 43205 | Active | B258373 | WILKINS | 375-XL | RP | 1.500 | 3638168 | HOTBOX OFF SIDEWALK
1186 | OAK ST | 43205-1416 | Due Install | [5 empty] | 3496113
1240 | OAK ST | 43205 | Active | 4973563 | WILKINS | 975 | RP | 2.000 | 3654424 | AT METER
1288 | OAK ST | 43205- | Active | 084845 | WATTS | LF009M2 | RP | 1.500 | 3648743 | HOT BOX
1305 | OAK ST | 43205 | Active | 59827 | AMES | 2000BM3 | DC | 0.750 | 3648259 | MECH ROOM - FIRE RISER SYSTEM BYPASS
1305 | OAK ST | 43205 | Active | UA-1027 | AMES | COLT-300GV | DCDA | 6.000 | 3648258 | MECH ROOM - FIRE RISER
1305 | OAK ST | 43205 | Active | TK-1044 | AMES | COLT 400 | RP | 3.000 | 3648257 | MECH ROOM
1610 | OAK ST | 43205-2142 | Active | 278082 | WATTS | LF009M2QT | RP | 1.000 | 3653803 | HOTBOX WEST OF BLDG 1624
1632 | OAK ST | 43205 | Active | 1103351 | AMES | 3000SS | DCDA | 6.000 | 3650054 | SPRINKLER ROOM NORTHEAST CORNER
1632 | OAK ST | 43205 | Active | 32757 | WATTS | 007M1QT | DC | 0.750 | 3650055 | SPRINKLER ROOM NORTHEAST CORNER
1632 | OAK ST | 43205 | Active | L148830 | WILKINS | 375 | RP | 3.000 | 3650053 | SPRINKLER ROOM NORTHEAST CORNER
892 | OAK ST UNIT A | 43205-1140 | Active | 11646 | WATTS | 919QT | RP | 1.500 | 99843 | IN BASEMENT, ON EAST WALL ABOUT 1/2 WAY BACK
7189 | OAK VIEW S AVE | 43016 | Active | CB072581 | WILKINS | 720A | PVB | 0.750 | 3604157 | RIGHT FRONT
4313 | OAK WOOD CT | 43016 | Active | T055352 | WILKINS | 720A | PVB | 1.000 | 101333 | RIGHT OF FRONT DOOR
4316 | OAK WOOD CT | 43016 | Active | G245715 | WILKINS | 720A | PVB | 0.750 | 99821 | LEFT SIDE FRONT CORNER
4321 | OAK WOOD CT | 43016-7344 | Active | CB686631 | WILKINS | 720A | PVB | 0.750 | 97250 | RIGHT FRONT
4324 | OAK WOOD CT | 43016 | Active | 332046 | WATTS | 800M4QT | PVB | 0.750 | 99946 | LEFT CORNER OF HOUSE
4332 | OAK WOOD CT | 43016-7344 | Active | G208241 | WILKINS | 720A | PVB | 0.750 | 92396 | LEFT SIDE
4337 | OAK WOOD CT | 43016-7344 | Active | G204819 | WILKINS | 720A | PVB | 0.750 | 92261 | RIGHT SIDE OF HOUSE
4345 | OAK WOOD CT | 43016-7344 | Active | H516693 | FEBCO | 765 | PVB | 0.750 | 95724 | RIGHT SIDE OF HOUSE
4348 | OAK WOOD CT | 43016-7344 | Active | G245472 | WILKINS | 720A | PVB | 0.750 | 98703 | LEFT HAND SIDE
4353 | OAK WOOD CT | 43016-7344 | Active | G044073 | WILKINS | 720A | PVB | 0.750 | 91577 | RIGHT SIDE
4356 | OAK WOOD CT | 43016-7344 | Active | G104651 | WILKINS | 720A | PVB | 0.750 | 96958 | LEFT CENTER
3300 | OAKBEND BLVD | 43110- | Due Install |  |  |  | RP | 6.000 | 3496432
6745 | OAKFAIR AVE | 43235-2734 | Active | 248697 | WATTS | 800M4QT | PVB | 1.000 | 70582 | LEFT OF FRONT PORCH
6826 | OAKFAIR AVE | 43235-2735 | Active | 325100 | WATTS | 800QT | PVB | 1.000 | 70775 | FRONT OF HOUSE LEFT FRONT DOOR
6855 | OAKFAIR AVE | 43235-2734 | Active | 181283 | WILKINS | 420 | PVB | 1.000 | 70842 | LEFT SIDE OF HOUSE
6882 | OAKFAIR AVE | 43235-2735 | Active | 181268 | WILKINS | 420 | PVB | 1.000 | 70881 | LEFT SIDE OF HOUSE
7639 | OAKHURST LN | 43235-1642 | Active | 223818 | WILKINS | 420 | PVB | 1.000 | 87436 | FRONT RIGHT OF DOOR AT OFFSET
7653 | OAKHURST LN | 43235-1642 | Active | 432426 | WATTS | 800M4QT | PVB | 1.000 | 72430 | FRONT, UNDER WINDOW
3267 | OAKLAND HILLS DR | 43147-9814 | Active | 556347 | WATTS | 800M4QT | PVB | 1.000 | 60340 | LEFT SIDE OF HOUSE
56 | OAKLAND PARK AVE | 43214-4120 | Active | CB987022 | WILKINS | 720A | PVB | 1.000 | 94144 | RIGHT SIDE OF FRONT PORCH
228 | OAKLAND PARK AVE | 43214-4122 | Active | 817413 | WILKINS | 720A | PVB | 0.750 | 57830 | RR OF HSE
585 | OAKLAND PARK AVE | 43214-4127 | Active | ACJ9972 | WILKINS | 975XL2 | RP | 1.500 | 3496929 | WATER METER IN PARTS DEPARTMENT
596 | OAKLAND PARK AVE | 43214-4128 | Active | 4625359 | WILKINS | 975 | RP | 2.000 | 68407 | 595 OAKLAND PARK, MECHANICAL ROOM AT METER
600 | OAKLAND PARK AVE | 43214-4128 | Active | 18715 | WATTS | LF919QT | RP | 1.500 | 3607386 | BASEMENT
600 | OAKLAND PARK AVE | 43214-4128 | Not Required by DOW | 120143 | WATTS | 009M3QT | RP | 0.750 | 89943 | BASEMENT
609 | OAKLAND PARK AVE | 43214-4127 | Active | 3845765 | WILKINS | 975XL2 | RP | 1.500 | 104176 | AFTER METER UTILITY ROOM
620 | OAKLAND PARK AVE | 43214-4128 | Active | 9495 | WATTS | 009QT | RP | 1.500 | 69349 | JANITORS CLOSET AT WATER METER - MECH ROOM
620 | OAKLAND PARK AVE | 43214-4128 | Due Install |  |  |  | RP | 1.500 | 3641375
620 | OAKLAND PARK AVE | 43214-4128 | Due Install |  |  |  | DCDA | 6.000 | 3626838 | IN PIT SOUTHEAST SIDE OF 640 PARKING GARAGE BY RAILROAD TRACKS
629 | OAKLAND PARK AVE | 43214-4127 | Active | 621641 | WATTS | 909QT | RP | 0.750 | 92937 | BASEMENT
640 | OAKLAND PARK AVE | 43214- | Active | 55583 | WATTS | LF919QT | RP | 0.750 | 3608142 | SW CORNER OF PARKING GARAGE
640 | OAKLAND PARK AVE | 43214- | Active | 1828680614 | AMES | 3000 | DCDA | 4.000 | 3496931 | SW CORNER OF PARKING GARAGE
640 | OAKLAND PARK AVE | 43214- | Active | 72571 | AMES | 2000B | DC | 0.750 | 3626843 | SW CORNER OF PARKING GARAGE
681 | OAKLAND PARK AVE | 43224- | Active | A25340 | WATTS | 009M2QT | RP | 1.000 | 91207 | IN WOMENS RESTROOM BY METER - BUILDING 679
683 | OAKLAND PARK AVE | 43224-3936 | Active | 32478 | WATTS | 009M1QT | RP | 1.500 | 70779 | INSIDE GARAGE NORTH END
683 | OAKLAND PARK AVE | 43224-3936 | Active | 54843 | AMES | 2000BM3 | DC | 0.750 | 3646026
683 | OAKLAND PARK AVE | 43224-3936 | Active | TA-1305 | AMES |  | DCDA | 6.000 | 3635143
774 | OAKLAND PARK AVE | 43224- | Not Required by DOW | [5 empty] | 3496940
780 | OAKLAND PARK AVE | 43224-3210 | Due Install | [5 empty] | 3496941
866 | OAKLAND PARK AVE | 43224-3258 | Active | 89068 | WATTS | LF919QT | RP | 0.750 | 3635890 | IN SEATING AREA IN WALL
868 | OAKLAND PARK AVE | 43224-3258 | Due Install |  |  |  | RP |  | 3496960
890 | OAKLAND PARK AVE | 43224-3258 | Active | 4811456 | WILKINS | 975 | RP | 0.750 | 3496965 | MECH ROOM WEST WALL
910 | OAKLAND PARK AVE | 43224- | Active | 280256 | WATTS | 909M1QT | RP | 1.500 | 74545 | INSIDE BY WATER METER
913 | OAKLAND PARK AVE | 43224-3259 | Not Required by DOW | [5 empty] | 3496970
940 | OAKLAND PARK AVE | 43224-3310 | Not Required by DOW | [5 empty] | 3496975
960 | OAKLAND PARK AVE | 43224-3310 | Due Install |  |  |  | RP |  | 3496979
968 | OAKLAND PARK AVE | 43224- | Due Install |  |  |  | RP |  | 3496981 | AT METER
970 | OAKLAND PARK AVE | 43224-3310 | Due Install |  |  |  | RP |  | 3496982
1150 | OAKLAND PARK AVE | 43224- | Active | ABS5359 | WILKINS | 975XL2 | RP | 1.000 | 3497021 | NE CORNER BUILDING
1230 | OAKLAND PARK AVE | 43224-3320 | Due Install |  |  |  | RP | 1.500 | 3497033 | NE MECH/BOILER ROOM AT WATER METER
1326 | OAKLAND PARK AVE | 43224-3538 | Active | 58998 | WATTS | 009QT | RP | 1.000 | 54692 | MECHANICAL ROOM -- OFFICE
1360 | OAKLAND PARK AVE | 43224-3507 | Active | 4665169 | WILKINS | 975XL | RP | 0.750 | 3497051 | MID S MECH/UTLTY AREA AT WATER METER
1366 | OAKLAND PARK AVE | 43224-3507 | Active | B316155 | WILKINS | 375 | RP | 0.750 | 3497052 | NEXT TO METER
1401 | OAKLAND PARK AVE | 43224-3508 | Due Install |  |  |  | RP | 0.750 | 3497054
1408 | OAKLAND PARK AVE | 43224-3507 | Not Required by DOW |  |  |  | RP |  | 3497055
1414 | OAKLAND PARK AVE | 43224 | Active | 35079 | WATTS | 919ZQT | RP | 1.000 | 101192 | METER ROOM
1449 | OAKLAND PARK AVE | 43224-3509 | Active | 3914270 | WILKINS | 975XL2 | RP | 1.000 | 3497061 | MECHANICAL ROOM
1449 | OAKLAND PARK AVE | 43224-3509 | Not Required by DOW | 3927592 | WILKINS | 975XL2 | RP | 1.000 | 3606339 | MECHANICAL ROOM
1465 | OAKLAND PARK AVE | 43224-3509 | Active | 20081B | WILKINS | 350ASTDA | DCDA | 6.000 | 3648928 | BASEMENT RISER ROOM
1465 | OAKLAND PARK AVE | 43224-3509 | Active | HC38698 | WILKINS | 975XLD | DC | 0.750 | 3648927 | BASEMENT RISER ROOM
1465 | OAKLAND PARK AVE | 43224-3509 | Not Required by DOW | UG-2514 | WATTS | 957 | RP | 3.000 | 3648876 | RM 001
1465 | OAKLAND PARK AVE | 43224-3509 | Active | UG-2570 | WATTS | 957 | RP | 3.000 | 3648480 | BSMT NORTH WALL IN METER ROOM
1476 | OAKLAND PARK AVE | 43224-3507 | Not Required by DOW | [5 empty] | 3497062
1614 | OAKLAND PARK AVE | 43224-3552 | Due Install |  |  |  | RP | 1.000 | 3497091 | METER BASEMENT SOUTHWEST CORNER
1628 | OAKLAND PARK AVE | 43224-3552 | Active | 85094 | WATTS | LF919QT | RP | 0.750 | 3646598 | BOILER ROOM OF SCHOOL
1628 | OAKLAND PARK AVE | 43224-3552 | Due Install |  |  |  | RP | 3.000 | 3496748
1871 | OAKLAND PARK AVE | 43224-3654 | Due Install |  |  |  | RP |  | 3497137
1911 | OAKLAND PARK AVE | 43224-3630 | Active | 240441 | WATTS | 009M2QT | RP | 2.000 | 56606 | NEXT TO WATER METER
1156 | OAKLAND PARK AVE UNIT A | 43224-3317 | Active | H1849172 | FEBCO | 765 | PVB | 0.750 | 3497023 | LEFT SIDE OF THE EDUCATION CENTER
1156 | OAKLAND PARK AVE UNIT A | 43224-3317 | Due Install |  |  |  | RP | 1.500 | 3647000 | METER VAULT SW CORNER OF PROPERTY
1225 | OAKLAND PARK AVE UNIT A | 43224-3319 | Due Install |  |  |  | RP | 1.000 | 3632758 | BASEMENT SOUTHEAST CORNER
1225 | OAKLAND PARK AVE UNIT A | 43224-3319 | Active | 46074 | WATTS | 008PCQT | SVB | 0.500 | 54364 | BACK WALL MEAT ROOM
1225 | OAKLAND PARK AVE UNIT A | 43224-3319 | Active | 39574 | WATTS | 008PCQT | SVB | 0.500 | 54363 | BACK WALL KITCHEN
2040 | OAKLAND PARK AVE UNIT B | 43224-3848 | Not Required by DOW |  |  |  | RP |  | 3558033
7394 | OAKMEADOWS DR | 43085-1719 | Active | 298121 | WATTS | 800M4QT | PVB | 0.750 | 94145 | FRONT RIGHT
7436 | OAKMEADOWS DR | 43085-1720 | Active | T417977 | WILKINS | 720A | PVB | 0.750 | 94146 | LEFT FRONT
5666 | OAKMONT DR | 43232-3043 | Active | V14104 | WILKINS | 350ADA | DCDA | 8.000 | 98075 | BOILER ROOM OAKMONT E.S.
5666 | OAKMONT DR | 43232-3043 | Active | 2731108 | WILKINS | 950 | DC | 1.000 | 98074 | BOILER ROOM OAKMONT E.S.
5666 | OAKMONT DR | 43232-3043 | Active | IC1695 | WATTS | 957RPDA-GV | RPDA | 3.000 | 95901 | BOILER ROOM - Oakmont E. S.
5666 | OAKMONT DR | 43232-3043 | Active | 17806 | WATTS | 919AQT | RP | 0.750 | 95900 | BOILER ROOM - Oakmont E. S.
2101 | OAKMOUNT RD | 43221-1229 | Active | CB170142 | WILKINS | 720A | PVB | 0.750 | 3497685 | RIGHT SIDE
2109 | OAKMOUNT RD | 43221-1229 | Active | EAF5217 | WILKINS | 720A | PVB | 0.750 | 3497686 | RIGHT SIDE OF HOUSE
2176 | OAKMOUNT RD | 43221-1230 | Active | CB659430 | WILKINS | 720A | PVB | 0.750 | 3497695 | LEFT OF FRONT DOOR
2730 | OAKRIDGE CT | 43221-2526 | Active | CB153118 | WILKINS | 720A | PVB | 0.750 | 3497697 | RIGHT SIDE OF HOUSE
3010 | OAKRIDGE RD | 43221-2529 | Active | 3992238 | WILKINS | 975XL | RP | 0.750 | 3497708 | LEFT SIDE OF THE HOUSE
3038 | OAKRIDGE RD | 43221-2529 | Active | 902651 | WILKINS | 720A | PVB | 0.750 | 3497710 | FRONT OF HOUSE
3040 | OAKRIDGE RD | 43221-2529 | Active | ED2532 | FEBCO | 765 | PVB | 1.000 | 59855 | FRONT LEFT BY GAS METER
3050 | OAKRIDGE RD | 43221-2529 | Active | T081708 | WILKINS | 720A | PVB | 0.750 | 101874 | LEFT OF FRONT DOOR
3060 | OAKRIDGE RD | 43221-2529 | Active | G169907 | WILKINS | 720A | PVB | 0.750 | 97097 | LEFT SIDE OF HOUSE
3070 | OAKRIDGE RD | 43221-2529 | Active | 531629 | WILKINS | 720A | PVB | 0.750 | 59907 | FRONT OF HOUSE
3105 | OAKRIDGE RD | 43221-2530 | Active | F082578 | WILKINS | 720A | PVB | 0.750 | 97621 | left side
4337 | OAKS SHADOW DR | 43054-5001 | Active | T097033 | WILKINS | 720A | PVB | 0.750 | 101989 | LEFT SIDE OF HOME
4345 | OAKS SHADOW DR | 43054-5001 | Active | CB867364 | WILKINS | 720A | PVB | 0.750 | 3592626 | LEFT SIDE
4353 | OAKS SHADOW DR | 43054-5001 | Active | T387162 | WILKINS | 720A | PVB | 0.750 | 3592712 | RIGHT FRONT
4410 | OAKS SHADOW DR | 43054-5021 | Active | G215117 | WILKINS | 720A | PVB | 0.750 | 95211 | LEFT SIDE OF HOUSE
7080 | OAKSTREAM CT | 43235-2199 | Active | T239867 | WILKINS | 720AU | PVB | 0.750 | 92238 | RIGHT SIDE OF HOUSE
7083 | OAKSTREAM CT | 43235-2199 | Active | DK6538 | FEBCO | 765 | PVB | 0.750 | 71385 | RIGHT SIDE OF HOUSE
7091 | OAKSTREAM CT | 43235-2199 | Active | 135864 | WATTS | 800QT | PVB | 0.750 | 71402 | LEFT SIDE OF HOUSE
996 | OAKWOOD AVE | 43206-1578 | Due Install |  |  |  | RP | 0.750 | 3497927 | AT METER SE CLOSET BY EXTERIOR DR STORAGE RM
4340 | OAKWOOD CT | 43016 | Active | T068494 | WILKINS | 720A | PVB | 0.750 | 102941 | RIGHT SIDE OF HOUSE
4361 | OAKWOOD CT | 43016 | Active | T231706 | WILKINS | 720A | PVB | 0.750 | 3602917 | LEFT SIDE OF THE HOUSE
3592 | OARLOCK CT | 43026-5702 | Active | 8414 | FEBCO | 765 | PVB | 1.000 | 61181 | RIGHT FRONT
979 | OBERLIN DR | 43221-1625 | Active | 124796 | WILKINS | 420 | PVB | 1.000 | 74899 | RIGHT SIDE
100 | OBETZ RD | 43207-4031 | Due Install |  |  |  | RP | 0.750 | 3498259 | UNDER CABINET S/W SIDE OF BUILDING
102 | OBETZ RD | 43207- | Due Install |  |  |  | RP | 1.000 | 3498260 | EAST SIDE MECH ROOM TOWARDS THE NORTH. 100 OBETZ
110 | OBETZ RD | 43207- | Due Install |  |  |  | RP | 0.625 | 3498261 | UNDER SINK GILS BATHROOM N SIDE OF BUILDING
114 | OBETZ RD | 43207-4031 | Due Install |  |  |  | RP | 0.625 | 3498262 | MECH ROOM IN BATHROOM BY FRONT DESK
301 | OBETZ RD | 43207-4036 | Active | 55759 | WATTS | 009QT | RP | 1.000 | 59795 | WATER SUPPLY ROOM OVER BOILER
301 | OBETZ RD | 43207-4036 | Active | 149490 | WATTS | 909 | RP | 3.000 | 59794 | H M C BOILER ROOM - NORTH WALL - MAINT SHOP
301 | OBETZ RD | 43207-4036 | Due Install |  |  |  | RP |  | 3635654 | AT METER
301 | OBETZ RD | 43207-4036 | Active | 1464 | AMES | 4000B | RP | 1.250 | 89456 | KITCHEN SE CORNER NEAR CEILING
301 | OBETZ RD | 43207-4036 | Active | 581421 | WATTS | 909QT | RP | 0.750 | 59796 | SOUTH BOILER ROOM
433 | OBETZ RD | 43207-4098 | Active | 162546 | WATTS | 909 | RP | 3.000 | 63688 | N ENTRANCE-WEST END GO IN BUILDING 2ND DOOR TO RIGHT..RM 404
433 | OBETZ RD | 43207-4098 | Not Required by DOW | 200941 | WATTS | LF009QT | RP | 0.500 | 63689 | IN KITCHEN
433 | OBETZ RD | 43207-4098 | Not Required by DOW | 263442 | WILKINS | 420 | PVB | 1.000 | 63690 | SE CORNER OF BUILDING 2
433 | OBETZ RD | 43207-4098 | Not Required by DOW | HE62085 | FEBCO | 765 | PVB | 1.000 | 63691 | SW CORNER OF BUILDING 3
433 | OBETZ RD | 43207-4098 | Active | 51045 | WATTS | 007QT | DC | 0.750 | 63692 | UTILITY PIT WEST OF BUILDING DRIVE WAY
433 | OBETZ RD | 43207-4098 | Not Required by DOW | F142110 | WILKINS | 720 | PVB | 0.750 | 3605655 | EAST END OF BUILDING #5
433 | OBETZ RD | 43207-4098 | Not Required by DOW | CB157633 | WILKINS | 720A | PVB | 1.000 | 63694 | EAST COURT YARD
433 | OBETZ RD | 43207-4098 | Not Required by DOW | F142112 | WILKINS | 720A | PVB | 1.000 | 100407 | SOUTH END OF BUILDING #4
433 | OBETZ RD | 43207-4098 | Not Required by DOW | H567760 | FEBCO | 765 | PVB | 0.750 | 89248 | S END OF BUILDING #1
433 | OBETZ RD | 43207-4098 | Active | 117429 | AMES | 3000SS | DCDA | 6.000 | 75060 | PIT NW OF BUILIDING
433 | OBETZ RD | 43207-4098 | Not Required by DOW | 700789 | WILKINS | 720A | PVB | 1.000 | 63697 | BY GENERATOR
433 | OBETZ RD | 43207-4098 | Not Required by DOW | 687401 | WILKINS | 720A | PVB | 1.000 | 63695 | EAST SIDE OF BUILDING
433 | OBETZ RD | 43207-4098 | Not Required by DOW | CB794457 | WILKINS | 720A | PVB | 1.000 | 63696 | NORTH SIDE
575 | OBETZ RD | 43207-4711 | Active | F1-1325 | AMES | 3000CIV | DCDA | 4.000 | 97947 | HOT BOX @ OBETZ ROAD
575 | OBETZ RD | 43207-4711 | Active | 76638 | WATTS | 009QT | RP | 1.500 | 67807 | AT WATER METER,N/W
575 | OBETZ RD | 43207-4711 | Not Required by DOW | W172379 | WILKINS | 975XLBMS | RP | 0.750 | 75046 | MECH ROOM SE BUILDING IN HALLWAY WITH CLASSROOMS
575 | OBETZ RD | 43207-4711 | Active | 168048 | WATTS | 007M1QT | DC | 0.750 | 87045 | Hot box facing Obetz Rd
1101 | OBETZ RD | 43207-4240 | Not Required by DOW | [5 empty] | 3498289
1500 | OBETZ RD | 43207-4477 | Due Install | [5 empty] | 3638083 | NEAR TOILET AREA
1500 | OBETZ RD | 43207-4477 | Active | 38129 | WATTS | 919AQT | RP | 0.750 | 55210 | NEAR TOILET AREA
1801 | OBRIEN RD | 43228-3866 | Active | 35369 | WATTS | LF919QT | RP | 2.000 | 3498313 | AT METER IN SE CORNER OF STORAGE ROOM IN BACK
1885 | OBRIEN RD | 43228-3866 | Due Install |  |  |  | RP | 1.500 | 3498314 | MTR IN ROOM ON EAST WALL IN WAREHOUSE
1489 | OCTOBER RIDGE CT | 43223-6270 | Not Required by DOW | 187870 | WATTS | 009M2 | RP | 0.750 | 55131 | MECHANICAL ROOM/BOILER ROOM ABOVE BOILERS
1489 | OCTOBER RIDGE CT | 43223-6270 | Active | 438866 | WATTS | 909M1QT | RP | 1.500 | 55132 | FRONT MECH ROOM ELECTRIC DOOR AT WATER METER BEHIND DOOR
1489 | OCTOBER RIDGE CT | 43223-6270 | Active | A009256 | FEBCO | 805YR | DC | 0.750 | 55133 | FRONT MECH/RISER ROOM BEHIND ELEVATOR ELECTRIC DOOR
1489 | OCTOBER RIDGE CT | 43223-6270 | Active | 9812171259 | FEBCO | 856 | DCDA | 3.000 | 55134 | MECH ROOM BEHIND ELEVATOR
6676 | ODDI PL | 43016 | Active | CB598371 | WILKINS | 720A | PVB | 0.750 | 3639325 | RIGHT SIDE
6677 | ODDI PL | 43016 | Active | T305941 | WILKINS | 720A | PVB | 0.750 | 3635571 | LEFT FRONT
6684 | ODDI PL | 43016 | Active | T327603 | WILKINS | 720A | PVB | 0.750 | 3638442 | LEFT SIDE
6685 | ODDI PL | 43016 | Active | CB598440 | WILKINS | 720A | PVB | 0.750 | 3635264 | RIGHT FRONT
6692 | ODDI PL | 43016 | Active | T329079 | WILKINS | 720 | PVB | 0.750 | 3635438 | LEFT SIDE
6693 | ODDI PL | 43016 | Active | 039737 | WATTS | 800M4 | PVB | 0.750 | 3643504 | RIGHT SIDE
6700 | ODDI PL | 43016 | Active | T385399 | WILKINS | 720A | PVB | 0.750 | 3646079 | LEFT FRONT
240 | ODESSA LN | 43017-1330 | Active | A10793 | FEBCO | 765 | PVB | 0.750 | 94147 | FRONT -15' RIGHT OF FRT DOOR
261 | ODESSA LN | 43017-1330 | Active | T084857 | WILKINS | 720A | PVB | 0.750 | 58757 | SIDE OF HOUSE
297 | ODESSA LN | 43017-1330 | Active | T042161 | WILKINS | 720A | PVB | 0.750 | 3498350 | BACK OF HOUSE
7627 | OGDEN WOODS BL | 43054-9639 | Active | T263370 | WILKINS | 720A | PVB | 0.750 | 72372 | NORTH SIDE
7695 | OGDEN WOODS BL | 43054 | Active | T188003 | WILKINS | 720A | PVB | 0.750 | 3607607 | FRONT OF HOUSE TO THE LEFT
7715 | OGDEN WOODS BL | 43054 | Active | H867689 | FEBCO | 765 | PVB | 0.750 | 3608077 | LEFT SIDE OF HOUSE
7464 | OGDEN WOODS BLVD | 43054-9633 | Active | CD5130 | FEBCO | 765 | PVB | 0.750 | 72037 | FRONT OF HOUSE EAST OF DOOR
7480 | OGDEN WOODS BLVD | 43054-9633 | Active | T046782 | WILKINS | 720A | PVB | 0.750 | 72074 | FRT LT OF HSE
7487 | OGDEN WOODS BLVD | 43054-9637 | Active | BC1319 | FEBCO | 765 | PVB | 0.750 | 72088 | RT SIDE OF HSE
7503 | OGDEN WOODS BLVD | 43054-9637 | Active | T380484 | WILKINS | 720A | PVB | 0.750 | 3498755 | Front of House
7504 | OGDEN WOODS BLVD | 43054-9634 | Active | CB030128 | WILKINS | 720A | PVB | 0.750 | 103121 | LEFT FRONT CORNER OF HOUSE
7517 | OGDEN WOODS BLVD | 43054-9637 | Active | 324484 | WILKINS | 720A | PVB | 0.750 | 72158 | LEFT SIDE OF HOUSE
7518 | OGDEN WOODS BLVD | 43054-9634 | Active | T329150 | WILKINS | 720A | PVB | 0.750 | 72161 | FRONT OF HOUSE
7532 | OGDEN WOODS BLVD | 43054-9634 | Active | CD5630 | FEBCO | 765 | PVB | 0.750 | 3498756 | RIGHT SIDE
7533 | OGDEN WOODS BLVD | 43054-9637 | Active | 903051 | WILKINS | 720A | PVB | 0.750 | 72191 | LEFT SIDE OF HOUSE
7548 | OGDEN WOODS BLVD | 43054-9634 | Active | H097606 | FEBCO | 765 | PVB | 0.750 | 72209 | RIGHT SIDE
7557 | OGDEN WOODS BLVD | 43054-9638 | Active | 209066 | WILKINS | 720A | PVB | 0.750 | 72232 | RIGHT FRONT OF HOUSE
7566 | OGDEN WOODS BLVD | 43054-9634 | Active | 375335 | WILKINS | 720A | PVB | 0.750 | 72253 | OUTSIDE FRONT RIGHT
7573 | OGDEN WOODS BLVD | 43054-9638 | Active | DG1682 | FEBCO | 765 | PVB | 1.000 | 72262 | EAST SIDE OF HOUSE -- OUTSIDE
7594 | OGDEN WOODS BLVD | 43054-9635 | Active | H153562 | FEBCO | 765 | PVB | 0.750 | 72288 | FRONT OF HOUSE
7595 | OGDEN WOODS BLVD | 43054-9639 | Active | CAA28922 | WILKINS | 720A | PVB | 0.750 | 72290 | RIGHT SIDE OF HOUSE
7611 | OGDEN WOODS BLVD | 43054-9639 | Active | 343699 | WATTS | 800M4FR | PVB | 0.750 | 72336 | LEFT SIDE OF HOUSE
7616 | OGDEN WOODS BLVD | 43054-9635 | Active | 601586 | WILKINS | 720A | PVB | 0.750 | 72344 | RIGHT FRONT OF HOUSE
7651 | OGDEN WOODS BLVD | 43054-9640 | Active | H642545 | FEBCO | 765 | PVB | 0.750 | 72417 | RIGHT FRONT CORNER OF HOUSE
7657 | OGDEN WOODS BLVD | 43054 | Active | CB002007 | WILKINS | 720A | PVB | 0.750 | 3636055 | RIGHT FRONT
7658 | OGDEN WOODS BLVD | 43054-9636 | Active | 3759435 | WILKINS | 975XL | RP | 1.000 | 91965 | FRONT RIGHT OF HOUSE
7665 | OGDEN WOODS BLVD | 43054 | Active | T303647 | WILKINS | 720A | PVB | 0.750 | 3629705 | LEFT OF FRONT DOOR
7672 | OGDEN WOODS BLVD | 43054-9636 | Active | 615300 | WATTS | 800M4FR | PVB | 1.000 | 89002 | LEFT FRONT
7684 | OGDEN WOODS BLVD | 43054-9636 | Active | A082396 | WILKINS | 720A | PVB | 0.750 | 72507 | RIGHT OF FRONT DOOR
7694 | OGDEN WOODS BLVD | 43054-9636 | Active | 903273 | WILKINS | 720A | PVB | 0.750 | 72537 | SOUTH SIDE OF HOUSE NEXT TO DRIVEWAY
7704 | OGDEN WOODS BLVD | 43054-9755 | Active | ZJ511 | CONBRACO | 765 | PVB | 1.000 | 91160 | RIGHT SIDE OF HOUSE
7705 | OGDEN WOODS BLVD | 43054 | Active | T257895 | WILKINS | 720A | PVB | 0.750 | 3622708 | LEFT SIDE
7714 | OGDEN WOODS BLVD | 43054-9755 | Active | A082415 | WILKINS | 720A | PVB | 0.750 | 87091 | LEFT SIDE OF HOUSE
7751 | OGDEN WOODS BLVD | 43054- | Active | 33052 | WATTS | 919QT | RP | 2.000 | 72707 | IN WATER METER BUILDING NW CORNER, 7751 OGDEN WOODS
7751 | OGDEN WOODS BLVD | 43054- | Due Install |  |  |  | RP | 3.000 | 3639201 | MTR IN SMALL BLDG
7752 | OGDEN WOODS BLVD | 43054- | Active | 564791 | WATTS | 800QT | PVB | 1.000 | 88852 | 7 Keswick Commons, FRONT INSIDE GATE
7752 | OGDEN WOODS BLVD | 43054- | Active | CB492674 | WILKINS | 720A | PVB | 0.750 | 3648666 | 29 KESWICK RIGHT SIDE OF HOUSE
7752 | OGDEN WOODS BLVD | 43054- | Due Install |  |  |  | RP | 3.000 | 3636861 | 1 KESWICK COMMONS, IN WATER METER BUILDING
7752 | OGDEN WOODS BLVD | 43054- | Active | 4503657 | WILKINS | 975XL | RP | 1.500 | 97072 | 1 KESWICK COMMONS, IN WATER METER BUILDING
7752 | OGDEN WOODS BLVD | 43054- | Active | 045695 | WATTS | 800M4QT | PVB | 0.750 | 3632649 | 35 KESWICK DR RIGHT OF HOUSE
7752 | OGDEN WOODS BLVD | 43054- | Active | CB492764 | WILKINS | 720A | PVB | 0.750 | 103477 | 29 KESWICK DR, RIGHT SIDE
1897 | OHIO DR | 43123-4839 | Active | 455752 | WILKINS | 975A | RP | 1.500 | 56542 | MECH ROOM - backflow in 1901
1933 | OHIO DR | 43123-4835 | Active | 49413 | WATTS | LF919 | RP | 1.000 | 3609359 | MECHANICAL ROOM
1953 | OHIO DR | 43123-4835 | Active | 092305 | WATTS | 009M2QT | RP | 1.500 | 56737 | MECHANICAL ROOM--TRIAD HOME HEALTH SERVICES
3430 | OHIO HEALTH PKWY | 43214 | Active | 28021 | WATTS | 007M1QT | DC | 0.750 | 3635664 | FIRE SIDE CAR
3430 | OHIO HEALTH PKWY | 43214 | Not Required by DOW | 060487 | WATTS | LF009M2QT | RP | 1.500 | 3635372 | ROOM W100 WATER RISER ROOM
3430 | OHIO HEALTH PKWY | 43214 | Active | SH-0918 | WATTS | 957 | RP | 4.000 | 3633589 | ROOM W100 WATER RISER ROOM
3430 | OHIO HEALTH PKWY | 43214 | Active | 1950650918 | AMES | 3000SS | DCDA | 6.000 | 3633590
3438 | OHIO HEALTH PKWY | 43214 | Active | 33763 | WATTS | 919QT | RP | 2.000 | 3633575 | PARKING GARAGE SOUTHWEST PART OF BUILDING WATER RISER ROOM 1ST FLOOR.
1375 | OHLEN AV | 43211-2639 | Active | W132990 | WILKINS | 975 | RP | 0.750 | 54837 | AT WATER METER
1385 | OHLEN AVE | 43211-2639 | Due Install |  |  |  | RP |  | 3635740
1399 | OHLEN AVE | 43211-2639 | Not Required by DOW | [5 empty] | 3499181
1400 | OHLEN AVE | 43211-2640 | Due Install |  |  |  | RP | 0.750 | 3499182
1430 | OHLEN AVE | 43211- | Active | 73679 | WATTS | 919QT | RP | 0.750 | 3499184 | AT WATER METER
6308 | OISIN CT | 43016-2229 | Active | G251681 | WILKINS | 720A | PVB | 0.750 | 99121 | RIGHT SIDE OF HOUSE
6325 | OISIN CT | 43016-2229 | Active | T075162 | WILKINS | 720A | PVB | 0.750 | 69713 | EAST SIDE OF HOUSE NEAR GAS METER
6344 | OISIN CT | 43016-2229 | Active | FL3552 | FEBCO | 765 | PVB | 1.000 | 94148 | RIGHT SIDE
6380 | OISIN CT | 43016-2229 | Active | CB585234 | WILKINS | 720 | PVB | 0.750 | 3499196 | RIGHT SIDE OF HOUSE
6397 | OISIN CT | 43016-2229 | Active | DH2451 | FEBCO | 765 | PVB | 1.000 | 94149 | RIGHT SIDE
6355 | OLD AVERY RD | 43016-8018 | Not Required by DOW | 663038 | Wilkins | 975XL | RP | 1.500 | 3650538 | IN 6365 UNIT 1(N UNIT) AT PRIVATE/SUB METER IN BIG BOX
6355 | OLD AVERY RD | 43016-8018 | Active | ACA8598 | WILKINS | 975XL2 | RP | 1.500 | 3499239 | IN 6355 UNIT B AT WATER MTR S WALL SW GARAGE AREA LAWN CARE
6419 | OLD AVERY RD | 43016-8714 | Active | 140163 | WATTS | 009M2QT | RP | 0.750 | 69908 | SE MENS ROOM BEHIND PANEL AT WATER METER -HILLIARD FURNITURE
4830 | OLD BRIDGE DR | 43220-2840 | Active | 17735 | WATTS | 909QT | RP | 0.750 | 94151 | BASMENT
4899 | OLD BRIDGE DR | 43220-2839 | Active | CAB63110 | WILKINS | 720A | PVB | 1.000 | 91263 | FRONT UNDER BAY WINDOW
4800 | OLD BRIDGE RD | 43220-2840 | Active | T060755 | WILKINS | 720A | PVB | 1.000 | 94150 | SOUTH SIDE FRONT OF HOUSE
4815 | OLD BRIDGE RD | 43220-2839 | Active | CB639162 | WILKINS | 720A | PVB | 1.000 | 97664 | RIGHT OF FRONT DOOR NEAR GARAGE
4815 | OLD BRIDGE RD | 43220-2839 | Active | 633440 | WATTS | 800M4FR | PVB | 1.000 | 97492 | MIDDLE REAR
4850 | OLD BRIDGE RD | 43220-2840 | Active | 4182722 | WILKINS | 975XL | RP | 1.000 | 65238 | WEST FRONT
4900 | OLD BRIDGE RD | 43220-2842 | Active | H723653 | FEBCO | 765 | PVB | 1.000 | 99056 | LEFT REAR
4965 | OLD BRIDGE RD | 43220-2841 | Active | 750457 | WATTS | 800M4QT | PVB | 1.000 | 3653082 | RIGHT SIDE
2600 | OLD COURTRIGHT RD | 43232-9308 | Active | 1306363 | WILKINS | 975XL | RP | 0.500 | 58720 | REAR OF BLDG, BY THE FRONT, UNDER THE FLOOR
2740 | OLD COURTRIGHT RD | 43232-9303 | Active | 3081228 | WILKINS | 975XL | RP | 0.750 | 59152 | BASEMENT - NORTH WEST CORNER
2742 | OLD COURTRIGHT RD | 43232-9305 | Active | 74926 | WATTS | 009QT | RP | 0.750 | 59156 | MECHANICAL ROOM AT WATER METER
5453 | OLD CREEK LN | 43026-7753 | Active | 336145 | WILKINS | 720A | PVB | 0.750 | 99500 | LEFT SIDE OF HOUSE
5463 | OLD CREEK LN | 43026-7753 | Active | CB073755 | WILKINS | 720A | PVB | 0.750 | 66954 | BACK OF HOUSE BESIDE A/C UNIT
2191 | OLD DUBLIN RD | 43228- | Active | SL0686 | WATTS | 957 | RP | 4.000 | 3638395 | WATER RISER ROOM FIRE IN HOTBOX OUT FRONT
2191 | OLD DUBLIN RD | 43228- | Active | SJ-2039 | AMES | 500GV | RPDA | 8.000 | 3639249 | WATER RISER ROOM
2191 | OLD DUBLIN RD | 43228- | Active | 77292 | WATTS | 919 | RP | 0.750 | 3639250 | WATER RISER ROOM
549 | OLD FARM RD | 43213-2663 | Active | CB030150 | WILKINS | 720A | PVB | 0.750 | 103075 | LEFT SIDE OF HOUSE
635 | OLD FARM RD | 43213-2666 | Active | ZJ523 | CONBRACO | PVB | PVB | 1.000 | 91878 | RIGHT OF HOUSE
649 | OLD FARM RD | 43213-2666 | Active | CB090187 | WILKINS | 720 | PVB | 0.750 | 3499330 | FRONT OF HOUSE
665 | OLD FARM RD | 43213-2666 | Active | 87601 | WILKINS | 720A | PVB | 0.750 | 70422 | LEFT SIDE FRONT
685 | OLD FARM RD | 43213-2666 | Active | H356176 | FEBCO | 765 | PVB | 1.000 | 3609509 | LEFT OF FRONT DOOR
5435 | OLD FISHER RD | 43228 | LPS - Active | [5 empty] | 3640684 | METER HOUSE AT EAST END OF PROPERTY
5435 | OLD FISHER RD | 43228 | Active | SD2031 | WATTS | 957 | RPDA | 6.000 | 3635858 | METER HOUSE
5435 | OLD FISHER RD | 43228 | Active | RB-2052 | WATTS | 957 | RP | 4.000 | 3635792 | METER HOUSE
5435 | OLD FISHER RD | 43228 | Not Required by DOW | T427853 | Wilkins | 720A | PVB | 1.000 | 3650989 | 1108 Carriage Knoll Ln
5435 | OLD FISHER RD | 43228 | Active | 74859 | WATTS | 919QT | RP | 0.750 | 3635398 | METER HOUSE
925 | OLD HENDERSON RD | 43220 | Not Required by DOW | 4520522 | WILKINS | 975XL2 | RP | 1.250 | 74643 | PRODUCTION AREA
925 | OLD HENDERSON RD | 43220 | Active | 130412 | AMES | 4000SS | RP | 4.000 | 74642 | NORTH WALL BY METER
925 | OLD HENDERSON RD | 43220 | Not Required by DOW | 141281 | WILKINS | 975A | RP | 1.500 | 74641 | IN BOILER ROOM OVER DOUBLE DOORS
925 | OLD HENDERSON RD | 43220 | Active | 000944 | WATTS | LF709 | DC | 6.000 | 3639026
925 | OLD HENDERSON RD | 43220 | Active | 925TANK1 |  |  | AG |  | 3639009
925 | OLD HENDERSON RD | 43220 | Not Required by DOW | B09856 | WILKINS | 975 | RP | 3.000 | 74644 | CEILING BY FIRE WALL NORTH OF PRODUCTION AREA
998 | OLD HENDERSON RD | 43220 | LPS - Active |  |  |  | LPC |  | 3646933
998 | OLD HENDERSON RD | 43220 | Not Required by DOW | 168441 | WATTS | LF009M2QT | RP | 2.000 | 3649158 | 1020 LUXE AVE - POOL HOUSE
998 | OLD HENDERSON RD | 43220 | Not Required by DOW | 155912 | WATTS | LF009M2QT | RP | 2.000 | 3649821 | IN BOOSTR MECH ROOM
998 | OLD HENDERSON RD | 43220 | Active | UC-1082 | AMES | COLT 400 | RP | 4.000 | 3646403 | SE MECH/RISER ROOM AT GARAGES AT WATER METER
998 | OLD HENDERSON RD | 43220 | Active | UH-0065 | AMES | COLT 500-GV | RPDA | 8.000 | 3646404 | SE MECH/RISER ROOM AT GARAGES
998 | OLD HENDERSON RD | 43220 | LPS - Active |  |  |  | LST |  | 3646932 | FIRE METER
998 | OLD HENDERSON RD | 43220 | Active | 86801 | WATTS | 919QT | RP | 0.750 | 3646405 | SE MECH/RISER ROOM AT GARAGES
1050 | OLD HENDERSON RD | 43220-3702 | Active not linked | 244606 | WATTS | 009M3QT | RP | 0.750 | 88366 | MECH RM ABOVE WTR MTR
1071 | OLD HENDERSON RD | 43220-3701 | Active | ABN8251 | WILKINS | 975XL2 | RP | 1.000 | 53787 | N.E. CORNER OF BASEMENT AT METER
1155 | OLD HENDERSON RD | 43214-2474 | Active | B024837 | WILKINS | 375XL | RP | 1.500 | 3441840 | LEFT FRONT CORNER OF BUILDING
1175 | OLD HENDERSON RD | 43214-2474 | Active | 077911 | WATTS | LF009M2QT | RP | 1.500 | 3441844 | IN HOT BOX AT BIG SIGN AT WATER METER
1234 | OLD HENDERSON RD | 43220-3698 | Active | 57462 | WATTS | 800M4QT | PVB | 1.000 | 54377 | OUTSIDE ADJACENT TO FRONT DOOR
1234 | OLD HENDERSON RD | 43220-3698 | Active | A82498 | WATTS | 009QT | RP | 0.500 | 54376 | IMMEDIATELY AFTER THE METER & FIRE PROTECTION SYSTEM
1234 | OLD HENDERSON RD | 43220-3698 | Active | 23418 | WATTS | 009M2-FP | RP | 1.000 | 103106 | MECH ROOM
1320 | OLD HENDERSON RD | 43220-3608 | Active | A017458 | FEBCO | 825Y | RP | 1.500 | 54676 | MECHANICAL ROOM 115
1320 | OLD HENDERSON RD | 43220-3608 | Active | 1611 | AMES | 4000B | RP | 0.750 | 54675 | MECHICAL ROOM
1320 | OLD HENDERSON RD | 43220-3608 | Active | 5DN0028 | AMES | 5000SS | RPDA | 4.000 | 54677 | MECH ROOM 115
1495 | OLD HENDERSON RD | 43220-3613 | Due Install |  |  |  | RP | 0.750 | 3499390
1520 | OLD HENDERSON RD | 43220- | Due Install |  |  |  | RP | 1.500 | 3418090
1535 | OLD HENDERSON RD | 43220-3643 | Not Required by DOW | 08496 | WATTS | 919 | RP | 0.500 | 3624384 | DENTAL WATER, IN MECH RM BY BACK DOOR
1535 | OLD HENDERSON RD | 43220-3643 | Active | 68786 | WATTS | 919QT | RP | 0.750 | 3624383 | IN MECH RM BY BACK DOOR
1535 | OLD HENDERSON RD | 43220-3643 | Not Required by DOW | 337133 | WILKINS | 720A | PVB | 0.750 | 99908 | REAR OF BUILDING NEXT TO ENTRANCE
1051 | OLD HENDERSON RD UNIT A | 43220-3785 | Due Install |  |  |  | RP | 0.750 | 3441837
1051 | OLD HENDERSON RD UNIT B | 43220-3785 | Due Install |  |  |  | RP | 0.750 | 3441838
8300 | OLD IVORY WAY | 43004-8224 | Active | 153392 | WATTS | 800M4QT | PVB | 0.750 | 94153 | LEFT SIDE OF HOUSE
1574 | OLD LEONARD AV | 43219-2509 | Active | 31360 | WATTS | 919AQT | RP | 0.750 | 55438 | WEST WALL OF WAREHOUSE
1415 | OLD LEONARD AVE | 43219-2465 | Active | 111659 | WATTS | LF009M2 | RP | 1.000 | 3629973 | WEST WALL WAREHOUSE BEHIND HWT
1415 | OLD LEONARD AVE | 43219-2465 | Active | 30914 | AMES | 2000SS | DCDA | 8.000 | 54961 | SW OF WAREHOUSE AT RISER AREA
1415 | OLD LEONARD AVE | 43219-2465 | LPS - Active |  |  |  | LST |  | 3638159 | FIRE PUMP SW OF WAREHOUSE AT RISER AREA
1415 | OLD LEONARD AVE | 43219-2465 | Active | 94693 | WATTS | 007QT | DC | 0.750 | 54962 | WEST WALL WAREHOUSE
1500 | OLD LEONARD AVE | 43219-2509 | Active | 3GN1123 | AMES | 3000SS | DCDA | 8.000 | 55211 | FRONT OF WAREHOUSE
1500 | OLD LEONARD AVE | 43219-2509 | Active | 577244 | WILKINS | 975XL | RP | 1.000 | 55212 | MECH ROOM
1500 | OLD LEONARD AVE | 43219-2509 | Active | ABJ5735 | WILKINS | 975 | RP | 0.750 | 3654431 | FRONT OF BUILDING AT WATER METER
1500 | OLD LEONARD AVE | 43219-2509 | Due Install |  |  |  | RP |  | 3640727
1500 | OLD LEONARD AVE | 43219-2509 | LPS - Active |  | WILKINS | 975XL | RP | 0.750 | 3636005 | FIRE PUMP
1500 | OLD LEONARD AVE | 43219-2509 | Active | 6464 | AMES | 2000SS | DC | 0.750 | 55213 | MIDDLE S WALL OF BLDG
1570 | OLD LEONARD AVE | 43219-2509 | Active | 48535 | WATTS | 009M2QT | RP | 1.500 | 55426 | IN MECH ROOM ON EAST SIDE OF BUILDING
1570 | OLD LEONARD AVE | 43219-2509 | LPS - Active |  |  |  | LST |  | 3636004 | FIRE PUMP
1570 | OLD LEONARD AVE | 43219-2509 | Active | 100351 | AMES | 3000SE | DCDA | 8.000 | 55424 | FIRE PUMP ROOM
1570 | OLD LEONARD AVE | 43219-2509 | Active | 42180 | WATTS | 007QT | DC | 0.750 | 55425 | FIRE PUMP ROOM
1655 | OLD LEONARD AVE | 43219- | Active | 101595 | WATTS | LF009M2QT | RP | 2.000 | 55744 | SE CORNER IN BASEMENT METER ROOM
1655 | OLD LEONARD AVE | 43219- | Active | 492339 | WILKINS | 950 | DC | 1.500 | 55745 | S.E. CORNER OF BLDG IN BASEMENT METER ROOM
1700 | OLD LEONARD AVE | 43219 | Active | 124254 | WATTS | LF009-M2QT | RP | 2.000 | 3638867 | AT METER SOUTH WALL OF 3RD GARAGE DOOR
1521 | OLD LEONARD RD | 43219 | Active | 28581 | WATTS | 007 | DC | 0.750 | 3646850 | NORTHWEST CORNER CLOSET
1521 | OLD LEONARD RD | 43219 | Active | 1952991018 | AMES | 3000 | DCDA | 6.000 | 3646849 | NORTHWEST CORNER CLOSET
1521 | OLD LEONARD RD | 43219 | Active | 72224 | WATTS | LF919QT | RP | 1.000 | 3646848 | SPRINKLER ROOM LEFT OF MAIN ENTRANCE TO SHOW ROOM
380 | OLD MORRISON AVE | 43213 | Not Required by DOW | 36273 | WATTS | LF919QT | RP | 2.000 | 3648882 | WELDING SHOP IN FLEET GARAGE
380 | OLD MORRISON AVE | 43213 | Active | TC-0004 | AMES | COLT-400 | RP | 4.000 | 3641337 | IN HOTBOX
380 | OLD MORRISON AVE | 43213 | Active | TC-0211 | AMES | COLT-3000 | DCDA | 8.000 | 3641338 | IN HOTBOX
380 | OLD MORRISON AVE | 43213 | Not Required by DOW | 81938 | WATTS | LF919 | RP | 0.750 | 3648877 | POWER WASHER BAY/DOCK
380 | OLD MORRISON AVE | 43213 | Active | 55639 | AMES | 2000BM3 | DC | 0.750 | 3641339 | IN HOTBOX
380 | OLD MORRISON AVE | 43213 | Not Required by DOW | TE-0236 | WATTS | 957 | RP | 3.000 | 3648881 | RISER ROOM
380 | OLD MORRISON AVE | 43213 | Not Required by DOW | 12959 | WATTS | LF919 | RP | 1.250 | 3648880 | WATER FILTRATION OIL LAB WATER
380 | OLD MORRISON AVE | 43213 | Not Required by DOW | 13027 | WATTS | LF919 | RP | 1.250 | 3648879 | WATER FILTRATION OIL LAB WATER
380 | OLD MORRISON AVE | 43213 | Not Required by DOW | 4609858 | WILKINS | 975XL | RP | 1.500 | 3648878 | NORTHWEST CORNER
5524 | OLD POND DR | 43017-3029 | Active | CB205826 | WILKINS | 720 | PVB | 0.750 | 3499504 | RIGHT SIDE OF HOUSE
4700 | OLD RAVINE CT | 43220-2880 | Active | CB153982 | WILKINS | 720A | PVB | 0.750 | 3499544 | FRONT OF HOUSE
4710 | OLD RAVINE CT | 43220-2880 | Active | H245917 | FEBCO | 765 | PVB | 1.000 | 64867 | 15' E OF N/W CORNER
4720 | OLD RAVINE CT | 43220-2880 | Active | T096973 | WILKINS | 720A | PVB | 0.750 | 102839 | SOUTH SIDE
4721 | OLD RAVINE CT | 43220-2880 | Active | 447450 | WILKINS | 420 | PVB | 0.750 | 3650424 | LEFT FRONT
7181 | OLD REDBUD CT | 43235-2152 | Active | H517518 | FEBCO | 765 | PVB | 0.750 | 71556 | RIGHT SIDE OF HOUSE
7193 | OLD REDBUD CT | 43235-2152 | Active | t593416 | WILKINS | 720A | PVB | 0.750 | 71594 | RIGHT OF FRONT DOOR
4350 | OLD ROBERTS RD | 43228-3835 | Active | 249918 | WATTS | 009M3QT | RP | 0.750 | 63784 | MAINTENANCE SHOP - NORTH WALL
4350 | OLD ROBERTS RD | 43228-3835 | Active | 59760 | WATTS | 009M2QT | RP | 2.000 | 63785 | COMMUNICATIONS EQUIP RM BEHIND MAIN OFFICE
4380 | OLD ROBERTS RD | 43228-4101 | Not Required by DOW | A72695 | WATTS | 009QT | RP | 0.500 | 63845 | N/W CORNER OF BUILDING
4380 | OLD ROBERTS RD | 43228-4101 | Not Required by DOW | W234402 | WILKINS | 975XL | RP | 0.500 | 63844 | CENTER WAREHOUSE JANITORS CLOSET
4380 | OLD ROBERTS RD | 43228-4101 | Active | 86034 | AMES | 2000B | DC | 0.750 | 3652829 | PIT BY FDC
4380 | OLD ROBERTS RD | 43228-4101 | Active | 101867C122 | AMES | 3000SS | DCDA | 8.000 | 3649925 | PIT BY FDC
4380 | OLD ROBERTS RD | 43228-4101 | Active | 62105 | WATTS | 009M1QT | RP | 1.500 | 63847 | LUNCH ROOM
4380 | OLD ROBERTS RD | 43228-4101 | Not Required by DOW | 35175 | WATTS | 009QT | RP | 0.750 | 63846 | LUNCH ROOM
4391 | OLD ROBERTS RD | 43228- | Due Install |  |  |  | RP |  | 3499545
248 | OLD SPRING LN | 43017-1331 | Active | G104784 | WILKINS | 720A | PVB | 1.000 | 96059 | LEFT FRONT OF HOUSE
2351 | OLD STRINGTOWN RD | 43123-3921 | Active | 494823 | WILKINS | 975 | RP | 0.750 | 58047 | NORTHWEST CORNER BY WATER METER
2365 | OLD STRINGTOWN RD | 43123-3921 | Active | 186819 | WILKINS | 975XLBMS | RP | 1.000 | 91723 | NEXT TO WATER METER
2365 | OLD STRINGTOWN RD | 43123-3921 | Not Required by DOW | G044077 | WILKINS | 720A | PVB | 0.750 | 95099 | LEFT SIDE OF BLDG NEAR AC UNIT
2434 | OLD STRINGTOWN RD | 43123-2920 | Due Install |  |  |  | RP | 1.500 | 3499590 | BASEMENT SOUTH WALL CENTER
2444 | OLD STRINGTOWN RD | 43123-2920 | Active | 7368 | WATTS | 009QT | RP | 1.500 | 58302 | SOUTH MECH. ROOM IN BATH ROOM
2460 | OLD STRINGTOWN RD | 43123-2920 | Not Required by DOW |  |  |  | RP | 1.000 | 3499592 | MTR IN SE CORNER
5758 | OLD TRAIL CT | 43213-2116 | Active | 371632 | WILKINS | 720A | PVB | 1.000 | 3499598 | LEFT FRONT ENTRY COVE
255 | OLD TRAIL DR | 43213-2117 | Active | T176388 | WILKINS | 720 | PVB | 0.750 | 3611662 | LEFT SIDE OF HOUSE
125 | OLD WILSON BRIDGE RD | 43085-2226 | LPS - Active |  |  |  | LPC |  | 3636471 | DOMESTIC BOOSTER PUMP
125 | OLD WILSON BRIDGE RD | 43085-2226 | Not Required by DOW | 127611 | WATTS | LF009QT | RP | 0.500 | 3648391 | OSU OUTPATIENT CARE . LIEBERT UNIT, JANITORS CLOSET CELING ROOM 1177J
125 | OLD WILSON BRIDGE RD | 43085-2226 | Active | 2217C | WILKINS | 375AST | RP | 4.000 | 3606102 | NW CORNER OF GARAGE IN 125 OLD WILSON BRIDGE
125 | OLD WILSON BRIDGE RD | 43085-2226 | Active | 1817451213 | AMES | 3000SS | DCDA | 6.000 | 3607945 | NW CORNER OF PARKING GARAGE IN 125 OLD WILSON BRIDGE
125 | OLD WILSON BRIDGE RD | 43085-2226 | Active | 21782 | WATTS | 007M1QT | DC | 0.750 | 3607946 | NW CORNER OF PARKING GARAGE IN 125 OLD WILSON BRIDGE
125 | OLD WILSON BRIDGE RD | 43085-2226 | Not Required by DOW | 46663 | WATTS | LF919QT | RP | 1.000 | 3607947 | NE SIDE MECH RM 2ND FL GARAGE OF 160 W WILSON BRIDGE
4975 | OLDBRIDGE DR | 43220-2841 | Active | ABM0297 | WILKINS | 975XL | RP | 1.000 | 99920 | FRONT RIGHT OF ENTRY BEHIND WALL
6848 | OLDE DUTCH RD | 43081 | Active | T252163 | WILKINS | 720A | PVB | 1.000 | 3646754
6871 | OLDE DUTCH RD | 43081 | Active | T348582 | WILKINS | 720 | PVB | 0.750 | 3646548 | LEFT FRONT
6298 | OLDE ORCHARD DR | 43213-3416 | Active | CAB06718 | WILKINS | 720A | PVB | 1.000 | 69582 | RIGHT SIDE OF HOUSE
2242 | OLDE SAWMILL BLVD | 43016-9218 | Active | T410167 | WILKINS | 720 | PVB | 0.750 | 3499759
2362 | OLDE SAWMILL BLVD | 43016-9217 | Active | 711181 | WATTS | 800M4FR | PVB | 1.000 | 99829
2414 | OLDE SAWMILL BLVD | 43016-9206 | Active | CB272559 | WILKINS | 720A | PVB | 0.750 | 3499792
2485 | OLDE SAWMILL BLVD | 43016-9095 | Active | 286369 | WATTS | LF009M3PCQT | RP | 0.750 | 58432 | MECHANICAL ROOM
2485 | OLDE SAWMILL BLVD | 43016-9095 | Due Install |  |  |  | RP | 6.000 | 3629581 | OLDE SAWMILL IN HOT BOX AT PIT
680 | OLDE SETTLER PL | 43214-2924 | Active | AC4360 | FEBCO | 765 | PVB | 0.750 | 94156 | RIGHT SIDE OF HOUSE NEXT TO GAS METER
703 | OLDE SETTLER PL | 43214-2923 | Active | G212221 | WILKINS | 720A | PVB | 1.000 | 3499810 | RIGHT SIDE OF HOUSE
739 | OLDE SETTLER PL | 43214-2923 | Active | A44795 | FEBCO | 765 | PVB | 1.500 | 3499816 | Front of House
784 | OLDE SETTLER PL | 43214-2924 | Active | 672124 | WILKINS | 720A | PVB | 0.750 | 94157 | LEFT SIDE OF HOUSE
809 | OLDE SETTLER PL | 43214-2923 | Active | 053099 | WATTS | 800M4QT | PVB | 1.000 | 98525 | FRONT OF HOUSE
5538 | OLDWYNNE RD | 43026-9505 | Active | T433233 | WILKINS | 720A | PVB | 1.000 | 67200 | OUTSIDE LEFT SIDE
5573 | OLDWYNNE RD | 43026-9504 | Active | H530988 | FEBCO | 765 | PVB | 0.750 | 95641 | RIGHT SIDE OF HOUSE
2800 | OLE COUNTRY LN | 43219-1610 | Active | W255006 | WILKINS | 975XL | RP | 1.500 | 88879 | MECH ROOM/WATER METER ROOM
2800 | OLE COUNTRY LN | 43219-1610 | Not Required by DOW | H59611 | FEBCO | 825Y | RP | 1.000 | 88756 | WTR MTR RM
770 | OLEN DR | 43085-3436 | Active | 356760 | WILKINS | 975 | RP | 0.750 | 72560 | BSMNT AT WATER METER
8446 | OLENBROOK DR | 43035-8707 | Active | T417689 | WILKINS | 720A | PVB | 0.750 | 73865 | RIGHT SIDE OF HOUSE
8452 | OLENBROOK DR | 43035-8707 | Active | cb205784 | WILKINS | 720A | PVB | 0.750 | 94158 | SOUTH SIDE OF HOME
8770 | OLENBROOK DR | 43035-8728 | Active | 263456 | WILKINS | 420 | PVB | 1.000 | 102584 | RIGHT OF HOUSE INSIDE FENCE
8863 | OLENBROOK DR | 43035-9715 | Active | T132743 | WILKINS | 720A | PVB | 0.750 | 102815 | RIGHT SIDE OF HOUSE
750 | OLENHURST CT | 43235-2162 | Active | G212823 | WILKINS | 720A | PVB | 0.750 | 95392 | BACK OF HOUSE
759 | OLENHURST CT | 43235-2164 | Active | 370016 | WATTS | 800M4FR | PVB | 0.750 | 3499953 | NORTH SIDE OF HOUSE
767 | OLENHURST CT | 43235-2164 | Active | 96996 | FEBCO | 765 | PVB | 0.750 | 72463 | REAR OF HOUSE NEAR AC UNIT
778 | OLENHURST CT | 43235-2163 | Active | H05173 | FEBCO | 765 | PVB | 1.000 | 72789 | FRONT OF HOUSE
786 | OLENHURST CT | 43235-2163 | Active | T122489 | WILKINS | 720A | PVB | 1.000 | 94159 | BACK LEFT BY A/C
792 | OLENHURST CT | 43235-2163 | Active | 319862 | WILKINS | 720A | PVB | 1.000 | 94160 | LEFT FRONT SIDE OF HOUSE
797 | OLENHURST CT | 43235-2164 | Active | 542026 | WILKINS | 720A | PVB | 0.750 | 94161 | FRONT LEFT CORNER
3553 | OLENTANGY BLVD | 43214-4022 | Active | 126153 | WATTS | LF009QT | RP | 0.500 | 3499962 | IN BASEMENT BY WATER METER
3719 | OLENTANGY BLVD | 43214-3622 | Active | CB000917 | WILKINS | 720A | PVB | 0.750 | 61569 | FRONT OF HOUSE
3869 | OLENTANGY BLVD | 43214-3533 | Active | T345818 | WILKINS | 720 | PVB | 0.750 | 3500008 | LEFT SIDE
4175 | OLENTANGY BLVD | 43214-3031 | Active | 007082 | WATTS | 800CMQT | PVB | 0.750 | 91493 | north corner of house
4306 | OLENTANGY BLVD | 43214-3036 | Active | 201483 | WATTS | 800QT | PVB | 0.750 | 63647 | BASEMENT EAST WALL
4399 | OLENTANGY BLVD | 43214-3053 | Active | F137511 | WILKINS | 720A | PVB | 0.750 | 99662 | RIGHT SIDE OF HOUSE
4559 | OLENTANGY BLVD | 43214-2512 | Active | T197652 | WILKINS | 720 | PVB | 0.750 | 3500081 | FRONT OF HOUSE CENTER
4560 | OLENTANGY BLVD | 43214-2513 | Active | 242846 | Watts |  | PVB | 0.750 | 3500082 | FRONT 6' S X 10' W OF FRONT DOOR BY BUSH
4566 | OLENTANGY BLVD | 43214-2513 | Active | T210805 | WILKINS | 720 | PVB | 0.750 | 3500083 | FRONT OF HOUSE
4567 | OLENTANGY BLVD | 43214-2512 | Active | T460978 | WILKINS | 720A | PVB | 0.750 | 64365 | RIGHT SIDE OF HOUSE
4617 | OLENTANGY BLVD | 43214-2539 | Active | CAA59417 | WILKINS | 720A | PVB | 0.750 | 3500089
4793 | OLENTANGY BLVD | 43214-2052 | Active | DA9518 | FEBCO | 765 | PVB | 1.000 | 65064 | FRONT OF HOUSE N.E. CORNER FLOWER BED
4827 | OLENTANGY BLVD | 43214-2052 | Active | BH8541 | FEBCO | 765 | PVB | 0.750 | 94162 | RIGHT SIDE INSIDE THE GATE
4837 | OLENTANGY BLVD | 43214-2049 | Active | 06343 | FEBCO | 765 | PVB | 1.000 | 65192 | FRONT OF HOUSE TO THE RIGHT
4886 | OLENTANGY BLVD | 43214-2046 | Active | T205862 | WILKINS | 720A | PVB | 0.750 | 3610174 | FRONT OF HOUSE
4900 | OLENTANGY BLVD | 43214-2046 | Active | 02458 | FEBCO | 765 | PVB | 1.000 | 3500113 | LEFT FRONT
4922 | OLENTANGY BLVD | 43214-2046 | Active | T206192 | WILKINS | 720A | PVB | 0.750 | 3609793 | FRONT RIGHT
4925 | OLENTANGY BLVD | 43214 | Active | CB153136 | WILKINS | 720A | PVB | 0.750 | 3613302 | LEFT FRONT
4935 | OLENTANGY BLVD | 43214-2049 | Active | G250875 | WILKINS | 720A | PVB | 0.750 | 99521 | RIGHT OF FRONT DOOR
4945 | OLENTANGY BLVD | 43214-2049 | Active | CB081492 | WILKINS | 720 | PVB | 0.750 | 94163 | FRONT OF HOUSE
5693 | OLENTANGY BLVD | 43085-3824 | Active | CB548762 | WILKINS | 720A | PVB | 0.750 | 67621 | REAR OF HOUSE
5707 | OLENTANGY BLVD | 43085-3824 | Active | CAA67142 | WILKINS | 720 | PVB | 0.750 | 3500121 | LEFT SIDE
5730 | OLENTANGY BLVD | 43085-3829 | Active | BB5109 | FEBCO | 765 | PVB | 0.750 | 94165 | REAR OF HOUSE
5754 | OLENTANGY BLVD | 43085-3829 | Active | G186056 | WILKINS | 720A | PVB | 0.750 | 92329 | SOUTH SIDE OF HOUSE
5778 | OLENTANGY BLVD | 43085-3829 | Active | CB655515 | WILKINS | 720A | PVB | 0.750 | 3500128 | LEFT REAR BY GAS METER
5901 | OLENTANGY BLVD | 43085-3828 | Active | Cb899095 | WILKINS | 720A | PVB | 1.000 | 68284 | LEFT OF FRONT DOOR
5915 | OLENTANGY BLVD | 43085-3828 | Active | H277512 | FEBCO | 765 | PVB | 0.750 | 68318 | REAR OF HOUSE
5925 | OLENTANGY BLVD | 43085-3828 | Active | CB638592 | WILKINS | 720A | PVB | 0.750 | 3500141 | FRONT LEFT
6160 | OLENTANGY BLVD | 43085-3866 | Active | 151921 | WILKINS | 420 | PVB | 1.000 | 69187 | LEFT FRONT OF HOUSE
6180 | OLENTANGY BLVD | 43085-3866 | Active | 3070 | WATTS | 800QT | PVB | 1.250 | 69272 | EAST SIDE OF HOUSE -- REAR
20 | OLENTANGY MEADOWS DR | 43035 | LPS - Active |  |  |  | LPC |  | 3642502 | DOMESTIC BOOSTER PUMP
20 | OLENTANGY MEADOWS DR | 43035 | Active | 82265 | WATTS | LF919-QT | RP | 0.750 | 3642501 | FIRE PUMP ROOM
20 | OLENTANGY MEADOWS DR | 43035 | Active | TH-2463 | WATTS | 957 | RPDA | 8.000 | 3642500 | FIRE PUMP ROOM
20 | OLENTANGY MEADOWS DR | 43035 | Active | TB-0696 | WATTS | 957 | RP | 4.000 | 3642499 | FIRE PUMP ROOM
20 | OLENTANGY MEADOWS DR | 43035 | Not Required by DOW | J033417 | FEBCO | 825Y | RP | 1.500 | 3646504 | IN FIRE PUMP ROOM IN GARAGE
20 | OLENTANGY MEADOWS DR | 43035 | LPS - Active |  |  |  | LST |  | 3642503 | FIRE BOOSTER PUMP
81 | OLENTANGY MEADOWS DR | 43035- | Active | 1361877 | WILKINS | 975XL | RP | 0.750 | 73299 | USE 6/3/15 CAG. ENTRYWAY @ METER PIT AND HOT BOX
81 | OLENTANGY MEADOWS DR | 43035- | Active | 257857 | WATTS | 909 | RP | 6.000 | 73298 | USE 6/3/15 CAGIN HOT BOX IN THE LANDSCAPING FOR THE VILLAGE OF OLENTANGY MEADOWS
328 | OLENTANGY MEADOWS DR | 43035-7328 | Active | T240708 | WILKINS | 720A | PVB | 0.750 | 3598005 | LEFT SIDE
915 | OLENTANGY RIVER RD | 43212-3153 | Not Required by DOW | 776124 | WATTS | 800M4FR | PVB | 1.000 | 101847 | ROOM 1026B
915 | OLENTANGY RIVER RD | 43212-3153 | Not Required by DOW | 63381 | WATTS | 008PCQT | PVB | 0.500 | 101846 | ROOM 1026
915 | OLENTANGY RIVER RD | 43212-3153 | Not Required by DOW | 09286 | WATTS | 008PCQT | PVB | 1.000 | 101845 | ROOM 1026B
915 | OLENTANGY RIVER RD | 43212-3153 | Not Required by DOW | 016927 | WATTS | 800M4FR | PVB | 0.750 | 101844 | ROOM 1090A
915 | OLENTANGY RIVER RD | 43212-3153 | Not Required by DOW | A01017 | WATTS | 919 | RP | 0.500 | 101848 | ROOM 1026
915 | OLENTANGY RIVER RD | 43212-3153 | Not Required by DOW | 09507 | WATTS | 919QT | RP | 1.500 | 96294 | METER ROOM SOUTH SIDE
915 | OLENTANGY RIVER RD | 43212-3153 | Active | 184748 | WATTS | 909QTFDA | RP | 3.000 | 96293 | METER ROOM SOUTH SIDE
915 | OLENTANGY RIVER RD | 43212-3153 | Not Required by DOW | 65556 | WATTS | 008PCQT | PVB | 0.500 | 101849 | ROOM 1026
915 | OLENTANGY RIVER RD | 43212-3153 | Not Required by DOW | 64158 | WATTS | 008PCQT | PVB | 0.500 | 101850 | ROOM 1026
915 | OLENTANGY RIVER RD | 43212-3153 | Not Required by DOW | 65569 | WATTS | 008PCQT | PVB | 0.500 | 101851 | ROOM 1175A
915 | OLENTANGY RIVER RD | 43212-3153 | Active | H012984 | FEBCO | 805YR | DC | 0.750 | 96292 | SPRINKLER PUMP ROOM
915 | OLENTANGY RIVER RD | 43212-3153 | Not Required by DOW | 64157 | WATTS | 008PCQT | PVB | 0.500 | 101852 | ROOM 1026
915 | OLENTANGY RIVER RD | 43212-3153 | Not Required by DOW | 09231 | WATTS | 008PCQT | PVB | 1.000 | 101853 | ROOM 1175A
915 | OLENTANGY RIVER RD | 43212-3153 | Not Required by DOW | 09228 | WATTS | 008PCQT | PVB | 1.000 | 101854 | ROOM 1170A
915 | OLENTANGY RIVER RD | 43212-3153 | Not Required by DOW | 65554 | WATTS | 008PCQT | PVB | 0.500 | 101855 | ROOM 1170A
915 | OLENTANGY RIVER RD | 43212-3153 | Not Required by DOW | 65555 | WATTS | 008PCQT | PVB | 0.500 | 101856 | ROOM 1165A
915 | OLENTANGY RIVER RD | 43212-3153 | Not Required by DOW | 09216 | WATTS | 008PCQT | PVB | 1.000 | 101857 | ROOM 1165A
915 | OLENTANGY RIVER RD | 43212-3153 | Active | N0801170634 | FEBCO | 876V | DCDA | 6.000 | 96240 | SPRINKLER PUMP ROOM
915 | OLENTANGY RIVER RD | 43212-3153 | Not Required by DOW | 622693 | WATTS | 909RTRPZ | RP | 1.000 | 101858 | ROOM 2129M
915 | OLENTANGY RIVER RD | 43212-3153 | Not Required by DOW | 3453 | WATTS | 009M3-FP | RP | 0.750 | 3611843 | 1090A HIGH
915 | OLENTANGY RIVER RD | 43212-3153 | Not Required by DOW | 22796 | WATTS | 919AQT | RP | 0.750 | 101859 | ROOM 1090A
915 | OLENTANGY RIVER RD | 43212-3153 | Not Required by DOW | 022550 | WATTS | 800M4FR | PVB | 0.750 | 101860 | ROOM 1090A
1015 | OLENTANGY RIVER RD | 43212-3148 | Active | 176310 | WATTS | 909QTFDA | RP | 3.000 | 93212 | METER ROOM NE SIDE
1015 | OLENTANGY RIVER RD | 43212-3148 | Not Required by DOW | A06072 | WATTS | 009M2QT | RP | 1.500 | 93213 | METER ROOM NE SIDE
1015 | OLENTANGY RIVER RD | 43212-3148 | Active | 155695 | AMES | 3000SS | DCDA | 8.000 | 93211 | MECH ROOM NE OF 1ST FLOOR
1015 | OLENTANGY RIVER RD | 43212-3148 | Active | 53553 | AMES | 2000B | DC | 0.750 | 93210 | MECH ROOM NE OF 1ST FLOOR
1015 | OLENTANGY RIVER RD | 43212-3148 | Not Required by DOW | 05827 | WATTS | 009QT | RP | 0.500 | 96839 | KITCHEN SERVING LINE
1089 | OLENTANGY RIVER RD | 43212 | Active | X15292 | WILKINS | 375A | RP | 4.000 | 3651221 | NE SIDE IN HOT BOX AT WATER METER
1145 | OLENTANGY RIVER RD | 43212-3117 | Not Required by DOW | 32078 | WATTS | 919AQT | RP | 0.750 | 100565 | 1960 M
1145 | OLENTANGY RIVER RD | 43212-3117 | Active | 60932 | WILKINS | 375 | RP | 3.000 | 100237 | MECHANICAL ROOM FIRST FLOOR RIGHT REAR CORNER OF BUILDING
1145 | OLENTANGY RIVER RD | 43212-3117 | Active | 13805 | AMES | 2000BM3-FP | DC | 0.750 | 100236 | MECHANIC ROOM EAST FIRST FLOOR
1145 | OLENTANGY RIVER RD | 43212-3117 | Active | IG2565 | AMES | 3000GDCDA | DCDA | 6.000 | 100235 | MECHANIC ROOM EAST FIRST FLOOR
1145 | OLENTANGY RIVER RD | 43212-3117 | Not Required by DOW | 3311472 | WILKINS | 975XL | RP | 1.000 | 100215 | MECHANICAL ROOM 1ST FLOOR RIGHT REAR CORNER OF BUILDING
1171 | OLENTANGY RIVER RD | 43212- | Not required by DOW | 3821004 | WILKINS | 975XL2 | RP | 0.750 | 104048 | 1187 OLENTANGY RIVER RD, KITCHEN AREA NEXT TO PREP SINK
1171 | OLENTANGY RIVER RD | 43212- | Not required by DOW | W397559 | WILKINS | 975XL | RP | 0.500 | 104049 | 1171 OLENTANGY RIVER RD, KITCHEN AREA
1171 | OLENTANGY RIVER RD | 43212- | Active | 3803784 | WILKINS | 975XL | RP | 1.500 | 103864 | IN METER ROOM ON E SIDE OF BUILDING
1171 | OLENTANGY RIVER RD | 43212- | Active | 1774040212 | AMES | 3000SS | DCDA | 4.000 | 103884 | MECHANICAL ROOM
1171 | OLENTANGY RIVER RD | 43212- | Active | 67702 | AMES | 2000B | DC | 0.750 | 103885 | MECHANICAL ROOM
1171 | OLENTANGY RIVER RD | 43212- | Not required by DOW | 16616 | WATTS | 919AQT | RP | 1.500 | 103956 | BY SUBMETER ABOVE WATER HEATER
1195 | OLENTANGY RIVER RD | 43212 | Active | 109931 | WATTS | LF009M2OT | RP | 1.500 | 3653688 | IN HOT BOX OFF 3RD AVE S/E SIDE OF BLDG 1ST OF 2
1195 | OLENTANGY RIVER RD | 43212 | Not Required by DOW | ABF8281 | WILKINS | 975 | RP | 0.750 | 3653683 | AT METER
1211 | OLENTANGY RIVER RD | 43212 | Active | 212137 | WATTS | LF009M2QT | RP | 2.000 | 3653674 | RISER ROOM @ WATER METER, NW CORNER
1211 | OLENTANGY RIVER RD | 43212 | Active | 86752 | AMES | 2000B | DC | 0.750 | 3653677
1211 | OLENTANGY RIVER RD | 43212 | Active | 1103070 | AMES | 3000SS | DCDA | 4.000 | 3653676
1223 | olentangy river rd |  | Active | 68035 | AMES | 2000B | DC | 0.750 | 3653744 | METER PIT
1223 | olentangy river rd |  | Active | WL-0123 | AMES | 3000CIV | DCDA | 6.000 | 3653743 | METER PIT
1223 | olentangy river rd |  | Active | 199470 | WATTS | 009M2 | RP | 2.000 | 3653719 | HOT BOX OFF 3RD AVE EAST HOT BOX S/E OF CHIPOLTE
1223 | olentangy river rd |  | Not Required by DOW | ABP9473 | WILKINS | 975 | RP | 0.750 | 3654324
1245 | OLENTANGY RIVER RD | 43212-3118 | Active | 130657 | WATTS | 709 | DC | 3.000 | 75040 | BSMNT AT WATER METER FIRE BELOW/BOTTM DEVICE FISH MARKET
1245 | OLENTANGY RIVER RD | 43212-3118 | Active | 627975 | WILKINS | 975 | RP | 2.000 | 54398 | BSMNT AT WATER MTR DOMESTIC TOP DEVICE FISH MARKET
1275 | OLENTANGY RIVER RD | 43212-3119 | Active | 051446 | WATTS | 009M2QT | RP | 1.500 | 54500 | NORTHWEST LARGE SUPPLY ROOM
1275 | OLENTANGY RIVER RD | 43212-3119 | Not Required by DOW | 476625 | WATTS | 909QT | RP | 0.750 | 54504 | Above ceiling 1st Floor South East Space
1275 | OLENTANGY RIVER RD | 43212-3119 | Not Required by DOW | 050302 | CONBRACO | PVB | PVB | 0.500 | 3607454 | DENTAL OFFICE, NEXT TO DARK ROOM
1275 | OLENTANGY RIVER RD | 43212-3119 | Not Required by DOW | W062828 | WATTS | 909QT | RP | 0.750 | 54503 | BOILER ROOM LOWER LEVEL
1299 | OLENTANGY RIVER RD | 43212-3135 | Active | SE-1415 | AMES | COLT500GV | RPDA | 8.000 | 3635339 | IN HOTBOX IN PARKING LOT AT STREET
1299 | OLENTANGY RIVER RD | 43212-3135 | Active | SE-1134 | AMES | COLT400 | RP | 4.000 | 3635340 | IN HOTBOX IN PARKING LOT AT STREET
1299 | OLENTANGY RIVER RD | 43212-3135 | Not Required by DOW | 455771 | WILKINS | 975 | RP | 1.500 | 54556 | BASEMENT AT DEDUCT METER
1299 | OLENTANGY RIVER RD | 43212-3135 | Not Required by DOW | 4585708 | WILKINS | 975XL | RP | 1.000 | 3635747 | HOT BOX FRONT OF 1299 OLENTANGY RIVER ROAD
1299 | OLENTANGY RIVER RD | 43212-3135 | Not Required by DOW | 072982 | WATTS | LF009M2 | RP | 1.500 | 3644615 | POOL BOILER ROOM
1299 | OLENTANGY RIVER RD | 43212-3135 | Not Required by DOW | W175377 | WILKINS | 975XL | RP | 0.750 | 54553 | ICE MACHINE
1299 | OLENTANGY RIVER RD | 43212-3135 | Not Required by DOW | B195354 | WILKINS | 375XL | RP | 2.000 | 3632733 | IN BASEMENT OF CAP CITY FINE DINER
1299 | OLENTANGY RIVER RD | 43212-3135 | Active | 74854 | WATTS | 919QT | RP | 0.750 | 3632993 | IN HOTBOX IN PARKING LOT AT STREET
1313 | OLENTANGY RIVER RD | 43212-3120 | Not Required by DOW | 587219 | WATTS | 909QT | RP | 0.750 | 54642 | ABOVE DOORWAY TO BOILER ROOM (BASEMENT)
1313 | OLENTANGY RIVER RD | 43212-3120 | Not Required by DOW | 1043267 | WILKINS | 975XL | RP | 1.000 | 54639 | 2ND FLOOR POOL ROOM
1313 | OLENTANGY RIVER RD | 43212-3120 | Active | TA-2426 | WATTS | 957 | RP | 4.000 | 3639109 | AT METER
1313 | OLENTANGY RIVER RD | 43212-3120 | Active | HC19208 | WILKINS | 950XLD | DC | 0.750 | 3635657 | NORTHEAST SPRINKLER RISER ROOM
1313 | OLENTANGY RIVER RD | 43212-3120 | Active | N58694 | WILKINS | 350DA | DCDA | 3.000 | 3635656 | NORTHEAST SPRINKLER RISER ROOM
1347 | OLENTANGY RIVER RD | 43212-3120 | Active | 11389 | WATTS | 919AQT | RP | 1.500 | 93296 | E WALL IN KITCHEN
1421 | OLENTANGY RIVER RD | 43212 | Not Required by DOW | AKA5394 | WILKINS | 375XL | RP | 1.500 | 100316 | POOL MECHANICAL ROOM
1421 | OLENTANGY RIVER RD | 43212 | Active | 17851 | WATTS | 007M1QT | DC | 0.750 | 100317 | MECHANICAL ROOM
1421 | OLENTANGY RIVER RD | 43212 | Not Required by DOW | 13810 | WATTS | 919QT | RP | 1.500 | 100131 | WEST WALL OF MECH ROOM ABOVE CONTAINMENT DEVICE
1421 | OLENTANGY RIVER RD | 43212 | Active | 1750870511 | AMES | 3000SS | DCDA | 6.000 | 100315 | MECHANICAL ROOM
1421 | OLENTANGY RIVER RD | 43212 | Active | JH0965 | WATTS | 957 | RP | 6.000 | 100132 | MECHANICAL ROOM ON NW WALL
1445 | OLENTANGY RIVER RD | 43212-1449 | Active | H271761 | FEBCO | 765 | PVB | 0.750 | 55042 | POOL ROOM
1445 | OLENTANGY RIVER RD | 43212-1449 | Due Install |  |  |  | RP |  | 3633057
1445 | OLENTANGY RIVER RD | 43212-1449 | Active | A008729 | WILKINS | 720A | PVB | 0.750 | 55043 | BOILER ROOM A BUILDING
1455 | OLENTANGY RIVER RD | 43212-1449 | Not Required by DOW | W401592 | Wilkins | 975XL | RP | 0.500 | 55082 | IN KITCHEN BESIDE HAND SINK
1455 | OLENTANGY RIVER RD | 43212-1449 | Not Required by DOW | 110513 | WILKINS | 720A | PVB | 1.000 | 55079 | IN MECHANICAL ROOM BESIDE WATER METER
1455 | OLENTANGY RIVER RD | 43212-1449 | Active | 559332 | WILKINS | 975XL | RP | 2.000 | 55081 | IN MECHANICAL ROOM AT WATER METER
1455 | OLENTANGY RIVER RD | 43212-1449 | Not Required by DOW | 432234 | WILKINS | 975XL | RP | 0.750 | 55080 | BACK OFFICE ELECTRIC ROOM
1483 | OLENTANGY RIVER RD | 43212-1449 | Active | AJAI6485 | WILKINS | 375 | RP | 1.000 | 3652241 | CENTER BUILDING BY WATER METER
1483 | OLENTANGY RIVER RD | 43212-1449 | Active | 1111111483 | HYDRO-GAP | XX | AG | 10.000 | 55117 | ABOVE 3 COMPARTMENT SINK
1483 | OLENTANGY RIVER RD | 43212-1449 | Active | AG1483 | XX | XX | AG | 10.000 | 55118 | ABOVE MOP SINK FAUCET
1483 | OLENTANGY RIVER RD | 43212-1449 | Not Required by DOW | 044089 | WATTS | LF800M4QT | PVB | 1.000 | 55119 | CENTER BUILDING BY WATER METER
1501 | OLENTANGY RIVER RD | 43212-1449 | Active | 847323 | WILKINS | 975XL | RP | 1.500 | 55236 | REAR OF BUILKING AT WATER METER
1501 | OLENTANGY RIVER RD | 43212-1449 | Active | 181467 | FEBCO | 825Y | RP | 1.000 | 55235 | REAR OF BLDG AT WATER METER
1515 | OLENTANGY RIVER RD | 43212-1451 | Active | 53174 | WATTS | 919AQT | RP | 0.750 | 3500286 | OFFICE BY WINDOW UNDER SINK
1539 | OLENTANGY RIVER RD | 43212-1451 | Active | 3491961 | WILKINS | 975XL | RP | 2.000 | 102385 | MECHANICAL ROOM WEST SIDE OF BUILDING
1539 | OLENTANGY RIVER RD | 43212-1451 | Not Required by DOW | 33734 | WATTS | 919QT | RP | 1.000 | 100974 | MECHANICAL ROOM ABOVE MAIN BUILDING BFP
1539 | OLENTANGY RIVER RD | 43212-1451 | Active | H017634 | FEBCO | 805YB | DC | 0.750 | 102387 | MECHANICAL ROOM
1539 | OLENTANGY RIVER RD | 43212-1451 | Active | F0506211411 | FEBCO | 876V | DCDA | 4.000 | 102386 | MECHANIC ROOM
1570 | OLENTANGY RIVER RD | 43212-1450 | Active | 255526 | WATTS | 009M2PCQT | RP | 2.000 | 88529 | SE METER ROOM BEHIND 1430 .OUTSIDE DOOR
1570 | OLENTANGY RIVER RD | 43212-1450 | Not Required by DOW | W255008 | WILKINS | 975XLBMS | RP | 1.500 | 88675 | MTR RM S.W. CORNER OF BLDG
1570 | OLENTANGY RIVER RD | 43212-1450 | Not Required by DOW | 1940797 | WILKINS | 975XL | RP | 1.250 | 88889 | S.E. METER ROOM SERVES UNIT 1540
1640 | OLENTANGY RIVER RD | 43212- | Not Required by DOW | 422675 | WATTS | 909QT | RP | 0.750 | 55681 | 0 USE 6/3/15 CAG. SOUTH WALL BY LIEBERT UNIT
1725 | OLENTANGY RIVER RD | 43212- | Not Required by DOW | 3854668 | WILKINS | 975XL | RP | 0.750 | 3609440 | SYRUP ROOM
1725 | OLENTANGY RIVER RD | 43212- | Not Required by DOW | 3851671 | WILKINS | 975XL | RP | 0.750 | 3609439 | SYRUP ROOM
1725 | OLENTANGY RIVER RD | 43212- | Not Required by DOW | 3851722 | WILKINS | 975XL | RP | 0.750 | 3609438 | SYRUP ROOM
1725 | OLENTANGY RIVER RD | 43212- | Not Required by DOW | 3854669 | WILKINS | 975XL | RP | 0.750 | 3609437 | SYRUP ROOM
1725 | OLENTANGY RIVER RD | 43212- | Not Required by DOW | 90685 | WATTS | 009QT | RP | 2.000 | 55976 | REAR OF BUILDING AT WATER METER--1665 OLENTANGY RIVER RD
1725 | OLENTANGY RIVER RD | 43212- | Not Required by DOW | 87701 | WATTS | 009QT | RP | 2.000 | 55975 | MECHANICAL ROOM REAR OF BUILDING -- 1747 OLENTANGY
1725 | OLENTANGY RIVER RD | 43212- | Not Required by DOW | 1326613 | WILKINS | 975XL | RP | 0.750 | 55974 | BOILER FOR STEAM PRESS
1725 | OLENTANGY RIVER RD | 43212- | Not Required by DOW | 528945 | WILKINS | 975 | RP | 2.000 | 55973 | REAR OF BUILDING AT WATER METER--1747 OLENTANGY RIVER RD
1725 | OLENTANGY RIVER RD | 43212- | Not Required by DOW | 431343 | WILKINS | 975 | RP | 2.000 | 55972 | REAR OF BUILDING AT WATER METER--1739 OLENTANGY RIVER RD
1725 | OLENTANGY RIVER RD | 43212- | Not Required by DOW | 431012 | WILKINS | 975 | RP | 0.750 | 55971 | KITCHEN AT MOP SINK SIDE WALL (CUP O JOE 1791 OLENTANGY RIVER RD
1725 | OLENTANGY RIVER RD | 43212- | Not Required by DOW | 415756 | WATTS | 909M2QT | RP | 1.000 | 55970 | IN THEATER BEHIND SYRUP RACK - 777 KINNEAR RD
1725 | OLENTANGY RIVER RD | 43212- | Not Required by DOW | 2GL1357 | AMES | 2000SS | DC | 4.000 | 55969 | 1731 OLENTANGY RIVER RD, NW CORNER OF BLDG NEAR WATER METER
1725 | OLENTANGY RIVER RD | 43212- | Not Required by DOW | 21356 | AMES | 2000SS | DC | 4.000 | 55968 | WATER METER ROOM REAR OF STAPLE
1725 | OLENTANGY RIVER RD | 43212- | Not Required by DOW | 211531 | AMES | 2000SS | DC | 4.000 | 55967 | REAR OF BLDG AT WATER METER BACK NW WALL (1665 OLENTANGY RIVER)
1725 | OLENTANGY RIVER RD | 43212- | Not Required by DOW | 2LL1017 | AMES | 2000SS | DC | 6.000 | 55966 | MECH RM SOUTH SIDE OF BLDG--777 KINNEAR RD (AMC THEATER)
1725 | OLENTANGY RIVER RD | 43212- | Not Required by DOW | 20883 | AMES | 2000SS | DC | 6.000 | 55965 | REAR OF BUILDING AT WATER METER (1739 OLENTANGY RIVER RD)
1725 | OLENTANGY RIVER RD | 43212- | Not Required by DOW | 24L0729 | AMES | 2000SS | DC | 6.000 | 55964 | WEST SIDE OF BUILDING IN WATER METER CAGE
1725 | OLENTANGY RIVER RD | 43212- | Not Required by DOW | 20299 | AMES | 2000SS | DC | 4.000 | 55963 | REAR OF BLDG AT WATER METER--1747 OLENTANGY RIVER RD
1725 | OLENTANGY RIVER RD | 43212- | Not Required by DOW | 149495 | WATTS | 909 | RP | 3.000 | 55962 | SPRINKLER RISER ROOM WEST SIDE OF BLDG (1717 OLENTANGY)
1725 | OLENTANGY RIVER RD | 43212- | Not Required by DOW | 149489 | WATTS | 909 | RP | 3.000 | 55961 | SOUTH RISER ROOM -- 777 KINNEAR RD (AMC THEATER)
1725 | OLENTANGY RIVER RD | 43212- | Not Required by DOW | 11975 | WATTS | 009M2QT | RP | 1.500 | 55960 | 1731 OLENTANGY RIVER Old Navy Store #5669, TO THE RIGHT OF REAR DOOR
1725 | OLENTANGY RIVER RD | 43212- | Not Required by DOW | 4326613 | WILKINS | 975XL2 | RP | 0.750 | 3644919 | 1763 THE MENS WAREHOUSE
1725 | OLENTANGY RIVER RD | 43212- | Active | RD-3305 | AMES | COLT 400 | RP | 8.000 | 3623315 | 1675 OLENTANGY RIVER RD, HOT BOX BY ST IN FRONT OF BARNES & NOBLE
1800 | OLENTANGY RIVER RD | 43212- | Active | 81109 | APOLLO | RPLF4A | RP | 12.000 | 3500287 | METER BLDG N OF LANE AV BACK BY TREE LINE AT WATER METER
1803 | OLENTANGY RIVER RD | 43212-1496 | Active | 9607251342 | FEBCO | 870V | DC | 4.000 | 87697 | NE MECH ROOM AT WATER RISER FIRE -OUTSIDE DR
1803 | OLENTANGY RIVER RD | 43212-1496 | Active | 86785 | WATTS | 009M1QT | RP | 2.000 | 56252 | NE MECH ROOM AT WATER RISER DOM -OUTSIDE DR
1803 | OLENTANGY RIVER RD | 43212-1496 | Due Install | [5 empty] | 3635573
1803 | OLENTANGY RIVER RD | 43212-1496 | Active | CB451683 | WILKINS | 720A | PVB | 1.000 | 3633782 | LOCATED IN BOILER ROOM AT OUTSIDE BACK OF RESTARUANT
1827 | OLENTANGY RIVER RD | 43212-1496 | Not Required by DOW | T188401 | WILKINS | 720A | PVB | 0.750 | 3609419 | NW CORNER OF BUILDING
1827 | OLENTANGY RIVER RD | 43212-1496 | Due Install | [5 empty] | 3635770
1827 | OLENTANGY RIVER RD | 43212-1496 | Active | L83821 | WILKINS | 975 | RP | 3.000 | 56330 | SW BOILER/MECH ROOM AT WATER RISER DOM
1827 | OLENTANGY RIVER RD | 43212-1496 | Active | 2CM0897 | AMES | 2000SS | DC | 4.000 | 56331 | SW BOILER/MECH ROOM AT WATER RISER FIRE
2540 | OLENTANGY RIVER RD | 43202-1505 | Not Required by DOW | 137724 | WATTS | 009QT | RP | 2.000 | 58580 | NE WALL IN MECH ROOM BLDG C
2540 | OLENTANGY RIVER RD | 43202-1505 | Not Required by DOW | 005149 | WATTS | LF909 | RP | 3.000 | 58581 | NORTH EAST WALL IN MECH ROOM BLDG C
2540 | OLENTANGY RIVER RD | 43202-1505 | Not Required by DOW | 002098 | WATTS | LF909 | RP | 3.000 | 58582 | MECH RM NE WALL, "C" BLDG BSMT E WALL BOTTOM ASSEMBLY
2540 | OLENTANGY RIVER RD | 43202-1505 | Not Required by DOW | 256453 | WATTS | 909M1QT | RP | 2.000 | 58583 | BY STEAM BOILER JUST INSIDE BOILER ROOM DOORS A BLDG
2540 | OLENTANGY RIVER RD | 43202-1505 | Not Required by DOW | 312582 | WATTS | 909M1QT | RP | 1.500 | 58584 | MECH ROOM - GROUND FLOOR - "A" BLDG
2540 | OLENTANGY RIVER RD | 43202-1505 | Not Required by DOW | 635518 | WATTS | 909QT | RP | 1.000 | 58585 | "B" BLDG PENTHOUSE ABOVE EXHAUST FAN #2
2540 | OLENTANGY RIVER RD | 43202-1505 | Not Required by DOW | 49873 | WATTS | 009QT | RP | 1.500 | 58586 | PENTHOUSE BUILDING A - ABOVE P17
2540 | OLENTANGY RIVER RD | 43202-1505 | Not Required by DOW | 97464 | WATTS | 009M3QT | RP | 0.750 | 58587 | EMERGENCY GENERATOR ROOM GROUND FLOOR A BUILDING
2540 | OLENTANGY RIVER RD | 43202-1505 | Active | 73661 | APOLLO | RPLF4A | RP | 12.000 | 3646605 | IN HOTBOX BY ROAD
2540 | OLENTANGY RIVER RD | 43202-1505 | Not Required by DOW | 03312 | WATTS | 009 | RP | 3.000 | 3609369 | PENTHOUSE MECH ROOM - A BUILDING
2540 | OLENTANGY RIVER RD | 43202-1505 | Not Required by DOW | 001544 | WATTS | 909 | RP | 3.000 | 58579 | BLDG "A" PENTHOUSE ABOVE PUMP -28
2823 | OLENTANGY RIVER RD | 43202-1510 | Active | W001313 | WILKINS | 975XL | RP | 0.500 | 88236 | Eating area behind Soda fountain
2823 | OLENTANGY RIVER RD | 43202-1510 | Active | W001948 | WILKINS | 975XL | RP | 0.500 | 88239 | Kitchen behind ice maker
2823 | OLENTANGY RIVER RD | 43202-1510 | Active | 031630 | WATTS | LF909QT | RP | 0.750 | 87387 | METER ROOM
2823 | OLENTANGY RIVER RD | 43202-1510 | Active | W245287 | WILKINS | 975XL | RP | 1.500 | 88145 | MECH RM WEST WALL
2823 | OLENTANGY RIVER RD | 43202-1510 | Active | W052586 | WILKINS | 975XL | RP | 0.500 | 88240 | Kitchen behind ice maker
2865 | OLENTANGY RIVER RD | 43202-1510 | Active | W111153 | WILKINS | 975A | RP | 1.500 | 59463 | NW CORNER
2865 | OLENTANGY RIVER RD | 43202-1510 | Not Required by DOW | 877829 | WILKINS | 720A | PVB | 1.000 | 59462 | NW CORNER
2865 | OLENTANGY RIVER RD | 43202-1510 | Not Required by DOW | 04987 | AMES | 2000B | DC | 1.250 | 92654 | ABOVE HOT WATER TANK NORTH WEST CORNER
2949 | OLENTANGY RIVER RD | 43202 | Active | 81083 | WATTS | 919-QT | RP | 0.750 | 3640695 | HOT BOX NORTH END OF PROPERTY
2949 | OLENTANGY RIVER RD | 43202 | Active | SG-0768 | WATTS | 957 | RP | 4.000 | 3633345 | HOT BOX NORTH END OF PROPERTY
2949 | OLENTANGY RIVER RD | 43202 | Active | SH-1353 | WATTS | 957 | RPDA | 8.000 | 3640694 | HOT BOX NORTH END OF PROPERTY
2981 | OLENTANGY RIVER RD | 43202 | Active | 76936 | AMES | 2000B | DC | 0.750 | 3618040 | MECHANICAL ROOM
2981 | OLENTANGY RIVER RD | 43202 | Active | 1890930716 | AMES | 3000SS | DCDA | 4.000 | 3618083 | MECHANICAL ROOM
2981 | OLENTANGY RIVER RD | 43202 | Active | 20984 | WATTS | 919QT | RP | 1.500 | 3618084 | RISER RM NW CORNER OF BLDG
2981 | OLENTANGY RIVER RD | 43202 | Not Required by DOW | HB79660 | FEBCO | 765 | PVB | 1.000 | 3618183 | MECHANICAL ROOM
3025 | OLENTANGY RIVER RD | 43202-1514 | Not Required by DOW | 4139782 | WILKINS | 975XL2 | RP | 1.500 | 3616576 | 2995 OLENTANGY (SKYLINE CHILI)
3025 | OLENTANGY RIVER RD | 43202-1514 | Active | 4540B | WILKINS | 350 | DC | 4.000 | 3616575 | MECHANICAL ROOM REAR OF BUILDING
3025 | OLENTANGY RIVER RD | 43202-1514 | Active | 98926 | WILKINS | 375 | RP | 4.000 | 3616574 | MECHANICAL ROOM REAR OF BUILDING
3031 | OLENTANGY RIVER RD | 43202-1516 | Active | B34283 | WILKINS | 975 | RP | 4.000 | 59844 | MECH ROOM NEXT TO METER
3031 | OLENTANGY RIVER RD | 43202-1516 | Active | 106841 | AMES | 3000SS | DCDA | 6.000 | 59821 | WEST MECHANICAL ROOM AT 3031
3031 | OLENTANGY RIVER RD | 43202-1516 | Active | 45461 | WATTS | 007M1 | DC | 0.750 | 59823 | WEST MECH ROOM
3031 | OLENTANGY RIVER RD | 43202-1516 | Not Required by DOW | 123549 | WILKINS | 975XL | RP | 2.000 | 59822 | WEST MECHANICAL ROOM AT 3031
3045 | OLENTANGY RIVER RD | 43202-1516 | LPS - Active | [5 empty] | 3638014 | MECH ROOM EAST
3045 | OLENTANGY RIVER RD | 43202-1516 | Not Required by DOW | 455039 | WATTS | 909M1QT | RP | 2.000 | 98733 | POOL EQUIPMENT ROOM
3045 | OLENTANGY RIVER RD | 43202-1516 | Active | L53355 | WILKINS | 375 | RP | 3.000 | 98784 | MECH ROOM 1ST FLOOR
3045 | OLENTANGY RIVER RD | 43202-1516 | Not Required by DOW | 3334 | WATTS | 919 | RP | 0.500 | 98786 | 6TH FLOOR VENDOR
3045 | OLENTANGY RIVER RD | 43202-1516 | Active | 13752 | WATTS | 007M2QT | DC | 0.750 | 98867 | MECH ROOM EAST
3045 | OLENTANGY RIVER RD | 43202-1516 | Active | 1676781108 | AMES | 3000SS | DCDA | 6.000 | 98866 | MECH ROOM EAST
3045 | OLENTANGY RIVER RD | 43202-1516 | Not Required by DOW | 5625 | WATTS | 919 | RP | 0.500 | 98787 | 4TH FLOOR VENDOR ROOM
3045 | OLENTANGY RIVER RD | 43202-1516 | Not Required by DOW | 36142 | WATTS | LF009QT | RP | 0.500 | 98862 | 2ND FLOOR VENDING ROOM
3045 | OLENTANGY RIVER RD | 43202-1516 | Not Required by DOW | J051571 | FEBCO | 825Y | RP | 1.000 | 99478 | PUMP ROOM, FIRST FLOOR
3100 | OLENTANGY RIVER RD | 43202- | Active | QC-0326 | AMES | COLT 400 | RP | 4.000 | 3621377 | HOT BOX AT PIT NW DRIVEWAY ENTRANCE
3100 | OLENTANGY RIVER RD | 43202- | Not Required by DOW | 56645 | WATTS | LF919QT | RP | 1.000 | 3621347 | WATER RISER RM S SIDE OF BLDG (PUMP RM/035)
3100 | OLENTANGY RIVER RD | 43202- | Active | 75001 | AMES | 2000B | DC | 0.750 | 3621378 | METER PIT NW DRIVEWAY ENTRANCE
3100 | OLENTANGY RIVER RD | 43202- | Not Required by DOW | 66576 | WATTS | LF919QT | RP | 0.750 | 3621346 | OUTSIDE WTR FOUNTAIN, CEILING THRU ACCESS PANEL NE SIDE OF BLDG (CARTS/004)
3100 | OLENTANGY RIVER RD | 43202- | Not Required by DOW | 56988 | WATTS | LF919QT | RP | 1.000 | 3622731 | ROOM #048A/BUFFET ROOM CEILING
3100 | OLENTANGY RIVER RD | 43202- | Not Required by DOW | 031572 | WATTS | 007M1QT | DC | 2.000 | 3622730 | POOL EQUIPMENT ROOM
3100 | OLENTANGY RIVER RD | 43202- | Active | 1869220915 | AMES | 3000SS | DCDA | 8.000 | 3621379 | METER PIT AT NW DRIVEWAY
3120 | OLENTANGY RIVER RD | 43202-1517 | Due Install |  |  |  | RP | 0.750 | 3500303 | MTR BY HOTWATER TANK ON N SIDE
3121 | OLENTANGY RIVER RD | 43202-1518 | Active | 01773 | WATTS | F619 | DC | 0.750 | 3618548 | RISER ROOM
3121 | OLENTANGY RIVER RD | 43202-1518 | Active | N1511040739 | FEBCO | 876V | DCDA | 6.000 | 3618320 | RISER ROOM
3121 | OLENTANGY RIVER RD | 43202-1518 | Active | 65321 | WATTS | 919AQT | RP | 0.750 | 3632953
3121 | OLENTANGY RIVER RD | 43202-1518 | Not Required by DOW |  | WATTS | 919QT | RP | 0.750 | 3618553 | SWIMMING POOL AREA, SWIMMING POOL EQUIPMENT ROOM
3121 | OLENTANGY RIVER RD | 43202-1518 | Not Required by DOW | 65852 | WATTS | 919AQT | RP | 0.750 | 3618552 | PANTRY LOUNGE AREA
3121 | OLENTANGY RIVER RD | 43202-1518 | Not Required by DOW | 65853 | WATTS | 919AQT | RP | 0.750 | 3618551 | PANTRY LOUNGE AREA
3121 | OLENTANGY RIVER RD | 43202-1518 | Active | PK-1664 | WATTS | 957 | RP | 3.000 | 3618549 | RISER ROOM
3121 | OLENTANGY RIVER RD | 43202-1518 | Not Required by DOW | 20413 | WATTS | 919QT | RP | 1.500 | 3618550 | RISER ROOM
3130 | OLENTANGY RIVER RD | 43202-1517 | Active | W428951 | WILKINS | 975XL2 | RP | 0.500 | 3500304 | IN 3132
3130 | OLENTANGY RIVER RD | 43202-1517 | Due Install |  |  |  | RP |  | 3639013
3140 | OLENTANGY RIVER RD | 43202-1517 | Not Required by DOW | CAA19101 | WILKINS | 720A | PVB | 1.000 | 60042 | SE CORNER OUTSIDE OF BUILDING
3140 | OLENTANGY RIVER RD | 43202-1517 | Active | 103621 | WATTS | 009M2QT | RP | 1.000 | 60038 | IN MECH ROOM BEHIND HOT WATER HEATER
3140 | OLENTANGY RIVER RD | 43202-1517 | Not Required by DOW | 115482 | WATTS | 009M2QT | RP | 1.000 | 60039 | IN MECH ROOM BEHIND HOT WATER HEATER
3140 | OLENTANGY RIVER RD | 43202-1517 | Active | 147295 | WATTS | 009M2QT | RP | 2.000 | 60040 | IN MECH ROOM BEHIND HOT WATER HEATER (WEST WALL)
3165 | OLENTANGY RIVER RD | 43202-1518 | Not Required by DOW | DM474 | CONBRACO | 40203A2S | RP | 0.500 | 60135 | AC ROOM BASEMENT
3165 | OLENTANGY RIVER RD | 43202-1518 | Not Required by DOW | 046813 | WATTS | LF909QT | RP | 1.000 | 60133 | BOILER ROOM
3165 | OLENTANGY RIVER RD | 43202-1518 | Active | 020791 | WATTS | LF909 | RP | 2.000 | 3635113 | BASEMENT EAST WALL CENTER @ METER
3165 | OLENTANGY RIVER RD | 43202-1518 | Not Required by DOW | 66951 | WATTS | 007M2QT | DC | 1.500 | 60137 | BOILER ROOM
3200 | OLENTANGY RIVER RD | 43202-1519 | Due Install |  |  |  | RP | 1.000 | 3638015 | MECHANICAL ROOM AT METER
3224 | OLENTANGY RIVER RD | 43202- | Active | 53219 | WATTS | 009M1QT | RP | 1.500 | 88959 | 3230 OLENTANGY RIVER RD, UNDER SINK MENS ROOM
3232 | OLENTANGY RIVER RD | 43202-1519 | Not Required by DOW | A33283 | WATTS | 009QT | RP | 0.500 | 100671 | 3RD FLOOR ICE MAKER
3232 | OLENTANGY RIVER RD | 43202-1519 | LPS - Active | [5 empty] | 3638018
3232 | OLENTANGY RIVER RD | 43202-1519 | Active | L31781 | WILKINS | 375 | RP | 3.000 | 90895 | WATER METER ROOM/ FIRE PUMP ROOM
3232 | OLENTANGY RIVER RD | 43202-1519 | Not Required by DOW | 93763 | WATTS | 009QT | RP | 0.500 | 100670 | 4TH FLOOR ICE MAKER
3232 | OLENTANGY RIVER RD | 43202-1519 | Not Required by DOW | A29769 | WATTS | 009QT | RP | 0.500 | 100669 | 5TH FLOOR ICE MAKER
3232 | OLENTANGY RIVER RD | 43202-1519 | Not Required by DOW | A29750 | WATTS | 009QT | RP | 0.500 | 100668 | FIRST FLOOR ICE MAKER
3232 | OLENTANGY RIVER RD | 43202-1519 | Not Required by DOW | A29746 | WATTS | 009QT | RP | 0.500 | 98851 | SECOND FLOOR VENDING ROOM
3232 | OLENTANGY RIVER RD | 43202-1519 | Active | L31776 | WILKINS | 375 | RP | 3.000 | 90896 | FIRE PUMP ROOM
3232 | OLENTANGY RIVER RD | 43202-1519 | Active | 05780 | WATTS | 007M1QT | DC | 0.750 | 90899 | MECH ROOM
3232 | OLENTANGY RIVER RD | 43202-1519 | Not Required by DOW | 019162 | WATTS | 800M4FR | PVB | 1.500 | 90897 | FIRE PUMP ROOM
3232 | OLENTANGY RIVER RD | 43202-1519 | Active | 1521780806 | AMES | 3000SS | DCDA | 6.000 | 90898 | MECH ROOM
3246 | OLENTANGY RIVER RD | 43202-1519 | Due Install |  |  |  | RP | 6.000 | 3638021
3246 | OLENTANGY RIVER RD | 43202-1519 | Active | HC90845 | FEBCO | 765 | PVB | 1.000 | 60285 | MECH ROOM
3246 | OLENTANGY RIVER RD | 43202-1519 | Active | 1490110106 | AMES | 2000SS | DC | 2.500 | 87098 | MECHANICAL ROOM
3250 | OLENTANGY RIVER RD | 43202-1519 | Not Required by DOW | J040408 | FEBCO | 825Y | RP | 1.000 | 96291 | SOUTH SIDE OF BLDG
3250 | OLENTANGY RIVER RD | 43202-1519 | Active | 4422640 | WILKINS | 975XL2 | RP | 1.000 | 96238 | SOUTH SIDE OF BUILING IN MECH ROOM
3360 | OLENTANGY RIVER RD | 43202-1521 | Due Install |  |  |  | RP | 8.000 | 3638079
3360 | OLENTANGY RIVER RD | 43202-1521 | Active | A36490 | WATTS | 009M2QT | RP | 1.000 | 90925 | boiler room
3362 | OLENTANGY RIVER RD | 43202- | Due Install |  |  |  | RP | 1.500 | 3500308
3370 | OLENTANGY RIVER RD | 43202-1521 | Active | 3982269 | WILKINS | 950XLT2 | DC | 1.500 | 3611773 | NE MECH ROOM AT WATER METER FOR LIMITD FIRE
3370 | OLENTANGY RIVER RD | 43202-1521 | Active | 010555 | WATTS | 007QT | DC | 2.000 | 3611774 | BACK OF BUILDING, MECHANICAL ROOM NE CORNER
3370 | OLENTANGY RIVER RD | 43202-1521 | Due Install |  |  |  | RP |  | 3636962 | NE MECH ROOM AT WATER METER
3400 | OLENTANGY RIVER RD | 43202-1576 | Active | 1816530913 | AMES | 3000SS | DCDA | 4.000 | 3603681 | HOT BOX NEAR OLENTANGY
3400 | OLENTANGY RIVER RD | 43202-1576 | Active | 58601 | WILKINS | 975XL | RP | 2.000 | 60616 | BASEMENT - MECHANICAL ROOM NEXT TO WATER METER
3400 | OLENTANGY RIVER RD | 43202-1576 | Not Required by DOW | 05864 | WATTS | LF919QT | RP | 0.500 | 104164 | CLOSET 177
3400 | OLENTANGY RIVER RD | 43202-1576 | Not Required by DOW | 43755 | WATTS | LF919QT | RP | 1.000 | 104165 | MEDICAL EQUIPMENT, CEILING ROOM 195
3400 | OLENTANGY RIVER RD | 43202-1576 | Active | 71008 | AMES | 2000B | DC | 0.750 | 3603680 | HOT BOX NEAR OLENTANGY
3400 | OLENTANGY RIVER RD | 43202-1576 | Not Required by DOW | 43754 | WATTS | LF919QT | RP | 1.000 | 104166 | MEDICAL EQUIPMENT, CEILING ROOM 197
3440 | OLENTANGY RIVER RD | 43202-1556 | Active | 55574 | WATTS | 919QT | RP | 0.750 | 3606331 | 15TH FLR PENTHSE BOILER ROOM
3440 | OLENTANGY RIVER RD | 43202-1556 | Active | 3930338 | WILKINS | 975XL2 | RP | 1.500 | 3609432 | LAUNDRY ROOM MECHANICAL ROOM
3440 | OLENTANGY RIVER RD | 43202-1556 | Active | 4133628 | WILKINS | 975XL2 | RP | 0.750 | 60743 | POOL HSE
3535 | OLENTANGY RIVER RD | 43214-3908 | Not Required by DOW | 15619 | WATTS | 919QT | RP | 1.500 | 3609547 | CHILLED WATER MAKE UP - LINEAR EQUIPMENT, RM #RMH 000-50579 - LOWER LEVEL
3535 | OLENTANGY RIVER RD | 43214-3908 | Active | 16372 | WATTS | LF909 | RP | 4.000 | 3609549 | RM #RMH 000-S0507A- LOWER LEVEL MEZZANINE
3535 | OLENTANGY RIVER RD | 43214-3908 | Not Required by DOW | 001808 | WATTS | LF909QT | RP | 1.000 | 3609550 | RM #RMH 003-S3556H- 3RD FLOOR
3535 | OLENTANGY RIVER RD | 43214-3908 | Not Required by DOW | 10691 | WATTS | 919QT | RP | 0.750 | 99899 | SPD 2 2ND FLOOR SURGERY
3535 | OLENTANGY RIVER RD | 43214-3908 | Not Required by DOW | 321776 | WATTS | 909M1QT | RP | 2.000 | 60979 | CCU EQ ROOM 61
3535 | OLENTANGY RIVER RD | 43214-3908 | Not Required by DOW | 2280799 | WILKINS | 975XLBMS | RP | 1.500 | 97335 | RADIATION ONO
3535 | OLENTANGY RIVER RD | 43214-3908 | Active | 91057 | WATTS | 909HWM1QT | RP | 2.000 | 3652599
3535 | OLENTANGY RIVER RD | 43214-3908 | Not Required by DOW | 15802 | WATTS | 919AQT | RP | 1.500 | 3609594 | MRI EQUIPMENT, 52568E
3535 | OLENTANGY RIVER RD | 43214-3908 | Not Required by DOW | 323753 | WATTS | 909M1QT | RP | 2.000 | 60980 | MECH ROOM REAR OF BUILDING RISER ROOM
3535 | OLENTANGY RIVER RD | 43214-3908 | Not Required by DOW | 15382 | WATTS | 919AQT | RP | 1.500 | 3609595 | MRI EQUIPMENT, 0516E SILVER G LEVEL
3535 | OLENTANGY RIVER RD | 43214-3908 | Not Required by DOW | 332177 | WATTS | 909M1QT | RP | 2.000 | 60981 | BASEMENT BOILER ROOM NEXT TO OFFICE
3535 | OLENTANGY RIVER RD | 43214-3908 | Not Required by DOW | 362514 | WATTS | 909M1QT | RP | 1.250 | 60982 | BOILER ROOM SOUTH END, POWER PLANT NEAR RESTROOM
3535 | OLENTANGY RIVER RD | 43214-3908 | Not Required by DOW | 74035 | WATTS | 008PCQT | PVB | 0.500 | 3609604 | MOP SINK, 0542H SILVER BLD G LEVEL
3535 | OLENTANGY RIVER RD | 43214-3908 | Not Required by DOW | 05798 | WATTS | 919 | RP | 0.500 | 3609596 | HUMIDIFIER, 1ST FL SILVER BLDG RM #S1586H
3535 | OLENTANGY RIVER RD | 43214-3908 | Active | MB0190 | WATTS | 957 | RP | 6.000 | 3603872 | RED BUILDING BASEMENT MECHANICAL ROOM
3535 | OLENTANGY RIVER RD | 43214-3908 | Active | 305453 | WATTS | 909M1QT | RP | 2.000 | 61190 | BASEMENT MECHANICAL ROOM--835 THOMAS LANE (CHILD CARE)
3535 | OLENTANGY RIVER RD | 43214-3908 | Not Required by DOW | 014813 | WATTS | 909QT | RP | 1.000 | 3609612 | SPD EQUIPMENT, 2ND FL SILVER BLDG RM #52585
3535 | OLENTANGY RIVER RD | 43214-3908 | Not Required by DOW | 00203 | WATTS | 909 | RP | 1.500 | 3609597 | HEATING MAKE-UP, 10TH PENTHOUSE S SIDE
3535 | OLENTANGY RIVER RD | 43214-3908 | Active | 169049 | AMES | 2000SS | DC | 8.000 | 3603874 | RED BUILDING BASEMENT MECHANICAL ROOM
3535 | OLENTANGY RIVER RD | 43214-3908 | Active | LL0158 | WATTS | 957 | RP | 6.000 | 3603873 | RED BUILDING BASEMENT MECHANICAL ROOM
3535 | OLENTANGY RIVER RD | 43214-3908 | Not Required by DOW | 014815 | WATTS | 909QT | RP | 1.000 | 3609613 | R. O. WATER, 2ND FL SILVER BLDG
3535 | OLENTANGY RIVER RD | 43214-3908 | Not Required by DOW | A07404 | WATTS | 009QT | RP | 0.500 | 97713 | 1st flr. Rm # 13361 Radiology
3535 | OLENTANGY RIVER RD | 43214-3908 | Not Required by DOW | 48605 | WATTS | LF919QT | RP | 1.000 | 3608266 | MECHANICAL ROOM - 4TH FLOOR (GREEN BUILDING)
3535 | OLENTANGY RIVER RD | 43214-3908 | Not Required by DOW | 397669 | WATTS | 909M1QT | RP | 1.500 | 60985 | MECH ROOM #03381 (EDH)
3535 | OLENTANGY RIVER RD | 43214-3908 | Active | 187928 | AMES | 2000CIV | DC | 8.000 | 3609614 | SILVER MECHANICAL MEZZ
3535 | OLENTANGY RIVER RD | 43214-3908 | Active | B127454 | WILKINS | 375XL | RP | 2.000 | 3652598
3535 | OLENTANGY RIVER RD | 43214-3908 | Active | B131632 | WILKINS | 375XL | RP |  | 3652597 | Power Plant
3535 | OLENTANGY RIVER RD | 43214-3908 | Not Required by DOW | 02708 | WATTS | 009 | RP | 2.500 | 3609791 | RED BLDG WATER METER ROOM
3535 | OLENTANGY RIVER RD | 43214-3908 | Active | 36285 | WATTS | 919QT | RP | 2.000 | 3646228 | 1ST FLOOR STERILIZER ROOM 8' IN AIR - HOT WATER
3535 | OLENTANGY RIVER RD | 43214-3908 | Active | 36774 | WATTS | 919QT | RP | 2.000 | 3646227 | 1ST FLOOR STERILIZER ROOM 8' IN AIR - COLD WATER
3535 | OLENTANGY RIVER RD | 43214-3908 | Not Required by DOW | 18539 | WATTS | 919AQT | RP | 1.500 | 3609598 | RO WATER, SAME DAY SURGERY RO WATER ROOM
3535 | OLENTANGY RIVER RD | 43214-3908 | Not Required by DOW | 58460 | WATTS | LF919QT | RP | 0.750 | 3611338 | ENDOSCOPY - 1ST FL RM #REPROSS G1039
3535 | OLENTANGY RIVER RD | 43214-3908 | Not Required by DOW | 18589 | WATTS | 919AQT | RP | 1.500 | 3609599 | MRI, 0519E SILVER G
3535 | OLENTANGY RIVER RD | 43214-3908 | Not Required by DOW | 422654 | WATTS | 909QT | RP | 0.750 | 60986 | EQUIP. ROOM # 13
3535 | OLENTANGY RIVER RD | 43214-3908 | Not Required by DOW | 02339 | WATTS | 919 | RP | 0.500 | 99898 | SPD 2 2ND FLOOR SURGERY
3535 | OLENTANGY RIVER RD | 43214-3908 | Not Required by DOW | 06751 | WATTS | 919 | RP | 0.500 | 3611339 | ENDOSCOPY - 1ST FL RM #REPROSS G1039
3535 | OLENTANGY RIVER RD | 43214-3908 | Not Required by DOW | 441449 | WATTS | 909M1HWQT | RP | 1.500 | 98404 | ROOM 114 BASEMENT ABOVE STERILIZERS
3535 | OLENTANGY RIVER RD | 43214-3908 | Not Required by DOW | 56795 | WATTS | 919QT | RP | 1.000 | 3618293 | MECHANICAL ROOM IN GREEN BUILDING
3535 | OLENTANGY RIVER RD | 43214-3908 | Not Required by DOW | 493199 | WATTS | 009PCQT | RP | 0.750 | 60988 | EQ ROOM E09
3535 | OLENTANGY RIVER RD | 43214-3908 | Not Required by DOW | 239744 | WATTS | LF009M3 | RP | 0.750 | 3639370 | IN DIALYSIS WATER ROOM 2ND FLOOR
3535 | OLENTANGY RIVER RD | 43214-3908 | Not Required by DOW | 438082 | WATTS | 909M1HWQT | RP | 1.500 | 98403 | ROOM 114 BASEMENT ABOVE STERILIZERS
3535 | OLENTANGY RIVER RD | 43214-3908 | Not Required by DOW | 239768 | WATTS | LF009M3 | RP | 0.750 | 3639371 | IN DIALYSIS WATER ROOM 2ND FLOOR
3535 | OLENTANGY RIVER RD | 43214-3908 | Not Required by DOW | 276646 | WATTS | 909PCHWM1QT | RP | 1.500 | 60975 | 3555 OLENTANGY RIVER RD, 5TH FLOOR SMOB
3535 | OLENTANGY RIVER RD | 43214-3908 | Not Required by DOW | 82241 | WATTS | 008PCQT | PVB | 0.500 | 3609606 | MOP SINK FAUCET, 2ND FL SILVER BLDG RM #52560H
3535 | OLENTANGY RIVER RD | 43214-3908 | Active | 19627 | AMES | 2000B | DC | 0.750 | 60972 | MECH ROOM NEXT TO WATER METER - 797 THOMAS LN
3535 | OLENTANGY RIVER RD | 43214-3908 | Not Required by DOW | 652674 | WATTS | 909QT | RP | 0.750 | 3603871 | EQUIPMENT ROOM 13
3535 | OLENTANGY RIVER RD | 43214-3908 | Not Required by DOW | 82291 | WATTS | 008PCQT | PVB | 0.500 | 3609607 | MOP SINK SPOUT, RED GARAGE GENERATOR ROOM
3535 | OLENTANGY RIVER RD | 43214-3908 | Not Required by DOW | 74030 | WATTS | 008PCQT | PVB | 0.500 | 3609551 | RM #RMH 003-S3556H- 3RD FLOOR
3535 | OLENTANGY RIVER RD | 43214-3908 | Not Required by DOW | 6693 | WATTS | LF919QT | RP | 1.000 | 3603870 | CART WASHERS, SPD CART WASH
3535 | OLENTANGY RIVER RD | 43214-3908 | Not Required by DOW | 82358 | WATTS | 008PCQT | PVB | 0.500 | 3609552 | JANITOR SINK FAUCET, RM #RMH 004-S4556H- 4TH FLOOR
3535 | OLENTANGY RIVER RD | 43214-3908 | Active | 13613050 | AMES | 3000 | DCDA | 4.000 | 67051 | MECHANICAL ROOM -- 797 THOMAS LN
3535 | OLENTANGY RIVER RD | 43214-3908 | Active | 307300 | WATTS | 909M1QT | RP | 2.000 | 61193 | MECHANICAL ROOM--550 THOMAS LANE (OUT PATIENT DIA), GROUND LEVEL
3535 | OLENTANGY RIVER RD | 43214-3908 | Not Required by DOW | 82381 | WATTS | 008PCQT | PVB | 0.500 | 3609608 | MOP SINK FAUCET, 2ND FL SILVER BLDG RM #52582H
3535 | OLENTANGY RIVER RD | 43214-3908 | Active | ACJ886 | WILKINS | 975 | RP | 1.500 | 3608148 | RED GARAGE GENERATOR RM SE CORNER
3535 | OLENTANGY RIVER RD | 43214-3908 | Not Required by DOW | 373 | WATTS | LF909M1QT | RP | 1.500 | 3603869 | 10 S MECHANICAL ROOM
3535 | OLENTANGY RIVER RD | 43214-3908 | Not Required by DOW | 74155 | WATTS | 008PCQT | PVB | 0.500 | 3609553 | JANITOR SINK FAUCET, RM #RMH 005-S5556H- 5TH FLOOR
3535 | OLENTANGY RIVER RD | 43214-3908 | Not Required by DOW | 82271 | WATTS | 008PCQT | PVB | 0.500 | 3609554 | JANITOR SINK FAUCET, RM #RMH 006-S6556H- 6TH FLOOR
3535 | OLENTANGY RIVER RD | 43214-3908 | Not Required by DOW | 002590 | WATTS | LF909QT | RP | 0.750 | 3603868 | 2ND FLOOR MECHANICAL ROOM ISM
3535 | OLENTANGY RIVER RD | 43214-3908 | Not Required by DOW | 000946 | WATTS | 909 | RP | 3.000 | 3609609 | CHILLED WATER MAKE-UP, 10TH FL PENTHOUSE - N SIDE
3535 | OLENTANGY RIVER RD | 43214-3908 | Active | 305739 | WATTS | 909M1QT | RP | 2.000 | 61191 | BASEMENT MECHANICAL ROOM--755 THOMAS LANE
3535 | OLENTANGY RIVER RD | 43214-3908 | Not Required by DOW | 09363 | WATTS | 008PCQT | PVB | 0.500 | 3609555 | JANITOR SINK FAUCET, RM #RMH 007-S7556H- 7TH FLOOR
3535 | OLENTANGY RIVER RD | 43214-3908 | Not Required by DOW | 003217 | WATTS | 909QT | RP | 1.000 | 104024 | R. O. SYSTEM, R. O. ROOM - SPD (LOWER LEVEL)
3535 | OLENTANGY RIVER RD | 43214-3908 | Not Required by DOW | 09361 | WATTS | 008PCQT | PVB | 0.500 | 3609556 | JANITOR SINK FAUCET, RM #RMH 008-S8556H- 8TH FLOOR
3535 | OLENTANGY RIVER RD | 43214-3908 | Not Required by DOW | 011982 | WATTS | 909QT | RP | 1.000 | 3609610 | SPD EQUIPMENT, 2ND FL SILVER BLDG RM #52585
3535 | OLENTANGY RIVER RD | 43214-3908 | Not Required by DOW | 014040 | WATTS | 909QT | RP | 1.000 | 3609611 | SPD EQUIPMENT, 2ND FL SILVER BLDG RM #52585
3535 | OLENTANGY RIVER RD | 43214-3908 | Active | 1320A | WILKINS | 350A | DC | 4.000 | 103721 | NW GEN ROOM
3535 | OLENTANGY RIVER RD | 43214-3908 | Not Required by DOW | 09362 | WATTS | 008PCQT | PVB | 0.500 | 3609557 | JANITOR SINK FAUCET, RM #RMH 009-S9556H- 9TH FLOOR
3535 | OLENTANGY RIVER RD | 43214-3908 | Not Required by DOW | 03353 | WATTS | 008PCQT | PVB | 0.750 | 3609558 | TRASH CHUTE WASH DOWN, RM #RMH 009-S955- 9TH FLOOR
3535 | OLENTANGY RIVER RD | 43214-3908 | Active | 307306 | WATTS | 909M1QT | RP | 2.000 | 61195 | BASEMENT MECHANICAL ROOM--755 THOMAS LANE (ISF BUILDING)
3535 | OLENTANGY RIVER RD | 43214-3908 | Not Required by DOW | 03587 | WATTS | 008PCQT | PVB | 0.750 | 3609559 | TRASH CHUTE WASH DOWN, RM #RMH 009-S955- 9TH FLOOR
3535 | OLENTANGY RIVER RD | 43214-3908 | Not Required by DOW | 74036 | WATTS | 008PCQT | PVB | 0.500 | 3609605 | MOP SINK, 0515H SILVER basement
3535 | OLENTANGY RIVER RD | 43214-3908 | Not Required by DOW | 406191 | WATTS | 909QT | RP | 1.000 | 91468 | BASMENT MECH ROOM 835 THOMAS LANE CHILD CARE
3535 | OLENTANGY RIVER RD | 43214-3908 | Not Required by DOW | 616717 | WATTS | 909HWQT | RP | 0.750 | 96067 | 4TH FLOOR X-RAY ROOM CLOSET
3535 | OLENTANGY RIVER RD | 43214-3908 | Active | A109066 | WILKINS | 975XLBMS | RP | 2.000 | 101492 | MECH ROOM - 797 THOMAS LN
3535 | OLENTANGY RIVER RD | 43214-3908 | Not Required by DOW | 17505 | WATTS | 919AQT | RP | 1.500 | 3609592 | CHEMICAL FEED MAKE-UP, 10TH FL PENTHOUSE - N SIDE
3535 | OLENTANGY RIVER RD | 43214-3908 | Not Required by DOW | 454186 | WATTS | 909QT | RP | 1.000 | 60987 | MECHANICAL ROOM #60 1ST FLOOR -- SOUTH
3535 | OLENTANGY RIVER RD | 43214-3908 | Active | 16376 | WATTS | 909 | RP | 4.000 | 3609593 | SILVER DOMESTIC WATER ROOM
3535 | OLENTANGY RIVER RD | 43214-3908 | Not Required by DOW | 18860 | WATTS | 919AQT | RP | 1.500 | 3609600 | MRI, 0545 SILVER B/D LEVEL G
3535 | OLENTANGY RIVER RD | 43214-3908 | Not Required by DOW | 78160 | WATTS | 008PCQT | PVB | 0.500 | 100864 | IN CEILING ABOVE BANK (PNC)
3595 | OLENTANGY RIVER RD | 43214-3440 | Not Required by DOW | 207991 | WATTS | 909QT | RP | 0.750 | 61183 | BOILER ROOM ABOVE SUMP PIT, BASEMENT MECH ROOM
3595 | OLENTANGY RIVER RD | 43214-3440 | Not Required by DOW | 243184 | WATTS | 909M1QT | RP | 1.500 | 61184 | BOILER ROOM OVERHEAD, BASEMENT MECH ROOM
3600 | OLENTANGY RIVER RD | 43214-3437 | Active | A29343 | WATTS | 009QT | RP | 0.500 | 90335 | SUITE 485, NEXT TO WATER METER IN MECH ROOM
3600 | OLENTANGY RIVER RD | 43214-3437 | Due Install |  |  |  | RP | 6.000 | 3646234
3600 | OLENTANGY RIVER RD | 43214-3437 | Active | cb987804 | WILKINS | 720A | PVB | 0.750 | 98056 | 3600 BLDG 500A
3650 | OLENTANGY RIVER RD | 43214-3464 | Active | WC-1757 | AMES | COLT-400 | RP | 6.000 | 3649573 | IN HOT BOX 80 ' E/E PIT
3650 | OLENTANGY RIVER RD | 43214-3464 | Not Required by DOW | 119259 | WATTS | 009QT | RP | 2.000 | 61374 | METER/RISER ROOM NW GARAGE
3650 | OLENTANGY RIVER RD | 43214-3464 | Not Required by DOW | 013085 | WATTS | 909 | RP | 3.000 | 61375 | NW METER/RISER ROOM JUST INSIDE PARKING GARAGE
3660 | OLENTANGY RIVER RD | 43214-3454 | Not Required by DOW | [5 empty] | 3500317
3700 | OLENTANGY RIVER RD | 43214-3450 | Active | 215984 | WATTS | 909M1QT | RP | 2.000 | 61512 | BASEMENT MECHANICAL ROOM -NEW SECTION OF BUILDING
3700 | OLENTANGY RIVER RD | 43214-3450 | Due Install |  |  |  | RP | 6.000 | 3641318
3700 | OLENTANGY RIVER RD | 43214-3450 | Active | 3631025 | WILKINS | 975XL | RP | 2.000 | 103531 | 3710 OLENTANGY RIVER RD, CLOSET IN ROOM #442
3700 | OLENTANGY RIVER RD | 43214-3450 | Active | 266924 | WATTS | 909QT | RP | 0.750 | 61514 | MECHANICAL ROOM - NEW SECTION OF BUILDING
3700 | OLENTANGY RIVER RD | 43214-3450 | Active | 233994 | WATTS | 909QT | RP | 0.750 | 61513 | EAST MECHANICAL ROOM -OLD SECTION OF BUILDING
3800 | OLENTANGY RIVER RD | 43214-3455 | Active | 328423 | WATTS | 909M1QT | RP | 2.000 | 61811 | 3800 SE CORNER CABINET AT WATER MTR
3800 | OLENTANGY RIVER RD | 43214-3455 | Not Required by DOW | 24323 | AMES | 2000B | DC | 1.000 | 3638030 | CRAWL SPACE BELOW 3802
3812 | OLENTANGY RIVER RD | 43214- | Due Install |  |  |  | DCDA | 6.000 | 3605728 | IN PIT S OF ENTRANCE
3814 | OLENTANGY RIVER RD | 43214- | Due Install |  |  |  | RP |  | 3632482
3814 | OLENTANGY RIVER RD | 43214- | Active | 09657 | AMES | 2000B | DC | 1.500 | 61854 | Room 009M
3828 | OLENTANGY RIVER RD | 43214- | Active | 750861 | WILKINS | 975 | RP | 2.000 | 61881 | 3830 OLENTANGY RVR RD CENTER BLDG AT METR
3828 | OLENTANGY RIVER RD | 43214- | Active | 750869 | WILKINS | 975 | RP | 2.000 | 61882 | 3830 OLENTANGY RVR RD CENTER BLDG AT METR
3917 | OLENTANGY RIVER RD | 43214-2965 | Active | 3838411 | WILKINS | 975XL | RP | 1.000 | 93250 | AT THE WATER METER
4109 | OLENTANGY RIVER RD | 43214-3461 | Active | H206457 | FEBCO | 765 | PVB | 0.750 | 99363 | LEFT OF HOUSE
4317 | OLENTANGY RIVER RD | 43214-2967 | Active | 4239243 | WILKINS | 975XL | RP | 0.750 | 3595411 | LEFT SIDE
4567 | OLENTANGY RIVER RD | 43214-2415 | Active | 397033 | WATTS | LF009M3QT | RP | 0.750 | 100467 | BOILER ROOM (BASEMENT)
4701 | OLENTANGY RIVER RD | 43214-1950 | Active | 589093 | WILKINS | 975 | RP | 1.000 | 64845 | IN BASEMENT AT METER
4885 | OLENTANGY RIVER RD | 43214-1952 | Not Required by DOW | 117444 | WATTS | 800MQT | PVB | 0.500 | 87241 | Outside South Building Wall - Mechanical Room
4885 | OLENTANGY RIVER RD | 43214-1952 | Active | N0811060905 | FEBCO | 880V | RP | 4.000 | 89234 | Basement Mechanical Room - South Wall at Meter
4885 | OLENTANGY RIVER RD | 43214-1952 | Not Required by DOW | 368381 | WATTS | 909QT | RP | 0.750 | 65337 | Basement Boiler Room by Ceiling
4895 | OLENTANGY RIVER RD | 43214 | Active | 21293 | WATTS | 919QT | RP | 2.000 | 103638 | Sprinkler Riser Room
4895 | OLENTANGY RIVER RD | 43214 | Active | 69809 | AMES | 2000B | DC | 0.750 | 103622 | SPRINKLER RISER ROOM
4895 | OLENTANGY RIVER RD | 43214 | Active | 1800160313 | AMES | 3000SS | DCDA | 4.000 | 103605 | SPRINKLER RISER ROOM
4895 | OLENTANGY RIVER RD | 43214 | Not Required by DOW | 39405 | WATTS | 919QT | RP | 1.000 | 103658 | Sprinkler Riser Room
4945 | OLENTANGY RIVER RD | 43214-1926 | Active | 3809054 | WILKINS | 975XL | RP | 0.750 | 65470 | MIDDLE OF BUILDING IN MECH ROOM
4989 | OLENTANGY RIVER RD | 43214 | Active | A36891 | WATTS | 009M2QT | RP | 2.000 | 3615238 | RISER ROOM
4989 | OLENTANGY RIVER RD | 43214 | Active | 155571113 | WATTS | 774DCDA | DCDA | 6.000 | 3606020 | SE CORNER OF GARAGE TAYLOR HASE APTS
4989 | OLENTANGY RIVER RD | 43214 | Active | OC-0168 | WATTS | 957 | RP | 4.000 | 3606019 | SE OF GARAGE, S SIDE OF PROP TAYLOR HSE APTS
4989 | OLENTANGY RIVER RD | 43214 | Active | 21359 | WATTS | 007M1QT | DC | 0.750 | 3605779 | SE CORNER OF GARAGE TAYLOR HSE APTS
4990 | OLENTANGY RIVER RD | 43214-1927 | Active | 3618513XLTCU | WILKINS | 975XL2 | RP | 2.000 | 101541 | MECHANICAL ROOM SW CORNER OF BUILDING
5000 | OLENTANGY RIVER RD |  | Not Required by DOW | [5 empty] | 3629960
5025 | OLENTANGY RIVER RD | 43214-1928 | Active | W245490 | WILKINS | 975A | RP | 0.750 | 89383 | BY WATER METER IN KITCHEN UNDER SINK
5033 | OLENTANGY RIVER RD | 43214-1928 | Active | W143184 | WILKINS | 975XL | RP | 1.000 | 104063 | 5205 OLENTANGY RIVER RD, MOP SINK CLOSET
5033 | OLENTANGY RIVER RD | 43214-1928 | Active | 100290 | WATTS | 009M2QT | RP | 1.500 | 104057 | 5205 OLENTANGY RIVER RD, STOCK ROOM
5044 | OLENTANGY RIVER RD | 43214- | Active | 212027 | WILKINS | 975XL | RP | 1.500 | 97035 | ABOVE METER PIT SOUTH OF ENTRANCE
5044 | OLENTANGY RIVER RD | 43214- | Due Install |  |  |  | RP | 3.000 | 3635198 | IN HOT BOX AT PIT
5044 | OLENTANGY RIVER RD | 43214- | Active | 127511 | WATTS | 007 | DC | 0.750 | 65805 | METER PIT - FRONT OF PROPERTY SOUTH OF MAIN DRIVE
5044 | OLENTANGY RIVER RD | 43214- | Active | 3JM2376 | AMES | 3000SS | DCDA | 6.000 | 65806 | METER PIT - FRONT OF PROPERTY SOUTH OF MAIN DRIVE
5067 | OLENTANGY RIVER RD | 43214-1944 | Active | 042380 | WATTS | LF009M2QT | RP | 1.500 | 3500354 | AT METER IN HOT BOX NE PROPERTY
5157 | OLENTANGY RIVER RD | 43235-3413 | Active | T000159 | WILKINS | 720A | PVB | 1.500 | 94853 | nw corner of bldg outside
5240 | OLENTANGY RIVER RD | 43235- | Active | CB000369 | WILKINS | 720A | PVB | 0.750 | 66475 | 712 CAMDEN YARD CT, BEHIND WALL LEFT
5330 | OLENTANGY RIVER RD | 43235-3497 | Due Install |  |  |  | RP | 1.000 | 3500359 | IN HOT BOX AT METER BOX N SIDE OF N ENTRANCE
5400 | OLENTANGY RIVER RD | 43235-3442 | Not Required by DOW | [5 empty] | 3500360
5493 | OLENTANGY RIVER RD | 43235- | Active | 1622003 | WATTS | 009QT | RP | 1.000 | 66999 | IN W END OF ISLAND AT METER BOX - BY 780 KATHERINES WOODS DR
5586 | OLENTANGY RIVER RD | 43235-3444 | Active | 012143 | WATTS | 800M2QT | PVB | 1.000 | 67339 | SOUTH EAST SIDE OF BUILDING RIGHT REAR
5707 | OLENTANGY RIVER RD | 43235-3419 | Not Required by DOW | 630541 | WATTS | 909QT | RP | 0.750 | 97381 | BOILER ROOM IN CEILING
5707 | OLENTANGY RIVER RD | 43235-3419 | Active | 1678040411 | AMES | 2000SS | DC | 2.500 | 99980 | BOILER ROOM AT/AFTER WATER METER
5707 | OLENTANGY RIVER RD | 43235-3419 | Not Required by DOW | 403647 | Wilkins | 460XL | PVB | 0.500 | 100310 | JANITOR CLOSET
5707 | OLENTANGY RIVER RD | 43235-3419 | Not Required by DOW | 421667 | Wilkins | 460XL | SVB | 0.500 | 100311 | NEXT TO DISHWASHER
5707 | OLENTANGY RIVER RD | 43235-3419 | Not Required by DOW | A397933 | WILKINS | 375XL | RP | 1.500 | 3616516 | BOILER ROOM FOR SPLASH POND/POOL
5707 | OLENTANGY RIVER RD | 43235-3419 | Active | VF-1224 | WATTS | 957 | RP | 3.000 | 3638692 | BOILER ROOM AT WATER METER
5707 | OLENTANGY RIVER RD | 43235-3419 | Not Required by DOW | 2943925 | WILKINS | 975XL | RP | 0.750 | 94164 | BOILER ROOM
5811 | OLENTANGY RIVER RD | 43235-3419 | Active | 3085485 | WILKINS | 975XL | RP | 1.000 | 97814 | N.E. corner basement @ Water meter
5971 | OLENTANGY RIVER RD | 43085-3400 | Active | T023639 | WILKINS | 720A | PVB | 0.750 | 99940 | LEFT SIDE FRONT
6064 | OLENTANGY RIVER RD | 43085-3468 | Active | CB001116 | WILKINS | 720A | PVB | 0.750 | 3500373 | RIGHT SIDE OF HOUSE
6069 | OLENTANGY RIVER RD | 43085-3467 | Active | T380442 | WILKINS | 720A | PVB | 0.750 | 3623134 | N/W CORNER OF HOUSE
6083 | OLENTANGY RIVER RD | 43085-3467 | Active | 283908 | WATTS | 009M3QT | RP | 0.750 | 88040 | BASEMENT
6121 | OLENTANGY RIVER RD | 43085-3467 | Active | 192664 | WILKINS | 975XL | RP | 1.500 | 69071 | DOWNSTAIRS IN BASEMENT(MECH RM)SIDE OF BUILDING
6121 | OLENTANGY RIVER RD | 43085-3467 | Not Required by DOW | 034630 | WATTS | LF007M1QT | DC | 1.000 | 3630121 | UNDER SINK
6204 | OLENTANGY RIVER RD | 43085-3470 | Active | A221568 | FEBCO | 825YA | RP | 0.750 | 69378 | BASEMENT MECHANICAL ROOM
6949 | OLENTANGY RIVER RD | 43235- | Active | J088345 | FEBCO | 825Y | RP | 1.000 | 70998 | NORTH SIDE OF ENTRY WAY BEHIND BACK WALL
7035 | OLENTANGY RIVER RD | 43235-2151 | Active | CAA25722 | WILKINS | 720A | PVB | 1.000 | 102039 | RIGHT SIDE OF HOUSE
7043 | OLENTANGY RIVER RD | 43235-2151 | Active | H132167 | FEBCO | 765 | PVB | 0.750 | 71313 | FRONT OF HOUSE NORTH OF FRONT DOOR
7067 | OLENTANGY RIVER RD | 43235-2151 | Active | 50819 | FEBCO | 765 | PVB | 1.000 | 71359 | OUTSIDE BACK OF HOUSE
7600 | OLENTANGY RIVER RD | 43235-1362 | Active | 09897 | WATTS | LF909M1QT | RP | 1.500 | 3631406 | AT WATER METER IN JANITORS CLOSET
7600 | OLENTANGY RIVER RD | 43235-1362 | Not Required by DOW | 31304 | WATTS | LF009QT | RP | 0.500 | 3631409 | UP HIGH IN COMPRESSOR/FILTER ROOM
7610 | OLENTANGY RIVER RD | 43235-1339 | Due Install |  |  |  | RP | 1.500 | 3635157 | IN MECH/MOP SINK ROOM BY MENS ROOM AT WATER METER
7610 | OLENTANGY RIVER RD | 43235-1339 | Active | W128233 | WILKINS | 975XL | RP | 1.500 | 72334 | IN JANITOR ROOM 1ST FLOOR AT METER
7620 | OLENTANGY RIVER RD | 43235-1363 | Active | ACG3893 | WILKINS | 975XL | RP | 1.500 | 3646258 | MECH ROOM W/HWT & ELECTRIC PANEL AT WATER METER BY MENS ROOM
7620 | OLENTANGY RIVER RD | 43235-1363 | Not Required by DOW | 48848 | WATTS | 909QT | RP | 1.500 | 72352 | INSIDE MECH.ROOM AT SEWER DED METER
7706 | OLENTANGY RIVER RD | 43235-1317 | Active | 260435 | WILKINS | 975XL | RP | 2.000 | 72590 | NEXT TO METER IN JANITORS CLOSET
7706 | OLENTANGY RIVER RD | 43235-1317 | Active | 351391 | WILKINS | 950XL | DC | 1.500 | 72591 | JANITORS CLOSET AT WATER METER
7730 | OLENTANGY RIVER RD | 43235-1317 | Active | ABV1110 | WILKINS | 975XL2 | RP | 1.000 | 3653795 | SE CORNER OF BLDG MECHANICAL ROOM
3160 | OLENTANGY RIVER RD UNIT A | 43202- | Active | 2399C | WILKINS | 375AST | RP | 4.000 | 3605908 | SW WATER RISER ROOM 1ST FLOOR THRU OFFICE -HAMPTON INN
3160 | OLENTANGY RIVER RD UNIT A | 43202- | LPS - Active |  |  |  | LPC |  | 3624778 | DOM BOOSTER PUMP
3160 | OLENTANGY RIVER RD UNIT A | 43202- | Active | 22066 | WATTS | 007M1PCQT | DC | 0.750 | 88960 | IN METER PIT NORTH PARKING LOT -HAMPTON INN
3160 | OLENTANGY RIVER RD UNIT A | 43202- | Active | 182688 | AMES | 3000SS | DCDA | 6.000 | 3604530 | IN METER PIT NORTH PARKING LOT
3160 | OLENTANGY RIVER RD UNIT A | 43202- | Not Required by DOW | 46993 | WATTS | LF919QT | RP | 1.000 | 3605906 | POOL EQUIPMENT, POOL EQUIPMENT ROOM
3160 | OLENTANGY RIVER RD UNIT A | 43202- | Not Required by DOW | 16398 | WATTS | LF919QT | RP | 1.500 | 3605907 | BOILER ROOM 1ST FLOOR
3535 | OLENTANGY RIVER RD UNIT A | 43214-3908 | Not Required by DOW | 174728 | WATTS | 909 | RP | 4.000 | 60993 | 8TH FLOOR MECHANICAL ROOM SOUTH
3535 | OLENTANGY RIVER RD UNIT A | 43214-3908 | Not Required by DOW | 189272 | WATTS | 909QTFDA | RP | 2.500 | 60994 | MECHAINCAL ROOM #44
3535 | OLENTANGY RIVER RD UNIT A | 43214-3908 | Not Required by DOW | 103055 | WATTS | 709QT | DC | 0.750 | 60989 | PLUMBING SHOP
3535 | OLENTANGY RIVER RD UNIT A | 43214-3908 | Not Required by DOW | 501240 | WATTS | 909QT | RP | 0.750 | 61010 | EQUIPMENT ROOM 68
3535 | OLENTANGY RIVER RD UNIT A | 43214-3908 | Not Required by DOW | 526293 | WATTS | 909QT | RP | 0.750 | 61011 | 10TH FL. MECH ROOM NORTH BUILDING
3535 | OLENTANGY RIVER RD UNIT A | 43214-3908 | Active | 622517 | WATTS | 909 | RP | 8.000 | 61012 | POWER PLANT EAST WALL
3535 | OLENTANGY RIVER RD UNIT A | 43214-3908 | Active | 622518 | WATTS | 909 | RP | 8.000 | 61013 | POWER PLANT EAST WALL
3535 | OLENTANGY RIVER RD UNIT A | 43214-3908 | Active | 98917 | WATTS | 009QT | RP | 2.000 | 61014 | 1ST FLOOR PIPE CHASE
3535 | OLENTANGY RIVER RD UNIT A | 43214-3908 | Active | Z3535 | WATTS | 709 | DC | 6.000 | 61015 | BASEMENT PLUMBING ROOM
3535 | OLENTANGY RIVER RD UNIT A | 43214-3908 | Active | A089390 | WILKINS | 975XLBMS | RP | 2.000 | 67050 | MECH ROOM (KIDNEY STONE CTR) --797 THOMAS LN
3535 | OLENTANGY RIVER RD UNIT A | 43214-3908 | Not Required by DOW | 440595 | WATTS | 909QT | RP | 1.000 | 61007 | 8TH FLOOR MECH ROOM
3535 | OLENTANGY RIVER RD UNIT A | 43214-3908 | Not Required by DOW | 237565 | WATTS | 909M1QT | RP | 1.500 | 60996 | BOILER ROOM EAST WALL -- BASEMENT (SERIAL #237656)
3535 | OLENTANGY RIVER RD UNIT A | 43214-3908 | Not Required by DOW | 239811 | WATTS | 909M1QT | RP | 1.250 | 60997 | IN BOILER ROOM (NORTH WALL) POWER PLANT
3535 | OLENTANGY RIVER RD UNIT A | 43214-3908 | Not Required by DOW | 1127233 | WILKINS | 975 | RP | 0.750 | 91469 | BOILER RM CEILING
3535 | OLENTANGY RIVER RD UNIT A | 43214-3908 | Not Required by DOW | 313289 | WATTS | 909M1QT | RP | 1.500 | 61003 | MRI EQUIPMENT ROOM
3535 | OLENTANGY RIVER RD UNIT A | 43214-3908 | Active | 382700 | WATTS | 909M1QT | RP | 2.000 | 61006 | IN SUPPLY ROOM OF RED PARKING GARAGE
3600 | OLENTANGY RIVER RD UNIT A | 43214-3437 | Due Install |  |  |  | RP | 1.500 | 3636277
3600 | OLENTANGY RIVER RD UNIT A | 43214-3437 | Active | 125923 | AMES | 4000SS | RP | 4.000 | 102832 | 3600 BLDG A, BASEMENT
3600 | OLENTANGY RIVER RD UNIT A | 43214-3437 | Active | H687258 | FEBCO | 765 | PVB | 0.750 | 3603678 | CORNER OF FIRST BLDG GROUP AT RIVERVIEW CTR 3600A OLEN-RVR RD
3600 | OLENTANGY RIVER RD UNIT B | 43214-3437 | Due Install |  |  |  | DC | 4.000 | 3500313
3600 | OLENTANGY RIVER RD UNIT B | 43214-3437 | Due Install |  |  |  | RP | 1.250 | 3649135
3600 | OLENTANGY RIVER RD UNIT C | 43214-3437 | Active | 96919 | WATTS |  | RP | 0.750 | 3500314
3773 | OLENTANGY RIVER RD UNIT FRONT | 43214-3425 | Active | 44466 | WATTS | 009QT | RP | 1.000 | 61719 | 3705 ROOM 0A01 ABOVE AIR SEPERATOR AT P-2 PUMP, MECH ROOM
3773 | OLENTANGY RIVER RD UNIT FRONT | 43214-3425 | Active | 181311 | WILKINS | 420 | PVB | 1.000 | 3615360 | 3705 OLENTANGY RIVER RD, NORTH SIDE OF BLDG
3773 | OLENTANGY RIVER RD UNIT FRONT | 43214-3425 | New Construction |  |  |  | RP | 8.000 | 3648525 | HOTBOX AFTER METER PIT NORTH OF NORTH DRIVE
3773 | OLENTANGY RIVER RD UNIT FRONT | 43214-3425 | Active | 94955 | WATTS | 009QT | RP | 2.000 | 61720 | 3773 ROOM 0801 - WATER SERVICE ROOM WEST WALL, SPRINKLER RISER ROOM
3773 | OLENTANGY RIVER RD UNIT FRONT | 43214-3425 | Active | 162490 | WATTS | 909 | RP | 3.000 | 87574 | 3705 OLENTANGY RIVER RD bsmt.North Mech. room
3773 | OLENTANGY RIVER RD UNIT FRONT | 43214-3425 | Active | 195049 | WATTS | 009M3QT | RP | 0.750 | 61716 | 3705 OLENTANGY RIVER 1ST FL CEILING RM PET F104, PET SCAN UTILITY RM
3773 | OLENTANGY RIVER RD UNIT FRONT | 43214-3425 | Active | 72882 | WATTS | 008PCQT | PVB | 0.500 | 3609603 | MOP SINK FAUCET, 2ND FL SILVER BLDG RM #S2541H
3773 | OLENTANGY RIVER RD UNIT FRONT | 43214-3425 | Active | 195374 | WATTS | 009M3QT | RP | 0.750 | 61717 | 3705 1ST FL ABOVE CEILING S OF RM F 113 CT IN MECH RM MRI
3773 | OLENTANGY RIVER RD UNIT FRONT | 43214-3425 | Active | 188188 | WATTS | 909 | RP | 4.000 | 61715 | 3773 ROOM 0801-WTR SERV ENTR W WALL GROUND FL RISER RM
3773 | OLENTANGY RIVER RD UNIT FRONT | 43214-3425 | Active | 183030 | WATTS | 009M3QT | RP | 0.750 | 61714 | 3705 1ST FL ABOVE CEILING RM F113 CT CONTROL RM
3773 | OLENTANGY RIVER RD UNIT FRONT | 43214-3425 | Active | UC-0903 | AMES | COLT 400 | RP | 8.000 | 3652600
3773 | OLENTANGY RIVER RD UNIT FRONT | 43214-3425 | Active | 72881 | WATTS | 008PCQT | PVB | 0.500 | 3609602 | MOP SINK FAUCET, 1ST FL SILVER BLDG RM #S1503H
3773 | OLENTANGY RIVER RD UNIT FRONT | 43214-3425 | Active | 69345 | WATTS | 008PCQT | PVB | 0.500 | 3609601 | MOP SINK FAUCET, 1ST FL SILVER BLDG RM #S1586H
3773 | OLENTANGY RIVER RD UNIT FRONT | 43214-3425 | Active | 2HL1654 | AMES | 2000SS | DC | 4.000 | 61718 | 3773 MECH ROOM, SPRINKLER RISER ROOM
3773 | OLENTANGY RIVER RD UNIT FRONT | 43214-3425 | Active | 124364 | AMES | 2000SS | DC | 4.000 | 96812 | 3705 OLENTANGY RIVER RD bsmt.North Mech. room, LOWER LEVEL MECH ROOM
3773 | OLENTANGY RIVER RD UNIT REAR | 43214-3425 | Not Required by DOW | L63242 | WILKINS | 375 | RP | 3.000 | 99412 | 800 MCCONNELL DR, BASEMENT MECHANICAL ROOM
3773 | OLENTANGY RIVER RD UNIT REAR | 43214-3425 | Active | 1206730308 | AMES | 4000SS | RP | 6.000 | 97334 | HOT BOX FRONT ENTRANCE
3773 | OLENTANGY RIVER RD UNIT REAR | 43214-3425 | Active | 58970 | AMES | 2000B | DC | 0.750 | 97333 | FRONT ENTRANCE PIT
3773 | OLENTANGY RIVER RD UNIT REAR | 43214-3425 | Active | 163159 | AMES | 2000SS | DCDA | 8.000 | 97332 | FRONT ENTRANCE PIT
3773 | OLENTANGY RIVER RD UNIT REAR | 43214-3425 | Not Required by DOW | 3366194 | WILKINS | 975 | RP | 1.000 | 99413 | 800 MCCONNELL DR KOBACKER, BASEMENT MECHANICAL ROOM
3773 | OLENTANGY RIVER RD UNIT REAR | 43214-3425 | Not Required by DOW | 3051601 | WILKINS | 950XL | DC | 1.250 | 3609703 | 3776 B BIG RED WAY, CRAWL SPACE
3773 | OLENTANGY RIVER RD UNIT REAR | 43214-3425 | Not Required by DOW | 3061607 | WILKINS | 950XL | DC | 1.250 | 3609704 | 3784 B BIG RED WAY, CRAWL SPACE
3773 | OLENTANGY RIVER RD UNIT REAR | 43214-3425 | Not Required by DOW | 36444 | WATTS | 919 | RP | 2.000 | 3648526 | 785 MCCONNELL DR MECH ROOM
3773 | OLENTANGY RIVER RD UNIT REAR | 43214-3425 | Not Required by DOW | 3061613 | WILKINS | 950XL | DC | 1.250 | 100727 | 3780 B BIG RED WAY, CRAWL SPACE
3773 | OLENTANGY RIVER RD UNIT REAR | 43214-3425 | Not Required by DOW | 646222 | WATTS | 909HWQT | RP | 0.750 | 103441 | 800 MCCONNELL DR - KOBACKER HOSPICE CENTER, GARAGE UTILITY ROOM
3773 | OLENTANGY RIVER RD UNIT REAR | 43214-3425 | Not Required by DOW | 3061614 | WILKINS | 950XL | DC | 1.250 | 3603901 | 3796 BIG RED WAY, CRAWL SPACE
14 | OLENTANGY ST | 43202-2337 | Active | 17966 | WATTS | 007M2QT | DC | 0.750 | 3500145 | RISER ROOM
14 | OLENTANGY ST | 43202-2337 | Active | 1119370308 | WATTS | 774DCDA | DCDA | 4.000 | 3653291 | RISER ROOM
14 | OLENTANGY ST | 43202-2337 | Active | 437778 | WATTS | 909M1HWQT | RP | 1.500 | 3653290 | RISER ROOM
433 | OLENWOOD AVE | 43085-2245 | Active | H675910 | FEBCO | 765 | PVB | 0.750 | 101951 | RIGHT SIDE OF HOUSE
446 | OLENWOOD AVE | 43085-2245 | Active | CB026496 | WILKINS | 720A | PVB | 0.750 | 103578 | RIGHT SIDE OF HOUSE
455 | OLENWOOD AVE | 43085-2245 | Active | T189436 | WILKINS | 720A | PVB | 1.000 | 3609563 | FRONT OF HOUSE
466 | OLENWOOD AVE | 43085-2245 | Active | F1934 | FEBCO | 765 | PVB | 1.000 | 94167 | LEFT SIDE OF HOUSE
477 | OLENWOOD AVE | 43085-2245 | Active | 8831 | FEBCO | 765 | PVB | 1.000 | 64991 | RIGHT SIDE OF HOUSE
478 | OLENWOOD AVE | 43085-2245 | Active | T471018 | WILKINS | 720A | PVB | 1.000 | 65032 | EAST SIDE
489 | OLENWOOD AVE | 43085-2245 | Active | HD5756 | FEBCO | 765 | PVB | 1.000 | 94168 | RIGHT FRONT
6710 | OLIVER WAY | 43016 | Active | T424547 | WILKINS | 720A | PVB | 0.750 | 3650174 | RIGHT FRONT
6721 | OLIVER WAY | 43016 | Active | CB794313 | WILKINS | 720 | PVB | 0.750 | 3650206 | RIGHT FRONT
6734 | OLIVER WAY | 43016 | Active | EAD8002 | WILKINS | 720 | PVB | 1.000 | 3651806 | LEFT SIDE OF HOUSE
6745 | OLIVER WAY | 43016 | Active | T432626 | WILKINS | 720A | PVB | 0.750 | 3651908
6758 | OLIVER WAY | 43016 | Active | T418501 | WILKINS | 720A | PVB | 0.750 | 3649589 | RIGHT FRONT
6817 | OLIVER WAY | 43016 | Active | CB615915 | WILKINS | 720A | PVB | 0.750 | 3646460 | LEFT FRONT
6291 | OLIVIA CT | 43016-8550 | Active | 751951 | WATTS | 800M4QT | PVB | 1.000 | 69570 | RIGHT SIDE OF HOUSE
6298 | OLIVIA CT | 43016-8550 | Active | H118491 | FEBCO | 765 | PVB | 1.000 | 69583 | LEFT SIDE
1109 | OLMSTEAD AVE UNIT B | 43201-3026 | Due Install |  |  |  | RP | 3.000 | 3500510
4263 | OLMSTED RD | 43054-9672 | Active | EE3483 | FEBCO | 765 | PVB | 1.000 | 63457 | NORTH SIDE OF GAS METER
4271 | OLMSTED RD | 43054-9672 | Active | H630411 | FEBCO | 765 | PVB | 0.750 | 63481 | RIGHT SIDE BY GAS METER
4272 | OLMSTED RD | 43054-9667 | Active | CAA25733 | WILKINS | 720A | PVB | 0.750 | 63484 | FRONT OF HOUSE
4281 | OLMSTED RD | 43054-9672 | Active | 838031 | WATTS | 800M4QT | PVB | 1.000 | 63526 | BACK OF HOUSE, SOUTH WALL BY A/C UNITS
4284 | OLMSTED RD | 43054-9667 | Active | 279382 | WILKINS | 720A | PVB | 0.750 | 63535 | LEFT SIDE
4289 | OLMSTED RD | 43054-9672 | Active | 26585 | WATTS | 800M2 | PVB | 1.000 | 63543 | FRONT OF HOUSE
4301 | OLMSTED RD | 43054-9673 | Active | CAB54369 | WILKINS | 720A | PVB | 1.000 | 63640 | WESTSIDE LAST WINDOW IN CURVE
4311 | OLMSTED RD | 43054-9673 | Active | 41773 | WATTS | 800M4QT | PVB | 1.000 | 63657 | EAST OF FRONT DOOR IN OFFSET
4323 | OLMSTED RD | 43054-9673 | Active | AK1936 | FEBCO | 765 | PVB | 1.000 | 63676 | FRONT RIGHT OF FRONT DR -IN BUSHES BY REMOTES
4326 | OLMSTED RD | 43054-9667 | Active | DH5050 | FEBCO | 765 | PVB | 1.000 | 63681 | EAST OF FRONT DOOR
4326 | OLMSTED RD | 43054-9667 | Active | B306732 | WILKINS | 375XL | RP | 1.000 | 3641325 | IN BASEMENT AT WATER POWERED SUMP PUMP
4335 | OLMSTED RD | 43054-9674 | Active | 198092 | WATTS | 800M4QT | PVB | 1.000 | 63715 | FRONT OF HOUSE
4338 | OLMSTED RD | 43054-9667 | Active | T252112 | Wilkins | 720A | PVB | 1.000 | 63722 | SOUTHWEST CORNER OF HOUSE
4346 | OLMSTED RD | 43054-9667 | Active | A174736 | FEBCO | 765 | PVB | 1.000 | 63759 | WEST SIDE OF HOUSE
4347 | OLMSTED RD | 43054-9674 | Active | 257569 | WILKINS | 420 | PVB | 0.750 | 63761 | EXTERIOR LEFT SIDE OF HOME
4356 | OLMSTED RD | 43054-9667 | Active | 34459 | WATTS | 800QT | PVB | 1.000 | 63800 | EAST SIDE OF HOUSE BY DOOR
4359 | OLMSTED RD | 43054-9674 | Active | T076745 | WILKINS | 720A | PVB | 0.750 | 63803 | LEFT SIDE
4364 | OLMSTED RD | 43054-9667 | Active | QJ842 | APOLLO/CONBRACO | PVB | PVB | 0.750 | 63817 | LEFT SIDE OF HOUSE NEAR FRONT
4370 | OLMSTED RD | 43054-9668 | Active | HD00065 | FEBCO | 765 | PVB | 1.000 | 63831 | S OF FRONT DOOR IN OFFSET
4371 | OLMSTED RD | 43054-9674 | Active | 426981 | WILKINS | 720A | PVB | 0.750 | 63832 | RIGHT OF FRONT DOOR
4382 | OLMSTED RD | 43054-9668 | Active | CB454755 | WILKINS | 720 | PVB | 0.750 | 3500511 | BACK OF HOUSE
4395 | OLMSTED RD | 43054-9674 | Active | BB9290 | FEBCO | 765 | PVB | 0.750 | 63890 | RIGHT FRONT
4400 | OLMSTED RD | 43054-9669 | Active | T024021 | WILKINS | 720A | PVB | 1.000 | 63925 | right center
4407 | OLMSTED RD | 43054-9674 | Active | AK2285 | FEBCO | 765 | PVB | 0.750 | 63949 | FRONT OF HOUSE
4428 | OLMSTED RD | 43054-9670 | Active | AD4867 | FEBCO | 765 | PVB | 0.750 | 63984 | RIGHT SIDE
4433 | OLMSTED RD | 43054-9675 | Active | 029879 | WATTS | 800M4 | PVB | 0.750 | 63995 | LEFT OF FRONT DOOR
4447 | OLMSTED RD | 43054-9675 | Active | DH7869 | FEBCO | 765 | PVB | 1.000 | 64033 | FRONT LEFT CORNER OUTSIDE OF HOUSE
4452 | OLMSTED RD | 43054-9670 | Active | H245002 | FEBCO | 765 | PVB | 0.750 | 64066 | FRONT OF HOUSE
4470 | OLMSTED RD | 43054-9671 | Active | T382148 | WILKINS | 720A | PVB | 0.750 | 64120 | LT SIDE
4479 | OLMSTED RD | 43054-9675 | Active | 279587 | WILKINS | 720A | PVB | 0.750 | 64141 | RIGHT SIDE OF HOUSE BY AC
4480 | OLMSTED RD | 43054-9671 | Active | T459277 | WILKINS | 720A | PVB | 0.750 | 64143 | LEFT SIDE OF HOUSE
4490 | OLMSTED RD | 43054-9671 | Active | 279351 | WILKINS | 720A | PVB | 0.750 | 64162 | LEFT SIDE OF HOUSE
8241 | OLYMPUS LN | 43004-8193 | Active | G215678 | WILKINS | 720A | PVB | 0.750 | 97082 | RIGHT SIDE WEST
2223 | ONANDAGA DR | 43221-3615 | Active | T084015 | WILKINS | 720A | PVB | 0.750 | 101808
2234 | ONANDAGA DR | 43221-3690 | Active | 572495 | WILKINS | 720A | PVB | 0.750 | 87291 | FRONT OF HOUSE
2239 | ONANDAGA DR | 43221-3689 | Active | G214249 | WILKINS | 720A | PVB | 0.750 | 96074 | RIGHT SIDE OF HOUSE
2254 | ONANDAGA DR | 43221-3690 | Active | t021909 | WILKINS | 720A | PVB | 1.000 | 94172 | FRONT OF HOUSE
2255 | ONANDAGA DR | 43221-3689 | Active | 369699 | WATTS | 800QT | PVB | 1.000 | 87292 | CENTER OF HOUSE ON SOUTHSIDE
2274 | ONANDAGA DR | 43221-3690 | Active | T337875 | WILKINS | 720A | PVB | 0.750 | 57822 | OUTSIDE
2275 | ONANDAGA DR | 43221-3689 | Active | CB015686 | WILKINS | 720A | PVB | 0.750 | 57825 | FRONT OF HOUSE
2289 | ONANDAGA DR | 43221-3689 | Active | 082449 | WILKINS | 720A | PVB | 0.750 | 57851 | NORTHWEST CORNER
2294 | ONANDAGA DR | 43221-3690 | Active | H025044 | FEBCO | 765 | PVB | 1.000 | 96951 | FRONT OF HOUSE
2303 | ONANDAGA DR | 43221-3689 | Active | H107584 | FEBCO | 765 | PVB | 0.750 | 57910 | FRONT OF HOUSE
2320 | ONANDAGA DR | 43221-3690 | Active | H545318 | WATTS | 800QT | PVB | 1.000 | 57941 | IN BACK YARD BY PORCH
2341 | ONANDAGA DR | 43221-3617 | Active | t295154 | WILKINS | 720A | PVB | 0.750 | 95154 | FRONT OF HOUSE
2350 | ONANDAGA DR | 43221-3618 | Active | T392400 | WILKINS | 720A | PVB | 1.000 | 58041 | LEFT SIDE OF HOME
2355 | ONANDAGA DR | 43221-3617 | Active | 628792 | WATTS | 800M4QT | PVB | 0.750 | 58055 | FRONT CORNER OF HOUSE - LEFT OF THE GARAGE
2367 | ONANDAGA DR | 43221-3617 | Active | F087598 | WILKINS | 720A | PVB | 1.000 | 94173 | FRONT OF HOUSE
2370 | ONANDAGA DR | 43221-3618 | Active | 289797 | WATTS | 800M4QT | PVB | 0.750 | 91349 | FRONT OUTSIDE
2380 | ONANDAGA DR | 43221-3618 | Active | T565003 | WILKINS | 720A | PVB | 1.000 | 58117 | FRONT CENTER OF HOUSE
2381 | ONANDAGA DR | 43221-3617 | Active | 82215 | WATTS | 009M2QT | RP | 0.750 | 58119 | RIGHT FRONT CORNER OF HOME (SERIAL #32215)
2395 | ONANDAGA DR | 43221-3617 | Under renovation | G086362 | WILKINS | 720A | PVB | 0.750 | 92078 | RIGHT SIDE OF HOUSE
2410 | ONANDAGA DR | 43221-3618 | Active | HF48605 | FEBCO | 765 | PVB | 1.000 | 94174 | side of bldg
2419 | ONANDAGA DR | 43221-3617 | Active | 672424 | CONBRACO | PVB | PVB | 1.000 | 88943 | FRONT OF HOUSE
2430 | ONANDAGA DR | 43221-3618 | Active | H649252 | FEBCO | 765 | PVB | 0.750 | 3500716 | FRONT OF HOUSE
2460 | ONANDAGA DR | 43221-3691 | Active | CB029565 | WILKINS | 720A | PVB | 0.750 | 3500718 | FRONT CENTER
2463 | ONANDAGA DR | 43221-3619 | Active | CAA31068 | WILKINS | 720A | PVB | 0.750 | 3500719 | Front
2475 | ONANDAGA DR | 43221-3619 | Active | H725555 | FEBCO | 765 | PVB | 1.000 | 3500721 | LEFT SIDE OF HOUSE
2480 | ONANDAGA DR | 43221-3691 | Active | C1007 | FEBCO | 765 | PVB | 0.750 | 94175 | FRONT OF HOUSE
2487 | ONANDAGA DR | 43221 | Active | CB950227 | WILKINS | 720A | PVB | 0.750 | 3650013 | RIGHT FRONT
2501 | ONANDAGA DR | 43221-3619 | Active | CB848207 | WILKINS | 720A | PVB | 0.750 | 3500723 | RIGHT OF FRONT DOOR
2504 | ONANDAGA DR | 43221 | Active | T136285 | WILKINS | 720 | PVB | 0.750 | 3609662 | RIGHT OF FRONT DOOR
2511 | ONANDAGA DR | 43221-3619 | Active | EM4863 | FEBCO | 765 | PVB | 1.000 | 58521 | LEFT SIDE OF HOUSE
2516 | ONANDAGA DR | 43221-3620 | Active | T202103 | WILKINS | 720 | PVB | 1.000 | 94177 | FRONT OF HOUSE
2528 | ONANDAGA DR | 43221-3620 | Active | 15741 | WATTS | 919AQT | RP | 1.000 | 96411 | BASEMENT EAST MECH ROOM
2533 | ONANDAGA DR | 43221-3619 | Active | 877937 | WATTS | 800QT | PVB | 1.000 | 3613397 | FRONT OF HOUSE
2538 | ONANDAGA DR | 43221-3620 | Active | CB072635 | WILKINS | 720A | PVB | 0.750 | 3603544 | LEFT FRONT
2545 | ONANDAGA DR | 43221-3619 | Active | H817330 | FEBCO | 765 | PVB | 1.000 | 102766 | LEFT SIDE
2548 | ONANDAGA DR | 43221-3620 | Active | AG2744 | FEBCO | 765 | PVB | 1.000 | 87392 | RIGHT SIDE OF HOUSE
2548 | ONANDAGA DR | 43221-3620 | Active | J005389 | FEBCO | 825Y | RP | 0.750 | 58597 | IN TUNNEL, IN BY POOL
2555 | ONANDAGA DR | 43221-3619 | Active | CB001078 | WILKINS | 720A | PVB | 0.750 | 103684 | RIGHT SIDE OF HOUSE
2558 | ONANDAGA DR | 43221-3620 | Active | AH6198 | FEBCO | 765 | PVB | 1.000 | 58631 | RIGHT SIDE OF FRONT DOOR
2567 | ONANDAGA DR | 43221-3619 | Active | 01520 | WATTS | 800M4FR | PVB | 1.000 | 95552 | LEFT SIDE OF HOUSE
2570 | ONANDAGA DR | 43221-3620 | Active | 41719 | WATTS | 800QT | PVB | 1.000 | 94180 | LEFT SIDE
2579 | ONANDAGA DR | 43221-3619 | Active | H577139 | FEBCO | 765 | PVB | 1.000 | 58669 | WEST SIDE --NORTH OF DOOR
2580 | ONANDAGA DR | 43221 | Active | T295088 | WILKINS | 720A | PVB | 0.750 | 100560 | RIGHT FRONT OF HOUSE
2589 | ONANDAGA DR | 43221-3619 | Active | H079210 | FEBCO | 765 | PVB | 0.750 | 58686 | LEFT SIDE OF HOME
2590 | ONANDAGA DR | 43221-3620 | Active | CAA25795 | WILKINS | 720A | PVB | 0.750 | 3613013 | FRONT OF HOUSE, RIGHT SIDE OF ENTRANCE
2321 | ONANDAGA DR UNIT A | 43221-3689 | Active | F137584 | WILKINS | 720A | PVB | 0.750 | 88452 | R. SIDE IN FRONT BEHIND A/C UNIT
5820 | OPUS DR | 43125-9210 | Active | 25933 | AMES | 2000BM3 | DC | 0.750 | 90693 | PUMP ROOM
5820 | OPUS DR | 43125-9210 | Active | 1484800606 | AMES | 3000SS | DCDA | 8.000 | 90692 | PUMP ROOM
5820 | OPUS DR | 43125-9210 | Active | 2281023 | WILKINS | 975XL | RP | 1.500 | 90691 | NEXT TO WATER METER
5820 | OPUS DR | 43125-9210 | Active | 06477 | WATTS | 919 | RP | 1.500 | 90690 | NEXT TO WATER METER
5900 | OPUS DR | 43125- | Active | A00306 | AMES | 2000B | DC | 0.750 | 68266 | FIRE PUMP ROOM - 5910 OPUS DR
5900 | OPUS DR | 43125- | Active | SJ-3318 | WATTS | 957 | RP | 3.000 | 68265 | MECH ROOM ON WEST SIDE - 5910 OPUS DR
5900 | OPUS DR | 43125- | Active | 1323750204 | AMES | 3000SS | DCDA | 8.000 | 68264 | FIRE PUMP ROOM - 5910 OPUS DR
5900 | OPUS DR | 43125- | LPS - Active | 654312 | PEERLESS | 6AEF146 | LST |  | 3632584 | FIRE PUMP/METER ROOM - 5910 OPUS DR
5900 | OPUS DR | 43125- | Not Required by DOW | 392711 | WATTS | 909 | RP | 2.000 | 87550 | FIRE PUMP/METER ROOM - 5910 OPUS DR
5965 | OPUS DR | 43125- | Active | 177355 | WATTS | 909 | RP | 3.000 | 87252 | MECH ROOM S SIDE NEXT TO METER
5965 | OPUS DR | 43125- | Active | 1447000805 | AMES | 3000SS | DCDA | 8.000 | 88854 | SOUTH END OF BUILDING
5965 | OPUS DR | 43125- | Active | 45648 | AMES | 2000B | DC | 0.750 | 88855 | SOUTHEND OF BUILDING
5965 | OPUS DR | 43125- | Not Required by DOW | F0603141345 | FEBCO | 880V | RP | 3.000 | 90507 | PUMP ROOM
5965 | OPUS DR | 43125- | LPS - Active |  |  |  | LPC |  | 3633820 | PUMP FIRE
6250 | OPUS DR | 43125- | Active | 12495 | WILKINS | 375 | RP | 3.000 | 69478 | PUMP ROOM
6250 | OPUS DR | 43125- | Active | 113110 | AMES | 2000SS | DC | 8.000 | 69477 | WEST MIDDLE PUMP ROOM
6250 | OPUS DR | 43125- | LPS - Active |  |  |  | LPC | 8.000 | 3638403
6250 | OPUS DR | 43125- | Not Required by DOW | 87184 | WATTS | 009M2QT | RP | 1.500 | 69480
4335 | ORANGEBERRY DR | 43123 | Active | T424245 | WILKINS | 720A | PVB | 0.750 | 3602478 | LEFT REAR
4340 | ORANGEBERRY DR | 43123-7914 | Active | T257842 | WILKINS | 720A | PVB | 0.750 | 98312 | LEFT SIDE
4380 | ORANGEBERRY DR | 43123-7914 | Active | H447498 | FEBCO | 765 | PVB | 0.750 | 93200 | RIGHT SIDE
74 | ORCHARD DR | 43085-3657 | Active | A038287 | WILKINS | 720A | PVB | 0.750 | 95838 | RIGHT SIDE OF HOUSE
167 | ORCHARD LN | 43214-4026 | Active | 601454 | WILKINS | 720A | PVB | 0.750 | 55798 | LEFT SIDE OF HOUSE
2932 | ORDERS RD | 43123-8283 | Active | T300027 | WILKINS | 720A | PVB | 0.750 | 89386 | RIGHT SIDE
2952 | ORDERS RD | 43123-8283 | Active | 303554 | WATTS | 800M4QT | PVB | 0.750 | 92738 | OUTSIDE HOUSE ON RIGHT SIDE
2962 | ORDERS RD | 43123-8283 | Active | 467690 | watts | 800M4QT | PVB | 0.750 | 59618 | LEFT CENTER
3020 | ORDERS RD | 43123-8283 | Active | H496042 | FEBCO | 765 | PVB | 0.750 | 95734 | RIGHT SIDE OF HOUSE
3301 | ORDERS RD | 43123-9270 | Active | 28672 | WATTS | 719QT | DC | 0.750 | 96542 | HOT BOX AT STREET
3301 | ORDERS RD | 43123-9270 | Active | 1119090106 | WATTS | 774 | DCDA | 8.000 | 96558 | HOT BOX AT STREET
3301 | ORDERS RD | 43123-9270 | Active | 439308 | WATTS | 909M1QT | RP | 1.500 | 96559 | HOT BOX AT STREET
3588 | ORDERS RD | 43123-8298 | Active | 185476 | WILKINS | 720A | PVB | 0.750 | 88655 | RIGHT SIDE OF HOUSE
3648 | ORDERS RD | 43123-9500 | Active | 940923 | WATTS | 800M4QT | PVB | 1.000 | 61363 | EAST WALL
3660 | ORDERS RD | 43123-9500 | Active | H216927 | FEBCO | 765 | PVB | 1.000 | 61397 | WEST SIDE
3717 | ORDERS RD | 43123 | Not Required by DOW | T239633 | WILKINS | 720A | PVB | 0.750 | 3624990
3717 | ORDERS RD | 43123 | Active | QC-0131 | WATTS | 957 | RP | 6.000 | 3618547 | HOT BOX AT METER VAULT
3717 | ORDERS RD | 43123 | Not Required by DOW | 347427 | WATTS | 009M2QT | RP | 2.000 | 3623174 | MECHANICAL ROOM
3717 | ORDERS RD | 43123 | Active | 21387 | WATTS | 007M2QT | DC | 0.750 | 3618546 | METER VAULT NE CORNER OF PROPERTY
3717 | ORDERS RD | 43123 | Active | 1160411115 | WATTS | 774DCDA | DCDA | 8.000 | 3618497 | METER VAULT NE CORNER OF PROPERTY
3871 | ORDERS RD | 43123 | Not Required by DOW | ABH2913 | WILKINS | 975XL2 | RP | 1.000 | 3650227 | FURNACE ROOM OF 5154 BROWNS FARM LN
3871 | ORDERS RD | 43123 | Active | 375966 | WATTS | 009M3QT | RP | 0.750 | 3648380 | HOTBOX - FIRE METER - 3/4 SIDE CAR
3871 | ORDERS RD | 43123 | Active | UD-0473 | WATTS | 957 | RPDA | 8.000 | 3648379 | HOTBOX - FIRE METER
3871 | ORDERS RD | 43123 | Active | UC-1110 | AMES | COLT400 | RP | 4.000 | 3648378 | HOTBOX
3871 | ORDERS RD | 43123 | Not Required by DOW | T403431 | WILKINS | 720A | PVB | 0.750 | 3650250 | COMMUNITY BUILDING AT 5154 BROWNS FARM - SE CORNER
8510 | ORION PL | 43240-4028 | Active | 12939 | WATTS | 007M1QT | DC | 0.750 | 96565 | STORAGE ROOM
8510 | ORION PL | 43240-4028 | Active | 166437 | AMES | 3000SS | DCDA | 6.000 | 96564 | STORAGE BLDG
8510 | ORION PL | 43240-4028 | Active | 10193 | WATTS | 919QT | RP | 1.500 | 96543 | NEAR WATER METER
8510 | ORION PL | 43240-4028 | Active | 06966 | WATTS | 919AQT | RP | 1.000 | 96566 | BACK ROOM NEXT TO WATER METER
8550 | ORION PL | 43240-4028 | Active | ABD2545 | WILKINS | 975XL2 | RP | 1.000 | 74051 | BACK MECH/METER ROOM AT WATER METER
8550 | ORION PL | 43240-4028 | Not Required by DOW | A225262 | FEBCO | 825Y | RP | 1.000 | 74052 | MECHANICAL ROOM
8555 | ORION PL | 43240-4029 | Not Required by DOW | H245312 | FEBCO | 765 | PVB | 1.000 | 74066 | OUTSIDE-NORTH WALL
8555 | ORION PL | 43240-4029 | Active | ACA4509 | WILKINS | 975XL2 | RP | 1.500 | 3636540 | MID N STRAGE AREA AT WATER METER
8555 | ORION PL | 43240-4029 | Not Required by DOW | 537381 | WILKINS | 975 | RP | 0.750 | 74064 | AT METER SETTING IN MECHANICAL ROOM (STORAGE ROOM)
8670 | ORION PL | 43240 | LPS - Active | FP8670 |  |  | VSS |  | 3636568 | FIRE BOOSTER PUMP
8670 | ORION PL | 43240 | Active | 16151 | WATTS | 007M1QT | DC | 0.750 | 103527 | 2010 POLARIS PARKWAY, HOT BOX BY STREET
8670 | ORION PL | 43240 | LPS - Active | DP8670 |  |  | LPC |  | 3636567 | DOMESTIC BOOSTER PUMP
8670 | ORION PL | 43240 | Active | 1719540410 | AMES | 3000SS | DCDA | 6.000 | 103526 | 2010 POLARIS PARKWAY, HOT BOX BY STREET
8670 | ORION PL | 43240 | Active | 62818 | WILKINS | 375 | RP | 3.000 | 103525 | 2010 POLARIS PARKWAY, SPRINKLER RISER ROOM
8670 | ORION PL | 43240 | Not Required by DOW | 3268140 | WILKINS | 975XL | RP | 1.000 | 103524 | 2010 POLARIS PARKWAY, POOL MECHANIC ROOM
8670 | ORION PL | 43240 | Not Required by DOW | 3444034 | WILKINS | 975XL | RP | 1.000 | 103523 | 2010 POLARIS PARKWAY, SPRINKLER RISER ROOM
8700 | ORION PL | 43240-2078 | Not Required by DOW | 585905 | WILKINS | 975XLBMS | RP | 1.500 | 74195 | MECHANICAL ROOM
8700 | ORION PL | 43240-2078 | Active | 587614 | WILKINS | 975 | RP | 2.000 | 74196 | MECHANICAL ROOM
8700 | ORION PL | 43240-2078 | Active | 3FM1470 | AMES | 3000SS | DCDA | 6.000 | 74194 | IN METER PIT NORTH OF ENTRANCE
8700 | ORION PL | 43240-2078 | Active | 113627 | WATTS | 007QT | DC | 0.750 | 74193 | METER PIT NORTH OF ENTRANCE
8720 | ORION PL | 43240-2111 | Active | 11790 | FEBCO | 805YB | DC | 0.750 | 74224 | METER PIT
8720 | ORION PL | 43240-2111 | Active | 9908121231 | FEBCO | 856 | DCDA | 6.000 | 74223 | METER PIT
8720 | ORION PL | 43240-2111 | Active | 1222097 | WILKINS | 975 | RP | 2.000 | 102416 | 8740 ORION PL, UNDER STAIRS WEST END
8720 | ORION PL | 43240-2111 | Active | 1001570 | WILKINS | 975XLBMS | RP | 2.000 | 74220 | IN 8720 LEFT CENTER W UNDER STEPS
8720 | ORION PL | 43240-2111 | Not Required by DOW | 1260798 | WILKINS | 975 | RP | 1.000 | 102415 | 8740 ORION PL, UNDER STAIRS WEST END
8760 | ORION PL | 43240-2109 | Active | A010412 | FEBCO | 805YB | DC | 0.750 | 74259 | Pit by Entrance NW by Orion Road
8760 | ORION PL | 43240-2109 | Active | 1001580 | WILKINS | 975XLBMS | RP | 2.000 | 74256 | West Stairs - Under Stairs
8760 | ORION PL | 43240-2109 | Not Required by DOW | 116187 | WATTS | 009M2QT | RP | 1.000 | 74257 | West Stairs - Under Stairs
8760 | ORION PL | 43240-2109 | Active | 9904061349 | FEBCO | 856 | DCDA | 8.000 | 74258 | Pit by Entrance NW by Orion Road
8787 | ORION PL | 43240-4027 | Active | 174277 | WATTS | 009M2PCQT | RP | 1.500 | 74282 | STORAGE ROOM ON LOADING DOCK
8787 | ORION PL | 43240-4027 | Not Required by DOW | 757016 | WILKINS | 975 | RP | 1.000 | 74284 | PENTHOUSE MECH ROOM
8787 | ORION PL | 43240-4027 | Active | 9804141332 | FEBCO | 856 | DCDA | 6.000 | 74286 | METER PIT
8787 | ORION PL | 43240-4027 | Active | 7018 | FEBCO | 805YB | DC | 0.750 | 74283 | METER PIT BYPASS ON DC METER
8787 | ORION PL | 43240-4027 | Not Required by DOW | 796120 | WILKINS | 975 | RP | 2.000 | 74285 | IN MECH ROOM BY DOCK DOOR
8787 | ORION PL | 43240-4027 | Active | 193748 | WATTS | 909 | RP | 4.000 | 74281 | 1ST FLOOR AFTER METER
8805 | ORION PL | 43240 | Not Required by DOW | 4768897 | WILKINS | 975XL2 | RP | 1.000 | 3640958 | EXTERIOR BUILDING MECH ROOM
8805 | ORION PL | 43240 | LPS - Active | [5 empty] | 3639387
8805 | ORION PL | 43240 | Active | 21667 | WATTS | 007M2QT | DC | 0.750 | 3633118
8805 | ORION PL | 43240 | Active | 1163641216 | WATTS | 774DCDA | DCDA | 8.000 | 3633117
8805 | ORION PL | 43240 | Active | SE-1840 | WATTS | 957 | RP | 3.000 | 3633114 | In Hotbox
8805 | ORION PL | 43240 | LPS - Active | [5 empty] | 3639386
8811 | ORION PL | 43240 | Active | TJ-0395 | AMES | 300GV | DCDA | 6.000 | 3646602 | METER PIT
8811 | ORION PL | 43240 | Active | 143510 | WATTS | LF009M2QT | RP | 2.000 | 3646597 | Hot box
8811 | ORION PL | 43240 | Active | 58746 | AMES | 200BM3 | DC | 0.750 | 3646603 | METER PIT FIRE BYPASS
4653 | ORWELL DR | 43220-3642 | Not Required by DOW | [5 empty] | 3501649
1654 | OSAGE CT | 43123-9720 | Active | G223534 | WILKINS | 720A | PVB | 0.750 | 94181 | RIGHT SIDE
3900 | OSHANNON RD | 43016-4175 | Active | 548843 | RAINBIRD | 100 | PVB | 1.000 | 95572 | BACK LEFT
7534 | OSIMUND DR | 43235-6731 | Active | HA06140 | FEBCO | 765 | PVB | 0.750 | 98528 | LEFT FRONT
7546 | OSIMUND DR | 43235-6731 | Active | T034787 | WILKINS | 720A | PVB | 0.750 | 95837 | LEFT FRONT
1097 | OSLO PASS | 43119-8587 | Active | G213700 | WILKINS | 720A | PVB | 0.750 | 99846 | SOUTH SIDE OF HOUSE
232 | OTTER CREEK CT | 43235-4420 | Active | 2776616 | WILKINS | 975XLBMS | RP | 1.000 | 96045 | RIGHT SIDE
240 | OTTER CREEK CT | 43235-4420 | Active | A216126 | WILKINS | 720A | PVB | 1.000 | 58156 | FRONT LEFT OF FRONT DOOR
77 | OUTERBELT ST | 43213-1548 | Active | 400218 | WATTS | 909QT | RP | 0.750 | 72548 | UNDER KITCHEN SINK IN CABINET AT WATER METER
100 | OUTERBELT ST | 43213-1527 | Active | 78158 | WATTS | LF919QT | RP | 1.000 | 100578 | water service in mop sink room
201 | OUTERBELT ST | 43213-1529 | Not Required by DOW | 010960 | WATTS | 800M4QT | PVB | 1.500 | 94182 | OUTSIDE REAR OF BLDG
201 | OUTERBELT ST | 43213-1529 | Active | TK-2064 | AMES | 300GV | DCDA | 4.000 | 3641317
201 | OUTERBELT ST | 43213-1529 | Active | B304273 | WILKINS | 375XL | RP | 1.500 | 3641316
201 | OUTERBELT ST | 43213-1529 | Active | 59200 | AMES | 2000BM3 | DC | 0.750 | 3641493
201 | OUTERBELT ST | 43213-1529 | Not Required by DOW | CB639114 | WILKINS | 720A | PVB | 1.000 | 3643529 | LEFT SIDE OF BUILDING
241 | OUTERBELT ST | 43213-1529 | Active | 746071 | WILKINS | 975 | RP | 0.750 | 58235 | IN SUPPLY ROOM EAST END OF BUILDING
253 | OUTERBELT ST | 43213- | Active | 449709 | WATTS | 909QT | RP | 1.000 | 58561 | IN MECH ROOM
275 | OUTERBELT ST | 43213-1529 | Active | 1153090801 | AMES | 3000SS | DCDA | 6.000 | 59177 | MECH ROOM
275 | OUTERBELT ST | 43213-1529 | Active | 50658 | WATTS | 007M1 | DC | 0.750 | 59178 | MECH ROOM
275 | OUTERBELT ST | 43213-1529 | Not Required by DOW | T138008 | WILKINS | 720A | PVB | 0.750 | 3650806 | ON FRONT SIDE OF BUILDING
275 | OUTERBELT ST | 43213-1529 | Active | 527255 | WATTS | 909QT | RP | 1.000 | 59179 | AT METER IN WATER METER AND SPRINKLER ROOM
299 | OUTERBELT ST | 43213-1529 | Active | 954789 | WILKINS | 975 | RP | 2.000 | 59661 | NW BACK ROOM MIDDLE WALL AT WATER MTR, DUAL SETTING
299 | OUTERBELT ST | 43213-1529 | Not Required by DOW | 292803 | WATTS | 009QT | RP | 1.000 | 59660 | FILTER ROOM
299 | OUTERBELT ST | 43213-1529 | Not Required by DOW | 293009 | WATTS | 009QT | RP | 1.000 | 59659 | WATER TREATMENT ROOM top
299 | OUTERBELT ST | 43213-1529 | LPS - Active |  |  |  | LPC |  | 3628197 | IN WATER CONDITIONING RM
299 | OUTERBELT ST | 43213-1529 | Active | 954794 | WILKINS | 975 | RP | 2.000 | 59662 | CENTER ROOM ON WEST SIDE OF BUILDING IN STORAGE AREA, DUAL SETTING
321 | OUTERBELT ST | 43213-1529 | Due Install | [5 empty] | 3501892
333 | OUTERBELT ST | 43213-1529 | Active | W172392 | WILKINS | 975XL | RP | 0.750 | 60471 | BEHIND STEAM KETTLE IN PROCESS AREA
333 | OUTERBELT ST | 43213-1529 | Due Install |  |  |  | RP |  | 3633858
333 | OUTERBELT ST | 43213-1529 | Active | W175316 | WILKINS | 975XL | RP | 0.750 | 60472 | ON WEST WALL NEXT TO SOFTNER
333 | OUTERBELT ST | 43213-1529 | Active | W187137 | WILKINS | 975XL | RP | 1.000 | 60473 | FURNACE MECH ROOM FOOD PROCESS AREA
320 | OUTERBELT ST UNIT A | 43213-1537 | Active | 327866 | WATTS | LF009QT | RP | 0.500 | 3653663
320 | OUTERBELT ST UNIT A | 43213-1537 | Due Install |  |  |  | DCDA |  | 3639488
320 | OUTERBELT ST UNIT A | 43213-1537 | Active | 341315 | WATTS | LF009QT | RP | 0.500 | 3653664
320 | OUTERBELT ST UNIT A | 43213-1537 | Due Install |  |  |  | RP | 1.500 | 3501891
637 | OVERBROOK DR | 43214-3130 | Active | 341990 | WILKINS | 720A | PVB | 1.000 | 94183 | WEST SIDE OF HOUSE OUTSIDE
642 | OVERBROOK DR | 43214-3131 | Active | F006131 | WILKINS | 720A | PVB | 0.750 | 100027 | BACK OF HOUSE
663 | OVERBROOK DR | 43214-3130 | Active | T418950 | WILKINS | 720A | PVB | 1.000 | 96844 | FRONT OF HOUSE NEAR GAS METER
600 | OVERLOOK DR | 43214-2926 | Active | H952935 | FEBCO | 765 | PVB | 0.750 | 94186 | FRONT OF THE HOUSE
4076 | OVERLOOK E DR | 43214-2932 | Active | 2801271 | WILKINS | 950A | DC | 1.000 | 95169 | BASEMENT
8125 | OVERMONT DR | 43004 | Active | 1142220701 | AMES | 3000SS | DCDA | 8.000 | 73349 | PIT AT THE SE CORNER OF OVERMONT & HERALD COVE
8125 | OVERMONT DR | 43004 | Active | 20295 | AMES | 2000B | DC | 0.750 | 73350 | PIT AT THE SE CORNER OF OVERMONT & HERALD COVE
8150 | OVERMONT RIDGE RD | 43004-8370 | Active | NO4448 | WILKINS | 350DA | DCDA | 8.000 | 73425 | METER PIT N OF OVERMONT RIDGE DR 150' EAST OF BOLLINGEN
8150 | OVERMONT RIDGE RD | 43004-8370 | Active | 1359723 | WILKINS | 950 | DC | 0.750 | 73424 | METER PIT N OF OVERMONT RIDGE DR 150' EAST OF BOLLINGEN
4070 | OXFORD DR | 43220-4551 | Active | T340248 | WILKINS | 720A | PVB | 0.750 | 3609873 | South corner build of 4070
4090 | OXFORD DR | 43220-4551 | Active | 644657 | WILKINS | 720A | PVB | 1.000 | 94187 | RIGHT SIDE
4120 | OXFORD DR | 43220-4551 | Active | T134597 | WILKINS | 720A | PVB | 0.750 | 94188 | FRONT OF HOUSE
4149 | OXFORD DR | 43220-4550 | Active | 296287 | WATTS | 800M4QT | PVB | 0.750 | 95483 | FRONT OF HOME
4159 | OXFORD DR | 43220-4552 | Active | CAA36810 | WILKINS | 720A | PVB | 0.750 | 3502102 | LEFT SIDE
4200 | OXFORD DR | 43220-4555 | Active | HE75373 | FEBCO | 765 | PVB | 1.000 | 97430 | LEFT CENTER
4227 | OXFORD DR | 43220-4554 | Active | H245042 | FEBCO | 765 | PVB | 0.750 | 97980 | RIGHT SIDE OF HOUSE
4235 | OXFORD DR | 43220-4554 | Active | 321073 | FEBCO | 765 | PVB | 1.000 | 63370 | RIGHT SIDE OF HOME
4260 | OXFORD DR | 43220-4555 | Active | H428891 | FEBCO | 765 | PVB | 1.000 | 63451 | BACK OF HOUSE
3880 | OXFORD LOOP | 43054 | Active | CB325131 | WILKINS | 720A | PVB | 0.750 | 3623140 | LEFT SIDE
6880 | oxford loop s |  | Active | EAF6659 | WILKINS | 720A | PVB | 0.750 | 3654974 | LEFT FRONT
7020 | OXFORD N LOOP | 43054 | Active | CB921607 | WILKINS | 720A | PVB | 0.750 | 3652106 | FRONT CENTER
7060 | OXFORD N LOOP | 43054 | Active | T291127 | WILKINS | 720A | PVB | 0.750 | 3638677 | FRONT
7120 | OXFORD N LOOP | 43054 | Active | T396106 | WILKINS | 720 | PVB | 0.750 | 3633243 | LEFT FRONT OF HOUSE
7200 | OXFORD N LOOP | 43054 | Active | 039725 | WATTS | LF800M4QT | PVB | 0.750 | 3646373 | WEST SIDE OF HOUSE
2231 | OXFORD RD | 43221-4008 | Active | CB65241 | WILKINS | 720A | PVB | 0.750 | 3502113 | LEFT SIDE
2235 | OXFORD RD | 43221-4008 | Active | T024273 | WILKINS | 720A | PVB | 1.000 | 57700 | OUTSIDE, LEFT OF FRONT DOOR
2237 | OXFORD RD | 43221-4008 | Active | T146899 | WILKINS | 720A | PVB | 0.750 | 3502115 | LEFT SIDE OF HOUSE
2251 | OXFORD RD | 43221-4008 | Active | HE75499 | FEBCO | 765 | PVB | 1.000 | 3648755 | LEFT SIDE OF HOUSE
2257 | OXFORD RD | 43221-4008 | Active | CB915322 | WILKINS | 720 | PVB | 0.750 | 3502117 | RIGHT FRONT OF HOUSE
2267 | OXFORD RD | 43221-4008 | Active | H916016 | FEBCO | 765 | PVB | 1.000 | 3502119 | FRONT RIGHT OF HOUSE
2289 | OXFORD RD | 43221-4037 | Active | H391565 | FEBCO | 765 | PVB | 1.000 | 3502122 | RIGHT SIDE OF HOUSE
2290 | OXFORD RD | 43221-4048 | Active | T081622 | WILKINS | 720A | PVB | 0.750 | 91814 | FRONT OF HOUSE
2295 | OXFORD RD | 43221-4037 | Active | t298471 | WILKINS | 720A | PVB | 0.750 | 3610025 | RIGHT HAND SIDE OF DRIVEWAY
2310 | OXFORD RD | 43221-4049 | Active | B42721 | FEBCO | 765 | PVB | 1.000 | 91691 | LEFT SIDE
2324 | OXFORD RD | 43221-4049 | Active | CAB06714 | WILKINS | 720A | PVB | 1.000 | 57973 | WEST
2340 | OXFORD RD | 43221-4049 | Active | T532319 | WILKINS | 720A | PVB | 1.000 | 91601 | FRONT RIGHT SIDE
2351 | OXFORD RD | 43221-4036 | Active | CB878755 | WILKINS | 720A | PVB | 1.000 | 58048 | SOUTH FRONT
2356 | OXFORD RD | 43221-4011 | Active | CH2176 | FEBCO | 765 | PVB | 0.750 | 94189 | WEST SIDE OF HOUSE IN BACK OF YARD
6860 | OXFORD S LOOP | 43054 | Active | T231021 | WILKINS | 720A | PVB | 0.750 | 3613710 | RIGHT FRONT
581 | OXFORD ST | 43085-3543 | Active | T396161 | WILKINS | 720 | PVB | 0.750 | 3502136 | RIGHT SIDE OF HOUSE BACK CORNER
609 | OXFORD ST | 43085-3543 | Active | G124430 | WILKINS | 720A | PVB | 0.750 | 95707 | RIGHT SIDE OF
614 | OXFORD ST | 43085-3546 | Active | 154401 | WATTS | LF009M3QT | RP | 0.750 | 3502141 | BACK UP SUMP PUMP, BASEMENT NEAR SUMP
615 | OXFORD ST | 43085-3543 | Active | CB230081 | WILKINS | 720 | PVB | 0.750 | 3502142 | FRONT OF HOUSE
800 | OXFORD ST | 43085-3576 | Active | CB674868 | WILKINS | 720 | PVB | 0.750 | 3502165 | RIGHT CENTER BY A/C
810 | OXFORD ST | 43085-3576 | Active | T034288 | WILKINS | 720A | PVB | 0.750 | 101125 | LEFT SIDE OF HOUSE
822 | OXFORD ST | 43085-3576 | Active | CB288733 | WILKINS | 720A | PVB | 0.750 | 3502169 | FRONT OF HOUSE
849 | OXFORD ST | 43085-4117 | Active | T068537 | WILKINS | 720A | PVB | 0.750 | 102872 | BACK OF HOUSE IN COURTYARD
870 | OXFORD ST | 43085-4118 | Active | 707202 | WATTS | 800M4FR | PVB | 1.000 | 98810 | RIGHT CENTER BY A/C
875 | OXFORD ST | 43085-4145 | Active | cb170511 | WILKINS | 720A | PVB | 0.750 | 3502174 | FRONT
886 | OXFORD ST | 43085-4118 | Active | T419113 | WILKINS | 720A | PVB | 0.750 | 3502178 | LEFT SIDE OF HOUSE
3800 | OXFORD W LOOP | 43054 | Active | CB854911 | WILKINS | 720A | PVB | 0.750 | 3638823 | right side of house
3840 | OXFORD W LOOP | 43054 | Active | CB317327 | WILKINS | 720A | PVB | 0.750 | 3622598 | FRONT OF HOUSE
3860 | OXFORD W LOOP | 43054 | Active | T191363 | WILKINS | 720A | PVB | 0.750 | 3613197
1372 | OXLEY RD | 43212-3121 | Active | 478062 | WATTS | 909QT | RP | 0.750 | 54831 | AT WATER METER
1372 | OXLEY RD | 43212-3121 | Active | 481117 | WATTS | 909QT | RP | 0.750 | 54832 | AT TANK WELDERS, N CENTER OF BUILDING
1065 | OXLEY RD UNIT A | 43212-3519 | Not Required by DOW | 19613 | WATTS | 009QT | RP | 1.000 | 99002 | MECHANICAL ROOM BASEMENT
1065 | OXLEY RD UNIT A | 43212-3519 | Not Required by DOW | 17535 | WATTS | 909QT | RP | 1.000 | 99001 | MECHANICAL ROOM BASEMENT
1065 | OXLEY RD UNIT A | 43212-3519 | Active | 4773226 | WILKINS | 975XL | RP | 1.500 | 3636388 | WEST MAINT OFFICE/MECH/STORAGE AT WATER METER
594 | OZEM GARDNER WAY | 43081-5098 | Active | BK8090 | FEBCO | 765 | PVB | 0.750 | 98360 | RIGHT HAND SIDE
709 | OZEM GARDNER WAY | 43081-6500 | Active | Cab50054 | WILKINS | 720A | PVB | 0.750 | 3502341 | RIGHT MIDDLE BEHIND PORCH
5981 | PAINTED LEAF DR | 43054-8156 | Active | 181700 | WILKINS | 720A | PVB | 0.750 | 99828 | LEFT FRONT
856 | PAISLEY PL | 43085-2941 | Active | 10393 | WATTS | 800M4 | PVB | 1.000 | 92754 | RIGHT REAR
1358 | PALAY DR | 43123-8172 | Active | T042063 | WILKINS | 720A | PVB | 0.750 | 100484 | LEFT SIDE
1398 | PALAY DR | 43123-8172 | Active | F137088 | WILKINS | 720A | PVB | 0.750 | 99061 | RIGHT SIDE OF HOUSE
1406 | PALAY DR | 43123-8135 | Active | G231112 | WILKINS | 720A | PVB | 0.750 | 98332 | LEFT SIDE
1429 | PALAY DR | 43123-8135 | Active | G216306 | WILKINS | 720A | PVB | 0.750 | 95544 | LEFT SIDE
2295 | PALMLEAF CT | 43235-4215 | Active | T337257 | WILKINS | 720A | PVB | 0.750 | 3502767 | FRONT OF HOUSE
7342 | PALMLEAF LN | 43235-4207 | Active | T372336 | WILKINS | 720A | PVB | 0.750 | 3502780 | GARAGE
7365 | PALMLEAF LN | 43235-4210 | Active | CA6731 | FEBCO | 765 | PVB | 1.000 | 71858 | SOUTH SIDE OF HOUSE
5350 | PAMPLIN CT | 43054 | Active | F071198 | WILKINS | 720A | PVB | 0.750 | 103704 | FRONT LEFT IN COVE
5365 | PAMPLIN CT | 43054-7124 | Active | T258090 | WILKINS | 720A | PVB | 0.750 | 96647 | LEFT FRONT CORNER OF HOUSE
5370 | PAMPLIN CT | 43054-7124 | Active | G256390 | WILKINS | 720A | PVB | 1.000 | 95619 | REAR OF HOUSE
5380 | PAMPLIN CT | 43054-7124 | Active | A133967 | WILKINS | 720A | PVB | 0.750 | 96184 | LEFT FRONT
5385 | PAMPLIN CT | 43054 | Active | CB026786 | WILKINS | 720A | PVB | 0.750 | 103107 | FRONT LEFT
5390 | PAMPLIN CT | 43054-7124 | Active | 21277 | WATTS | 919AQT | RP | 1.000 | 97168 | IN BASEMENT BY WATER METER
9215 | PAMPLIN WAY | 43054-7123 | Active | A070112 | WILKINS | 720A | PVB | 0.750 | 96648 | RIGHT SIDE OF HOUSE
9240 | PAMPLIN WAY | 43054 | Active | T293756 | WILKINS | 720A | PVB | 0.750 | 3611742
9250 | PAMPLIN WAY | 43054 | Not Required by DOW | T205074 | WILKINS | 720A | PVB | 0.750 | 3617026 | LEFT SIDE OF HOUSE
9250 | PAMPLIN WAY | 43054 | Active | 1386910 | WILKINS | 975XL | RP | 0.750 | 3625065 | BASEMENT AT WATER METER
9250 | PAMPLIN WAY | 43054 | Not Required by DOW | 4951330 | WILKINS | 975XL2 | RP | 0.750 | 99203 | BASEMENT
9260 | PAMPLIN WAY | 43054-7118 | Active | F005878 | WILKINS | 720A | PVB | 0.750 | 97578 | left front corner of house
1329 | PANNELLY PL | 43081-8511 | Active | 382612 | WILKINS | 420 | PVB | 0.750 | 3611663 | LEFT FRONT
4386 | PANTONBURY ST | 43054-9051 | Active | A083392 | WILKINS | 720A | PVB | 0.750 | 88516 | RIGHT SIDE OF HOUSE
4387 | PANTONBURY ST | 43054-9052 | Active | A083523 | WILKINS | 720A | PVB | 0.750 | 89068 | LEFT SIDE OF HOUSE
4394 | PANTONBURY ST | 43054-9051 | Active | A083615 | WILKINS | 720A | PVB | 0.750 | 97261 | LEFT SIDE OF BLDG
4395 | PANTONBURY ST | 43054-9052 | Active | CB473402 | WILKINS | 720A | PVB | 1.000 | 99993 | MIDDLE OF RIGHT SIDE
4403 | PANTONBURY ST | 43054-9052 | Active | G124429 | WILKINS | 720A | PVB | 0.750 | 95693 | LEFT SIDE OF HOUSE
4426 | PANTONBURY ST | 43054-9051 | Active | A083506 | WILKINS | 720A | PVB | 0.750 | 88512 | Left side of house
3717 | PARAGON AV | 43228-9751 | Active | 117682 | WATTS | 009M2QT | RP | 1.500 | 61565 | MECH ROOM
3645 | PARAGON DR | 43228-9751 | Active | 191856 | WATTS | LF009M2QT | RP | 2.000 | 61360 | ABOVE WATER METER IN JANITOR'S ROOM
3656 | PARAGON DR | 43228-9750 | Due Install |  |  |  | DCDA | 6.000 | 3650927
3656 | PARAGON DR | 43228-9750 | Active | 4295496 | WILKINS | 975XL | RP | 1.000 | 3502987
3672 | PARAGON DR | 43228-9750 | Due Install |  |  |  | RP | 1.500 | 3641136 | SE CORNER 3700 PARAGON - OUTSIDE
3672 | PARAGON DR | 43228-9750 | Active | AC8814 | FEBCO | 765 | PVB | 1.500 | 61442 | SE CORNER 3700 PARAGON - OUTSIDE
3672 | PARAGON DR | 43228-9750 | Due Install |  |  |  | DCDA |  | 3641137 | SE CORNER 3700 PARAGON - OUTSIDE
3675 | PARAGON DR | 43228-9751 | Active | T236489 | WILKINS | 720 | PVB | 1.000 | 3502988 | Right Side of Building
3699 | PARAGON DR | 43228-9751 | Active | 22902 | AMES | 2000SS | DC | 0.750 | 61489 | SW CORNER OF BUILDING
3699 | PARAGON DR | 43228-9751 | Active | 1190320202 | AMES | 3000SS | DCDA | 4.000 | 61488 | SW CORNER OF BUILDING
3699 | PARAGON DR | 43228-9751 | Active | 1396269 | WILKINS | 975 XL | RP | 1.000 | 61487 | SW CORNER OF BUILDING
3735 | PARAGON DR | 43228-9751 | Active | W113956 | WILKINS | 975XL | RP | 1.000 | 88046 | N SIDE OF WAREHOUSE
3795 | PARAGON DR | 43228-9751 | Active | 11221 | WATTS | 919AQT | RP | 1.500 | 93299 | NE CORNER
3885 | PARAGON DR | 43228-9484 | Active | 159193 | AMES | 3000SS | DCDA | 6.000 | 94325 | NE SIDE OF WAREHOUSE
3885 | PARAGON DR | 43228-9484 | Active | 2821838 | WILKINS | 975XL | RP | 1.500 | 93298 | NE CORNER OF WAREHOUSE
3885 | PARAGON DR | 43228-9484 | Active | 09547 | WATTS | 007M1QT | DC | 0.750 | 94324 | NE SIDE OF WAREHOUSE
110 | PARK BLVD | 43085-3619 | Active | 489774 | WATTS | 919QT | RP | 0.750 | 3502990 | SW BSMNT MECH/WATER MTR ABOVE BOILER OUTSIDE STEPS
4240 | PARK CITY CT | 43230-1384 | Active | T081668 | WILKINS | 720A | PVB | 0.750 | 101765 | LEFT SIDE
2400 | PARK CRESCENT DR | 43232-4741 | Active | 67649 | WATTS | 007QT | DC | 0.750 | 58196 | IN SW BAY AT FIRE PROTECTION SPRINKLER RISER
2400 | PARK CRESCENT DR | 43232-4741 | Active | 3CL0412 | AMES | 3000SS | DCDA | 4.000 | 58195 | IN SW BAY AT FIRE PROTECTION SPRINKLER RISER
2400 | PARK CRESCENT DR | 43232-4741 | Active | 11539 | WATTS | 919AQT | RP | 2.000 | 96435 | LOWER LEVEL MECH ROOM
2500 | PARK CRESCENT DR | 43232-4742 | Active | 441827 | WATTS | 909PCM1QT | RP | 2.000 | 94846 | SW CORNER OF BUILDING
2510 | PARK CRESCENT DR | 43232-4742 | Active | WG-0579 | AMES | 300 | DCDA | 6.000 | 3654636
2510 | PARK CRESCENT DR | 43232-4742 | Not Required by DOW | 481130 | WATTS | 909QT | RP | 0.750 | 58518 | WASH AREA SOUTH END OF THE NORTH WALL, Scarborough bus comp
2510 | PARK CRESCENT DR | 43232-4742 | Active | 70201 | AMES | 2000B | DC | 0.750 | 3654637
2510 | PARK CRESCENT DR | 43232-4742 | Active | 190580 | WATTS | LF009M2QT | RP | 2.000 | 3654638
2510 | PARK CRESCENT DR | 43232-4742 | Active | 204231 | WILKINS | 975 | RP | 2.000 | 58517 | PARTS ROOM, Scarborough bus comp
2560 | PARK CRESCENT DR | 43232-4742 | Active | 01768 | WATTS | 009QT | RP | 1.500 | 58635 | NORTHWEST CORNER OF BLDG (AT WATER METER)
2450 | PARK CRESENT DR | 43232-4741 | Due Install |  |  |  | RP | 1.000 | 3503294
2450 | PARK CRESENT DR | 43232-4741 | Due Install |  |  |  | DCDA |  | 3652665
10 | PARK DR | 43209-1639 | Active | T023923 | WILKINS | 720A | PVB | 1.000 | 53516 | NORTHSIDE OF HOUSE
42 | PARK DR | 43209-1639 | Active | H214003 | FEBCO | 765 | PVB | 1.000 | 63221 | REAR OF GARAGE
60 | PARK DR | 43209-1639 | Active | CAB28851 | WILKINS | 720A | PVB | 1.000 | 3653369 | LEFT SIDE OF HOUSE
78 | PARK DR | 43209-1639 | Active | B098614 | WILKINS | 375 | RP | 1.000 | 3633736 | BASEMENT AT METER
78 | PARK DR | 43209-1639 | Active | B225787 | WILKINS | 375 | RP | 1.000 | 3633737 | BASEMENT AT METER
105 | PARK DR | 43209- | Active | N1010190847X | FEBCO | 856 | DCDA | 6.000 | 99865 | HOT BOX
105 | PARK DR | 43209- | Active | 012336 | FEBCO | 825Y | RP | 1.500 | 99864 | HOT BOX
105 | PARK DR | 43209- | Active | 016833 | FEBCO | 805YB | DC | 0.750 | 99866 | HOT BOX
140 | PARK DR | 43209-1614 | Active | 4503230 | WILKINS | 975XL | RP | 1.500 | 101620 | BASEMENT OF DETACHED GARAGE BY METER
212 | PARK DR | 43209-1640 | Active | 3170 | FEBCO | 765 | PVB | 1.500 | 57346 | FRONT LEFT CORNER OF HOUSE
4047 | PARK LN | 43220-4965 | Active | G200679 | WILKINS | 720A | PVB | 1.000 | 62753 | RIGHT SIDE OF HOUSE--OUTSIDE
6354 | PARK MEADOW LN | 43026-7439 | Active | CB443337 | WILKINS | 720 | PVB | 0.750 | 3597522 | LEFT SIDE OF HOUSE
6599 | PARK MILL DR | 43016-7095 | Active | G251736 | WILKINS | 720A | PVB | 0.750 | 99078 | REAR OF HOUSE
6607 | PARK MILL DR | 43016-7092 | Active | H543921 | FEBCO | 765 | PVB | 0.750 | 97427 | LEFT FRONT
6614 | PARK MILL DR | 43016-7093 | Active | CB113810 | WILKINS | 720A | PVB | 0.750 | 3594248 | RIGHT FRONT
6615 | PARK MILL DR | 43016-7092 | Active | 996956 | WILKINS | 720A | PVB | 0.750 | 70385 | RIGHT CENTER
6622 | PARK MILL DR | 43016-7093 | Active | T042216 | WILKINS | 720A | PVB | 0.750 | 101130 | RIGHT SIDE OF HOUSE
6667 | PARK MILL DR | 43016-7092 | Active | CB083024 | WILKINS | 720A | PVB | 0.750 | 92697 | RIGHT SIDE
6675 | PARK MILL DR | 43016-7092 | Active | HA99992 | FEBCO | 765 | PVB | 0.750 | 92281 | FRONT OF HOUSE
6686 | PARK MILL DR | 43016-7093 | Active | T147062 | WILKINS | 720A | PVB | 0.750 | 95840 | LEFT SIDE OF HOUSE
6691 | PARK MILL DR | 43016-7092 | Active | H871912 | FEBCO | 765 | PVB | 0.750 | 95375 | LEFT SIDE OF HOUSE
6699 | PARK MILL DR | 43016-7092 | Active | H492378 | FEBCO | 765 | PVB | 0.750 | 94826 | REAR OF HOUSE
6720 | PARK MILL DR | 43016-7032 | Active | H494467 | FEBCO | 765 | PVB | 0.750 | 95168 | RIGHT SIDE OF HOUSE
6723 | PARK MILL DR | 43016-7034 | Active | CB234795 | WILKINS | 720-A | PVB | 0.750 | 70554 | RIGHT FRONT
6728 | PARK MILL DR | 43016-7032 | Active | H502623 | FEBCO | 765 | PVB | 0.750 | 97078 | RIGHT SIDE OF HOUSE
6754 | PARK MILL DR | 43016-7032 | Active | CB828516 | Wilkins | 720A | PVB | 0.750 | 3595021 | RIGHT FRONT
6755 | PARK MILL DR | 43016-7034 | Active | h866045 | FEBCO | 765 | PVB | 0.750 | 70597 | WEST FRONT CORNER NEXT TO GAS METER
6794 | PARK MILL DR | 43016-7032 | Active | 813557 | WILKINS | 720A | PVB | 0.750 | 70694 | RIGHT FRONT
6802 | PARK MILL DR | 43016-7024 | Active | 337139 | WILKINS | 720A | PVB | 0.750 | 70725 | RIGHT SIDE OF HOUSE
6810 | PARK MILL DR | 43016-7024 | Active | G215269 | WILKINS | 720A | PVB | 0.750 | 97476 | RIGHT FRONT
6819 | PARK MILL DR | 43016-7023 | Active | CB084322 | WILKINS | 720A | PVB | 0.750 | 3591306 | LEFT SIDE
6827 | PARK MILL DR | 43016-7023 | Active | T258149 | WILKINS | 720A | PVB | 0.750 | 3591123 | RIGHT SIDE
6834 | PARK MILL DR | 43016-7024 | Active | 954728 | WILKINS | 720A | PVB | 0.750 | 70792 | LEFT SIDE OF HOUSE
6835 | PARK MILL DR | 43016-7023 | Active | G042451 | WILKINS | 720A | PVB | 0.750 | 91733 | LEFT SIDE
6843 | PARK MILL DR | 43016-7023 | Active | T458816 | WILKINS | 720A | PVB | 0.750 | 70814 | RIGHT FRONT OF HOUSE
6851 | PARK MILL DR | 43016-7023 | Active | 954749 | WILKINS | 720A | PVB | 0.750 | 70838 | LEFT SIDE OF HOUSE
6826 | PARK MILL LN | 43016-7024 | Active | 996983 | WILKINS | 720A | PVB | 0.750 | 70776 | RIGHT SIDE OF HOUSE
3599 | PARK MILL RUN DR | 43026-8134 | Due Install |  |  |  | DCDA | 6.000 | 3650288 | IN PIT E OF NE BLDG STANPIPE
3599 | PARK MILL RUN DR | 43026-8134 | Due Install |  |  |  | RP | 3.000 | 3650287 | NE CORNER OF BLDG MECH/RISER ROOM AT WATER METER
3599 | PARK MILL RUN DR | 43026-8134 | Active | A01294 | WILKINS | 950 | DC | 3.000 | 61202 | NE CORNER OF BLDG MECH/RISER ROOM AT WATER METER
3600 | PARK MILL RUN DR | 43026-8123 | Active | 204518 | WILKINS | 975 | RP | 2.000 | 61243 | WEST BK CENTER MECH/RISER ROOM AT WATER METER Outside Door THRU BULLPEN
3600 | PARK MILL RUN DR | 43026-8123 | Not Required by DOW | 289064 | WILKINS | 975XL | RP | 1.000 | 61242 | GREENHOUSE SOUTH WALL
3600 | PARK MILL RUN DR | 43026-8123 | Not Required by DOW | 109588 | WATTS | 909M1QT | RP | 2.000 | 61241 | FIRE SPRINKLER ROOM
3600 | PARK MILL RUN DR | 43026-8123 | Active | 56232 | AMES | 2000BM3 | DC | 0.750 | 3648777 | WEST BACK CENTER MECH/RISER ROOM
3600 | PARK MILL RUN DR | 43026-8123 | Active | UH-0091 | AMES | COLT 300GV | DCDA | 8.000 | 3626604 | WEST BK CENTER RISER ROOM Outside Door THRU FENCED IN BULLPEN
3665 | PARK MILL RUN DR | 43026-8155 | Active | 5223 | FEBCO | 805 | DC | 0.750 | 61429 | IN PIT S OF NE ENTRANCE
3665 | PARK MILL RUN DR | 43026-8155 | Active | 155272 | WATTS | 909 | RP | 3.000 | 61426 | IN MECH ROOM NE BY DELIVERY/DUMSTER AREA AT WATER RISER
3665 | PARK MILL RUN DR | 43026-8155 | Active | 0000863 | AMES | 4000B | RP | 2.000 | 61427 | IN KITCHEN STORAGE AT RISER 15" HIGH
3665 | PARK MILL RUN DR | 43026-8155 | Active | 9711201432 | FEBCO | 856 | DCDA | 6.000 | 61428 | IN METER PIT S OF NE ENTRANCE
3687 | PARK MILL RUN DR | 43026-8155 | Active | 230188 | WATTS | 007M3QT | DC | 0.750 | 3652236
3687 | PARK MILL RUN DR | 43026-8155 | Active | ABN8273 | WILKINS | 975XL2 | RP | 1.000 | 3503295 | SW MECH/RISER/HWT ROOM AT WATER METER BY DOCK/STORAGE/RESTROOMS
3687 | PARK MILL RUN DR | 43026-8155 | Active | VL-1330 | WATTS | 757 | DCDA | 4.000 | 3651046 | SW RISER/METER ROOM THRU 3687 SHOE STORE BY DOCK/RESTROOMS
3700 | PARK MILL RUN DR | 43026-8132 | Active | 415765 | WATTS | 909QT | RP | 1.000 | 61517 | MID S TRAINING/MECH/RISER ROOM AT WATER METER
3700 | PARK MILL RUN DR | 43026-8132 | Active | 104241 | WATTS | 007QT | DC | 0.750 | 61515 | MID S RISER/TRANING ROOM
3700 | PARK MILL RUN DR | 43026-8132 | Active | 3CM1047 | AMES | 3000SS | DCDA | 6.000 | 61516 | MID S RISER/TRAINING ROOM
3727 | PARK MILL RUN DR | 43026-8110 | Active | 71413 | WATTS | 009QT | RP | 2.000 | 61601 | MECHANICAL ROOM, NEXT TO WATER METER
3747 | PARK MILL RUN DR | 43026-8110 | Active | 144090 | WILKINS | 975 | RP | 1.000 | 61645 | OFFICE AT METER
3780 | PARK MILL RUN DR | 43026-8132 | Active | 1721260610 | AMES | 3000SS | DCDA | 8.000 | 98840 | RISER ROOM - 3785 PARKMILL RUN DR- SW MECH/RISER AREA FLOOR/DECOR WILL CALL
3780 | PARK MILL RUN DR | 43026-8132 | Active | 64850 | AMES | 2000B | DC | 0.750 | 98839 | SW MECH/RISER AREA GO THRU FLOOR/DECOR WILL CALL DOORS
3780 | PARK MILL RUN DR | 43026-8132 | Active | 39093 | WILKINS | 375AST | RP | 3.000 | 98972 | SW MECH/RISER AREA GO THRU FLOOR/DECOR WILL CALL DOORS AT WATER MTR
3781 | PARK MILL RUN DR | 43026-8110 | Active | 392634 | WATTS | 909M1QT | RP | 2.000 | 61770 | METER ROOM
3781 | PARK MILL RUN DR | 43026-8110 | Active | 52706 | WATTS | 007QT | DC | 0.750 | 61771 | IN PIT
3781 | PARK MILL RUN DR | 43026-8110 | Active | 1178310202 | AMES | 3000SS | DCDA | 6.000 | 61769 | IN PIT
3781 | PARK MILL RUN DR | 43026-8110 | Active | 1309140317 | AMES | 4000SS | RP | 2.500 | 3644610 | ASIAN KITCHEN ANTI FREEZE SYSTEM
3831 | PARK MILL RUN DR | 43026-8110 | Active | 117501 | WATTS | 009MW | RP | 2.000 | 3635116 | SPRINKLER ROOM AFTER DOMESTIC WATER METER
3831 | PARK MILL RUN DR | 43026-8110 | Active | 3DJ1088 | AMES | 3000SS | DCDA | 3.000 | 61899 | MECHANICAL ROOM BY WATER HEATERS
3831 | PARK MILL RUN DR | 43026-8110 | Not Required by DOW | 2920 | WATTS | 800QT | PVB | 1.500 | 61898 | SPRINKLER/WATER HEATER
3831 | PARK MILL RUN DR | 43026-8110 | Active | 14290 | WATTS | 007M1QT | DC | 0.750 | 61897 | MECHANICAL ROOM BY WATER HEATERS
3841 | PARK MILL RUN DR | 43026-8110 | Active | 38254 | WATTS | 007QT | DC | 0.750 | 61929 | 1ST FLOOR MECHANICAL ROOM
3841 | PARK MILL RUN DR | 43026-8110 | Active | 27561 | WATTS | 919QT | RP | 2.000 | 3613648 | 1ST FLOOR MECHANICAL ROOM - ANTIFREEZE LOOP
3841 | PARK MILL RUN DR | 43026-8110 | Not Required by DOW | 7258864 | WILKINS | 720A | PVB | 1.000 | 99578 | Riser Room/Outside
3841 | PARK MILL RUN DR | 43026-8110 | Active | 71744 | WATTS | 009QT | RP | 2.000 | 61931 | MECHANICAL ROOM SW CORNER OF BUILDING
3841 | PARK MILL RUN DR | 43026-8110 | Active | 3BK1201 | AMES | 3000SS | DCDA | 4.000 | 61930 | 1ST FLOOR MECH ROOM SOUTH
3861 | PARK MILL RUN DR | 43026-8110 | Due Install |  |  |  | RPDA | 6.000 | 3633680 | NW MECH/RISER ROOM -OUTSIDE DOOR
3861 | PARK MILL RUN DR | 43026-8110 | Active | 232867 | WILKINS | 975 | RP | 2.000 | 61973 | NW MECH/RISER ROOM AT WATER METER -OUTSIDE DOOR
3873 | PARK MILL RUN DR | 43026-8110 | Active | ACE5338 | WILKINS | 975XL2 | RP | 1.500 | 61997 | NW MECH/METER ROOM AT WATER METER
3883 | PARK MILL RUN DR | 43026-8110 | Not Required by DOW | 290852 | WATTS | 009M2QT | RP | 1.000 | 87397 | REAR STOCK AREA 1ST FLOOR
3883 | PARK MILL RUN DR | 43026-8110 | Active | 122961 | WATTS | 009M2PCQT | RP | 1.500 | 87398 | REAR STOCK AREA
3883 | PARK MILL RUN DR | 43026-8110 | Active | 45036 | AMES | 2000B | DC | 0.750 | 62051 | EQUIPMENT NE CORNER
3883 | PARK MILL RUN DR | 43026-8110 | Active | 1432590705 | AMES | 3000SS | DCDA | 4.000 | 62049 | EQUIPMENT NE CORNER
517 | PARK OVERLOOK DR | 43085-3692 | Active | F136636 | WILKINS | 720A | PVB | 0.750 | 99593 | FRONT OF HOUSE
5742 | PARK PL | 43026-7014 | Active | CB113982 | WILKINS | 720A | PVB | 0.750 | 67773 | RIGHT AT GARAGE DOOR
5750 | PARK PL | 43026-7014 | Active | t261280 | WILKINS | 720A | PVB | 0.750 | 95571 | LEFT SIDE
5804 | PARK PL | 43026-7015 | Active | G213806 | WILKINS | 720A | PVB | 0.750 | 95573 | RIGHT SIDE
162 | PARK RD | 43235- | Active | 05956 | WATTS | 007M1PCQT | DC | 0.750 | 91332 | METER ROOM
162 | PARK RD | 43235- | Active | 152758 | AMES | 3000SS | DCDA | 6.000 | 91331 | METER HOUSE
162 | PARK RD | 43235- | Active | 180201006 | AMES | 4000SS | RP | 3.000 | 91309 | METER HOUSE
162 | PARK RD | 43235- | Active | 3892437 | WILKINS | 975XL2 | RP | 2.000 | 91333 | METER HOUSE
217 | PARK RD | 43235- | Active | 880027 | WILKINS | 975XLBMS | RP | 1.500 | 57503 | WEST WALL OF MECHANICAL ROOM
225 | PARK RD | 43235 | Active | 4418194 | WILKINS | 975XL2 | RP | 0.750 | 3624901 | IN BASEMENT ON SOUTH WALL
500 | PARK RD | 43085- | Active | 153793 | WATTS | 909HWQT | RP | 0.750 | 65624 | BOILER ROOM - Worthington Park E. S.
500 | PARK RD | 43085- | Due Install |  |  |  | RP |  | 3638247 | PIT AT ENTRANCE OF DRIVE
653 | PARK RD | 43085-1524 | Active | 281557 | WILKINS | 975 | RP | 0.750 | 70194 | BAPTISMAL CLOSET NEXT TO PUMP--MECHANICAL ROOM
653 | PARK RD | 43085-1524 | Active | BM583 | CONBRACO | 40205A2S | RP | 1.000 | 70193 | NW OFFICE BY WATER MTR RP FOR LIMITED FIRE
711 | PARK RD | 43085-5501 | Active | 400822 | WILKINS | 975XLBMS | RP | 1.500 | 71429 | REAR OF BUILDING AT METER (Stock Room)
811 | PARK RD | 43085-6711 | Active | 05627 | WATTS | 919QT | RP | 0.750 | 73332 | KITCHEN -- SIZE 1/2
811 | PARK RD | 43085-6711 | Active | CW821 | CONBRACO | 40207A2 | RP | 1.500 | 73331 | UTILITY ROOM BY METER
845 | PARK RD | 43085-5502 | Active | 233386 | Watts | LF009M2QT | RP | 1.000 | 3650669 | AT METER
527 | PARK ST | 43215-2039 | LPS - Active |  |  |  | LPC |  | 3648386 | MECH ROOM AFTER WATER METER - DOMESTIC BOOSTER PUMP
527 | PARK ST | 43215-2039 | Not Required by DOW | 290457 | WATTS | LF009 | RP | 0.500 | 3649716 | 8TH FLOOR KEG/SODA BAG ROOM
527 | PARK ST | 43215-2039 | Active | 22818 | WILKINS | 375AST | RP | 4.000 | 3503253 | MECH ROOM AT METER
527 | PARK ST | 43215-2039 | Not Required by DOW | 289486 | WATTS | LF009QT | RP | 0.750 | 3649807 | 8TH FLOOR UNDER DISHWASHER
527 | PARK ST | 43215-2039 | Not Required by DOW | 289480 | WATTS | LF009 | RP | 0.500 | 3649715 | 8TH FLOOR BAR WEST SIDE OF BAR
527 | PARK ST | 43215-2039 | LPS - Active |  |  |  | LST |  | 3648389 | MECH ROOM - FIRE PUMP
527 | PARK ST | 43215-2039 | Not Required by DOW | 289494 | WATTS | LF009 | RP | 0.500 | 3649722 | 8TH FLOOR KITCHEN AREA
527 | PARK ST | 43215-2039 | Active | 30424 | WATTS | 007M1QT | DC | 0.750 | 3648388 | MECH ROOM FIRE METER 3/4" SIDE CAR
527 | PARK ST | 43215-2039 | Not Required by DOW | 281466 | WATTS | LF009 | RP | 0.500 | 3649717 | 8TH FLOOR KITCHEN AREA
527 | PARK ST | 43215-2039 | Not Required by DOW | 290488 | WATTS | LF009 | RP | 0.500 | 3649718 | 8TH FLOOR KITCHEN AREA
527 | PARK ST | 43215-2039 | Not Required by DOW | 289468 | WATTS | LF009 | RP | 0.500 | 3649719 | 8TH FLOOR KITCHEN AREA
527 | PARK ST | 43215-2039 | Not Required by DOW | 066604 | WATTS | LF800M4 | PVB | 0.750 | 3649813 | WASHING MACHINES 1ST FLOOR
527 | PARK ST | 43215-2039 | Not Required by DOW | 070760 | WATTS | LF800M4 | PVB | 0.750 | 3649812 | WASHING MACHINES 1ST FLOOR
527 | PARK ST | 43215-2039 | Not Required by DOW | 070697 | WATTS | LF800M4 | PVB | 0.750 | 3649811 | WASHING MACHINES 1ST FLOOR
527 | PARK ST | 43215-2039 | Not Required by DOW | 070757 | WATTS | LF800M4 | PVB | 0.750 | 3649810 | WASHING MACHINES 1ST FLOOR
527 | PARK ST | 43215-2039 | Not Required by DOW | 070718 | WATTS | LF800M4 | PVB | 0.750 | 3649808 | WASHING MACHINES 1ST FLOOR
527 | PARK ST | 43215-2039 | Active | 1988130620 | AMES | 3000SS | DCDA | 6.000 | 3648387 | MECH ROOM FIRE METER
527 | PARK ST | 43215-2039 | Not Required by DOW | 070754 | WATTS | LF800M4 | PVB | 0.750 | 3649809 | WASHING MACHINES 1ST FLOOR
527 | PARK ST | 43215-2039 | Not Required by DOW | 289464 | WATTS | LF009 | RP | 0.500 | 3649721 | 8TH FLOOR KITCHEN AREA
527 | PARK ST | 43215-2039 | Not Required by DOW | 289479 | WATTS | LF009 | RP | 0.500 | 3649720 | 8TH FLOOR KITCHEN AREA
3191 | PARK ST | 43123- | Active | 5301315 | FEBCO | 850 | DC | 6.000 | 88704 | CUSTODIANS RM
3191 | PARK ST | 43123- | Active | 195929 | WATTS | 909 | RP | 4.000 | 88705 | BOILER RM
3191 | PARK ST | 43123- | Due Install |  |  |  | DCDA | 6.000 | 3639247 | BOILER RM
3191 | PARK ST | 43123- | Not Required by DOW | 488184 | WATTS | 909QT | RP | 1.000 | 88682 | BOILER RM
3330 | PARK ST | 43123-2654 | Due Install |  |  |  | RP | 0.750 | 3654227 | AT WTR MTR
3330 | PARK ST | 43123-2654 | Active | W104605 | WILKINS | 975 | RP | 0.750 | 60487 | BASEMENT MECH ROOM BY HOT WATER TANK
3360 | PARK ST | 43123-2632 | Active | 176335 | WATTS | 909M1QT | RP | 2.000 | 60523 | BASEMENT BOILER ROOM UP HIGH EASTWALL
3360 | PARK ST | 43123-2632 | Active | 15575 | WILKINS | 950 | DC | 2.500 | 60522 | BASEMENT MECHANICAL ROOM
3360 | PARK ST | 43123-2632 | Active | 433219 | WATTS | 909M1QT | RP | 1.500 | 60521 | 3378 PARK ST, BASEMENT BOILER ROOM (MECH RM)
3360 | PARK ST | 43123-2632 | Due Install |  |  |  | RP |  | 3633530
3739 | park st |  | Active | 31906 | WATTS | 007M1QT | DC | 0.750 | 3653192 | METER PIT
3739 | park st |  | Active | VK-0942 | AMES | 400 | RP | 3.000 | 3653190 | HOT BOX
3739 | park st |  | Active | 117434 | AMES | 774 | DCDA | 6.000 | 3653191 | METER PIT
4960 | PARKCENTER AVE | 43017-3580 | Due Install |  |  |  | RP | 1.500 | 3503541 | BY HOT WATER TANK
4960 | PARKCENTER AVE | 43017-3580 | Due Install |  |  |  | DCDA | 4.000 | 3652494 | RISER ROOM BY FRONT DOOR
4980 | PARKCENTER AVE | 43017-3580 | Active | 3E03131 | AMES | 3000SS | DCDA | 4.000 | 65536 | MECH ROOM
4980 | PARKCENTER AVE | 43017-3580 | Active | 3658276 | WILKINS | 975XL | RP | 1.000 | 65537 | METER ROOM
4980 | PARKCENTER AVE | 43017-3580 | Active | 28964 | AMES | 2000B | DC | 0.750 | 65535 | MECH ROOM
5005 | PARKCENTER AVE | 43017-3582 | Active | 141531 | WATTS | 007M2QT | DC | 1.500 | 65702 | METER ROOM NEXT TO GENERATOR SCREEN WALL
5005 | PARKCENTER AVE | 43017-3582 | Active | 30723 | AMES | 2000B | DC | 0.750 | 65701 | W MECH ROOM
5005 | PARKCENTER AVE | 43017-3582 | Active | 230926 | WATTS | LF009M2QT | RP | 2.000 | 65700 | METER ROOM... OSD. RIGHT SIDE OF BLDG. DOOR CLOSEST TO REAR. KEY AT DESK
5005 | PARKCENTER AVE | 43017-3582 | Active | 1259920403 | AMES | 3000 | DCDA | 4.000 | 65699 | W MECH ROOM
5100 | PARKCENTER AVE | 43017-7562 | Not Required by DOW | 110452REM | WATTS | 009M2PCQT | RP | 1.000 | 66013 | IN METER ROOM OFFICE W OF S ENTRANCE
5100 | PARKCENTER AVE | 43017-7562 | Active | 4678842 | WILKINS | 975XL2 | RP | 1.500 | 3633441 | AT WATER METER MECH RM OFFECE W OF S ENTRANCE
5115 | PARKCENTER AVE | 43017-7522 | Active | B19263 | WILKINS | 975 | RP | 2.500 | 66078 | SOUTH WEST CORNER MECHANICAL ROOM
5115 | PARKCENTER AVE | 43017-7522 | Active | 9707311317 | FEBCO | 856 | DCDA | 6.000 | 66077 | PIT -IN METER PIT WEST OF MAIN DRIVE
5115 | PARKCENTER AVE | 43017-7522 | Active | 5967 | FEBCO | 805 | DC | 0.750 | 66076 | PIT -IN METER PIT WEST OF MAIN DRIVE
5115 | PARKCENTER AVE | 43017-7522 | Not Required by DOW | 563386 | WILKINS | 975XL | RP | 1.500 | 66075 | MECHANICAL ROOM IN REAR OF BUILDING BY DOCK
5300 | PARKCENTER AVE | 43017-7555 | Active | A014270 | FEBCO | 805 | DC | 0.750 | 66628 | PIT E OF ENTRANCE ON BRADENTON
5300 | PARKCENTER AVE | 43017-7555 | Active | 5230957 | FEBCO | 876 | DCDA | 6.000 | 66627 | PIT E OF ENTRANCE ON BRADENTON
5300 | PARKCENTER AVE | 43017-7555 | Active | 159327 | WATTS | 909 | RP | 3.000 | 66626 | WEST SIDE MECH/RISER/HWT ROOM AT WATER RISER
5300 | PARKCENTER AVE | 43017-7555 | Not Required by DOW | 13267 | WATTS | 800M4QT | PVB | 2.000 | 66629 | WEST MECH ROOM
5060 | PARKCENTER BLVD | 43017-7507 | Active | AG0874 | FEBCO | 765 | PVB | 1.000 | 65892 | EAST SIDE OF BUILDING BEHIND AC UNITS
5555 | PARKCENTER BLVD | 43017-3585 | Active | UP336 | CONBRACO | 40205TC2 | RP | 1.000 | 87671 | METER ROOM
5555 | PARKCENTER BLVD | 43017-3585 | Due Install |  |  |  | RP |  | 3639679 | S SIDE MECH/RISER ROOM Outside Door
5555 | PARKCENTER BLVD | 43017-3585 | Due Install |  |  |  | DCDA | 6.000 | 3639680 | IN PIT BTWN ENTRANCES
5555 | PARKCENTER BLVD | 43017-3585 | Active | KB1585 | WATTS | 957 | RP | 3.000 | 98496 | RISER ROOM
5555 | PARKCENTER BLVD | 43017-3585 | Active | 9486 | FEBCO | 825Y | RP | 2.000 | 67269 | METER ROOM
5555 | PARKCENTER BLVD | 43017-3585 | LPS - Active |  |  |  | LPC |  | 3639681 | DOM PUMP
5555 | PARKCENTER BLVD | 43017-3585 | Active | 45334 | WATTS | 009M2PCQT | RP | 0.750 | 67267 | MECHANICAL ROOM ON THE 1ST FLOOR
5555 | PARKCENTER BLVD | 43017-3585 | Active | 00771 | WATTS | 009 | RP | 3.000 | 67268 | LEFT SIDE OF SOUTH MECH/RISER ROOM ABOVE METER
5515 | PARKCENTER CIR | 43017-3584 | LPS - Active |  |  |  | LPC |  | 3635245 | IRRIG BOOSTER PUMP
5515 | PARKCENTER CIR | 43017-3584 | Active | 60424 | WATTS | 007QT | DC | 0.750 | 67150 | METER RISER ROOM OFF LOBBY
5515 | PARKCENTER CIR | 43017-3584 | Not Required by DOW | 350845 | WILKINS | 975 | RP | 1.500 | 67149 | METER ROOM
5515 | PARKCENTER CIR | 43017-3584 | Not Required by DOW | 4232010 | WILKINS | 975XL | RP | 1.000 | 67144 | MAKE-UP WATER TO LOOP SYSTEM
5515 | PARKCENTER CIR | 43017-3584 | Active | 3AL1603 | AMES | 3000SS | DCDA | 4.000 | 67148 | MECH/RISER ROOM OFF LOBBY
5515 | PARKCENTER CIR | 43017-3584 | Active | 283020 | WATTS | 909M1QT | RP | 2.000 | 67147 | MECH/RISER ROOM AT WATER METER OFF LOBBY
5515 | PARKCENTER CIR | 43017-3584 | Not Required by DOW | 281098 | WILKINS | 975 | RP | 0.750 | 67146 | METER ROOM
5515 | PARKCENTER CIR | 43017-3584 | Not Required by DOW | 281079 | WILKINS | 975 | RP | 0.750 | 67145 | MECHANICAL ROOM ABOVE BOILER
5525 | PARKCENTER CIR | 43017-3584 | Active | 221155 | WATTS | 909 | RP | 4.000 | 102561 | N MECH/PUMP ROOM (OUTSIDE DR) TOP DEVICE
5525 | PARKCENTER CIR | 43017-3584 | Not Required by DOW | 113193 | WATTS | 009M1PCQT | RP | 2.000 | 67168 | NE SIDE OF BUILDING
5525 | PARKCENTER CIR | 43017-3584 | Active | XE0701 | AMES | 3000DCDA | DCDA | 6.000 | 3651082 | IN PIT BY ENTRANCE
5525 | PARKCENTER CIR | 43017-3584 | LPS - Active |  |  |  | LST |  | 3651085 | FIRE PUMP RIGHT SIDE - NORTH MECH ROOM
5525 | PARKCENTER CIR | 43017-3584 | Not Required by DOW | BJ0312 | FEBCO | 825YA | RP | 2.000 | 67171 | RIGHT SIDE NORTH MECH/RISER ROOM
5525 | PARKCENTER CIR | 43017-3584 | Not Required by DOW | 353060 | WILKINS | 975 | RP | 0.750 | 67170 | MECH PENT HOUSE
5525 | PARKCENTER CIR | 43017-3584 | Active | 73562 | AMES | 2000BM3 | DC | 0.750 | 3654970 | IN PIT BY ENTRANCE
5525 | PARKCENTER CIR | 43017-3584 | Active | 184012 | WATTS | 909 | RP | 4.000 | 67169 | N MECH/RISER ROOM (OUTSIDE DR) BOTTOM DEVICE
6079 | PARKCENTER CIR | 43017-4700 | Active | W128200 | WILKINS | 975XL | RP | 1.500 | 68937 | METER ROOM WEST END OF BLDG CHIPOTLE BLDG.
6079 | PARKCENTER CIR | 43017-4700 | Active | W149689 | WILKINS | 975XL | RP | 1.000 | 68938 | INSIDE METER ROOM ON WEST END OF BUILDING
6100 | PARKCENTER CIR | 43017-3583 | Not required by DOW | 438913 | WATTS | 909M1PCHWQT | RP | 1.500 | 103427 | 6104 PARKCENTER CIR,KITCHN @ HWT IN NOODLES, STOREFRONTS RETAIL BY DRURY INN
6100 | PARKCENTER CIR | 43017-3583 | Not required by DOW | 4131878 | WILKINS | 975XL2 | RP | 2.000 | 3620073 | 6108 PARKCENTER CIR, MECHANICAL ROOM
6100 | PARKCENTER CIR | 43017-3583 | LPS - Active |  |  |  | LPC |  | 3626726 | IN 6086 DOOR AT WATER MTR -OUTSIDE DR
6100 | PARKCENTER CIR | 43017-3583 | Active | A28857 | WATTS | 009M2QT | RP | 1.500 | 69002 | 6086 PARKCTR BACK OUTSIDE DR NE -AT METER 6086 DOOR NE
6100 | PARKCENTER CIR | 43017-3583 | Active | 22706 | WATTS | 007M1QT | DC | 0.750 | 69003 | 6086 PARKCTR BACK OUTSIDE DR MECH/RISER RM 6086 DOOR NE
6100 | PARKCENTER CIR | 43017-3583 | Active | 1626110108 | AMES | 3000SS | DCDA | 6.000 | 90452 | 6086 PARKCTR BACK OSD MECH/MECH RM 6086 DOOR NE
6100 | PARKCENTER CIR | 43017-3583 | Not required by DOW | A28614 | WATTS | 009M2QT | RP | 1.500 | 103425 | 6086 PARKCENTER BACK OSD MECH/RISER RM 6086 DOOR NE
6105 | PARKCENTER CIR | 43017-4701 | Active | 25807 | WATTS | LF919QT | RP | 1.500 | 3650312 | N MECH ROOM AREA BY BACK DOOR AT WATER METER 6115 ADDR ABOVE DOOR
6105 | PARKCENTER CIR | 43017-4701 | Active | N2107021141 | FEBCO | LF876V | DC | 6.000 | 3650313 | MID WEST RISER ROOM Outside Door
6105 | PARKCENTER CIR | 43017-4701 | Active | 04817 | WATTS | LF619 | DC | 0.750 | 3650315 | MID WEST RISER MECH ROOM Outside Door
6105 | PARKCENTER CIR | 43017-4701 | Not Required by DOW | 4884440 | WILKINS | 975XL2 | RP | 1.500 | 3650721 | N MECH ROOM AREA BY BACK DOOR
6135 | PARKCENTER CIR | 43017-4701 | Active | 081275 | WATTS | 009M2QT | RP | 1.500 | 69107 | NE MECH/HWT ROOM AT WATER METER OUTSIDE DOOR -PF CHANG BISTRO
6135 | PARKCENTER CIR | 43017-4701 | LPS - Active |  |  |  | LPC |  | 3638748 | DOM PUMP EAST SIDE OF BUILDING - OUTSIDE
6135 | PARKCENTER CIR | 43017-4701 | Not Required by DOW | ACD9141 | WILKINS | 950XL2 | RP | 1.500 | 3609461 | EAST SIDE OF BUILDING - OUTSIDE
6145 | PARKCENTER CIR | 43017-4701 | Not Required by DOW | 24918 | WATTS | 919QT | RP | 1.500 | 69135 | BOILER ROOM WEST WALL 3' ABOVE FLOOR
6145 | PARKCENTER CIR | 43017-4701 | Active | N1907291041 | FEBCO | 876V | DCDA | 6.000 | 3635305 | MECH/RISER ROOM AT END OF HALL
6145 | PARKCENTER CIR | 43017-4701 | Active | TC-2398 | WATTS | 957 | RP | 3.000 | 3635304 | MECH ROOM AT END OF HALL AT WATER METER
6145 | PARKCENTER CIR | 43017-4701 | Active | 03867 | WATTS | LF619 | DC | 0.750 | 3635306 | MECH/RISER ROOM END OF HALL
6145 | PARKCENTER CIR | 43017-4701 | LPS - Active |  |  |  | LPC |  | 3635430 | DOM PUMP
6145 | PARKCENTER CIR | 43017-4701 | Not Required by DOW | 59174 | WATTS | 009QT | RP | 0.500 | 69136 | 4TH FL SMALL GUEST LAUNDRY IN CORNER
6145 | PARKCENTER CIR | 43017-4701 | Not Required by DOW | W001645 | WILKINS | 975 | RP | 1.000 | 69137 | 1ST FL STAFF LAUNDRY BTWN & ABOVE WASHERS
6145 | PARKCENTER CIR | 43017-4701 | LPS - Active |  |  |  | LST |  | 3639613 | ON FIRE LINE
6153 | PARKCENTER CIR | 43017-4701 | Not Required by DOW | 6873 | WATTS | 800QT | PVB | 1.500 | 69167 | ON WEST END OF BLDG ABOVE WATER METER
6153 | PARKCENTER CIR | 43017-4701 | Active | 31596 | WATTS | 009M2QT | RP | 1.500 | 69165 | W AT BACK DOOR AT WATER METER (# GONE)
6153 | PARKCENTER CIR | 43017-4701 | Not Required by DOW | 4010GA2 | CONBRACO | 40-106-02 | DC | 1.250 | 69166 | WEST END OF BLDG AT WALL BEHIND METER
6161 | PARKCENTER CIR | 43017-4701 | Not Required by DOW | W687029 | WILKINS | 720A | PVB | 2.000 | 69194 | MECH ROOM BY METER 1ST FLOOR
6161 | PARKCENTER CIR | 43017-4701 | Active | 5461 | WILKINS | 375ASTR | RP | 4.000 | 69193 | BOILER/MECH RM AT WATER METER -HYATT PLACE
6161 | PARKCENTER CIR | 43017-4701 | LPS - Active |  |  |  | LPC |  | 3628032 | DOMESTIC
6161 | PARKCENTER CIR | 43017-4701 | LPS - Active |  |  |  | LST |  | 3628031 | FIRE LINE
6161 | PARKCENTER CIR | 43017-4701 | Due Install |  |  |  | DCDA |  | 3628029 | RISER ROOM N SIDE BLDG
6170 | PARKCENTER CIR | 43017-3583 | Not Required by DOW | 185637 | WATTS | 009QT | RP | 0.500 | 69243 | 2ND FLOOR ICE MAKER
6170 | PARKCENTER CIR | 43017-3583 | Not Required by DOW | W330541 | WILKINS | 975XL | RP | 0.500 | 69242 | 4TH FLOOR ICE MAKER
6170 | PARKCENTER CIR | 43017-3583 | Not Required by DOW | 185626 | WATTS | 009QT | RP | 0.500 | 69241 | 1ST FLOOR
6170 | PARKCENTER CIR | 43017-3583 | Not Required by DOW | 184373 | WATTS | 009QT | RP | 0.500 | 69240 | 3RD FLOOR
6170 | PARKCENTER CIR | 43017-3583 | Not Required by DOW | A32796 | WATTS | 009QT | RP | 0.500 | 69239 | 5TH FLOOR ICE MAKER
6170 | PARKCENTER CIR | 43017-3583 | Not Required by DOW | 181965 | WATTS | 009QT | RP | 0.500 | 69238 | 1ST FLOOR KITCHEN
6170 | PARKCENTER CIR | 43017-3583 | Not Required by DOW | 411650 | WILKINS | 420 | PVB | 1.000 | 69237 | RIGHT BACK CORNER OF BUILDING
6170 | PARKCENTER CIR | 43017-3583 | Active | L04481 | WILKINS | 375 | RP | 3.000 | 69236 | WATER/RISER RM SW BY POOL
6170 | PARKCENTER CIR | 43017-3583 | Not Required by DOW | 185663 | WATTS | 009QT | RP | 0.500 | 69244 | 6TH FLOOR
6170 | PARKCENTER CIR | 43017-3583 | Active | 1303558 | WILKINS | 950 | DC | 0.750 | 69245 | WATER/RISER RM SW BY POOL
6170 | PARKCENTER CIR | 43017-3583 | LPS - Active | [5 empty] | 3629783 | FIRE
6170 | PARKCENTER CIR | 43017-3583 | LPS - Active |  |  |  | LPC |  | 3629784 | DOM
6170 | PARKCENTER CIR | 43017-3583 | LPS - Active |  |  |  | LPC |  | 3630130 | DOM
6170 | PARKCENTER CIR | 43017-3583 | Active | N03860 | WILKINS | 350 | DCDA | 6.000 | 69235 | METER/RISER RM SW BY POOL
5559 | PARKER HILL LN | 43017-3061 | Active | T041393 | WILKINS | 720A | PVB | 0.750 | 100124 | LEFT FRONT
3986 | PARKMEAD DR | 43123 | Active | HC-21458 | WILKINS | 950XLD | DC | 0.750 | 3640816 | Meter Room at Clubhouse
3986 | PARKMEAD DR | 43123 | Active | V-52755 | WILKINS | 350ADA | DCDA | 8.000 | 3640815 | Meter Room at Clubhouse
3986 | PARKMEAD DR | 43123 | Active | SI-1058 | WATTS | 957 | RP | 4.000 | 3640808 | Meter Room at Clubhouse
4000 | PARKMEAD DR | 43123-4908 | Active | 154507 | WATTS | 009QT | RP | 0.750 | 62635 | SE CORNER CRAWL SPACE WITH WATER METER
4015 | PARKMEAD DR | 43123-3944 | Active | 1994879 | WILKINS | 975 | RP | 2.000 | 62684 | WATER ROOM NE SIDE OF DRUG MART - 2290 STRINGTOWN RD
4048 | PARKMEAD DR | 43123-3901 | Active | 278871 | WATTS | 009M2QT | RP | 1.000 | 62756 | POWER SHACK MECH/MOP SINK ROOM BY RESTROOMS -LIMITED FIRE
4048 | PARKMEAD DR | 43123-3901 | Due Install |  |  |  | RP |  | 3632731 | MECH/MOP SINK ROOM BY RESTROOMS AT WATER METER
4090 | PARKMEAD DR | 43123-3901 | Active | 119730 | WATTS | 909M1QT | RP | 1.500 | 62861 | BOILER ROOM ON WEST SIDE OF ROOM--NEXT TO WATER METER
4187 | PARKMEAD DR | 43123-2995 | Due Install |  |  |  | RP | 6.000 | 3639001
6044 | PARKMEADOW LN | 43026-7406 | Not Required by DOW | W876951 | WILKINS | 720A | PVB | 1.000 | 68778 | MECH ROOM
6044 | PARKMEADOW LN | 43026-7406 | Active | W143200 | WILKINS | 975 | RP | 1.000 | 68779 | MECH ROOM ABOVE METER
6044 | PARKMEADOW LN | 43026-7406 | Not Required by DOW | W115813 | WILKINS | 975 | RP | 0.750 | 68777 | MECH ROOM NORTH WALL
6074 | PARKMEADOW LN | 43026-7406 | Active | 24227 | AMES | 2000B | DC | 0.750 | 68922 | MECH ROOM - WEST SIDE
6074 | PARKMEADOW LN | 43026-7406 | Active | 25984 | WILKINS | 975XLBMS | RP | 0.750 | 68923 | MECH ROOM WEST SIDE OF BUILDING
6074 | PARKMEADOW LN | 43026-7406 | Active | 1189250202 | AMES | 3000SS | DCDA | 4.000 | 68921 | MECH ROOM - WEST SIDE
6110 | PARKMEADOW LN | 43026-7407 | Active | T176289 | WILKINS | 720A | PVB | 0.750 | 3609742 | LEFT SIDE
6123 | PARKMEADOW LN | 43026-7408 | Active | T146557 | WATTS | 800QT | PVB | 0.750 | 94229 | LEFT SIDE OF HOUSE
6146 | PARKMEADOW LN | 43026-7407 | Active | H049765 | FEBCO | 765 | PVB | 0.750 | 69140 | RIGHT SIDE OF HOUSE
6158 | PARKMEADOW LN | 43026-7407 | Active | A151081 | WILKINS | 720A | PVB | 0.750 | 87375 | RIGHT SIDE OF HOME
6182 | PARKMEADOW LN | 43026-7407 | Active | CAA36888 | WILKINS | 720A | PVB | 0.750 | 3586506 | FRONT RIGHT
6264 | PARKMEADOW LN | 43026-7023 | Active | T295549 | WILKINS | 720A | PVB | 0.750 | 3590943 | OUTSIDE
6274 | PARKMEADOW LN | 43026-7023 | Active | 953347 | WILKINS | 720A | PVB | 0.750 | 69538 | RIGHT SIDE
6283 | PARKMEADOW LN | 43026-7024 | Active | 792850 | WILKINS | 720A | PVB | 0.750 | 69557 | SIDE OF HOUSE
6368 | PARKMEADOW LN | 43026-7439 | Active | T084825 | WILKINS | 720A | PVB | 0.750 | 101794 | LEFT SIDE
2940 | PARKSIDE DR | 43204-2576 | Not Required by DOW | 41000 | WATTS | 009QT | RP | 1.500 | 65310 | 2940 PARKSIDE RD, BASEMENT CAFETERIA
2940 | PARKSIDE DR | 43204-2576 | Not Required by DOW | 408323 | WATTS | 909QT | RP | 1.000 | 65309 | 473 S ROYS AVE, BOILER ROOM (basement)
2940 | PARKSIDE DR | 43204-2576 | Not Required by DOW | 401058 | WATTS | 909QT | RP | 0.750 | 59599 | BOILER ROOM (BASEMENT)
2940 | PARKSIDE DR | 43204-2576 | Active | 4625355 | WILKINS | 975XL2 | RP | 2.000 | 3635216 | AT WATER METER
2940 | PARKSIDE DR | 43204-2576 | Not Required by DOW | 78848 | WATTS | 909QT | RP | 0.750 | 65311 | BOILER ROOM (basement)
7610 | PARKSIDE DR | 43054 | Active | T414618 | WILKINS | 720A | PVB | 0.750 | 3650344 | RIGHT SIDE OF HOUSE
7616 | PARKSIDE DR | 43054 | Active | T441320 | WILKINS | 720 | PVB | 0.750 | 3651457
7622 | PARKSIDE DR | 43054 | Active | T415359 | WILKINS | 720 | PVB | 0.750 | 3651238 | RIGHT SIDE
7628 | PARKSIDE DR | 43054 | Active | T415556 | WILKINS | 720 | PVB | 0.750 | 3650787 | LEFT SIDE
7640 | PARKSIDE DR | 43054 | Active | T441016 | WILKINS | 720 | PVB | 0.750 | 3651761
7646 | PARKSIDE DR | 43054 | Active | T414700 | WILKINS | 720 | PVB | 0.750 | 3650914 | LEFT FRONT
2909 | PARKSIDE RD | 43204- | Active | 49222 | WATTS | 919QT | RP | 0.750 | 59570 | BASEMENT BOILER ROOM
3239 | PARKSIDE RD | 43204-1932 | Active | 011724 | FEBCO | 765 | PVB | 0.750 | 94230 | WEST SIDE OF HOUSE
977 | PARKVIEW BLVD | 43219- | Active | 631648 | WATTS | 909HWQT | RP | 0.750 | 74891 | ABOVE BOILER IN BOILER ROOM #3 - 935 N CASSADY
977 | PARKVIEW BLVD | 43219- | Active | 396537 | WATTS | 909QT | RP | 1.000 | 74892 | BETWEEN BOILERS OF BOILER ROOM - 935 N CASSADY
977 | PARKVIEW BLVD | 43219- | Active | 623034 | WATTS | 909PCQT | RP | 1.000 | 97873 | TERRACE SOUTH BOILER ROOM - 935 N CASSADY
977 | PARKVIEW BLVD | 43219- | Due Install |  |  |  | RP | 6.000 | 3639433 | MTR PIT BEHIND MAINT. SHOP
1001 | PARKVIEW BLVD | 43219-2270 | Active | 174511 | WATTS | 909 | RP | 4.000 | 53589 | UNDER NORTH STAIRWAY
1001 | PARKVIEW BLVD | 43219-2270 | Active | 72619 | AMES | 2000B | DC | 0.750 | 3654574 | PIT
1001 | PARKVIEW BLVD | 43219-2270 | Active | XB0449 | AMES | COLT 300BF | DCDA | 8.000 | 3650395 | PIT
1001 | PARKVIEW BLVD | 43219-2270 | Not Required by DOW | A72571 | WATTS | 009M3QT | RP | 0.750 | 99518 | BASEMENT BOILER ROOM
1001 | PARKVIEW BLVD | 43219-2270 | Not Required by DOW | 030558 | WATTS | LF909QT | RP | 1.000 | 53590 | IN MECH ROOM
5701 | PARKVILLE CT | 43229-3987 | Active | 24698 | WATTS | 919AQT | RP | 0.750 | 98190 | MECH ROOM
4109 | PARKWAY CENTRE DR | 43123-8095 | Active | 43180 | AMES | 2000B | DC | 0.750 | 92835 | IN PIT IN FRONT OF LOT
4109 | PARKWAY CENTRE DR | 43123-8095 | Active | 140457 | AMES | 3000DCDA | DCDA | 8.000 | 92836 | IN PIT IN FRONT OF LOT SOUTH OF SERVICE RD. S OF LOGANS
4109 | PARKWAY CENTRE DR | 43123-8095 | Not Required by DOW | 299498 | WATTS | LF009M3QT | RP | 0.750 | 96412 | MECH ROOM
4109 | PARKWAY CENTRE DR | 43123-8095 | LPS - Active | [5 empty] | 3635574 | FIRE PUMP
4109 | PARKWAY CENTRE DR | 43123-8095 | LPS - Active | [5 empty] | 3635575 | DOMESTIC PUMP
4109 | PARKWAY CENTRE DR | 43123-8095 | Active | L27849 | WILKINS | 375 | RP | 3.000 | 90578 | MECH ROOM
4109 | PARKWAY CENTRE DR | 43123-8095 | Not Required by DOW | J001461 | FEBCO | 825Y | RP | 1.000 | 90580 | MECH ROOM
4109 | PARKWAY CENTRE DR | 43123-8095 | Not Required by DOW | W245282 | WILKINS | 975XLBMS | RP | 1.500 | 90581 | 7TH FLOOR PUMP ROOM
4155 | PARKWAY CENTRE DR | 43123 | Not Required by DOW | J803567 | WILKINS | 975XL | RP | 1.000 | 103573 | SE MECHANICAL ROOM
4155 | PARKWAY CENTRE DR | 43123 | Active | 31392 | WATTS | 719QT | DC | 0.750 | 103569 | SE MECHANICAL ROOM
4155 | PARKWAY CENTRE DR | 43123 | Active | 3765501 | WILKINS | 975XL | RP | 1.500 | 103570 | SE MECHANICAL ROOM
4155 | PARKWAY CENTRE DR | 43123 | Not Required by DOW | 3788737 | WILKINS | 975XL2 | RP | 0.750 | 103571 | KITCHEN BY ICE MACHINE
4155 | PARKWAY CENTRE DR | 43123 | Active | N1304250734 | FEBCO | 876VS | DCDA | 6.00 | 103572 | SE MECHANICAL ROOM
4183 | PARKWAY CENTRE DR | 43123-8095 | Active | 278998 | WATTS | 009M2PCQT | RP | 1.000 | 88839 | EAST WALL OF MECH ROOM
4183 | PARKWAY CENTRE DR | 43123-8095 | Not Required by DOW | 279000 | WATTS | 009M2PCQT | RP | 1.000 | 88853 | EAST WALL OF MECH ROOM
4251 | PARKWAY CENTRE DR | 43123- | Active | 310048 | WATTS | 007M3QT | DC | 0.750 | 90712 | METER PIT - 4313 SUNNINGHILL DR
4251 | PARKWAY CENTRE DR | 43123- | Active | 1442720805 | AMES | 3000SS | DCDA | 6.000 | 90713 | METER PIT - 4313 SUNNINGHILL DR
4251 | PARKWAY CENTRE DR | 43123- | Not Required by DOW | 2862124 | WILKINS | 975XLBMS | RP | 0.750 | 98298 | IN POOL PUMP ROOM
4251 | PARKWAY CENTRE DR | 43123- | Not Required by DOW | T076747 | WILKINS | 720A | PVB | 0.750 | 3610208 | 1680 NATURE, SOUTH SIDE/POOL HOUSE
4251 | PARKWAY CENTRE DR | 43123- | Active | 131468 | AMES | 4000SS | RP | 4.000 | 90711 | HOT BOX-REAR ENTRANCE NEXT TO PIT - 4313 SUNNINGHILL DR
991 | PARKWAY DR | 43212-3642 | Active | CB828495 | WILKINS | 720A | PVB | 0.750 | 3504340
3450 | PARKWAY LN | 43026-1270 | Active | 27347 | WATTS | 007M1QT | DC | 0.750 | 3629461 | IN PIT BY HADICAP PARKING SPACE
3450 | PARKWAY LN | 43026-1270 | Active | 192952 | AMES | 3000SS | DCDA | 6.000 | 3624751 | IN PIT ACROSS FROM OFFICE BY HANDICAP PARKING
3450 | PARKWAY LN | 43026-1270 | Active | 06968 | WATTS | 919QT | RP | 1.000 | 87626 | MECH/FURN ROOM OFF STORAGE OFFICE AT WATER METER
3530 | PARKWAY LN | 43026-1215 | Active | 881427 | WILKINS | 975XL | RP | 1.000 | 60965 | SW CORNER OF BUILDING @ 3536
3535 | PARKWAY LN | 43026-1214 | Not Required by DOW | 04664 | AMES | 4000B | RP | 1.000 | 61016 | IN CLEAN ROOM AT SOUTHEAST OF BUILDING ON EAST WALL
3535 | PARKWAY LN | 43026-1214 | Active | 71073 | WATTS | 009M1QT | RP | 2.000 | 61017 | MID E MECH ROOM OFF SERVICE BAYS AT WATER METER
3535 | PARKWAY LN | 43026-1214 | Not Required by DOW | 377827 | WILKINS | 420XL | PVB | 0.750 | 61018 | OUTSIDE EAST METER WALL
3535 | PARKWAY LN | 43026-1214 | Active | 58873 | AMES | 2000B | DC | 0.750 | 3651324 | MID E MECH/RISER ROOM OFF SERICE BAYS
3535 | PARKWAY LN | 43026-1214 | Active | 11007000621 | AMES | 3000SS | DCDA | 4.000 | 3649087 | MID E MECH/RISER ROOM OFF SERICE BAYS
3540 | PARKWAY LN | 43026-1215 | Active | 03971 | AMES | 4000B | RP | 1.500 | 87627 | SW CORNER OF SHOP BY DOOR
3550 | PARKWAY LN | 43026-1215 | Active | 1581233 | WILKINS | 975XL | RP | 1.000 | 61053 | NW WAREHSE OF FRONT/QUOTE BLDG AT WATER METER
3649 | PARKWAY LN | 43026-1214 | Due Install |  |  |  | RP | 3.000 | 3648994 | FRONT RIGHT WHITE MECH/RISER BLDG AT WATER METER
3649 | PARKWAY LN | 43026-1214 | Active | 1331780304 | AMES | 3000SS | DCDA | 8.000 | 61364 | FRONT RIGHT IN SMALL WHITE MECH/RISER BLDG
3649 | PARKWAY LN | 43026-1214 | Active | 37561 | AMES | 2000B | DC | 0.750 | 61365 | FRONT RIGHT IN SMALL WHITE MECH/RISER BLDG
3650 | PARKWAY LN | 43026-1281 | Active | 3998680 | WILKINS | 975XL2 | RP | 2.000 | 61376 | REST RM, NEW WAREHOUSE
3660 | PARKWAY LN | 43026-1236 | Active | WE-1087 | AMES | 300GV | DCDA | 8.000 | 3649932 | IN PIT AT SW ENTRANCE W/STANPIPE
3660 | PARKWAY LN | 43026-1236 | Active | 115787 | WILKINS | 975 | RP | 2.000 | 61398 | Suite A - SW Arear Warehouse by Meter
3660 | PARKWAY LN | 43026-1236 | Active | 69587 | AMES | 2000BM3 | DC | 0.750 | 3653368 | IN PIT AT SW ENTRANCE W/STANPIPE
3700 | PARKWAY LN | 43026-1238 | Active | 1620590209 | AMES | 2000SS | DC | 8.000 | 97119 | Suite J - Pump/Water Rm - West Side Middle of Building
3700 | PARKWAY LN | 43026-1238 | LPS - Active |  |  |  | LPC |  | 3629978 | PUMP HOUSE
3700 | PARKWAY LN | 43026-1238 | Active | 115766 | WILKINS | 975 | RP | 2.000 | 61518 | Suite J - Pump/Water Rm - West Side Middle of Building
3737 | PARKWAY LN | 43026 | Active | 4380281 | WILKINS | 975XL | RP | 0.750 | 3624485 | WAREHOUSE SOUTH WALL
3799 | PARKWAY LN | 43026-1265 | Active | 21000 | WATTS | 009M3QT | RP | 0.750 | 61794 | EAST WALL OF WAREHOUSE
3820 | PARKWAY LN | 43026-1217 | Active | XE-1327 | WATTS | LF757 | DCDA | 6.000 | 3628272 | SERVICE BAY WEST SIDE BLDG
3820 | PARKWAY LN | 43026-1217 | Active | 08247 | AMES | 4000B | RP | 1.500 | 3504391 | SMALL CLOSET... SERVICE BAY. W SIDE OF BLDG
3820 | PARKWAY LN | 43026-1217 | Active | 08150 | WATTS | LF007M3 | DC | 0.750 | 3655022 | SERVICE BAY W SIDE BLDG
3949 | PARKWAY LN | 43026 | Active | ACH9548 | WILKINS | 975XL2 | RP | 1.500 | 3653486
3959 | PARKWAY LN | 43026-1250 | Due Install |  |  |  | RP | 1.000 | 3504394
4000 | PARKWAY LN | 43026-1231 | Active | J064612 | FEBCO | 825Y | RP | 1.000 | 3504397 | MID S MECH/FURN ROOM BY ABOVE METER
4019 | PARKWAY LN | 43026 | Active | 008747 | WATTS | LF909QT | RP | 1.000 | 3605849 | MID EAST SIDE GARAGE IN FENCE AREA AT WATER METER
3801 | PARKWEST DR | 43228-1457 | Active | 3607726 | WILKINS | 975 | RP | 1.000 | 3622787 | FRONT WALL OF WAREHOUSE BY WATER HEATER & EYE WASH
3801 | PARKWEST DR | 43228-1457 | Active | 51784 | AMES | 2000BM3 | DC | 0.750 | 61822 | METER PIT
3801 | PARKWEST DR | 43228-1457 | Active | HW164 | CONBRACO | 40208AZ2 | RP | 2.00 | 61823 | NW CORNER OF BLDG (SERAIL #HW164)
3801 | PARKWEST DR | 43228-1457 | Active | HW493 | CONBRACO | 40208A2 | RP | 2.000 | 61824 | NW CORNER OF BLDG (SERIAL #HW493)
3801 | PARKWEST DR | 43228-1457 | Active | SE-0287 | AMES | COLT 300GV | DCDA | 6.00 | 61825 | METER PIT
3950 | PARKWEST DR | 43228 | LPS - Active | [5 empty] | 3639676 | SOUTH MECHANICAL ROOM
3950 | PARKWEST DR | 43228 | Active | 3899C | WILKINS | 375AST | RP | 4.000 | 3613813 | SOUTH MECHANICAL ROOM
3950 | PARKWEST DR | 43228 | Active | 4303B | WILKINS | 350ASTDA | DCDA | 8.000 | 3614995 | SOUTH MECHANICAL ROOM
3950 | PARKWEST DR | 43228 | Active | 4146839 | WILKINS | 950XL | DC | 0.750 | 3614996 | SOUTH MECHANICAL ROOM
4141 | PARKWEST DR UNIT A | 43228-1400 | Active | 38745 | WATTS | 007QT | DC | 0.750 | 63053 | IN METER PIT
4141 | PARKWEST DR UNIT A | 43228-1400 | Active | 33128 | WATTS | 800M4FR | PVB | 2.000 | 63054 | UTILITY ROOM # 109 NE SIDE (meter closet)
4141 | PARKWEST DR UNIT A | 43228-1400 | Active | A129324 | WILKINS | 375 | RP | 0.750 | 3619720 | RISER/ELECT ROOM OF BUILDING
4141 | PARKWEST DR UNIT A | 43228-1400 | Not Required by DOW | 3JN2123 | AMES | 3000SS | DCDA | 4.000 | 63052 | SPRINKLER RISER GARAGE
4141 | PARKWEST DR UNIT A | 43228-1400 | Active | L06699 | WILKINS | 375 | RP | 2.500 | 63055 | MAIN BUILD SOUTH MECH ROOM
4141 | PARKWEST DR UNIT A | 43228-1400 | Not Required by DOW | 1379390104 | AMES | 2000SS | DC | 4.000 | 89834 | PM-LUBE SHOP MECH TANK ROOM SW CORNER--4153 PARKWEST
4141 | PARKWEST DR UNIT A | 43228-1400 | Not Required by DOW | 31578 | AMES | 2000SS | DC | 0.750 | 63051 | RISER ROOM/ELECTRIC ROOM OF BUILDING
4141 | PARKWEST DR UNIT A | 43228-1400 | Active | W143117 | WILKINS | 975A | RP | 2.000 | 89833 | PM LUBE BUILDING/MECH TANK ROOM-SE CORNER
4141 | PARKWEST DR UNIT A | 43228-1400 | Active | 30818 | AMES | 3000SS | DCDA | 6.000 | 63050 | PIT
4141 | PARKWEST DR UNIT A | 43228-1400 | Active | 207653 | WATTS | 009QT | RP | 2.000 | 63049 | MECH ROOM OF 4140 BLDG
4141 | PARKWEST DR UNIT A | 43228-1400 | Active | 113244 | WATTS | 909 | RP | 2.50 | 63046 | UTILITY ROOM # 109 NE SIDE
4141 | PARKWEST DR UNIT A | 43228-1400 | Active | 887711 | WILKINS | 720A | PVB | 2.000 | 89832 | 4140 TRACTOR SHOP - SW CORNER PARTS ROOM
4141 | PARKWEST DR UNIT A | 43228-1400 | Active | 278979 | WATTS | 009M2QT | RP | 1.000 | 63056 | FUELING STATION BLDG/OFFICE BY PUMPS AT WATER RISER
4141 | PARKWEST DR UNIT A | 43228-1400 | Not Required by DOW | 01461 | AMES | 2000B | DC | 0.750 | 63048 | SPRINKLER garage
4141 | PARKWEST DR UNIT A | 43228-1400 | Not Required by DOW | 126958603 | AMES | 3000SS | DCDA | 4.000 | 63047 | RISER ROOM-ELECT ROOM MIDDLE OF BUILDING
4141 | PARKWEST DR UNIT A | 43228-1400 | Active | 212146 | WATTS | 009M2QT | RP | 2.000 | 3653458 | HOT BOX SOUTH TRUCK EXIT
4141 | PARKWEST DR UNIT B | 43228-1400 | Active | WF-1856 | AMES | COLT 400 | RP | 3.000 | 3650828
40 | PARKWOOD AVE | 43203-2090 | Active | 85938 | AMES | 2000B | DC | 0.750 | 3652250
40 | PARKWOOD AVE | 43203-2090 | Active | 1016971121 | AMES | 3000SS | DCDA | 4.000 | 3652249
40 | PARKWOOD AVE | 43203-2090 | Active | ACG0347 | WILKINS | 975XL2 | RP | 2.000 | 3652246 | BASEMENT SW CORNER
700 | PARKWOOD AVE | 43219-2518 | Active | 4HN1298 | AMES | 4000SS | RP | 2.500 | 89231 | AGAINST N WALL OF WAREHOUSE-ELEVATED 15'
700 | PARKWOOD AVE | 43219-2518 | Active | 97692 | WATTS | 007M2QT | DC | 0.750 | 71204 | METER ROOM
700 | PARKWOOD AVE | 43219-2518 | Active | 302087 | AMES | 3000 | DCDA | 4.000 | 71202 | METER ROOM--SERIAL # 3NO2087
700 | PARKWOOD AVE | 43219-2518 | Active | ABT4745 | WILKINS | 975XL2 | RP | 0.750 | 3639062 | AT MTR IN SEPERATE ROOM BY FIRE
737 | PARKWOOD AVE | 43219-2517 | Active | 3575817 | WILKINS | 975XL | RP | 1.500 | 100943 | BATHROOM - NEXT TO H2O METER
2077 | PARKWOOD AVE | 43219-1143 | Not Required by DOW | W186821 | WILKINS | 975XL | RP | 1.000 | 86988 | NEXT OVERHEAD DOOR IN WAREHOUSE
2077 | PARKWOOD AVE | 43219-1143 | Active | 10833 | AMES | 3000SS | DCDA | 6.000 | 57156 | METER PIT -- PROTECTION FOR FIRE LINES
2077 | PARKWOOD AVE | 43219-1143 | Active | 346946 | WATTS | 909M1QT | RP | 2.000 | 57157 | 2071 PARKWOOD AVE, SE SIDE OF BLDG BY GARAGE DOOR
2077 | PARKWOOD AVE | 43219-1143 | Active | 42957 | WATTS | 007QT | DC | 0.750 | 57158 | METER PIT -- PROTECTION FOR FIRE LINES
2137 | PARKWOOD AVE | 43219-1145 | Active | 4144399 | WILKINS | 975XL2 | RP | 1.500 | 3618297 | AT WATER METER IN MECHANICAL ROOM OFF THE OFFICE AREA
2137 | PARKWOOD AVE | 43219-1145 | Active | 4119970 | WILKINS | 975 | RP | 1.500 | 3504475 | SERVICE BAY WALL
2137 | PARKWOOD AVE | 43219-1145 | Active | 4247 | WILKINS | 350ASTDA | DCDA | 6.000 | 3613755 | SE CORNER OF GARAGE
2137 | PARKWOOD AVE | 43219-1145 | Active | 4146830 | WILKINS | 950XLD | DC | 0.750 | 3613756 | SE CORNER OF GARAGE
6000 | PARKWOOD DR | 43016-1213 | Active | 439003 | WILKINS | 975 | RP | 2.000 | 68551 | IN MECHANICAL ROOM N.E. END OF BLDG - 1ST FLOOR, DUAL SETTING
6000 | PARKWOOD DR | 43016-1213 | Active | 438992 | WILKINS | 975 | RP | 2.000 | 68550 | IN MECHANICAL ROOM NW END OF BLDG--1ST FLOOR
6000 | PARKWOOD DR | 43016-1213 | Not Required by DOW | 559827 | WILKINS | 975 | RP | 2.000 | 68552 | MECHANICAL ROOM NE END BLDG 1ST FLOOR
6000 | PARKWOOD DR | 43016-1213 | Active | 116708 | WATTS | 709 | DCDA | 6.000 | 68547 | IN METER PIT W OF BLDG IN PINE TREES -E OF PARKWD CURB
6000 | PARKWOOD DR | 43016-1213 | Active | 32108 | WATTS | 007M1PCQT | DC | 0.750 | 68549 | IN METER PIT BEHIND BUILDING END OF PARKING LOT
6000 | PARKWOOD DR | 43016-1213 | Not Required by DOW | 41856 | WATTS | 009M2QT | RP | 0.750 | 68548 | PENTHOUSE MECHANICAL ROOM
6000 | PARKWOOD DR | 43016-1213 | LPS - Active |  |  |  | LST |  | 3638234 | FIRE BOOSTER PUMP
5900 | PARKWOOD PL | 43016-1216 | Active | 742816 | WILKINS | 975 | RP | 2.000 | 68270 | MECH/RISER RM IN GARAGE TOP DEVICE
5900 | PARKWOOD PL | 43016-1216 | Not required by DOW | 710844 | WILKINS | 975 | RP | 1.250 | 68269 | PENTHOUSE MECH ROOM
5900 | PARKWOOD PL | 43016-1216 | Active | 3EN0499 | AMES | 3000SS | DCDA | 6.000 | 68268 | IN PIT OUT BY STREET
5900 | PARKWOOD PL | 43016-1216 | Active | 37214 | WATTS | 007QT | DC | 0.750 | 68267 | IN PIT BY THE STREET
5900 | PARKWOOD PL | 43016-1216 | Not required by DOW | 34871 | WATTS | LF007QT | DC | 0.500 | 3635695 | 2nd floor
5900 | PARKWOOD PL | 43016-1216 | Active | 742826 | WILKINS | 975XL | RP | 2.000 | 91184 | MECH/RISER RM IN GARAGE BOTTM DEVICE
1140 | PARMA AVE | 43204-2714 | Active | CR1140PARMA | FEBCO | 765 | PVB | 1.000 | 94231 | OUTSIDE NEAR FRONT DOOR
8097 | PARSON PASS | 43054-7068 | Active | CB867430 | WILKINS | 720A | PVB | 0.750 | 91153 | LEFT SIDE
8109 | PARSON PASS | 43054-7077 | Active | 560094 | WATTS | 800QT | PVB | 1.000 | 73328 | LEFT SIDE OF HOUSE
8115 | PARSON PASS | 43054-7077 | Active | 61953 | WATTS | 919AQT | RP | 0.750 | 3598356 | AT WATER METER
8144 | PARSON PASS | 43054-8205 | Active | G251216 | WILKINS | 720A | PVB | 0.750 | 97672 | LEFT SIDE
8205 | PARSON PASS | 43054-7083 | Active | G216297 | WILKINS | 720A | PVB | 0.750 | 97062 | LEFT SIDE
35 | PARSONS AVE | 43215-3969 | Active | ACG3957 | WILKINS | 975 | RP | 1.500 | 3581037 | FAR EAST SIDE OF BUILDING-CLOSEST UNIT TO PARSONS AVENUE
72 | PARSONS AVE | 43215- | Due Install |  |  |  | RP |  | 3504683
144 | PARSONS AVE | 43205 | LPS - Active |  |  |  | LPC |  | 3640905 | IN METER ROOM 104 AT METER
144 | PARSONS AVE | 43205 | Active | HC28015 | WILKINS | 950XLD | DC | 0.750 | 3640906 | IN METER ROOM AT METER
144 | PARSONS AVE | 43205 | Active | TB0814 | WATTS | 957 | RP | 3.000 | 3638882 | IN METER ROOM AT METER
144 | PARSONS AVE | 43205 | Active | V53414 | WILKINS | 350ADA | DCDA | 6.000 | 3640907 | METER ROOM SW CORNER
156 | PARSONS AVE | 43215- | Active | 328839 | WATTS | 909QT | RP | 0.750 | 55404 | BASEMENT BOILER ROOM
156 | PARSONS AVE | 43215- | Due Install |  |  |  | RP | 3.000 | 3639520
156 | PARSONS AVE | 43215- | Active | 290086 | WATTS | 909QT | RP | 0.750 | 93456 | 3rd FLOOR BOILER ROOM STAIRWELL
240 | PARSONS AVE | 43215-5331 | Active | 17532 | AMES | 2000SS | DC | 0.750 | 58158 | NW METER PIT
240 | PARSONS AVE | 43215-5331 | Not Required by DOW | 1070164 | WILKINS | 975XL | RP | 1.500 | 3609977 | BASEMENT
240 | PARSONS AVE | 43215-5331 | Not Required by DOW | 181141013 | AMES | 3000SS | DCDA | 4.000 | 88934 | CARRIAGE HOUSE
240 | PARSONS AVE | 43215-5331 | Not Required by DOW | 71207 | AMES | 2000B | DC | 0.750 | 88935 | CARRIAGE HOUSE
240 | PARSONS AVE | 43215-5331 | Active | 111647 | AMES | 3000SS | DCDA | 8.000 | 98691 | METER PIT
240 | PARSONS AVE | 43215-5331 | Active | L01188 | WILKINS | 975XL | RP | 4.000 | 3626832 | IN N TUNNEL W END AT DOMESTIC SERVICE ENTRANCE TO BUILDING
240 | PARSONS AVE | 43215-5331 | LPS - Active |  |  |  | LPS |  | 3626833 | LOW PRESSURE SUSTAINING DEVICE FOR BOOSTER PUMP
240 | PARSONS AVE | 43215-5331 | Not Required by DOW | 1186241 | WILKINS | 975XLBMS | RP | 1.500 | 58157 | MECH ROOM BASEMENT NORTH
627 | PARSONS AVE | 43206- | Active | 209302 | WATTS | 007M3-FP | DC | 0.750 | 3607986 | MECHANICAL ROOM
627 | PARSONS AVE | 43206- | Active | OF1756 | WATTS | 957 | RP | 3.000 | 3607780 | METER RM FRONT OF BLDG IN 625 PARSONS
627 | PARSONS AVE | 43206- | Active | OD-0561 | WATTS | 757 | DC | 6.000 | 3607985 | MECHANICAL ROOM
685 | PARSONS AVE | 43206-1436 | Active | 1566229 | WILKINS | 975 | RP | 1.50 | 3504690 | SOUTHWEST CORNER OF BUILDING IN REAR. DOMESTIC CONTAINMENT
691 | PARSONS AVE | 43206-1436 | Active | 4566222 | WILKINS | 975XLTCU | RP | 1.500 | 3504691 | closet under stairs SW corner 1st floor
694 | PARSONS AVE | 43206-1437 | Active | 4970164 | WILKINS | 975XL2 | RP | 0.750 | 3504692 | MECHANICAL CLOSET
697 | PARSONS AVE | 43206-1436 | Active | 57316 | WATTS | 919AQT | RP | 0.750 | 3618554 | BASEMENT AT METER
740 | PARSONS AVE | 43206-1439 | Active | 069962 | WATTS | LF009M2QT | RP | 1.500 | 3598254 | SW MECH/HWT ROOM AT WATER METER
740 | PARSONS AVE | 43206-1439 | Not Required by DOW | 4783163 | WILKINS | 975XL | RP | 1.000 | 3641023 | SW MECH/HWT ROOM -IRRIGATION
743 | PARSONS AVE | 43206-1464 | Active | 153003 | WATTS | LF007M1QT | RP | 2.000 | 3504696 | E BSMNT AT BTTM OF STEPS AT WATER MTR
779 | PARSONS AVE | 43206-1464 | Due Install |  |  |  | RP |  | 3504700 | BATHROOM
796 | PARSONS AVE | 43206-2341 | Active | 4775700 | WILKINS | 975XL2 | RP | 0.750 | 3504704 | BATHROOM BT MTR
845 | PARSONS AVE | 43206-2347 | Not Required by DOW |  |  |  | RP |  | 3640873
865 | PARSONS AVE | 43206-2347 | Active | 24394 | WATTS | 919ZQT | RP | 1.000 | 98442 | SW MECH/STOCK AREA AT WATER METER
865 | PARSONS AVE | 43206-2347 | Not Required by DOW | 23429 | WATTS | 919ZQT | RP | 0.750 | 98441 | BACK OF BUILDING, BACK HALLWAY
888 | PARSONS AVE | 43206-2344 | Active | 73420 | AMES | 2000B | DC | 0.750 | 3611768 | MID RISER ROOM CLOSET
888 | PARSONS AVE | 43206-2344 | Due Install |  |  |  | RP | 0.750 | 3633850 | IN NW ENTRANCE IN CABINET AT FLOOR AT WATER METER
888 | PARSONS AVE | 43206-2344 | Active | 1854580115 | AMES | 3000SS | DCDA | 4.000 | 3611767 | MID MECH/RISER ROOM CLOSET
888 | PARSONS AVE | 43206-2344 | Active | W36748 | WILKINS | 975XL | RP | 0.500 | 98072 | DENTIST UTIL. ROOM
888 | PARSONS AVE | 43206-2344 | Active | W368977 | WILKINS | 975XL | RP | 0.500 | 98042 | development room
946 | PARSONS AVE | 43206-2346 | Active | V10801 | WILKINS | 350ADA | DCDA | 4.000 | 91637 | BASEMENT - 946 PARSONS AVE
946 | PARSONS AVE | 43206-2346 | Active | 2280835 | WILKINS | 975XL | RP | 1.500 | 101467 | BASEMENT
946 | PARSONS AVE | 43206-2346 | Active | 2522191 | WILKINS | 950XL | DC | 0.750 | 91636 | BASEMENT - 946 PARSONS AVE
960 | PARSONS AVE | 43206-2751 | Active | 20809 | WATTS | 919QT | RP | 1.500 | 3616540
1011 | PARSONS AVE | 43206-2740 | Active | 368324 | WATTS | 009 | RP | 0.750 | 3504727
1025 | PARSONS AVE | 43206-2742 | Due Install |  |  |  | RP |  | 3504728
1048 | PARSONS AVE | 43206-2743 | Active | 78131 | WATTS | 919-QT | RP | 0.750 | 3504734 | SW STORAGE AREA AT WATER METER
1064 | PARSONS AVE | 43206-2743 | Active | B161190 | WILKINS | 375XL | RP | 0.750 | 3504738 | BASEMENT
1071 | PARSONS AVE | 43206-2744 | Active | 99678 | WATTS | LF919QT | RP | 0.750 | 3504739 | SOUTH WALL
1076 | PARSONS AVE | 43206-2743 | Active | 2280858 | WILKINS | 975XL | RP | 1.500 | 90621 | DISH ROOM NEXT TO WATER HEATER
1076 | PARSONS AVE | 43206-2743 | Not Required by DOW | 3832257 | WILKINS | 975XL | RP | 1.000 | 89199 | NW SIDE OF BUILDING
1113 | PARSONS AVE | 43206 | Active | PI-1681 | WATTS | 757 | DCDA | 6.000 | 3618598 | SE MECHANICAL ROOM
1113 | PARSONS AVE | 43206 | Active | 212261 | WATTS | 007M3QT | DC | 0.750 | 3618599 | MECHANICAL ROOM
1113 | PARSONS AVE | 43206 | Active | 003078 | WATTS | LF009 | RP | 3.000 | 3618033 | SE MECH/ELECTRIC ROOM AT WATER METER
1145 | PARSONS AVE | 43206-3533 | Active | 461138 | WATTS | 009M3QT | RP | 0.750 | 3504749 | BACKROOM AT MTR
1166 | PARSONS AVE | 43206-3534 | Active | 17148 | WATTS | 919ZQT | RP | 0.750 | 54118 | AT WATER METER IN THIRD SECTION
1209 | PARSONS AVE | 43206- | Due Install |  |  |  | DCDA | 4.000 | 3638498
1209 | PARSONS AVE | 43206- | Active | 11698 | WATTS | 919QT | RP | 1.250 | 96892 | EAST WALL OF WAREHOUSE
1230 | PARSONS AVE | 43206-3536 | Active | 303265 | WATTS | LF009M3QT | RP | 0.750 | 3504764 | UNDER SINK IN BATHROOM
1400 | PARSONS AVE | 43206-3645 | Active | 182293 | WATTS | LF009M2QT | RP | 1.000 | 3504795 | AT METER
1414 | PARSONS AVE | 43207-1243 | Due Install |  |  |  | RP |  | 3504796
1441 | PARSONS AVE | 43207-1247 | Not Required by DOW | 60781 | WATTS | 919QT | RP | 0.750 | 3613644 | TO THE RIGHT OF HOOD IN DELI ABOVE CEILING
1441 | PARSONS AVE | 43207-1247 | Active | 31M0565 | AMES | 3000SS | DCDA | 4.000 | 55033 | NW CORNER OF REAR STOCK ROOM
1441 | PARSONS AVE | 43207-1247 | Active | 124634 | WATTS | 007QT | DC | 0.750 | 55031 | NW CORNER OF REAR STOCK ROOM
1441 | PARSONS AVE | 43207-1247 | Not Required by DOW | 61152 | WATTS | 008PCQT | SVB | 0.500 | 98305 | BAKERY @ SINK
1441 | PARSONS AVE | 43207-1247 | Active | 32344 | WATTS | 919AQT | RP | 0.750 | 98470 | AT METER IN GAS STATION
1441 | PARSONS AVE | 43207-1247 | Active | 103211 | WATTS | 009QT | RP | 2.000 | 55030 | REAR DOCK AT WATER
1441 | PARSONS AVE | 43207-1247 | Not Required by DOW | 41466 | WATTS | 008PCQT | SVB | 0.500 | 96994 | MEAT PREP AT SINK
1441 | PARSONS AVE | 43207-1247 | Not Required by DOW | 72986 | WATTS | 008PCQT | SVB | 0.500 | 100721 | PRODUCE
1441 | PARSONS AVE | 43207-1247 | Not Required by DOW | 41462 | WATTS | 008PCQT | SVB | 0.500 | 96995 | DELI DEPT @SINK
1441 | PARSONS AVE | 43207-1247 | Not Required by DOW | 79406 | WATTS | 008PCQT | SVB | 0.500 | 55032 | MEAT DEPT
1455 | PARSONS AVE | 43207 | Active | 32797 | WATTS | 919ZQT | RP | 1.000 | 100572 | FRONT STORE BY WINDOWS AND RESTROOMS
1455 | PARSONS AVE | 43207 | Not Required by DOW | 31597 | WATTS | 919AQT | RP | 1.000 | 101047 | FRONT OF STORE BY METER SET
1477 | PARSONS AVE | 43207-1247 | Active | 099488 | WATTS | 009M2QT | RP | 2.000 | 3504801 | IN UTILITY CLOSET OFF ALLEY
1514 | PARSONS AVE | 43207-1251 | Active | 15883 | WATTS | 009 | RP | 3.000 | 55267 | BASEMENT NEXT TO WATER METER
1514 | PARSONS AVE | 43207-1251 | Active | 011656 | WATTS | 800QT | PVB | 1.500 | 3623130 | SOUTH BAY
1514 | PARSONS AVE | 43207-1251 | Active | 011888 | WATTS | 800QT | PVB | 1.500 | 55265 | NORTH BAY
1514 | PARSONS AVE | 43207-1251 | Active | 12031 | AMES | 2000SS | DC | 2.000 | 55266 | BASEMENT NEXT TO WATER METER
1540 | PARSONS AVE | 43207-1274 | Active | 168141 | WATTS | 009 | RP | 1.000 | 3504812 | AT METER
1596 | PARSONS AVE | 43207 | Active | 39168 | WATTS | 919AQT | RP | 1.000 | 103606 | METER - REAR OF BUILDING, NEAR MOP SINK
1596 | PARSONS AVE | 43207 | Not Required by DOW | 46619 | WATTS | 919AQT | RP | 0.750 | 103657 | STOCK ROOM @ MOP SINK
1622 | PARSONS AVE | 43207-1217 | Active | 3176582 | WILKINS | 975XL | RP | 0.750 | 55647 | UNDER SINK BY WATER METER AT PIT
1631 | PARSONS AVE | 43207-1216 | Active | 4491986 | WILKINS | 975XL | RP | 0.750 | 55659 | BASEMENT BY METER
1859 | PARSONS AVE | 43207 | Active | L118055 | WILKINS | 375 | RP | 3.000 | 3639019 | WATER/UTILITY ROOM
1859 | PARSONS AVE | 43207 | Active | SL-0483 | AMES | COLT-300GV | DCDA | 6.000 | 3639103 | WATER/UTILITY ROOM
1859 | PARSONS AVE | 43207 | Not Required by DOW | 79817 | WATTS | 919QT | RP | 0.750 | 3639020 | WATER/UTILITY ROOM
1859 | PARSONS AVE | 43207 | Active | 03254 | WATTS | LF007M3 | DC | 0.750 | 3639102 | WATER/UTILITY ROOM
1905 | PARSONS AVE | 43207 | Active | 46274 | WATTS | 919AQT | RP | 0.750 | 103894 | MECHANIC ROOM/RISER ROOM 8' OFF FLOOR
1905 | PARSONS AVE | 43207 | Active | L80954 | WILKINS | 375 | RP | 3.000 | 103868 | MECHANICAL ROOM/RISER ROOM
1905 | PARSONS AVE | 43207 | Active | 1793791112 | AMES | 3000SS | DCDA | 4.000 | 103890 | RISER ROOM
1905 | PARSONS AVE | 43207 | Active | 68930 | AMES | 2000B | DC | 0.750 | 103891 | RISER ROOM
1905 | PARSONS AVE | 43207 | Active | 47208 | WATTS | 919AQT | RP | 0.750 | 103892 | MECHANIC ROOM/RISER ROOM 8' OFF FLOOR
1905 | PARSONS AVE | 43207 | Active | 46286 | WATTS | 919AQT | RP | 0.750 | 103893 | MECHANIC ROOM/RISER ROOM 8' OFF FLOOR
1924 | PARSONS AVE | 43207-1931 | Due Install |  |  |  | RP |  | 3504878
1942 | PARSONS AVE | 43207-2365 | Not Required by DOW | [5 empty] | 3504881
1943 | PARSONS AVE | 43207-2364 | Active | 58029 | WATTS | 009M2PCQT | RP | 1.500 | 56709 | BASEMENT AT WATER METER
1943 | PARSONS AVE | 43207-2364 | Active | 13706 | AMES | 2000B | DC | 0.750 | 56708 | BASEMENT EAST WALL
1943 | PARSONS AVE | 43207-2364 | Active | 106172 | AMES | 3000SS | DCDA | 3.000 | 56707 | BASEMENT-EAST WALL
1991 | PARSONS AVE | 43207-2324 | Due Install |  |  |  | RP | 0.750 | 3504888
2130 | PARSONS AVE | 43207- | Not required by DOW | 196757 | WATTS | 800M4QT | PVB | 1.000 | 57395 | MID W WALL - MECH/METER ROOM IRRIG
2130 | PARSONS AVE | 43207- | Active | 43310 | WATTS | 009M1QT | RP | 2.000 | 57398 | MID W WALL -MECH/METER ROOM AT WATER METER
2130 | PARSONS AVE | 43207- | Not required by DOW | OC393 | CONBRACO | 40207A2 | RP | 1.500 | 57397 | SCRUBBER ROOM AT CORE BLOWER
2205 | PARSONS AVE | 43207 | Active | 04293 | WATTS | 909 | RP | 1.500 | 3613737 | HOT BOX NEAR PARSONS AVE
2205 | PARSONS AVE | 43207 | Active | 186426 | AMES | 3000SS | DCDA | 6.000 | 3614997 | HOT BOX NEAR PARSONS AVE ON SERVICE RD
2205 | PARSONS AVE | 43207 | Not Required by DOW | 126335 | WATTS | LF009M2QT | RP | 2.000 | 3638959 | GRINDER
2205 | PARSONS AVE | 43207 | Active | 24184 | WATTS | 007M1QT | DC | 0.750 | 3614998 | HOT BOX NEAR PARSONS AVE ON SERVICE RD
2293 | parsons ave |  | New Construction |  |  |  | RP | 2.000 | 3654037
2293 | parsons ave |  | New Construction |  |  |  | DCDA | 10.000 | 3654038
2293 | parsons ave |  | New Construction |  |  |  | DC | 0.750 | 3654039
2300 | PARSONS AVE | 43207-2467 | Due Install |  |  |  | DCDA |  | 3651712 | ON FIRE LINE
2300 | PARSONS AVE | 43207-2467 | Due Install |  |  |  | RP | 1.500 | 3504890 | S WALL OF S BSMNT WALL OF FRONT BLDG CURRENT LOCATION
2545 | PARSONS AVE | 43207-2974 | Active | 01540 | WATTS | 009QT | RP | 1.000 | 58595 | METER ROOM BY MENS RESTROOM
2550 | PARSONS AVE | 43207- | Active | 248542 | WATTS | 909 | RP | 6.000 | 58613 | FRONT OF PROP 15' S OF METER PIT, PUMP HOUSE - 2600 PARSONS
2918 | PARSONS AVE | 43207-3053 | Active | ABL9904 | WILKINS | 975XL | RP | 1.000 | 3504928 | N SIDE OF OFFICE
2950 | PARSONS AVE | 43207-3742 | Not Required by DOW | 278135 | WILKINS | 975 | RP | 1.000 | 59605 | BOILER ROOM - Buckeye M. S.
2950 | PARSONS AVE | 43207-3742 | Active | 23455C | WILKINS | 875AST | RP | 4.000 | 3638639 | BOILER ROOM AT WATER METER
3389 | PARSONS AVE | 43207-3859 | Active | 43998 | WATTS | 009QT | RP | 0.500 | 60563 | IN CRAWL SPACE BACK CHURCH--SIZE 1/2"
3434 | PARSONS AVE | 43207-3857 | Active | 86752 | WATTS | 009M2QT | RP | 1.500 | 60729 | IN MECH ROOM AT WATER METER
3495 | PARSONS AVE | 43207-3883 | Due Install |  |  |  | RP |  | 3505009
3497 | PARSONS AVE | 43207-3883 | Due Install |  |  |  | RP |  | 3505010
3499 | PARSONS AVE | 43207-3883 | Due Install |  |  |  | RP |  | 3505011 | METER IS IN 3501
3511 | PARSONS AVE | 43207-3883 | Active | 532632 | WATTS | 009QT | RP | 1.000 | 60936 | IN METER RM, LEFT OF BUILDING
3639 | PARSONS AVE | 43207-4054 | Active | 35074 | WATTS | 009QT | RP | 0.750 | 61342 | NE CORNER OF TUNNEL UNDER STAIR IN HALLWAY
3639 | PARSONS AVE | 43207-4054 | Due Install |  |  |  | RP | 3.000 | 3644737 | FIRE TRAINING AND ADMINISTRATION BUILDING
3639 | PARSONS AVE | 43207-4054 | Active | A02228 | AMES | 4000B | RP | 2.000 | 3633100 | BLDG A BSMT TOOL ROOM BY DBL DOORS
3639 | PARSONS AVE | 43207-4054 | Active | 540687 | WATTS | 909QT | RP | 1.000 | 3609719 | MECHANICAL ROOM 154
3639 | PARSONS AVE | 43207-4054 | Active | 09550 | WATTS | 919QT | RP | 1.500 | 95527 | MECH ROOM BY OVERHEAD DOORS
3639 | PARSONS AVE | 43207-4054 | Active | 56560 | WATTS | 009M1QT | RP | 1.500 | 61344 | ROOM 151A IN BACK OF KITCHEN
3639 | PARSONS AVE | 43207-4054 | Active | 503994 | WATTS | 909HWQT | RP | 0.750 | 61343 | ROOM 119 BOILER ROOM, BLDG A
3700 | PARSONS AVE | 43207-4056 | Active | 777153 | APOLLO | RPLF4A | RP | 0.750 | 3505017
4181 | PARSONS AVE | 43207- | Due Install |  |  |  | RP |  | 3505036
5600 | Parsons Ave | 43137 | Not Required by DOW | RN19 | CLA-VAL | RP4 | RP | 2.000 | 89287 | Chlorine room
5600 | Parsons Ave | 43137 | Active | 91192 | WATTS | 009M3 | RP | 0.750 | 3616998 | Domestic out building
5600 | Parsons Ave | 43137 | Active | 1047730314 | WATTS | 994 | RP | 6.000 | 3607529 | Bottom UNIT
5600 | Parsons Ave | 43137 | Active | 1047740314 | WATTS | 994 | RP | 8.000 | 3606214 | Chemical bldg sub basement lower unit
5600 | Parsons Ave | 43137 | Active | 023930 | WATTS | LF909 | RP | 1.000 | 3616999 | Domestic By Garage Door Elevator
5600 | Parsons Ave | 43137 | Active | 252179 | WATTS | 709 | DC | 6.000 | 90966 | SPRINKLER RISER
5600 | Parsons Ave | 43137 | Active | 23331 | WATTS | LF909QT | RP | 1.000 | 3618453 | BACKFLOW ROOM REAR
5600 | Parsons Ave | 43137 | Active | 012902 | WATTS | LF909M1QT | RP | 2.000 | 3619946 | RECARB BLDG MECH RM
5600 | Parsons Ave | 43137 | Active | 1054041215 | WATTS | 994 | RP | 4.000 | 3619947 | RECARB BLDG MECH RM
5600 | Parsons Ave | 43137 | Not Required by DOW | 009876 | WATTS | LF909M1QT | RP | 2.000 | 3624496 | ZOP FEED ROOM
5600 | Parsons Ave | 43137 | Not Required by DOW | 0608587 | Watts | 909QT | RP | 0.750 | 3651061 | closet above sink
5600 | Parsons Ave | 43137 | Not Required by DOW | 4238 | WATTS | 009M2QT | RP | 0.750 | 89270 | Decant bldg
5600 | Parsons Ave | 43137 | Not Required by DOW | 314729 | WATTS | 909HWM1QT | RP | 1.500 | 89271 | Metal bldg Hotsy Room west
5600 | Parsons Ave | 43137 | Not Required by DOW | 450778 | WATTS | 909QT | RP | 0.750 | 89272 | Metal bldg - Hotsy room east
5600 | Parsons Ave | 43137 | Not Required by DOW | RN20 | CLA-VAL | RP2 | RP | 1.000 | 89274 | Chemical sub basement
5600 | Parsons Ave | 43137 | Not Required by DOW | 141659 | WATTS | 909PCHWQT | RP | 0.750 | 89275 | Chemical bldg sub basement
5600 | Parsons Ave | 43137 | Not Required by DOW | 20039 | WATTS | 909 | RP | 8.000 | 89276 | Bussing Complex
5600 | Parsons Ave | 43137 | Not Required by DOW | 324234 | WATTS | 909QT | RP | 1.000 | 89277 | Bussing complex
5600 | Parsons Ave | 43137 | Not Required by DOW | 213365 | WATTS | 909QT | RP | 0.750 | 89278 | Above W settled water line
5600 | Parsons Ave | 43137 | Not Required by DOW | 190835 | WATTS | 909HWM1QT | RP | 2.000 | 89279 | Boiler room basement west of boiler
5600 | Parsons Ave | 43137 | Not Required by DOW | 218899 | WATTS | 909QT | RP | 1.000 | 89280 | Above boiler east side
5600 | Parsons Ave | 43137 | Not Required by DOW | W56535 | WILKINS | 575A | RP | 0.750 | 89281 | Basement above mixers
5600 | Parsons Ave | 43137 | Active | 179858 | WATTS | 909M1QT | RP | 1.500 | 89282 | SUB BASEMENT
5600 | Parsons Ave | 43137 | Not Required by DOW | 1063281218 | WATTS | 994 | RP | 2.500 | 89283 | Control bldg
5600 | Parsons Ave | 43137 | Not Required by DOW | R0003 | CLA-VAL | RP4 | RP | 2.000 | 89284 | Above in ceiling in CO2 room
5600 | Parsons Ave | 43137 | Not Required by DOW | 457118 | WATTS | 909PCQT | RP | 1.000 | 89285 | Chemical bldg dock
5600 | Parsons Ave | 43137 | Not Required by DOW | RN18 | CLA-VAL | RP4 | RP | 2.000 | 89286 | Chlorine room - C Post
3901 | PARSONS AVE BLDG FRONT | 43207-4060 | Active | 17998 | WILKINS | 375 AST | RP | 4.000 | 3640854 | MTR ROOM NORTH SIDE OF BUILDING
3901 | PARSONS AVE BLDG FRONT | 43207-4060 | Active | TG2852 | AMES | COLT200 | DC | 4.000 | 3641127 | MTR ROOM NORTH SIDE OF BUILDING
3639 | PARSONS AVE REAR | 43207-4054 | Active | 1195960907 | AMES | 4000SS | RP | 3.000 | 95426 | FIRE TRAINING HOT BOX
3639 | PARSONS AVE REAR | 43207-4054 | Active | 54633 | AMES | 2000B | DC | 0.750 | 95427
3639 | PARSONS AVE REAR | 43207-4054 | Active | 160212 | AMES | 3000SS | DCDA | 8.000 | 95425
3901 | PARSONS AVE REAR | 43207 | Active | 3738921 | WILKINS | 975XLBMS | RP | 1.500 | 102716 | HOT BOX OFF OF OBETZ
3069 | PARSONS AVE UNIT 22 | 43207-3741 | Due Install |  |  |  | RP | 2.000 | 3641198 | ABOVE WATER METER IN WEIGHT ROOM - FIRE STATION # 22
3069 | PARSONS AVE UNIT 22 | 43207-3741 | Active | 62762 | WATTS | 1013 | RP | 0.750 | 59906 | BASE BOILER RM
3069 | PARSONS AVE UNIT 22 | 43207-3741 | Active | A09650 | WATTS | 007M2PCQT | DC | 1.500 | 98365 | BASEMENT OPENING OF TUNNEL
3069 | PARSONS AVE UNIT 22 | 43207-3741 | Active | A01640 | WATTS | 007M2PCQT | DC | 1.250 | 98366 | ABOVE WATER METER IN WEIGHT ROOM
959 | PARSONS AVE UNIT A | 43206-2750 | Active | 45065 | WATTS | 009QT | RP | 1.000 | 74794 | METER ROOM IN BACK ROOM BEHIND SINK
2550 | PARSONS AVE UNIT A | 43207- | Due Install |  |  |  | RP |  | 3504894
975 | PARSONS AVE UNIT SW | 43206-2750 | Active | 59982 | WATTS | LF919QT | RP | 0.750 | 3613014 | SE BASEMENT AT METER
8158 | PARSONS PASS | 43054-8205 | Active | 92067 | WATTS | 919 | RP | 0.750 | 3650365 | BASEMENT CLOSET AT WATER MAIN
8158 | PARSONS PASS | 43054-8205 | Active | T396105 | WILKINS | 720 | PVB | 0.750 | 3597281 | RIGHT SIDE OF HOUSE
8158 | PARSONS PASS | 43054-8205 | Not Required by DOW |  |  |  | RP |  | 3650364 | CLOSET OF FINISHED BASEMENT
8163 | PARSONS PASS | 43054-7077 | Active | T252119 | WILKINS | 720A | PVB | 1.000 | 101437 | RIGHT SIDE OF HOUSE NEAR FRONT
8181 | PARSONS PASS | 43054-7077 | Active | G185147 | WILKINS | 720A | PVB | 0.750 | 91769 | RIGHT SIDE
2153 | PARTLOW DR | 43220-2928 | Active | 209629 | WILKINS | 720 | PVB | 1.000 | 3606336 | REAR OF HOUSE - OUTSIDE
2156 | PARTLOW DR | 43220-2927 | Active | T180145 | WILKINS | 720 | PVB | 1.000 | 3505043 | RIGHT SIDE
2165 | PARTLOW DR | 43220-2928 | Active | 561716 | RAINBIRD | 100 | PVB | 1.000 | 57497 | LEFT SIDE OF HOUSE - OUTSIDE
2177 | PARTLOW DR | 43220-2928 | Active | 4152950 | Wilkins | 975XL | RP | 0.750 | 57524 | IN BASEMENT AT WATER METER
2189 | PARTLOW DR | 43220-2928 | Active | 525872 | RAINBIRD | 100 | PVB | 1.000 | 57549 | EAST SIDE OF HOUSE
2213 | PARTLOW DR | 43220-2928 | Active | 78811 | RAINBIRD | 100 | DC | 0.750 | 57634 | BASEMENT N.W. CORNER BY WATER METER
3529 | PATCON WAY | 43026-3864 | Active | 601598 | WILKINS | 720A | PVB | 0.750 | 60963 | RIGHT FRONT
3780 | PATRICIA DR | 43220-4913 | Active | 06694 | WATTS | 800M4QT | PVB | 0.750 | 94233 | FRONT OF HOUSE
3915 | PATRICIA DR | 43220-4914 | Active | B122962 | WATTS | 800M4QT | PVB | 1.000 | 3505160 | LEFT SIDE OF HOUSE
4080 | PATRICIA DR | 43220-4919 | Active | T385342 | WILKINS | 720A | PVB | 0.750 | 62838 | LEFT FRONT
4090 | PATRICIA DR | 43220-4919 | Active | 212708 | WATTS | 800QT | PVB | 0.750 | 62862 | LEFT SIDE OF HOUSE
3360 | PATRIOT BLVD | 43219-3080 | Active | 215429 | WATTS | 009M2QT | RP | 1.000 | 60525 | MECH ROOM
3360 | PATRIOT BLVD | 43219-3080 | Active | 125750 | AMES | 3000SS | DCDA | 4.000 | 60524 | MECH ROOM 1081
3360 | PATRIOT BLVD | 43219-3080 | Active | 30281 | AMES | 2000B | DC | 0.750 | 60526 | MECHANICAL ROOM 1081
5603 | PAUL TALBOTT CIR | 43123-9473 | Active | H562632 | FEBCO | 765 | PVB | 0.750 | 97745 | left side of house
5827 | PAUL TALBOTT CIR | 43123-9364 | Active | 818118 | WATTS | 800M2QT | PVB | 1.000 | 68096 | RIGHT HAND SIDE OF HOUSE
5011 | PAULA CT | 43220-2596 | Active | G176474 | WILKINS | 720A | PVB | 0.750 | 92156 | RIGHT SIDE
5029 | PAULA CT | 43220-2596 | Active | T407351 | WILKINS | 720A | PVB | 1.000 | 94235 | FRONT RIGHT OF HOUSE
1701 | PAULA DR | 43220-2511 | Active | A02860 | WATTS | 009M3QT | RP | 0.750 | 92707 | IN BASEMENT NEXT TO WATER METER
1741 | PAULA DR | 43220-2511 | Active | 572523 | WILKINS | 720A | PVB | 0.750 | 56008 | NW SIDE OF HOUSE
5674 | PAULEY CT | 43235-2516 | Active | W614562 | WILKINS | 720A | PVB | 0.750 | 94236 | LEFT SIDE
4617 | PAXTON S DR | 43026-1829 | Active | G215310 | WILKINS | 720A | PVB | 0.750 | 95766 | BACK OF HOUSE
2071 | PAYNE AVE | 43205-1630 | Active | 57088 | WATTS | LF919QT | RP | 0.750 | 88775 | under sink in restroom
1562 | PEACE PL | 43209-3121 | Active | CAA18223 | WILKINS | 720A | PVB | 1.000 | 3505668 | BACK RIGHT OF HOUSE
6351 | PEACH TREE RD | 43213-3422 | Active | 001528 | WATTS | 800M4QT | PVB | 1.000 | 69767 | WEST OF FRONT DOOR
6364 | PEACH TREE RD | 43213-3421 | Active | 10893 | FEBCO | 765 | PVB | 1.000 | 69797 | REAR LEFT CORNER OF HOUSE
6364 | PEACH TREE RD | 43213-3421 | Active | A10863 | FEBCO | 765 | PVB | 1.000 | 3618483 | FRONT LEFT OF FRONT DOOR BETWEEN BUSHES
754 | PEARL ST | 43215-1575 | Active | 3833047 | WILKINS | 975XL | RP | 1.500 | 72200 | 1st GARAGE Northwest
5484 | PEARSON CT | 43026-7518 | Active | T433617 | WILKINS | 720A | PVB | 0.750 | 3584140 | LEFT SIDE OF HOUSE
310 | PEBBLE CREEK DR | 43017-1369 | Active | 200286 | WILKINS | 720A | PVB | 0.750 | 93235 | LEFT OF FRONT DOOR
315 | PEBBLE CREEK DR | 43017-1370 | Active | H009984 | FEBCO | 765 | PVB | 1.000 | 94242 | LEFT SIDE OF FRONT
6012 | PECK LN | 43054 | Active | T423793 | WILKINS | 720A | PVB | 0.750 | 3653173 | LEFT SIDE OF THE HOUSE
6024 | PECK LN | 43054 | Active | T424221 | WILKINS | 720A | PVB | 0.750 | 3653167
1401 | PEGWOOD DR | 43229-3473 | Active | 319965 | WATTS | 909QT | RP | 1.000 | 54925 | REAR OF POOL EQUIPMENT ROOM
8161 | PELHAM DR | 43081-5576 | Active | T252166 | WILKINS | 720A | PVB | 1.000 | 96962 | LEFT SIDE OF HOUSE
1527 | PEMBERTON DR | 43221-1507 | Active | 9395a | FEBCO | 765 | PVB | 1.000 | 55310 | NORTH SIDE OF HOUSE, REAR
1593 | PEMBERTON DR | 43221-1443 | Active | T223414 | WILKINS | 720A | PVB | 0.750 | 3506128 | FRONT OF HOUSE
1601 | PEMBERTON DR | 43221-1443 | Active | T024022 | WILKINS | 720A | PVB | 1.000 | 94246 | FRONT UNDER WINDOW
7769 | PEMBROOKE END | 43054-8842 | Active | CB881227 | WILKINS | 720 | PVB | 0.750 | 3648654 | LEFT SIDE BY CHIMNEY
7771 | PEMBROOKE END | 43054-8842 | Active | H204428 | FEBCO | 765 | PVB | 0.750 | 72773 | LEFT SIDE
7774 | PEMBROOKE END | 43054-8842 | Active | Caa35762 | WILKINS | 720A | PVB | 0.750 | 72780 | front of house left side
7776 | PEMBROOKE END | 43054-8842 | Active | A151189 | WILKINS | 720A | PVB | 0.750 | 88284 | LEFT SIDE OF HOUSE
3754 | PEMBROOKE GREEN E | 43054-8846 | Active | H241648 | FEBCO | 765 | PVB | 0.750 | 61676 | RIGHT SIDE OF HOUSE
3756 | PEMBROOKE GREEN E | 43054-8846 | Active | T389575 | WILKINS | 720A | PVB | 1.000 | 61681 | RIGHT HAND SIDE
3758 | PEMBROOKE GREEN E | 43054-8846 | Active | 236 | FEBCO | 765 | PVB | 0.750 | 61683 | UNKNOWN
3760 | PEMBROOKE GREEN E | 43054-8847 | Active | 72557 | WATTS | 800M4 | PVB | 0.750 | 61688 | RIGHT FRONT SIDE
3762 | PEMBROOKE GREEN E | 43054-8847 | Active | CB636975 | WILKINS | 720A | PVB | 0.750 | 61693 | SOUTHSIDE OF HOUSE
3764 | PEMBROOKE GREEN E | 43054-8847 | Active | 251136 | WATTS | 800M4FR | PVB | 0.750 | 61694 | LEFT SIDE
3770 | PEMBROOKE GREEN E | 43054-8847 | Active | QJ9743 | FEBCO | 765 | PVB | 0.750 | 61703 | RIGHT SIDE OF HOUSE
3772 | PEMBROOKE GREEN E | 43054-8847 | Active | 572489 | WILKINS | 720A | PVB | 0.750 | 61712 | RIGHT SIDE OF HOUSE
3774 | PEMBROOKE GREEN E | 43054-8847 | Active | 672120 | WILKINS | 720A | PVB | 0.750 | 61724 | LEFT SIDE
3785 | PEMBROOKE GREEN E | 43054-8848 | Active | AC4440 | FEBCO | 765 | PVB | 0.750 | 61777 | LEFTSIDE
3787 | PEMBROOKE GREEN E | 43054-8848 | Active | G215769 | WILKINS | 720A | PVB | 0.750 | 61779 | OUTSIDE
3789 | PEMBROOKE GREEN E | 43054-8848 | Active | DK6583 | FEBCO | 765 | PVB | 0.750 | 61781 | LEFT SIDE OF HOUSE
3777 | PEMBROOKE GREEN W | 43054-8845 | Active | G086158 | WILKINS | 720A | PVB | 0.750 | 91695 | RIGHT SIDE
3783 | PEMBROOKE GREEN W | 43054-8845 | Active | H068602 | FEBCO | 765 | PVB | 0.750 | 61774 | RIGHTSIDE
7762 | PEMBROOKE PASS | 43054-8843 | Active | H449735 | WILKINS | 720A | PVB | 0.750 | 72728 | BACK SIDE OF HOUSE
7764 | PEMBROOKE PASS | 43054-8843 | Active | 872767 | WILKINS | 420 | PVB | 0.750 | 72733 | OUTSIDE
7766 | PEMBROOKE PASS | 43054-8843 | Active | 66336 | FEBCO | 765 | PVB | 0.750 | 72740 | LEFT CENTER
7770 | PEMBROOKE PASS | 43054-8843 | Active | 229729 | WATTS | 800QT | PVB | 0.750 | 72771 | RIGHT SIDE OF HOUSE
7781 | PEMBROOKE PASS | 43054-8844 | Active | 380565 | WILKINS | 420 | PVB | 0.750 | 72795 | SE CORNER
7783 | PEMBROOKE PASS | 43054-8844 | Active | 68887 | FEBCO | 765 | PVB | 0.750 | 72798 | FRONT LEFT IN COVE
3779 | PEMBROOKE W GRN | 43054-8845 | Active | 223987 | WILKINS | 420 | PVB | 1.000 | 61760 | NORTH SIDE FRONT
3781 | PEMBROOKE W GRN | 43054-8845 | Active | H245166 | FEBCO | 765 | PVB | 0.750 | 61772 | LEFT SIDE OF HOUSE
2650 | PENNBROOK CT | 43026-9562 | Active | H639357 | FEBCO | 765 | PVB | 0.750 | 99969 | LEFT SIDE OF HOUSE
7277 | PENNEYROYAL PL | 43017-2171 | Active | AG3504 | FEBCO | 765 | PVB | 1.000 | 71734 | LEFT SIDE OF HOUSE--OUTSIDE
7287 | PENNEYROYAL PL | 43017-2171 | Active | FF541 | FEBCO | 765 | PVB | 1.000 | 71749 | LEFT HAND SIDE OF HOUSE FROM STREET
7300 | PENNEYROYAL PL | 43017-2171 | Active | 877789 | WILKINS | 720A | PVB | 1.000 | 71779 | LT FRT DOOR
7315 | PENNEYROYAL PL | 43017-2171 | Active | 47895 | WATTS | 800QT | PVB | 0.750 | 71793 | WEST SIDE OF HOUSE
7316 | PENNEYROYAL PL | 43017-2171 | Active | T339988 | WILKINS | 720A | PVB | 0.750 | 71794 | RIGHT FRONT
7326 | PENNEYROYAL PL | 43017-2171 | Active | ha64455 | FEBCO | 765 | PVB | 0.750 | 71805 | BACK OF HOUSE NORTH EAST CORNER
1030 | PENNSYLVANIA AVE | 43201 | Active | 06542 | AMES | 2000B | DC | 0.500 | 3632921 | 1018 PENNSYLVANIA AVE, BASEMENT, FRONT WALL
1030 | PENNSYLVANIA AVE | 43201 | Active | 4418401 | WILKINS | 975XL | RP | 2.000 | 3624631 | 1018 PENNSYLVANIA AVE, BASEMENT, FRONT WALL
1030 | PENNSYLVANIA AVE | 43201 | Active | 01590 | AMES | 3000 | DCDA | 2.000 | 3632920 | 1018 PENNSYLVANIA AVE, BASEMENT, FRONT WALL
1105 | PENNSYLVANIA AVE | 43201-7300 | Due Install |  |  |  | RP | 0.750 | 3506415
4201 | PENRITH CT | 43016-8276 | Active | Hg00363 | FEBCO | 765 | PVB | 0.750 | 63278 | LEFT FRONT
4202 | PENRITH CT | 43016-8276 | Active | T013245 | WILKINS | 720A | PVB | 0.750 | 63285 | FRONT LEFT OF DOOR
4209 | PENRITH CT | 43016-8276 | Active | A004917 | FEBCO | 766 | PVB | 1.000 | 63292 | FRONT OF HOUSE LEFT FRONT DOOR ON OFFSET
4210 | PENRITH CT | 43016-8276 | Active | 792868 | WILKINS | 720A | PVB | 0.750 | 63296 | LEFT SIDE
4217 | PENRITH CT | 43016-8276 | Active | T197909 | WILKINS | 720A | PVB | 0.750 | 3610202 | LEFT HAND SIDE
4218 | PENRITH CT | 43016-8276 | Active | 902839 | WILKINS | 720A | PVB | 0.750 | 63317 | LEFT SIDE BY AC
4225 | PENRITH CT | 43016-8276 | Active | G245741 | WILKINS | 720A | PVB | 0.750 | 98814 | 20 FEET LEFT OF FRONT DOOR
4226 | PENRITH CT | 43016-8276 | Active | 997025 | WILKINS | 720A | PVB | 0.750 | 98315 | RIGHT SIDE BY AC
4233 | PENRITH CT | 43016-8276 | Active | T417704 | WILKINS | 720A | PVB | 0.750 | 63362 | RIGHT HAND SIDE
4234 | PENRITH CT | 43016-8276 | Active | 672113 | WILKINS | 720A | PVB | 0.750 | 63366 | LEFT SIDE OUTSIDE
4241 | PENRITH CT | 43016-8276 | Active | 175539 | WATTS | 800M2QT | PVB | 0.750 | 63393 | RIGHT SIDE OF HOUSE CENTER
5536 | PENSWORTHY DR | 43016-7039 | Active | G204697 | WILKINS | 720A | PVB | 0.750 | 91199 | LEFT OF HOUSE
5555 | PENSWORTHY DR | 43016-6096 | Active | A006697 | WILKINS | 720A | PVB | 0.750 | 67270 | LH SIDE
1711 | PENWORTH DR | 43229-5214 | Active | 67411 | WATTS | 919AQT | RP | 1.000 | 55925 | BOILER ROOM Parkmoor E. S.
1327 | PEPPERELL DR | 43235-4013 | Active | 67385 | WATTS | 800M3QT | PVB | 0.750 | 54694 | RIGHT SIDE OF HOUSE
1333 | PEPPERELL DR | 43235-4013 | Active | EJ4691 | FEBCO | 765 | PVB | 1.000 | 54733 | EAST SIDE OF HOUSE
1223 | PEPPERELL RD | 43235-4012 | Active | F021331 | WILKINS | 720A | PVB | 0.750 | 97502 | left side
2251 | PERFORMANCE PKWY | 43207-2858 | Active | 1774070 | WILKINS | 975 | RP | 0.750 | 57777 | FURNACE ROOM
2400 | PERFORMANCE PKWY | 43207-2857 | Active | 367848 | WATTS | 909QT | RP | 0.750 | 58197 | NEXT TO WATER METER at 2440
2410 | PERFORMANCE PKWY | 43207-2857 | Active | 432261 | WILKINS | 975 | RP | 0.750 | 58236 | WATER METER ROOM
2420 | PERFORMANCE PKWY | 43207-2857 | Active | 74027 | WATTS | 009M2QT | RP | 1.000 | 58245 | IN RESTROOM AT WATER METER
2420 | PERFORMANCE PKWY | 43207-2857 | Active | 3576623 | WILKINS | 975XL | RP | 0.750 | 103747 | 2480 PERFORMANCE PKWY, OUTSIDE HYDRANT
2299 | PERFORMANCE WAY | 43207-2858 | Active | 08555 | WATTS | 919AQT | RP | 1.500 | 96237 | NORTHWEST CORNER OF SERVICE AREA
2329 | PERFORMANCE WAY | 43207 | Not Required by DOW | 5832C | WILKINS | 375AST | RP | 3.000 | 3615001 | NORTH CORNER OF WAREHOUSE
2329 | PERFORMANCE WAY | 43207 | Active | PH-2716 | WATTS | 957 | RP | 3.000 | 3613883 | IN HOT BOX BY ENTRANCE
2329 | PERFORMANCE WAY | 43207 | Active | 340484 | WATTS | 007M3QT | DC | 0.750 | 3615000 | IN METER PIT BY ENTRYWAY AND HOT BOX
2329 | PERFORMANCE WAY | 43207 | Active | 1157531214 | WATTS | 774DCDA | DCDA | 8.000 | 3614999 | IN METER PIT BY ENTRYWAY AND HOT BOX
4061 | PERIMETER DR | 43228-1048 | Due Install |  |  |  | DCDA | 6.000 | 3650876
4061 | PERIMETER DR | 43228-1048 | Due Install |  |  |  | RP | 1.000 | 3506725
4070 | PERIMETER DR | 43228-1037 | Not Required by DOW | [5 empty] | 3506726
4100 | PERIMETER DR | 43228-1049 | Not Required by DOW |  |  |  | RP | 1.500 | 3506727
4150 | PERIMETER DR | 43228-1049 | Active | 341180 | WATTS | 909QT | RP | 1.000 | 63091 | IN MENS RESTROOM UNDER LAV SINK
4160 | PERIMETER DR | 43228-1049 | Active | 353491 | WATTS | 909QT | RP | 1.000 | 63120 | E SIDE LADIES ROOM OF SHOWROOM AT WATER METER
4160 | PERIMETER DR | 43228-1049 | Due Install |  |  |  | DCDA | 4.000 | 3635883 | MID W WALL WAREHOUSE
4200 | PERIMETER DR | 43228-1036 | Due Install |  |  |  | RP | 1.000 | 3506730
4280 | PERIMETER DR | 43228-1036 | Not Required by DOW | 910666 | WATTS | 009M2QT | RP | 1.000 | 63508 | 4290 PERIMETER DR, JANITORS CLST
4280 | PERIMETER DR | 43228-1036 | Active | 258552 | WILKINS | 975XL | RP | 1.000 | 63509 | 4280 PERIMETER, Janitor's closet, IN MECHANICAL ROOM
4290 | PERIMETER DR | 43228-1036 | Active | ABH3658 | WILKINS | 975XL2 | RP | 1.000 | 104121 | 4290 PERIMETER DR, JANITOR'S CLOSET
5555 | PERIMETER DR | 43017 | Active | 13009 | WATTS | 919QT | RP | 1.500 | 100217 | MECH/RISER ROOM RIGHT OF MAIN ENTRANCE AT WATER METER
5555 | PERIMETER DR | 43017 | Active | 1736560810 | AMES | 3000SS | DCDA | 4.000 | 100233 | RISER ROOM RIGHT OF ENTRANCE PAST ELAVATOR
5555 | PERIMETER DR | 43017 | Active | 64373 | AMES | 2000B | DC | 0.750 | 100234 | MECH/RISER ROOM
5685 | PERIMETER DR | 43017 | Active | 4153019 | WILKINS | 975XL | RP | 1.500 | 3616695 | IN HOT BOX ON COMMERCE PKWY
5700 | PERIMETER DR | 43017-3247 | Active | 8376 | FEBCO | 805YB | DC | 0.750 | 67657 | PIT NW CORNER LOT BEHIND DUMPSTERS
5700 | PERIMETER DR | 43017-3247 | Not required by DOW | AC9847 | FEBCO | 765 | PVB | 1.500 | 67656 | BACK OF BUILDING BESIDE MECH ROOM
5700 | PERIMETER DR | 43017-3247 | Active | 9808261357 | FEBCO | 856 | DCDA | 6.000 | 67658 | PIT NW CORNER OF LOT BEHIND DUMPSTERS
5700 | PERIMETER DR | 43017-3247 | Active | 123429 | WATTS | 009QT | RP | 2.000 | 67655 | BACK N MECH/RISER ROOM AT WATER METER
5725 | PERIMETER DR | 43017-3216 | Not Required by DOW | 584571 | WILKINS | 720A | PVB | 1.000 | 3622955 | LEFT FRONT
5725 | PERIMETER DR | 43017-3216 | Active | 52112 | WATTS | 009M2QT | RP | 1.000 | 67730 | NE MECH/FURN ROOM AT WATER METER
5747 | PERIMETER DR | 43017-3245 | Active | 1149847 | WILKINS | 975 | RP | 2.000 | 67793 | N END MECH/RISER RM ST #100
5747 | PERIMETER DR | 43017-3245 | Active | 12201320 | FEBCO | 876 | DCDA | 4.000 | 67794 | N END MECH/RISER RM ST #100
5747 | PERIMETER DR | 43017-3245 | Active | 16487 | FEBCO | 805YB | DC | 0.750 | 67795 | N END MECH/RISER RM ST #100
5747 | PERIMETER DR | 43017-3245 | Not Required by DOW | 38748 | WATTS | 009QT | RP | 1.500 | 67796 | N END MECH/RISER RM AT WATER METR ST #100
5775 | PERIMETER DR | 43017-3238 | Active | 15271 | WATTS | 919QT | RP | 1.500 | 67925 | 1ST FLOOR MECHANICAL ROOM INSIDE BLDG
5775 | PERIMETER DR | 43017-3238 | Active | 9912311413 | FEBCO | 856 | DCDA | 6.000 | 67926 | EAST OUTSIDE IN METER PIT NORTH OF DRIVE OFF VENTURE
5775 | PERIMETER DR | 43017-3238 | Active | 1074167 | WILKINS | 975XLBMS | RP | 1.500 | 67923 | EAST SIDE OF PARKING LOT AT PIT DRIVE OFF OF VENTURE DR
5775 | PERIMETER DR | 43017-3238 | Active | A013031 | FEBCO | 805Y | DC | 0.750 | 67924 | PIT EAST SIDE OF BLDG.NORTH OF DRIVE OFF VENTURE
5980 | PERIMETER DR | 43017 | Active | 83378 | WATTS | LF919QT | RP | 0.750 | 3641343 | IN HOT BOX
5980 | PERIMETER DR | 43017 | Active | TK-0209 | AMES | 500-GV | RPDA | 6.000 | 3641342 | IN HOT BOX WEST OF BLDG AT PROP LINE
5980 | PERIMETER DR | 43017 | Active | 136056 | WATTS | LF009M2QT | RP | 2.000 | 3641322 | IN HOT BOX AT PIT WEST OF BLDG AT PROP LINE
6033 | PERIMETER DR | 43017-3234 | Active | 4661718 | WILKINS | 975XL2 | RP | 1.500 | 3638253 | BSMNT MECH/RISER ROOM BALANCED FAMILY DAYCARE
6033 | PERIMETER DR | 43017-3234 | Active | 53374 | AMES | 2000BM3 | DC | 0.750 | 3638032 | BSMNT MECH/RISER ROOM
6033 | PERIMETER DR | 43017-3234 | Active | SI-0760 | AMES | COLT 300GV | DCDA | 4.000 | 3638031 | BSMNT MECH/RISER RM BY STAIRS AT WATER METER -BALANCED FAMILY DAYCARE
6051 | PERIMETER DR | 43017-3234 | Active | 263992 | WATTS | 909QT | RP | 1.000 | 68805 | FURNACE ROOM
6105 | PERIMETER DR | 43017- | Active | 607423 | WILKINS | 975XL | RP | 2.000 | 69022 | BLDG # 2 EAST BREEZEWAY - 6211 CRAUGHWELL LN
6105 | PERIMETER DR | 43017- | Active | FT748 | APOLLO/CONBRACO | 40208A2 | RP | 2.000 | 69024 | MECH ROOM ACROSS FROM 6118 INISMORE LANE
6105 | PERIMETER DR | 43017- | Active | 953421 | WILKINS | 975XL | RP | 1.500 | 98854 | POOL ROOM - 6185 CRAUGHWELL LN
6105 | PERIMETER DR | 43017- | Active | DL458 | APOLLO/CONBRACO | 40208A2 | RP | 2.000 | 69021 | FIRE RISER ROOM - 6011 CRAUGHWELL LANE
6105 | PERIMETER DR | 43017- | Active | FD397 | APOLLO/CONBRACO | 40208A2 | RP | 2.000 | 69020 | FIRE RISER ROOM - 6016 IMISHMORE LANE
6105 | PERIMETER DR | 43017- | Active | 00163 | AMES | 4000B | RP | 2.000 | 69019 | BLDG # 7 WEST BREEZEWAY
6105 | PERIMETER DR | 43017- | Active | 627609 | WILKINS | 975XL | RP | 2.000 | 69023 | BLDG # 3 EAST BREEZE WAY - 6125 CRAUGHWELL LN
6160 | PERIMETER DR | 43017- | Active | 779190 | WILKINS | 720A | PVB | 2.000 | 69189 | FRONT OF PROP METER PIT AT PINE TREES PERMTER LAKES APTS
6160 | PERIMETER DR | 43017- | Active | 310049 | WATTS | 909QT | RP | 1.000 | 69188 | 6146 -CLUBHSE/POOL EQUIP RM PERMTR LAKES APT -NO # PLATE ON BF
6215 | PERIMETER DR | 43017-3228 | Active | W143265 | WILKINS | 975 | RP | 1.000 | 69399 | MECH RM
6235 | PERIMETER DR | 43017-7202 | Active | 577993 | WILKINS | 975 | RP | 1.000 | 69442 | MECHANICAL ROOM
6239 | PERIMETER DR | 43017-3289 | Active | 3KM1239 | AMES | 3000SS | DCDA | 4.000 | 69447 | SE MECH/RISER ROOM OUTSIDE DOOR GODDARD'S DAYCARE
6239 | PERIMETER DR | 43017-3289 | Active | 30879 | AMES | 2000B | DC | 0.750 | 69448 | SE MECH/RISER ROOM OUTSDIE DOOR
6239 | PERIMETER DR | 43017-3289 | Active | 589261 | WILKINS | 975XL | RP | 1.000 | 69449 | SE MECH/RISER ROOM AT WATER METER OUTSIDE DOOR
6271 | PERIMETER DR | 43017-3289 | Active | 13237 | WATTS | 919QT | RP | 1.500 | 69534 | BSMNT MECH/FURN ROOM FOR LIMITED FIRE
6400 | PERIMETER DR | 43016-7268 | Active | A00470 | WATTS | 007QT | DC | 1.500 | 69876 | EAST STAIR WELL
6400 | PERIMETER DR | 43016-7268 | Active | 240788 | WATTS | 009QT | RP | 2.000 | 69874 | UNDER EAST STAIRWELL
6400 | PERIMETER DR | 43016-7268 | Active | 35923 | WATTS | 009QT | RP | 1.250 | 69875 | EASTSTAIRWELL
6510 | PERIMETER DR | 43017 | Active | 000747 | WATTS | 909HWM1QT | RP | 2.000 | 3603667 | METER RM S SIDE OF BLDG 2ND DOOR FROM W
6510 | PERIMETER DR | 43017 | Active | 10521 | WATTS | 919AQT | RP | 1.250 | 3603704 | 6540 PERIMETER DR, MECHANICAL ROOM
6510 | PERIMETER DR | 43017 | Active | 16509 | WATTS | 919QT | RP | 1.500 | 3603666 | METER ROOM ABOVE DOMESTIC METER
6510 | PERIMETER DR | 43017 | Active | 70975 | AMES | 2000B | DC | 0.750 | 3603665 | S METER ROOM 2ND DOOR FROM WEST
6510 | PERIMETER DR | 43017 | Active | 181180 | AMES | 3000SS | DCDA | 4.000 | 3603175 | S METER ROOM 2ND DOOR FROM WEST
6600 | PERIMETER DR | 43016-8033 | Not Required by DOW | 273320 | WATTS | 009QT | RP | 1.000 | 70348 | MECHANICAL ROOM THRU #200
6600 | PERIMETER DR | 43016-8033 | Active | 254136 | WATTS | 009M2QT | RP | 1.000 | 70347 | MECH ROOM THRU #200 AT WATER MTR
6620 | PERIMETER DR | 43016-8055 | Active | W208406 | WILKINS | 975XLBMS | RP | 1.500 | 88042 | UTILITY/MECH RM #200 AT WATER METER ORTHODONTIST
6620 | PERIMETER DR | 43016-8055 | Not Required by DOW | W279526 | WILKINS | 975XLBMS | RP | 1.000 | 92087 | IN ST #200 MECH/METER RM 5' ABOVE WTR METER AT SUB METER SERVS #200
6670 | PERIMETER DR | 43016-8056 | Active | W255002 | WILKINS | 975XL | RP | 1.500 | 92145 | METER ROOM SOUTH SIDE
6670 | PERIMETER DR | 43016-8056 | Active | 2292016 | WILKINS | 950XLD | DC | 0.750 | 89296 | METER RM.SOUTH SIDE DOOR FIRST FROM WEST
6670 | PERIMETER DR | 43016-8056 | Active | V08003 | WILKINS | 350ADA | DCDA | 4.000 | 89293 | MECH.RM.ENTER SOUTH SIDE DOOR FIRST FROM WEST
6670 | PERIMETER DR | 43016-8056 | Active | W255483 | WILKINS | 975XLBMS | RP | 1.500 | 89292 | METER ROOM ENTER SOUTH SIDE DOOR FIRST FROM WEST
6670 | PERIMETER DR | 43016-8056 | Active | 437432 | WATTS | 909M1QT | RP | 1.500 | 102768 | WATER ROOM EAST SIDE OF BUILDING
6670 | PERIMETER DR | 43016-8056 | Active | 438222 | WATTS | 909M1QT | RP | 1.500 | 102767 | WATER ROOM EAST SIDE OF BUILDING
6680 | PERIMETER DR | 43016-8030 | Active | 2776810 | WILKINS | 975XLBMS | RP | 1.000 | 94331 | EAST STAIRWAY
6680 | PERIMETER DR | 43016-8030 | Active | W339450 | WILKINS | 975XL | RP | 2.000 | 94332 | EAST STAIRWAY
6700 | PERIMETER DR | 43016 | Active | 089351 | WATTS | LF009M2QT | RP | 1.500 | 3648303 | S HOT BOX SE OFF SERVICE ROAD AT WATER METER
6700 | PERIMETER DR | 43016 | Active | 86047 | WATTS | LF919QT | RP | 0.750 | 3648305 | N HOTBOX FIRE SERVICE BYPASS
6700 | PERIMETER DR | 43016 | Active | UE-2700 | WATTS | 957RPDA-GV | RPDA | 4.000 | 3648304 | N HOT BOX AT SERVICE ROAD SE
6790 | PERIMETER DR | 43016-8050 | Not Required by DOW | 436498 | WATTS | 909M1QT | RP | 1.500 | 103521 | 6770 PERIMETER MECH RM DAVITA DIALYSIS
6790 | PERIMETER DR | 43016-8050 | Not Required by DOW | 23924 | WATTS | 919QT | RP | 1.000 | 103522 | 6740 PERIMETER MECH RM #100 DERMATOLOGY
6790 | PERIMETER DR | 43016-8050 | Not Required by DOW | 05673 | WATTS | 919 | RP | 0.500 | 103936 | 6780 PERIMETER MECH RM PERIMETER DENTAL
6790 | PERIMETER DR | 43016-8050 | Not Required by DOW | 05665 | WATTS | 919 | RP | 0.500 | 103937 | 6780 PERIMETER MECH RM PERIMETER DENTAL
6790 | PERIMETER DR | 43016-8050 | Not Required by DOW | A00518 | WATTS | 009M2-FP | RP | 1.000 | 103938 | 6780 PERIMETER MECH RM PERIMETER DENTAL
6790 | PERIMETER DR | 43016-8050 | Not Required by DOW | 3845769 | WILKINS | 975XL2 | RP | 1.500 | 92902 | HOT BOX N OF NE 6790 IN EVERGREENS BY PIT/POST RD
6790 | PERIMETER DR | 43016-8050 | Active | 119694 | AMES | 4000SS | RP | 3.000 | 98692 | HOT BOX N OF NE 6790 IN EVERGREENS BY PIT/POST RD
6790 | PERIMETER DR | 43016-8050 | Not Required by DOW | 09156 | WATTS | 919QT | RP | 2.000 | 103520 | 6770 PERIMETER MECH RM DAVITA DIALYSIS
6805 | PERIMETER DR | 43016-8690 | Active | 46298 | WATTS | 007M1QT | DC | 0.750 | 70735 | NW RISER ROOM
6805 | PERIMETER DR | 43016-8690 | Active | B32501 | WILKINS | 375 | RP | 3.000 | 70734 | 1ST FLOOR MECH ROOM
6805 | PERIMETER DR | 43016-8690 | Active | 108567 | AMES | 3000SS | DCDA | 6.000 | 70733 | NW RISER ROOM
6805 | PERIMETER DR | 43016-8690 | Not Required by DOW | 17617 | WATTS | 919ZQT | RP | 0.750 | 87562 | 3RD FLOOR BOILER ROOM
6810 | PERIMETER DR | 43016-8005 | Active | L38702 | WILKINS | 375 | RP | 3.000 | 93457 | MID S MECH RISER RM AT WATER METER
6810 | PERIMETER DR | 43016-8005 | Not Required by DOW | 2821841 | WILKINS | 975XL | RP | 1.500 | 95746 | MID S MECH/RISER RM AT SEWER MTR ABOVE WATER MTR IN WALL
6810 | PERIMETER DR | 43016-8005 | Active | 154881 | AMES | 3000SS | DCDA | 4.000 | 93723 | MID S MECH/RISER ROOM
6810 | PERIMETER DR | 43016-8005 | Active | 52559 | AMES | 2000B | DC | 0.750 | 93724 | MID S MECH/RISER ROOM
6810 | PERIMETER DR | 43016-8005 | Not Required by DOW | 2821841 | WILKINS | 975XL | RP | 1.500 | 3651647
6840 | PERIMETER DR | 43016-8047 | Active | 09819 | WATTS | 919QT | RP | 0.500 | 3632691 | 6850 PERIMETER DR UNIT C DENTIST -MECH ROOM
6840 | PERIMETER DR | 43016-8047 | Active | 3856263 | WILKINS | 975XL2 | RP | 1.500 | 3603702 | 6880 PERIMETER -MECH ROOM B
6840 | PERIMETER DR | 43016-8047 | Active | 2686503 | WILKINS | 975XL | RP | 1.500 | 92661 | 6840 PERIMETER -BACK MECH ROOM
6840 | PERIMETER DR | 43016-8047 | Active | 67502 | WATTS | 007M1QT | DC | 0.750 | 90353 | IN PIT SW CORNER OF PROP - PROP MGMNT DEVICE
6840 | PERIMETER DR | 43016-8047 | Active | 1086781105 | WATTS | 774DCDA | DCDA | 6.000 | 90352 | IN PIT SW CORNER PROP - PROP MGMNT DEVICE
6840 | PERIMETER DR | 43016-8047 | Active | W150029 | WILKINS | 975XLBMS | RP | 1.500 | 90351 | 6860 PERIMETER Suite C -MECH ROOM SW
6840 | PERIMETER DR | 43016-8047 | Active | 2536039 | WILKINS | 975XL | RP | 1.500 | 90350 | 6850 PERIMETER IN UNIT D -MECH ROOM NW
6840 | PERIMETER DR | 43016-8047 | Due Install |  |  |  | RP | 1.500 | 3632810 | HOT BOX AT METER PIT
6840 | PERIMETER DR | 43016-8047 | Active | 09699 | WATTS | 919QT | RP | 0.500 | 3632692 | 6850 PERIMETER DR UNIT C DENTIST -MECH ROOM
4280 | PERIMETER DR UNIT A | 43228-1036 | Active | 110116071021 | AMES | 3000SS | DCDA | 8.000 | 3652036
4280 | PERIMETER DR UNIT A | 43228-1036 | Active | 85555 | AMES | 2000B | DC | 0.750 | 3626717
6600 | PERIMETER LOOP | 43017-3204 | Active | 55058 | WATTS | 009QT | RP | 1.000 | 70349 | WEST WALL BY METER REPAIR BAY
6241 | PERIMETER LOOP DR | 43017-3289 | Active | 19029 | WATTS | 009QT | RP | 1.500 | 69457 | BOILER ROOM
6241 | PERIMETER LOOP DR | 43017-3289 | Active | W373288 | WILKINS | 975XL | RP | 0.500 | 69458 | FURNANCE RM - 6251 PERIMETER DR - SIZE 1/2"
6241 | PERIMETER LOOP DR | 43017-3289 | Active | W372058 | WILKINS | 975XL | RP | 0.500 | 69459 | FURNANCE RM - 6251 PERIMETER DR, SIZE 1/2"
6320 | PERIMETER LOOP RD | 43017-3259 | Active | NI-1588 | AMES | COLT 200 | DC | 4.000 | 3603484 | RIGHT FRONT MECH/RISER RM OUTSIDE DR
6320 | PERIMETER LOOP RD | 43017-3259 | Active | 31538 | AMES | 2000BM3 | DC | 0.750 | 3603485 | RIGHT FRONT MECH/RISER RM OUTSIDE DR
6320 | PERIMETER LOOP RD | 43017-3259 | Not Required by DOW | B113232 | WILKINS | 720A | PVB | 0.750 | 3639608
6320 | PERIMETER LOOP RD | 43017-3259 | Active | 3442098 | WILKINS | 975XL | RP | 1.500 | 69721 | RIGHT FRONT MECH/RISER RM OUTSIDE DR
6335 | PERIMETER LOOP RD | 43017-3207 | Active | UI-0613 | AMES | COLT 300GV | RPDA | 6.000 | 3646930 | IN HOT BOX AT PIT VENTURE DR ENTRANCE
6335 | PERIMETER LOOP RD | 43017-3207 | Active | UE-1428 | WATTS | 957 | RP | 3.000 | 3639571 | IN HOT BOX AT PIT VENTURE DR ENTRANCE
6335 | PERIMETER LOOP RD | 43017-3207 | Active | 86283 | WATTS | LF919QT | RP | 0.750 | 3648821 | IN HOT BOX AT PIT VENTURE DR
6335 | PERIMETER LOOP RD | 43017-3207 | Not Required by DOW | 4054037 | WATTS | 009M2QT | RP | 1.000 | 69738 | CAR WASH NORTH SIDE OF BUILDING
6335 | PERIMETER LOOP RD | 43017-3207 | Not Required by DOW | B22252 | WILKINS | 975 | RP | 3.000 | 69734 | BACK NE THRU PARTS DEPT BKFL RISER AREA
6350 | PERIMETER LOOP RD | 43017-3206 | Active | 59691 | WILKINS | 975XLBMS | RP | 1.500 | 69761 | MECH ROOM EASTSIDE OF BUILDING
6350 | PERIMETER LOOP RD | 43017-3206 | Active | 16335 | FEBCO | 805 | DC | 0.750 | 69760 | SPRINKLER RISER ROOM SE SIDE OF THE BUILDING
6350 | PERIMETER LOOP RD | 43017-3206 | Active | 1289698 | WILKINS | 975XLBMS | RP | 1.500 | 69759 | MECH ROOM EAST SIDE OF BUILDING
6350 | PERIMETER LOOP RD | 43017-3206 | Active | 101041350 | FEBCO | 876 | DCDA | 4.000 | 69758 | SPRINKLER RISER ROOM SE SIDE OF THE BUILDING
6400 | PERIMETER LOOP RD | 43017-3205 | Active | 4309949 | WILKINS | 975 | RP | 2.000 | 69880 | INSIDE CAR WASH ON S WALL
6400 | PERIMETER LOOP RD | 43017-3205 | Active | 218687 | WATTS | 009QT | RP | 2.000 | 69877 | IN PARTS AREA
6400 | PERIMETER LOOP RD | 43017-3205 | Active | 757020 | WILKINS | 975 | RP | 1.000 | 69878 | LOCATED IN THE GARAGE AT THE CAR WASH AREA
6400 | PERIMETER LOOP RD | 43017-3205 | Active | 9083 | FEBCO | 765 | PVB | 1.500 | 69879 | IN THE PARTS ROOM OF THE 6400 BUILDING EAST END OF ROOM
6520 | PERIMETER LOOP RD | 43017-3203 | Active | 11040360223 | AMES | 3000SS | DCDA | 4.000 | 3630227 | METER/RISER ROOM BEHIND MENS LOCKER ROOM
6520 | PERIMETER LOOP RD | 43017-3203 | Active | 87649 | AMES | 2000B | DC | 0.750 | 3654263 | METER/RISER ROOM BEHIND MENS LOCKER ROOM
6520 | PERIMETER LOOP RD | 43017-3203 | Active | 03551 | WATTS | 009QT | RP | 1.500 | 70164 | METER/RISER ROOM THRU GARAGE THRU MENS LOOKER RM AT WATER METER
6520 | PERIMETER LOOP RD | 43017-3203 | Not Required by DOW | 60401 | WATTS | 009QT | RP | 1.500 | 70165 | METER ROOM BY CAR WASH AT DEDUCT METER
6580 | PERIMETER LOOP RD | 43017-3203 | Active | 47326 | WATTS | 009QT | RP | 1.000 | 70275 | BACK ROOM AT METER
6597 | PERIMETER LOOP RD | 43017- | Active | 60512 | WATTS | 008PCQT | PVB | 0.500 | 96825 | 7100 HOSPITAL DR DELI SINK KROGER
6597 | PERIMETER LOOP RD | 43017- | Active | CR682 | APOLLO/CONBRACO | 40208A2 | RP | 2.000 | 95030 | ABOVE CEILING FOOT LOCKER CAM
6597 | PERIMETER LOOP RD | 43017- | Active | A009554 | FEBCO | 825YA | RP | 2.000 | 70306 | AT METER PIT BEHIND 6595 BUFFALO WINGS CAM
6597 | PERIMETER LOOP RD | 43017- | Active | 29013 | WATTS | 008PCQT | PVB | 0.500 | 96826 | 7100 HOSPITAL PRODUCE SINK KROGER
6597 | PERIMETER LOOP RD | 43017- | Active | 93457 | WATTS | 009M1QT | RP | 2.00 | 70304 | 7100 HOSPITAL -REAR LOADING DOCK AT PRIVATE WTR METER KROGERS
6597 | PERIMETER LOOP RD | 43017- | Active | 4681482 | WILKINS | 975XL2TCU | RP | 2.000 | 70303 | 6850 HOSPITAL DR -N MECH RM TIM HORTON OSD
6597 | PERIMETER LOOP RD | 43017- | Active | 59263 | WATTS | 008PCQT | PVB | 0.500 | 3606219 | 7100 HOSPITAL WOMEN'S RESTRM KROGER
6597 | PERIMETER LOOP RD | 43017- | Active | 56334 | WATTS | 008PCQT | PVB | 0.500 | 96827 | 7100 HOSPITAL -BAKERY DEPT @ SINK, KROGER
6597 | PERIMETER LOOP RD | 43017- | Active | 46616 | WATTS | 008PCQT | PVB | 0.500 | 3606220 | 7100 HOSPITAL, MEN'S RESTRM KROGER
6597 | PERIMETER LOOP RD | 43017- | Active | CB100518 | WILKINS | 720A | PVB | 1.000 | 3611811 | 6315 HOSPITAL BURGER KING -BY BK DR BY GAS METER
6597 | PERIMETER LOOP RD | 43017- | Due Install |  |  |  | RP | 4.000 | 3636121 | IN HOT BOX AT PIT BY NW ENTRANCE
6597 | PERIMETER LOOP RD | 43017- | Active | 1071163 | WILKINS | 975XL | RP | 1.500 | 101616 | 6315 HOSPITAL -BURGER KING-NW BY PVT SUB MTR & SODA DIPENSER & CO2
6597 | PERIMETER LOOP RD | 43017- | Due Install |  |  |  | RPDA | 8.000 | 3636122 | AT PIT BY NW ENTRANCE
6597 | PERIMETER LOOP RD | 43017- | Active | ABS9344 | WILKINS | 975XL2 | RP | 0.750 | 3653441 | 6435 PERIMETER DRIVE DUBLIN OHIO 43016 in suite 01060
6597 | PERIMETER LOOP RD | 43017- | Active | 101601 | WATTS | 009QT | RP | 2.000 | 70292 | 7040 HOSPITAL -NW CORNER OF STORE AT PVT METER -CAM
6597 | PERIMETER LOOP RD | 43017- | Active | 122734 | WATTS | 007QT | DC | 1.000 | 70293 | 6850 HOSPITAL DR N MECH RM TIM HORTON OSD LIMTD AREA FIRE
6597 | PERIMETER LOOP RD | 43017- | Active | 16937 | WILKINS | 975 | RP | 3.000 | 70294 | 6435 -IN MECHANICAL ROOM OF 6435--BY RESTROOMS - CAM
6597 | PERIMETER LOOP RD | 43017- | Active | 176038 | WATTS | 709 | DC | 4.000 | 70295 | 7070 HOSPITAL, NW BK DR RISER AREA IN HALLMARK CASTO DEVICE CAM
6597 | PERIMETER LOOP RD | 43017- | Active | 176039 | WATTS | 709 | DC | 4.000 | 70296 | SPRINKLER RISER CAM
6597 | PERIMETER LOOP RD | 43017- | Active | 29402 | WATTS | 009M2QT | RP | 1.500 | 70297 | 6850 HOSPITAL DR -N MECH RM TIM HORTON OSD # HARD TO READ
6597 | PERIMETER LOOP RD | 43017- | Active | 18121 | WATTS | LF008PCQT | SVB | 0.500 | 97761 | 7100 HOSPITAL MEAT PREP SINK KROGER
6597 | PERIMETER LOOP RD | 43017- | Active | 48597 | WATTS | 008PCQT | PVB | 0.500 | 97760 | 7100 HOSPITAL - SEAFOOD SINK KROGER
6597 | PERIMETER LOOP RD | 43017- | Active | 2HM0981 | AMES | 2000CIV | DC | 4.000 | 70298 | 7040 HOSPITAL -NW CORNER OF METER RM -CAM
6597 | PERIMETER LOOP RD | 43017- | Active | 4KM1360 | AMES | 4000SS | RP | 6.000 | 70299 | 7100 HOSPTL -DOCK NW CORNER RISER BACK DOCK KROGERS
6597 | PERIMETER LOOP RD | 43017- | Active | 506889 | WILKINS | 975 | RP | 2.000 | 70300 | BACK OF BLDG ON NE SIDE (REAR OF 6545) CAM
6597 | PERIMETER LOOP RD | 43017- | Active | 506892 | WILKINS | 975 | RP | 2.000 | 70301 | 6595 HOSPITAL -NW BLDG BY MOP SINK B-W 3
6597 | PERIMETER LOOP RD | 43017- | Active | 507516 | WILKINS | 975 | RP | 2.000 | 70302 | 7070 HOSPITAL-NW @ BK DR RISER AREA HALLMARK -CASTO DEVICE CAM
6665 | PERIMETER LOOP RD | 43017-3210 | Not Required by DOW | 1296557 | WILKINS | 975XL | RP | 0.750 | 99594 | BY ICE MAKER - KITCHEN
6665 | PERIMETER LOOP RD | 43017-3210 | Active | 01411 | AMES | 4000B | RP | 1.500 | 70455 | SW MECH AREA AT/ABOVE WATER METER LIMITED FIRE
6665 | PERIMETER LOOP RD | 43017-3210 | Not Required by DOW | H070115 | FEBCO | 765 | PVB | 0.750 | 70456 | SOUTH WEST RIGHT OF BACK DOOR LOOK HIGH
6665 | PERIMETER LOOP RD | 43017-3210 | Active | 65005 | WATTS | 009M2QT | RP | 1.500 | 70457 | SW MECH AREA AT WATER METER
6695 | PERIMETER LOOP RD | 43017-3210 | Not Required by DOW | 3638490 | Wilkins | 975xl | RP | 1.500 | 70498 | 2 FEET LEFT OF SIDE DOOR PRESSURE DIFFERENTIAL
6695 | PERIMETER LOOP RD | 43017-3210 | LPS - Active |  |  |  | LPC |  | 3636168 | DOM PUMP AT METER SETTING
6695 | PERIMETER LOOP RD | 43017-3210 | Active | FL359 | APOLLO/CONBRACO | 4020702 | RP | 1.500 | 70496 | BACK MECH AREA BY BACK DOOR AT WATER METER
6695 | PERIMETER LOOP RD | 43017-3210 | Not Required by DOW | AC7239 | FEBCO | 765 | PVB | 1.500 | 70497 | REAR--SERIAL #AC7239 BY BACK DOOR
6700 | PERIMETER LOOP RD | 43017-3214 | Active | 148102 | WATTS | 909 | RP | 3.000 | 70516 | 6700 BEHIND G.EAGLE -REAR OF BLDG RISER ROOM Outside Door DDR
6700 | PERIMETER LOOP RD | 43017-3214 | Due Install |  |  |  | RPDA | 8.000 | 3632656 | BACK RISER/METER ROOM DOOR BEHIND G.EAGLE Outside Door
6700 | PERIMETER LOOP RD | 43017-3214 | Not Required by DOW | A279413 | WILKINS | 375 | RP | 0.750 | 3613794 | 6708 PERIMETER LP -DENTIST MECH ROOM BY HWT
6700 | PERIMETER LOOP RD | 43017-3214 | Active | 3673898 | WILKINS | 975XL | RP | 1.500 | 102367 | 6700 G EAGLE #6520 JANITOR/MOP SINK IN SE/AREA MAIN ENTRNCE
6700 | PERIMETER LOOP RD | 43017-3214 | Active | 4BK025A | AMES | 4000SS | RP | 2.500 | 90519 | G EAGLE #6520 -STOCK AREA 25' OVERHEAD (NEED SCISSOR LIFT) BY DAIRY CEILING
6725 | PERIMETER LOOP RD | 43017-3200 | Due Install |  |  |  | RP | 1.500 | 3636118 | BACK BEHIND DOOR BY OFFICE AT WATER METER
6725 | PERIMETER LOOP RD | 43017-3200 | Active | B178749 | WILKINS | 375XL | RP | 0.750 | 70557 | IN MECH ROOM OF CAR WASH
6725 | PERIMETER LOOP RD | 43017-3200 | Active | 4618775 | WILKINS | 975XL2 | RP | 1.000 | 70558 | IN MECHANICAL ROOM OF CAR WASH
6764 | PERIMETER LOOP RD | 43017- | Active | 84704 | WATTS | 009QT | RP | 2.000 | 70612 | BACK MECH/METR ROOM "RA" DOOR AT WATER METER, STORE FRONTS
6784 | PERIMETER LOOP RD | 43017-3212 | Not Required by DOW | 15268 | WATTS | 009QT | RP | 1.000 | 70675 | REAR CENTER OF BLDG BY METER SETTING IN MECHANICAL ROOM
6784 | PERIMETER LOOP RD | 43017-3212 | Active | ACG5996 | WILKINS | 975XL2 | RP | 2.000 | 70676 | BACK MECH/METER ROOM RA DOOR AT WATER METER, RETAIL STORE FRONTS
6810 | PERIMETER LOOP RD | 43017-3212 | Active | 757051 | WILKINS | 975XLBMS | RP | 1.000 | 70746 | SE BY MOP SINK AT WATER METER
6810 | PERIMETER LOOP RD | 43017-3212 | Not Required by DOW | T074348 | WILKINS | 720A | PVB | 0.750 | 70747 | OUTSIDE SOUTH SIDE OF BUILDING
6820 | PERIMETER LOOP RD | 43017-3243 | Active | 389516 | WATTS | 009M3QT | RP | 0.750 | 70761 | MECH ROOM ACROSS FROM RESTROOM AT WATER METER
6820 | PERIMETER LOOP RD | 43017-3243 | Not Required by DOW | T231716 | WILKINS | 720-A | PVB | 0.750 | 70762 | RIGHT SIDE OF BUILDING under elec mtr
6830 | PERIMETER LOOP RD | 43017-3243 | Active | 149377 | WILKINS | 720A | PVB | 1.000 | 70784 | MID E STORAGE AFT WATER MTR FOR IRRIG -MCDONALDS
4515 | PERRIN ST | 43123-8134 | Active | T041399 | WILKINS | 720A | PVB | 0.750 | 100431 | LEFT SIDE
6850 | PERRY DR | 43085-2816 | Active | T232711 | WILKINS | 720A | PVB | 0.750 | 3506759 | RIGHT SIDE OF HOUSE
6864 | PERRY DR | 43085-2816 | Active | EAF5649 | WILKINS | 720A | PVB | 0.750 | 99631 | FRONT WEST CORNER - OUTSIDE
6907 | PERRY DR | 43085-2815 | Active | F017909 | WILKINS | 720A | PVB | 1.000 | 94248 | FRONT OF HOUSE RIGHT OF FRONT DOOR
6908 | PERRY DR | 43085-2816 | Active | HA63507 | FEBCO | 765 | PVB | 0.750 | 70922 | RIGHT FRONT
6959 | PERRY DR | 43085-2815 | Active | CB636489 | WILKINS | 720A | PVB | 0.750 | 3506772
6991 | PERRY DR | 43085-2815 | Active | 628805 | WATTS | 800M4QT | PVB | 1.000 | 71109 | NE CORNER IN BOX
7003 | PERRY DR | 43085-2815 | Active | DL9946 | FEBCO | 765 | PVB | 0.750 | 94252 | LEFT SIDE OF HOUSE
7015 | PERRY PL | 43085-2882 | Active | G044114 | WILKINS | 720A | PVB | 0.750 | 3506779 | Right Side of House
7024 | PERRY PL | 43085-2881 | Active | 18717 | FEBCO | 765 | PVB | 1.000 | 71292 | WEST SIDE OF HOUSE
994 | PERRY ST | 43201-3453 | Active | F021228 | WILKINS | 720A | PVB | 0.750 | 97880 | LEFT CENTER
1001 | PERRY ST | 43201-3379 | Active | EAA0498 | WILKINS | 720 | PVB | 0.750 | 3598876 | LEFT MIDDLE
1010 | PERRY ST | 43201-3340 | Active | T189005 | WILKINS | 720A | PVB | 0.750 | 3598331 | LEFT
1050 | PERRY ST | 43201-3340 | Active | EAC0642 | WILKINS | 720A | PVB | 0.750 | 3598329
1058 | PERRY ST | 43201-3340 | Active | T231708 | WILKINS | 720A | PVB | 0.750 | 3598334 | LEFT SIDE OF THE HOUSE
1187 | PERRY ST | 43201 | Active | TH-0014 | WATTS | 957 | RP | 4.000 | 3644841 | IN HOT BOX
1187 | PERRY ST | 43201 | Active | 1155431119 | WATTS | 774 | DCDA | 8.000 | 3647063 | VAULT EAST OF HOTBOX
1187 | PERRY ST | 43201 | Active | 29879 | WATTS | 007MI-QT | DC | 0.750 | 3647064 | VAUGHT EAST OF HOTBOX
1259 | PERRY ST | 43201 | Active | WI-1355 | AMES | 300-GV | DCDA | 6.000 | 3653726 | METER ROOM NORTH
1259 | PERRY ST | 43201 | Not Required by DOW | 191230 | WATTS | LF009M2QT | RP | 2.000 | 3653247 | METER ROOM NORTH
1259 | PERRY ST | 43201 | Active | 70884 | AMES | 2000BM3 | DCDA | 0.750 | 3653830 | METER ROOM NORTH
1259 | PERRY ST | 43201 | Active | 30910C | WILKINS | 375AST | RP | 3.000 | 3651536 | METER ROOM NORTH
1531 | PERRY ST | 43201-2672 | Active | ACG3804 | WILKINS | 975XL2 | RP | 1.500 | 3506815 | NE UNIT/OFFICE MECH/RISER/FURN ROOM AT WATER METER
1531 | PERRY ST | 43201-2672 | Active | 66070 | AMES | 2000BM3 | DC | 0.750 | 3651778 | NE UNIT/ OFFICE MECH/RISER ROOM
1531 | PERRY ST | 43201-2672 | Active | VJ-0896 | AMES | COLT 300GV | DCDA | 4.000 | 3650929 | NE UNIT/ OFFICE MECH/RISER ROOM
2481 | PETZINGER RD | 43209-4018 | Not Required by DOW | 05391 | WATTS | 009QT | RP | 1.000 | 58427 | BACK ROOM MECHANICAL ROOM
2481 | PETZINGER RD | 43209-4018 | Active | 08824 | WATTS | 009QT | RP | 1.000 | 58428 | BACK ROOM MECH. ROOM
2525 | PETZINGER RD | 43209-3447 | Active | 34260 | WATTS | LF008PC | SVB | 0.500 | 3506916 | ABOVE SINK IN KITCHEN
2525 | PETZINGER RD | 43209-3447 | Due Install |  |  |  | RP | 1.000 | 3640838
2555 | PETZINGER RD | 43209-3447 | Active | 29966 | WATTS | 009M2QT | RP | 0.750 | 58629 | AT WATER METER
2770 | PETZINGER RD | 43209-4017 | Active | 4075228 | WILKINS | 975XL2 | RP | 0.750 | 3609885 | FRONT BASEMENT WALL
2011 | PEVENSEY CT | 43220-4819 | Active | T131899 | WILKINS | 720A | PVB | 0.750 | 103321 | RIGHT SIDE OF HOUSE
2020 | PEVENSEY CT | 43220-4819 | Active | 010905 | WATTS | 800QT | PVB | 0.750 | 94255 | BACK OF HOUSE
3650 | PEVENSEY DR | 43220-4821 | Active | 666418 | RAINBIRD | 100 | PVB | 1.000 | 61377 | LEFT FRONT CORNER
3663 | PEVENSEY DR | 43220-4820 | Active | 22261 | WATTS | 800M4QT | PVB | 0.750 | 94256 | RIGHT SIDE OF HOUSE
3673 | PEVENSEY DR | 43220-4820 | Active | 383387 | WATTS | 800QT | PVB | 1.000 | 61443 | LEFT SIDE BY A/C
3688 | PEVENSEY DR | 43220-4821 | Active | H142419 | FEBCO | 765 | PVB | 1.000 | 103134 | RIGHT SIDE OF HOUSE
1309 | PHALE D HALE DR | 43203 | Active | 25751 | WATTS | 007M1QT | DC | 0.750 | 3626575 | MTR BLDG NW PARKING LOT
1309 | PHALE D HALE DR | 43203 | Active | RB-1960 | WATTS | 957 | RP | 4.000 | 3626573 | MTR BLDG NW PARKING LOT AT WATER MTR
1309 | PHALE D HALE DR | 43203 | Active | 1891570716 | AMES | 2000SS | DCDA | 6.000 | 3626574 | MTR BLDG NW PARKING LOT
1329 | PHALE D HALE DR | 43203 | Active | SC-1266 | WATTS | 597 | RP | 3.000 | 3635980 | AT PHALE D HALE AND WINTER IN HOTBOX
1329 | PHALE D HALE DR | 43203 | Active | 1101846122 | AMES | 3000SS | DCDA | 4.000 | 3635981 | HOTBOX NORTHEAST OF LOT
1329 | PHALE D HALE DR | 43203 | Active | 85253 | AMES | 2000B | DC | 0.750 | 3635982 | FIRE SIDE CAR
7453 | PHAROAH DR | 43016-7059 | Active | T272769 | WILKINS | 720A | PVB | 0.750 | 72017 | LEFT FRONT
7460 | PHAROAH DR | 43016-7060 | Active | 903297 | WILKINS | 720A | PVB | 0.750 | 72032 | LEFT SIDE OF HOUSE
7461 | PHAROAH DR | 43016-7059 | Active | 481089 | APOLLO/CONBRACO | 100 | PVB | 0.750 | 91732 | RIGHT HAND SIDE
2823 | PHEASANT FIELD DR | 43026-7706 | Active | CH2239 | FEBCO | 765 | PVB | 0.750 | 59383 | LEFT SIDE OF HOUSE
2830 | PHEASANT FIELD DR | 43026-7707 | Active | CB555988 | WILKINS | 720A | PVB | 0.750 | 88267 | Right side of house
2887 | PHEASANT FIELD DR | 43026-7706 | Active | F006231 | WILKINS | 720A | PVB | 0.750 | 97516 | R.H. side
67 | PHEASANTVIEW CT | 43213- | Active | B34416 | WILKINS | 975 | RP | 3.000 | 70508 | 5380 E BROAD, FRONT RISER ROOM AT MAIN ENTRANCE/OFFICES
67 | PHEASANTVIEW CT | 43213- | Active | B34650 | WILKINS | 975 | RP | 3.000 | 70509 | 5380 E BROAD. RISER ROOM OFF 600 HALL
67 | PHEASANTVIEW CT | 43213- | Due Install |  |  |  | RP | 6.000 | 3629578 | HOT BOX AT PIT S OF ENTRANCE DRVWAY, E OF CARDINAL PARK
67 | PHEASANTVIEW CT | 43213- | Active | 103711 | AMES | 4000SS | RP | 3.000 | 70507 | 5380 E BROAD, FRONT RISER ROOM AT MAIN ENTRANCE/OFFICES
67 | PHEASANTVIEW CT | 43213- | Active | 100962 | AMES | 4000SS | RP | 3.000 | 70506 | 5380 E BROAD, RISER ROOM OFF 600 HALL
7504 | PHELPS CLOSE | 43054-8402 | Active | 128492 | WILKINS | 420 | PVB | 1.000 | 72135 | WEST SIDE OF FRONT
7507 | PHELPS CLOSE | 43054-8401 | Active | H679229 | FEBCO | 765 | PVB | 0.750 | 72140 | LEFT SIDE OF HOUSE
7514 | PHELPS CLOSE | 43054-8402 | Active | 310623 | WATTS | 800M4QT | PVB | 1.000 | 72151 | EXTERIOR OR HOUSE RIGHT FRONT CORNER
7517 | PHELPS CLOSE | 43054-8401 | Active | 246315 | CONBRACO | PVB | PVB | 0.750 | 72159 | N. E. CORNER BACK OF HOUSE
300 | PHILLIPI RD | 43228-1310 | Active | 4D00591 | AMES | 4000SS | RP | 4.000 | 59719 | IN WAREHOUSE (UA WALL COLUMN# 70)
300 | PHILLIPI RD | 43228-1310 | Active | 460490 | WATTS | 009M3QT | RP | 0.750 | 88741 | NEAR BOILER E-55 COLUMN
300 | PHILLIPI RD | 43228-1310 | Active | 16813 | WATTS | 909 | RP | 4.000 | 59717 | BLDG 200 INSIDE ON 1ST FLOOR BHND STORAGE TANKS NXT TO BOILER
300 | PHILLIPI RD | 43228-1310 | LPS - Active |  |  |  | LPS |  | 3636566
300 | PHILLIPI RD | 43228-1310 | Active | 170573 | AMES | 2000SS | DC | 10.000 | 101716 | 500 PUMP HOUSE
300 | PHILLIPI RD | 43228-1310 | Active | L29125 | WILKINS | 375 | RP | 8.000 | 89197 | GROUND FLOOR OUT OF BLDG AT S END OF COMPLEX
300 | PHILLIPI RD | 43228-1310 | Active | L29131 | WILKINS | 375 | RP | 10.000 | 89198 | SUB-GRADE OF BLDG AT THE S END OF COMPLEX
300 | PHILLIPI RD | 43228-1310 | Active | 303855 | WATTS | 909M1QT | RP | 2.000 | 89944 | 3RD FLOOR MECH ROOM
300 | PHILLIPI RD | 43228-1310 | Active | W604446 | WATTS | 909QT | RP | 0.750 | 98597 | 450 PHILLIPI RD, COLUMN #T107 2ND FLOOR
580 | PHILLIPI RD | 43228-1001 | Active | 56558 | WATTS | 009QT | RP | 1.000 | 67980 | NEXT TO WATER METER ON NORTH SIDE OF BLDG
650 | PHILLIPI RD | 43228-1001 | Not Required by DOW | [5 empty] | 3507115
810 | PHILLIPI RD | 43228- | Due Install |  |  |  | DCDA |  | 3605733
810 | PHILLIPI RD | 43228- | Due Install |  |  |  | RP | 1.000 | 3507117 | NORTH HALF OF BLDG BY FIRE METER IN 4140 FISHER RD
5134 | PHILLIPS RUN | 43110-8754 | Active | 79909 | WATTS | 800M2QT | PVB | 0.750 | 66106 | RIGHT SIDE OF HOME
2914 | PHOENIX AVE | 43026-8536 | Active | CAA28945 | WILKINS | 720A | PVB | 0.750 | 3507142
6351 | PHOENIX PARK DR | 43016-8611 | Active | 32042 | WATTS | 800QT | PVB | 0.750 | 94257 | BACK OF HOUSE
6360 | PHOENIX PARK DR | 43016-8619 | Active | G215748 | WILKINS | 720A | PVB | 0.750 | 97073 | RIGHT SIDE
6363 | PHOENIX PARK DR | 43016-8611 | Active | A13085 | FEBCO | 765 | PVB | 1.000 | 94258 | LEFT SDIE OF HOUSE
6375 | PHOENIX PARK DR | 43016-8611 | Active | HC2154 | FEBCO | 765 | PVB | 1.000 | 94259 | LEFT SIDE OF HOUSE
6387 | PHOENIX PARK DR | 43016-8611 | Active | 375321 | WILKINS | 720A | PVB | 0.750 | 69836 | RIGHT SIDE OF HOUSE
6408 | PHOENIX PARK DR | 43016-8619 | Active | 102814 | WILKINS | 420 | PVB | 0.750 | 94260 | RIGHT CENTER
9015 | PICARDY CT | 43017-9427 | Active | 15507 | WATTS | 919QT | RP | 1.000 | 93012 | LEFT CANTER NEAR AC UNIT
9035 | PICARDY CT | 43017-9427 | Active | 325088 | APOLLO/CONBRACO | PVB | PVB | 0.750 | 101323 | RIGHT REAR OF HOUSE
9058 | PICARDY CT | 43017-9427 | Active | 09687 | WATTS | 800M4QT | PVB | 0.750 | 89904 | LEFT SIDE
2181 | PICKET POST LN | 43220-2978 | Active | G212960 | WILKINS | 720A | PVB | 0.750 | 96904 | RIGHT SIDE
2197 | PICKET POST LN | 43220-2978 | Active | T201282 | WILKINS | 720A | PVB | 1.000 | 101424 | RIGHT SIDE
2200 | PICKET POST LN | 43220-2918 | Active | 606942 | RAINBIRD | 100 | PVB | 1.000 | 87134 | OUTSIDE
2212 | PICKET POST LN | 43220-2918 | Active | CB629331 | Wilkins | 720A | PVB | 0.750 | 3507238 | Right side of house
2226 | PICKET POST LN | 43220-2918 | Active | G086190 | WILKINS | 720A | PVB | 1.000 | 94261 | LEFT SIDE OF HOUSE
2238 | PICKET POST LN | 43220-2918 | Active | T191463 | WILKINS | 720 | PVB | 0.750 | 3507242 | RIGHT SIDE OF HOUSE
2251 | PICKET POST LN | 43220-2917 | Active | 117546 | FEBCO | 765 | PVB | 1.000 | 57778 | LEFT SIDE OF HOUSE
2280 | PICKET POST LN | 43220-2918 | Active | G104473 | WILKINS | 720A | PVB | 1.000 | 57837 | SOUTH SIDE MIDDLE BY ELECTRIC METER RIGHT CENTER
2283 | PICKET POST LN | 43220-2917 | Active | 352265 | WATTS | 800 M4 | PVB | 0.750 | 94262 | LEFT SIDE OF HOUSE
2291 | PICKET POST LN | 43220-2917 | Active | 41192 | RAINBIRD | 100 | DC | 1.000 | 88640 | BASEMENT
1 | PICKETT PL | 43054-8415 | Active | 560419 | WATTS | 800M2QT | PVB | 1.000 | 53506 | LEFT SIDE OF HOUSE
2 | PICKETT PL | 43054-8415 | Active | 251232 | WILKINS | 420 | PVB | 1.000 | 56921 | FRONT - RIGHT OF DOOR
3 | PICKETT PL | 43054-8415 | Active | Hc80453 | FEBCO | 765 | PVB | 0.750 | 59680 | RIGHT SIDE OF HOUSE
4 | PICKETT PL | 43054-8415 | Active | HB30113 | FEBCO | 765 | PVB | 0.750 | 3609780 | LEFT SIDE
5 | PICKETT PL | 43054-8415 | Active | 263462 | WILKINS | 420 | PVB | 1.000 | 65576 | LEFT SIDE OF HOUSE
6 | PICKETT PL | 43054-8415 | Active | 593768 | WATTS | 800M2QT | PVB | 1.000 | 68504 | RIGHT SIDE OF HOUSE
7 | PICKETT PL | 43054-8415 | Active | 255209 | WILKINS | 420 | PVB | 1.000 | 71120 | LEFT SIDE OF HOUSE
8 | PICKETT PL | 43054-8415 | Active | 263417 | WILKINS | 420 | PVB | 1.000 | 73117 | 8 FEET LEFT OF FRONT DOOR
9 | PICKETT PL | 43054-8415 | Active | CB41467 | WILKINS | 720A | PVB | 1.000 | 74447 | LEFT SIDE FRONT
10 | PICKETT PL | 43054-8415 | Active | HE33316 | FEBCO | 765 | PVB | 1.000 | 75088 | LEFT OF FRONT
11 | PICKETT PL | 43054 | Active | CB477404 | WILKINS | 720A | PVB | 0.750 | 3629856 | FRONT CENTER BY GARAGE
12 | PICKETT PL | 43054-8415 | Active | 569032 | WATTS | 800M4QT | PVB | 0.750 | 86984 | LEFT OF FRONT DOOR IN OFFSET
14 | PICKETT PL | 43054-8415 | Active | 601058 | WILKINS | 720A | PVB | 0.750 | 54897 | RIGHT BACK OF HOUSE
15 | PICKETT PL | 43054-8415 | Active | T252107 | WILKINS | 720A | PVB | 1.000 | 3609757 | LEFT SIDE OF HOUSE
16 | PICKETT PL | 43054-8415 | Active | cb243230 | WILKINS | 720A | PVB | 1.000 | 91310 | FRONT LEFT DOOR
17 | PICKETT PL | 43054-8415 | Active | T024031 | WILKINS | 720A | PVB | 1.000 | 91188 | RIGHT SIDE FRONT
18 | PICKETT PL | 43054-8415 | Active | 586548 | WILKINS | 720A | PVB | 1.000 | 56164 | FRT OF HSE
19 | PICKETT PL | 43054-8415 | Active | 223910 | WILKINS | 420 | PVB | 1.000 | 56546 | RIGHT SIDE OF HOUSE
21 | PICKETT PL | 43054 | Active | CB288639 | WILKINS | 720A | PVB | 0.750 | 3622914 | RIGHT SIDE OF HOUSE
22 | PICKETT PL | 43054-8415 | Active | 587203 | WILKINS | 720A | PVB | 0.750 | 57586 | FRONT OF HOUSE
23 | PICKETT PL | 43054-8415 | Active | G104520 | WILKINS | 420 | PVB | 1.000 | 91278 | RIGHT SIDE OF HOUSE
24 | PICKETT PL | 43054-8415 | Active | t340178 | WILKINS | 720A | PVB | 1.000 | 58152 | LEFT SIDE OF HOUSE
25 | PICKETT PL | 43054-8415 | Active | 572599 | WILKINS | 720A | PVB | 0.750 | 58458 | RIGHT SIDE OF HOUSE
26 | PICKETT PL | 43054-8415 | Active | 672950 | WILKINS | 720A | PVB | 0.750 | 58698 | LEFT SIDE OF HOUSE
27 | PICKETT PL | 43054-8415 | Active | 257393 | WILKINS | 720A | PVB | 0.750 | 58982 | RIGHT SIDE OF HOUSE
28 | PICKETT PL | 43054-8415 | Active | T318686 | WILKINS | 720A | PVB | 0.750 | 59300 | LEFT SIDE OF HOUSE
29 | PICKETT PL | 43054-8415 | Active | 572595 | WILKINS | 720A | PVB | 0.750 | 59535 | LEFT SIDE OF HOUSE
30 | PICKETT PL | 43054-8415 | Active | T309540 | WILKINS | 720A | PVB | 0.750 | 59684 | RIGHT SIDE OF HOUSE
31 | PICKETT PL | 43054-8415 | Active | 880071 | WILKINS | 720A | PVB | 1.000 | 59956 | RIGHT SIDE OF HOUSE
32 | PICKETT PL | 43054-8415 | Active | 587155 | WILKINS | 720A | PVB | 0.750 | 60177 | LEFT SIDE
33 | PICKETT PL | 43054-8415 | Active | 587154 | WILKINS | 720A | PVB | 0.750 | 60374 | LEFT SIDE OF HOUSE
34 | PICKETT PL | 43054-8415 | Active | 672200 | WILKINS | 720A | PVB | 0.750 | 60591 | FRONT OF HOUSE
35 | PICKETT PL | 43054-8415 | Active | HC18926 | FEBCO | 765 | PVB | 0.750 | 60858 | LEFT SIDE OF HOUSE
36 | PICKETT PL | 43054-8415 | Active | 672190 | WILKINS | 720A | PVB | 0.750 | 61204 | LEFT SIDE OF HOUSE
37 | PICKETT PL | 43054-8415 | Active | 192135 | WATTS | 800M2QT | PVB | 1.000 | 61492 | RIGHT SIDE OF HOUSE
38 | PICKETT PL | 43054-8415 | Active | T178706 | WILKINS | 720A | PVB | 0.750 | 61797 | LT SIDE
39 | PICKETT PL | 43054-8415 | Active | 751453 | WILKINS | 720A | PVB | 0.750 | 62091 | LEFT FRONT
40 | PICKETT PL | 43054-8415 | Active | CB674982 | WILKINS | 720A | PVB | 0.750 | 62501 | FRONT OF HOUSE LEFT OF GARAGE
41 | PICKETT PL | 43054-8415 | Active | H492181 | FEBCO | 765 | PVB | 0.750 | 62874 | RIGHT SIDE
42 | PICKETT PL | 43054-8415 | Active | 67318 | WILKINS | 720A | PVB | 0.750 | 63222 | LEFT SIDE OF HOUSE
43 | PICKETT PL | 43054-8415 | Active | A135046 | WILKINS | 375 | RP | 0.750 | 101525 | BASEMENT
43 | PICKETT PL | 43054-8415 | Active | 6244494 | WILKINS | 720A | PVB | 1.000 | 63557 | RT SIDE
44 | PICKETT PL | 43054-8415 | Active | 835572 | WILKINS | 720A | PVB | 0.750 | 63897 | SIDE OF HOUSE
45 | PICKETT PL | 43054-8415 | Active | 835563 | WILKINS | 720A | PVB | 0.750 | 64196 | REAR OF HOUSE
46 | PICKETT PL | 43054-8415 | Active | CB205800 | WILKINS | 720A | PVB | 0.750 | 64441 | SIDE OF HOUSE
2916 | PICKWICK DR | 43221-2926 | Active | H562416 | FEBCO | 765 | PVB | 0.750 | 97818 | front of house
2955 | PICKWICK DR | 43221-2925 | Active | 1127791 | WILKINS | 975XLBMS | RP | 0.750 | 59610 | GARAGE
2964 | PICKWICK DR | 43221-2926 | Active | CAB7066 | Wilkins | 720A | PVB | 0.750 | 3507307 | LEFT REAR OF HOUSE
2965 | PICKWICK DR | 43221-2925 | Active | 587800 | WILKINS | 720A | PVB | 1.000 | 59619 | FRONT OF HOUSE RIGHT OF ENTRY
322 | PIEDMONT RD | 43214-3816 | Active | 243472 | WATTS | 800QT | PVB | 0.750 | 95880 | RIGHT SIDE OF HOUSE
750 | PIEDMONT RD | 43224-3266 | Active | W096645 | WILKINS | 975XL | RP | 0.750 | 3611950 | MECH RM IN MIDDLE OF BLDG
765 | PIERCE DR | 43223-2425 | Active | 37168 | WILKINS | 375 | RP | 3.000 | 92919 | MECH ROOM
765 | PIERCE DR | 43223-2425 | Active | PF-0150 | WATTS | 957 | RP | 3.000 | 3609971 | MECH ROOM WATER ROOM #42
765 | PIERCE DR | 43223-2425 | Active | 103993 | AMES | 5000 | RPDA | 4.000 | 92278 | MECH ROOM
765 | PIERCE DR | 43223-2425 | Active | 99737 | WATTS | 009M3-FP | RP | 0.750 | 92279 | MECH ROOM
6959 | PILAR CT | 43017-3045 | Active | T363418 | WILKINS | 720A | PVB | 0.750 | 95671 | FRONT LEFT OF DOOR AT GARAGE
7050 | PINE MEADOW CT | 43085-1907 | Active | T178639 | WILKINS | 720A | PVB | 0.750 | 3507838 | RIGHT SIDE OF HOUSE NEAR A/C
7061 | PINE MEADOW CT | 43085-1907 | Active | H275679 | FEBCO | 765 | PVB | 0.750 | 87047 | LEFT FRONT
7070 | PINE MEADOW CT | 43085-1907 | Active | G208526 | WILKINS | 720 | PVB | 0.750 | 92444 | SIDE OF HOUSE
815 | PINE POST LN | 43081-5007 | Active | T303588 | WILKINS | 720A | PVB | 0.750 | 98636 | LEFT HAND SIDE
3140 | PINE VALLEY RD | 43219-1645 | Active | H437559 | FEBCO | 765 | PVB | 1.000 | 60043 | South East corner outside
3290 | PINE VALLEY RD | 43219-1668 | Active | T361214 | WILKINS | 720 | PVB | 0.750 | 3507885 | FRONT OF HOUSE
2091 | PINEBROOK RD | 43220-4325 | Active | 85135 | WATTS | 800QT | PVB | 0.750 | 94265 | FRONT RIGHT BY DRIVWAY
2120 | PINEBROOK RD | 43220-4326 | Active | G200665 | WILKINS | 720A | PVB | 1.000 | 57352 | RIGHT SIDE OF HOUSE--OUTSIDE
2171 | PINEBROOK RD | 43220-4325 | Active | 115852 | FEBCO | 765 | PVB | 1.000 | 57514 | LEFT SIDE OF HOUSE
2280 | PINEBROOK RD | 43220-4328 | Active | G281066 | WILKINS | 720A | PVB | 1.000 | 57838 | RIGHT OF FRONT DOOR
2285 | PINEBROOK RD | 43220-4327 | Active | T345775 | WILKINS | 720A | PVB | 0.750 | 94266 | FRONT OF HOUSE
2290 | PINEBROOK RD | 43220-4328 | Active | G281130 | WILKINS | 720A | PVB | 1.000 | 94267 | FRONT OF HOUSE
2295 | PINEBROOK RD | 43220-4327 | Active | 240277 | WILKINS | 720A | PVB | 0.750 | 3618059 | LEFT SIDE OF HOUSE
2300 | PINEBROOK RD | 43220-4328 | Active | CB001968 | WILKINS | 720A | PVB | 0.750 | 94268 | FRONT OF HOUSE
781 | PINECLIFF PL | 43085-1906 | Active | 752582 | WILKINS | 720A | PVB | 0.750 | 72836 | BEHIND HOUSE
787 | PINECLIFF PL | 43085-1906 | Active | 902570 | WILKINS | 720A | PVB | 0.750 | 72934 | LEFT SIDE OF HOUSE
793 | PINECLIFF PL | 43085-1906 | Active | CB113294 | WILKINS | 720A | PVB | 0.750 | 3611488 | FRONT BTWN FRT DOOR & GARAGE DOOR
799 | PINECLIFF PL | 43085-1906 | Active | 4583569 | WILKINS | 975XL | RP | 0.750 | 3653535 | LEFT SIDE OF HOUSE
800 | PINECLIFF PL | 43085-1906 | Active | 124691 | WILKINS | 420 | PVB | 1.000 | 73177 | RIGHT HAND SIDE OF HOUSE
6289 | PINEFIELD DR | 43026-7705 | Active | H002568 | FEBCO | 765 | PVB | 0.750 | 69564 | SIDE OF HOUSE
6297 | PINEFIELD DR | 43026-7705 | Active | A072749 | WILKINS | 720A | PVB | 0.750 | 69580 | RIGHT SIDE OF HOUSE
6305 | PINEFIELD DR | 43026-7705 | Not Required by DOW | 30283 | WATTS | 008PCQT | PVB | 0.500 | 69626 | JANITOR CLOSET NEXT TO ROOM 104
6305 | PINEFIELD DR | 43026-7705 | Not Required by DOW | 30282 | WILKINS | 720A | PVB | 0.500 | 69625 | JANITOR OFFICE
6305 | PINEFIELD DR | 43026-7705 | Not Required by DOW | 30281 | WILKINS | 720A | PVB | 0.750 | 69624 | JANITOR CLOSET NEXT TO STORAGE FRONT HALLWAY
6305 | PINEFIELD DR | 43026-7705 | Not Required by DOW | 19598 | WATTS | 009M2QT | RP | 0.750 | 69623 | MECHANICAL ROOM
6305 | PINEFIELD DR | 43026-7705 | Active | 189775 | WATTS | 909 | RP | 4.000 | 69622 | MECHANICAL ROOM
6305 | PINEFIELD DR | 43026-7705 | Not Required by DOW | 30388 | WATTS | 008PCQT | PVB | 0.500 | 69628 | JANITOR CLOSET NEST TO TEACHER LOUNGE
6305 | PINEFIELD DR | 43026-7705 | Not Required by DOW | 30284 | WATTS | 008PCQT | PVB | 0.500 | 69627 | KITCHEN MOP SINK
6313 | PINEFIELD DR | 43026-7705 | Active | 261500 | WILKINS | 720A | PVB | 0.750 | 94270 | SIDE OF HOUSE
6344 | PINEFIELD DR | 43026-7704 | Active | 045982 | WATTS | LF800M4QT | PVB | 1.000 | 94477 | LEFT SIDE
6456 | PINEFIELD DR | 43026- | Active | W187084 | WILKINS | 975XLBMS | RP | 1.000 | 88044 | NE SIDE OF INTERSECTION-PINEFIELD DR & ALTON DARBY CREEK ROAD
300 | PINGREE DR | 43085-4039 | Active | CB674943 | WILKINS | 720A | PVB | 0.750 | 3508241 | RIGHT FRONT
374 | PINGREE DR | 43085 | Active | 4518588 | WILKINS | 975 | RP | 0.750 | 3633805 | IN HOTBOX AT PINGREE PARK AT PLAY AREA FOR WATER FOUNTAIN AT METER
7437 | PINGUE DR | 43085-1715 | Active | 224B | WILKINS | 350 | DC | 6.000 | 102227 | WEST SIDE OF BUILDING
7437 | PINGUE DR | 43085-1715 | Not Required by DOW | 23441 | WATTS | 919QT | RP | 2.000 | 3351158 | WEST MECHANICAL ROOM
7437 | PINGUE DR | 43085-1715 | Not Required by DOW | 3637316 | WILKINS | 975XL2 | RP | 1.000 | 3611684 | Below fiber optic panel west side
7437 | PINGUE DR | 43085-1715 | Active | 3526755 | WILKINS | 950XL | DC | 0.750 | 101901 | ALONG WEST WALL
7437 | PINGUE DR | 43085-1715 | Active | LJ-0595 | WATTS | 957 | RP | 4.000 | 100656 | TEST ROOM @ METER
7437 | PINGUE DR | 43085-1715 | Not Required by DOW | W001656 | WILKINS | 975XL | RP | 0.500 | 96138 | on wall by dryer/ north wall
7437 | PINGUE DR | 43085-1715 | Not Required by DOW | 4815280 | WILKINS | 975XL2 | RP | 2.000 | 96139 | BY BOILER AT NORTH WALL
7437 | PINGUE DR | 43085-1715 | Not Required by DOW | W331064 | WILKINS | 975XL | RP | 0.500 | 96140 | @ STORM PRESSURE STAND
7521 | PINGUE DR | 43085- | Not Required by DOW | 226324 | WATTS | 009M3QT | RP | 0.750 | 90683 | WAREHOUSE - 7525 PINGUE
7521 | PINGUE DR | 43085- | Not Required by DOW | G169954 | WILKINS | 720A | PVB | 0.750 | 96536 | SE CORNER OF BLDG - 7525 PINGUE
7521 | PINGUE DR | 43085- | Active | 20757 | WATTS | 919AQT | RP | 0.750 | 96537 | NEXT TO WATER METER - 7525 PINGUE
1018 | PINNACLE CLUB DR | 43123 | Active | 1259467 | WILKINS | 975 | RP | 1.500 | 3603776 | Hot box at front corner of address
1036 | PINNACLE CLUB DR | 43123 | Active | T240059 | WILKINS | 720A | PVB | 0.750 | 3614983
1048 | PINNACLE CLUB DR | 43123-7927 | Active | 039395 | FEBCO | 825YA | RP | 1.000 | 97256 | BASEMENT WATER METER ROOM
1063 | PINNACLE CLUB DR | 43123 | Active | CB440340 | WILKINS | 720A | PVB | 0.750 | 3632818 | LEFT SIDE OF HOUSE
1075 | PINNACLE CLUB DR | 43123 | Active | CB440318 | WILKINS | 720A | PVB | 0.750 | 3632816 | FRONT OF HOUSE
1076 | PINNACLE CLUB DR | 43123 | Active | T239685 | WILKINS | 720A | PVB | 0.750 | 3616642 | LEFT SIDE
1087 | PINNACLE CLUB DR | 43123 | Active | CB316443 | WILKINS | 720A | PVB | 0.750 | 3620063 | LEFT SIDE
1090 | PINNACLE CLUB DR | 43123 | Active | 323784 | WATTS | 800M4QT | PVB | 0.750 | 101430 | LEFT SIDE
1099 | PINNACLE CLUB DR | 43123 | Active | T417716 | WILKINS | 720A | PVB | 0.750 | 3618370 | LEFT FRONT
1102 | PINNACLE CLUB DR | 43123 | Active | T025237 | WILKINS | 720A | PVB | 0.750 | 99797 | FRONT OF HOUSE
1111 | PINNACLE CLUB DR | 43123 | Active | T432593 | WILKINS | 720 | PVB | 0.750 | 3611516 | FRONT LEFT
1114 | PINNACLE CLUB DR | 43123 | Active | T147371 | WILKINS | 720A | PVB | 0.750 | 3603476 | LEFT SIDE
1123 | PINNACLE CLUB DR | 43123 | Active | T223723 | WILKINS | 720A | PVB | 0.750 | 3613633 | RIGHT SIDE NEXT TO GAS METER
1128 | PINNACLE CLUB DR | 43123 | Active | T042206 | WILKINS | 720A | PVB | 0.750 | 100584 | LEFT SIDE
1140 | PINNACLE CLUB DR | 43123 | Active | T181214 | WILKINS | 720A | PVB | 0.750 | 3608238 | LEFT SIDE
1147 | PINNACLE CLUB DR | 43123 | Active | CB597717 | WILKINS | 720 | PVB | 0.750 | 3638795 | FRONT OF HOUSE
1159 | PINNACLE CLUB DR | 43123-7624 | Active | H930795 | FEBCO | 765 | PVB | 0.750 | 3508269 | back of house
1166 | PINNACLE CLUB DR | 43123-8184 | Active | T077051 | WILKINS | 720A | PVB | 0.750 | 3600547
1194 | PINNACLE CLUB DR | 43123 | Active | H649279 | FEBCO | 765 | PVB | 0.750 | 101325 | RIGHT SIDE OF HOUSE
1203 | PINNACLE CLUB DR | 43123 | Active | CB113776 | WILKINS | 720A | PVB | 0.750 | 3608113
1204 | PINNACLE CLUB DR | 43123- | Active | 2664622 | WILKINS | 975A | RP | 0.750 | 92704 | MECH ROOM. RESTROOM ON COURSE
1373 | PINNACLE CLUB DR | 43123 | Active | G036342 | WILKINS | 720A | PVB | 0.750 | 101771 | LEFT SIDE OF HOUSE
1413 | PINNACLE CLUB DR | 43123 | Active | T084902 | WILKINS | 720A | PVB | 0.750 | 101952 | RIGHT FRONT
1423 | PINNACLE CLUB DR | 43123 | Active | CAA29000 | WILKINS | 720A | PVB | 0.750 | 3601941 | Left Side
1473 | PINNACLE CLUB DR | 43123 | Active | B016207 | WILKINS | 720A | PVB | 0.750 | 3602933 | RIGHT SIDE
1500 | PINNACLE CLUB DR | 43123-8162 | Active | 06321 | WATTS | 007M1PCQT | DC | 0.750 | 92897 | IN PIT RIGHT OF ENTRANCE TO GOLF COURSE
1500 | PINNACLE CLUB DR | 43123-8162 | Active | 15179990906 | AMES | 3000SS | DCDA | 6.000 | 92710 | IN PIT RIGHT OF ENTRANCE TO GOLF COURSE
1500 | PINNACLE CLUB DR | 43123-8162 | Not Required by DOW | CB179928 | WILKINS | 720A | PVB | 1.000 | 103688 | REAR OF 1400 PINNACLE
1500 | PINNACLE CLUB DR | 43123-8162 | Active | NG-2694 | WILKINS | 975 | RP | 3.000 | 103602 | Hot Box at Meter Pit
1500 | PINNACLE CLUB DR | 43123-8162 | Not Required by DOW | 07005 | WATTS | 919QT | RP | 2.000 | 92898 | CLUBHOUSE BSMT
1521 | PINNACLE CLUB DR | 43123- | Active | 3414034 | WILKINS | 975XLD | RP | 0.750 | 92705 | MECH ROOM
1562 | PINNACLE CLUB DR | 43123 | Active | T463003 | WILKINS | 720A | PVB | 0.750 | 3603176 | RIGHT OF FRONT DOOR
1618 | PINNACLE CLUB DR | 43123 | Active | 345429 | WATTS | 800M4FR | PVB | 0.750 | 100474
1646 | PINNACLE CLUB DR | 43123 | Active | 351851 | WATTS | 800M4QT | PVB | 0.750 | 100660 | LEFT FRONT
1660 | PINNACLE CLUB DR | 43123 | Active | CB113758 | WILKINS | 720 | PVB | 0.750 | 3605850 | LEFT FRONT
1688 | PINNACLE CLUB DR | 43123 | Active | T223392 | WILKINS | 720A | PVB | 0.750 | 3615224 | LEFT SIDE
1744 | PINNACLE CLUB DR | 43123 | Active | T308328 | WILKINS | 720A | PVB | 0.750 | 3632824 | RIGHT SIDE OF HOUSE
1842 | PINNACLE CLUB DR | 43123-8372 | Active | F087508 | WILKINS | 720A | PVB | 1.000 | 98306 | WEST SIDE - OUTSIDE
1876 | PINNACLE CLUB DR | 43123-8372 | Active | CAB01752 | WILKINS | 720A | PVB | 1.000 | 3586742 | RIGHT SIDE OF HOUSE
1879 | PINNACLE CLUB DR | 43123-8375 | Active | HA76237 | FEBCO | 765 | PVB | 0.750 | 56473 | OUTSIDE
1916 | PINNACLE CLUB DR | 43123-8373 | Active | F022362 | WILKINS | 720A | PVB | 0.750 | 56616 | OUTSIDE
1930 | PINNACLE CLUB DR | 43123-8373 | Active | H069415 | FEBCO | 765 | PVB | 0.750 | 56663 | LEFT SIDE
1851 | PINNACLE WEST DR | 43123 | Active | T345622 | WILKINS | 720A | PVB | 0.750 | 3601797 | RIGHT SIDE
4860 | PINNACLE WOODS DR | 43123 | Active | CB602517 | WILKINS | 720 | PVB | 0.750 | 3641098 | LEFT SIDE
4870 | PINNACLE WOODS DR | 43123 | Active | CB092821 | WILKINS | 720 | PVB | 0.750 | 3618514 | RIGHT
4880 | PINNACLE WOODS DR | 43123 | Active | CB544499 | WILKINS | 720A | PVB | 0.750 | 3638914 | LEFT SIDE OF HOUSE
4900 | PINNACLE WOODS DR | 43123 | Active | CB316457 | WILKINS | 720A | PVB | 0.750 | 3619979 | LEFT SIDE
4910 | PINNACLE WOODS DR | 43123 | Active | T289448 | WILKINS | 720A | PVB | 0.750 | 3624806 | RIGHT SIDE
4930 | PINNACLE WOODS DR | 43123 | Active | CB547208 | WILKINS | 720A | PVB | 0.750 | 3639038 | RIGHT SIDE OF HOUSE
4940 | PINNACLE WOODS DR | 43123 | Active | T346066 | WILKINS | 720A | PVB | 0.750 | 3636060 | Left Front Side
4943 | PINNACLE WOODS DR | 43123 | Active | CB828072 | WILKINS | 720A | PVB | 0.750 | 3621360 | RIGHT FRONT
178 | PINNEY DR | 43085-3837 | Active | 196764 | WATTS | 800M4QT | PVB | 1.000 | 56123 | EAST SIDE FRONT
5825 | PIONEER CT | 43085-3842 | Active | T361603 | WILKINS | 720A | PVB | 0.750 | 68092 | LEFT SIDE FRONT
1595 | PIPER CT | 43123 | Active | EAA5191 | WILKINS | 720A | PVB | 0.750 | 3652849
810 | PIPESTONE DR | 43235-1714 | Active | H040465 | FEBCO | 765 | PVB | 1.000 | 73309 | FRONT OF HOUSE
818 | PIPESTONE DR | 43235-1714 | Active | T555487 | WILKINS | 720A | PVB | 1.000 | 73472 | FRONT OF HOUSE
821 | PIPESTONE DR | 43235-1753 | Active | CAA46486 | WILKINS | 720A | PVB | 0.750 | 73520 | BACK RIGHT
826 | PIPESTONE DR | 43235-1714 | Active | 790913 | WATTS | 800M4QT | PVB | 1.000 | 73622 | LEFT OF FRONT DOOR AT OFF SET BY GARAGE
829 | PIPESTONE DR | 43235-1753 | Active | 877775 | WILKINS | 720A | PVB | 1.000 | 73640 | OUTSIDE
830 | PIPESTONE DR | 43235- | Active | cb547277 | WILKINS | 720A | PVB | 0.750 | 73655 | EAST SIDE OF BLDG -- LOCATED AT 795 OLD OAK TRACE
830 | PIPESTONE DR | 43235- | Active | 592515 | WILKINS | 720A | PVB | 1.500 | 73656 | BEHIND DECORATIVE WALL OF MAIN ENTRANCE
830 | PIPESTONE DR | 43235- | Active | 637473 | WILKINS | 720A | PVB | 0.750 | 73657 | LEFT SIDE OF HOUSE
830 | PIPESTONE DR | 43235- | Active | 92556 | FEBCO | 765 | PVB | 1.000 | 73658 | 711 OLD OAK TRACE -FRONT LEFT OF DOOR
830 | PIPESTONE DR | 43235- | Active | 48486 | WILKINS | 975 | RP | 1.000 | 87358 | 737 OLD OAK TRACE -BASEMENT AT METER
830 | PIPESTONE DR | 43235- | Active | T312885 | WILKINS | 720 | PVB | 0.750 | 3638902 | 759 OLD OAK TRACE FRONT OF HOUSE
830 | PIPESTONE DR | 43235- | Active | 136068 | WILKINS | 975 | RP | 0.750 | 73650 | 730 OLD OAK TRACE -IN BASEMENT METER
830 | PIPESTONE DR | 43235- | Active | 153368 | WILKINS | 975 | RP | 0.750 | 73651 | 744 OLD OAK TRACE -IN BASEMENT AT METER
830 | PIPESTONE DR | 43235- | Active | 153389 | WILKINS | 975 | RP | 0.750 | 73652 | 718 OLD OAK TRACE -IN BASEMENT ABOVE METER
830 | PIPESTONE DR | 43235- | Active | 210038 | WILKINS | 575 | RP | 0.750 | 73653 | 771 OLD OAK TRACE -IN BASEMENT AT METER
830 | PIPESTONE DR | 43235- | Active | 4127169 | WILKINS | 975 | RP | 0.750 | 73654 | BASEMENT AT WATER METER--LOCATED AT 783 OLD OAK TRACE
834 | PIPESTONE DR | 43235-1752 | Active | 209168 | WILKINS | 720A | PVB | 0.750 | 94273 | LEFT CENTER
837 | PIPESTONE DR | 43235-1753 | Active | CB653319 | WILKINS | 720A | PVB | 0.750 | 73765 | EAST SIDE OF HOUSE
845 | PIPESTONE DR | 43235-1753 | Active | G006450 | WILKINS | 720A | PVB | 1.000 | 73871 | LEFT FRONT
854 | PIPESTONE DR | 43235-1752 | Active | 568193 | WILKINS | 720A | PVB | 0.750 | 74031 | FRONT LEFT OF DOOR
860 | PIPESTONE DR | 43235-1752 | Active | T041379 | WILKINS | 720A | PVB | 0.750 | 100372 | RIGHT SIDE
865 | PIPESTONE DR | 43235-1753 | Not Required by DOW | t276915 | WILKINS | 720A | PVB | 1.000 | 74146
865 | PIPESTONE DR | 43235-1753 | Active | W095426 | WILKINS | 975 | RP | 0.750 | 3624476 | BSMNT IN CLOSET AT WATER METER HAS WELL FOR IRRIGATION
866 | PIPESTONE DR | 43235-1752 | Active | T463371 | WILKINS | 720A | PVB | 1.000 | 74159 | LEFT FRONT
872 | PIPESTONE DR | 43235-1752 | Active | GB215161 | WILKINS | 720A | PVB | 1.000 | 74218 | BACKSIDE OF HOUSE RIGHT OF DOUBLE DOORS
878 | PIPESTONE DR | 43235-1752 | Active | Cb157621 | WILKINS | 720a | PVB | 1.000 | 74275 | LEFT FRONT
884 | PIPESTONE DR | 43235-1752 | Active | 5090 | FEBCO | 765 | PVB | 1.000 | 74349 | FRONT OF HOUSE LEFT OF FRONT DOOR
6249 | PIRTHSHIRE CIR | 43016-6792 | Active | 267775 | WILKINS | 720A | PVB | 0.750 | 69471 | EAST SIDE
6252 | PIRTHSHIRE CIR | 43016-6792 | Active | T304803 | WILKINS | 720A | PVB | 0.750 | 69487 | RIGHT FRONT SIDE
6257 | PIRTHSHIRE CIR | 43016-6792 | Active | 766093 | WILKINS | 720A | PVB | 0.750 | 69496 | FRT LT SIDE
6129 | PIRTHSHIRE ST | 43016-6705 | Active | T294928 | WILKINS | 720A | PVB | 0.750 | 91508 | LEFT FRONT IN TALL GRASS
6162 | PIRTHSHIRE ST | 43016-6708 | Active | T223433 | WILKINS | 720A | PVB | 0.750 | 3508474 | RIGHT FRONT
6176 | PIRTHSHIRE ST | 43016-6708 | Active | T293375 | WILKINS | 720A | PVB | 0.750 | 3508477 | LEFT FRONT
6229 | PIRTHSHIRE ST | 43016-6790 | Active | 375299 | WILKINS | 720A | PVB | 0.750 | 94274 | LEFT FRONT
6239 | PIRTHSHIRE ST | 43016-6790 | Active | CB072579 | WILKINS | 720A | PVB | 0.750 | 69450 | FRONT RIGHT SIDE
8526 | PITLOCHRY CT | 43017-9770 | Active | CB316391 | WILKINS | 720A | PVB | 0.750 | 3508491 | FRONT OF HOUSE BEHIND WALL
8527 | PITLOCHRY CT | 43017-9770 | Active | CB547142 | WILKINS | 720 | PVB | 0.750 | 3508492 | FRONT RIGHT
8531 | PITLOCHRY CT | 43017-9770 | Active | AA6350 | FEBCO | 765 | PVB | 0.750 | 94275 | RIGHT SIDE
8558 | PITLOCHRY CT | 43017-9770 | Active | T097081 | WILKINS | 720A | PVB | 0.750 | 3508503 | LEFT FRONT
8559 | PITLOCHRY CT | 43017-9770 | Active | A150107 | WILKINS | 375 | RP | 1.000 | 3607391 | BASEMENT
5749 | PLANK DR | 43026-7346 | Active | 302076 | WATTS | 800QT | PVB | 0.750 | 67800 | LEFT FRONT SIDE
5758 | PLANK DR | 43026-7405 | Active | 200200 | WILKINS | 720A | PVB | 0.750 | 88440 | RIGHT SIDE OF HOUSE
5759 | PLANK DR | 43026-7346 | Active | T390546 | WILKINS | 720A | PVB | 0.750 | 3582650 | RIGHT FRONT
5849 | PLANK DR | 43026-7347 | Active | G176278 | WILKINS | 720A | PVB | 0.750 | 92198 | right side
6349 | PLANKTON DR | 43213-3470 | Active | 208653 | WATTS | 800MQT | PVB | 0.750 | 87611 | NORTHWEST CORNER OF HOUSE
6415 | PLANKTON DR | 43213-3472 | Active | 119448 | WATTS | 800CMQT | PVB | 0.750 | 69905 | RIGHT SIDE OF DOOR
4068 | PLATEAU ST | 43207- | Due Install |  |  |  | RP | 6.000 | 3508695 | HOT BOX AT PIT
5682 | PLATINUM DR | 43123-8271 | Active | CB987076 | Wilkins | 720A | PVB | 0.750 | 3599130 | LEFT SIDE OF HOUSE
5697 | PLATINUM DR | 43123-8271 | Active | F136653 | WILKINS | 720A | PVB | 0.750 | 99511 | LEFT SIDE
5702 | PLATINUM DR | 43123-8272 | Active | T013485 | WILKINS | 720A | PVB | 0.750 | 99710 | OUTSIDE, RIGHT SIDE OF HOME
5731 | PLATINUM DR | 43123-8272 | Active | T391119 | WILKINS | 720A | PVB | 0.750 | 3597452 | RIGHT SIDE
5771 | PLATINUM DR | 43123-8272 | Active | f137589 | WILKINS | 720A | PVB | 0.750 | 100854 | RIGHT SIDE
5922 | PLATINUM DR | 43123-8388 | Active | G185935 | WILKINS | 720A | PVB | 0.750 | 91649 | RIGHT SIDE
3030 | PLAZA PROPERTIES BLVD | 43219-1532 | LPS - Active | [5 empty] | 3638810
3030 | PLAZA PROPERTIES BLVD | 43219-1532 | Not Required by DOW | 329225 | WILKINS | 720A | PVB | 2.000 | 97970 | Mechanical Room Rear East Middle
3030 | PLAZA PROPERTIES BLVD | 43219-1532 | Not Required by DOW | 185964 | WATTS | 909 | RP | 3.000 | 96595 | Mechanical Room Rear East Middle
3030 | PLAZA PROPERTIES BLVD | 43219-1532 | Active | 56394 | AMES | 2000B | DC | 0.750 | 96568 | Pit - Entrance Northwest by Retention Pond
3030 | PLAZA PROPERTIES BLVD | 43219-1532 | Active | 1595000707 | AMES | 3000SS | DCDA | 8.000 | 96567 | Pit - Entrance Northwest by Retention Pond
3030 | PLAZA PROPERTIES BLVD | 43219-1532 | Active | 1207960508 | AMES | 4000SS | RP | 3.000 | 96545 | Hot Box - Entrance Northwest by Retention Pond
3030 | PLAZA PROPERTIES BLVD | 43219-1532 | LPS - Active | [5 empty] | 3638811
3100 | PLAZA PROPERTIES BLVD | 43219-1530 | Not Required by DOW | 2515085 | WILKINS | 975XL | RP | 1.500 | 91483 | IN WATER RISER ROOM ROOM NE SIDE OF BLDG
3100 | PLAZA PROPERTIES BLVD | 43219-1530 | Not Required by DOW | 2453809 | WILKINS | 975XL | RP | 2.000 | 91484 | MECH ROOM 140-13
3100 | PLAZA PROPERTIES BLVD | 43219-1530 | Not Required by DOW | W279335 | WILKINS | 975XL | RP | 0.750 | 91485 | STORAGE ROOM 100-06
3100 | PLAZA PROPERTIES BLVD | 43219-1530 | Not Required by DOW | W323002 | WILKINS | 975XL | RP | 0.500 | 91486 | COOL ROOM 140-59
3100 | PLAZA PROPERTIES BLVD | 43219-1530 | Not Required by DOW | W316892 | WILKINS | 975XL | RP | 0.500 | 91487 | CEILING CORRIDOR 140-08
3100 | PLAZA PROPERTIES BLVD | 43219-1530 | Active | TE-0026 | WATTS | 957 | RP | 3.000 | 92911 | NORTH SIDE DRIVE IN HOT BOX
3100 | PLAZA PROPERTIES BLVD | 43219-1530 | Active | 1091080106 | WATTS | 774X | DCDA | 8.000 | 92912 | N SIDE DRIVE IN METER PIT
3100 | PLAZA PROPERTIES BLVD | 43219-1530 | Active | 15139 | WATTS | 007M1PCQT | DC | 0.750 | 92913 | N SIDE DRIVE IN METER PIT
7971 | PLEASANT DR | 43016 | Active | CB073683 | WILKINS | 720A | PVB | 0.750 | 3604152 | RIGHT FRONT
7972 | PLEASANT DR | 43016 | Active | CB154140 | WILKINS | 720A | PVB | 0.750 | 3611432 | Left side
7979 | PLEASANT DR | 43016 | Active | T239687 | WILKINS | 720A | PVB | 0.750 | 3605818 | LEFT SIDE
7980 | PLEASANT DR | 43016 | Active | T236043 | WILKINS | 720A | PVB | 0.750 | 3616976 | LEFT FRONT
7988 | PLEASANT DR | 43016 | Active | T231293 | WILKINS | 720A | PVB | 0.750 | 3613884 | LEFT
7995 | PLEASANT DR | 43016 | Active | T191475 | WILKINS | 720A | PVB | 0.750 | 3610183 | LEFT SIDE, SW CORNER OF HYLAND-CROY & MITCHELL-DEWITT RDS
8009 | PLEASANT DR | 43016 | Active | T411298 | WILKINS | 720A | PVB | 0.750 | 3602890 | RIGHT CENTER
8041 | PLEASANT DR | 43016 | Active | CB183797 | WILKINS | 720A | PVB | 0.750 | 98570 | FRONT OF HOUSE (EAST)
8062 | PLEASANT DR | 43016-8101 | Active | T293629 | WILKINS | 720A | PVB | 0.750 | 98556 | RIGHT SIDE OF HOUSE FRONT STREET (SOUTH)
8065 | PLEASANT DR | 43016 | Active | CB113676 | WILKINS | 720A | PVB | 0.750 | 3608284 | RIGHT FRONT
5612 | PLEASANT HILL DR | 43026-8761 | Active | HF98012 | FEBCO | 765 | PVB | 1.000 | 67428 | NORTH SIDE - OUTSIDE (SERIAL #AF4059)
5624 | PLEASANT HILL DR | 43026-8761 | Active | AL6860 | FEBCO | 765 | PVB | 1.000 | 67448 | RIGHT SIDE OF HOUSE
4837 | PLEASANT VALLEY DR | 43220-5410 | Active | T300896 | WILKINS | 720A | PVB | 0.750 | 101993 | LEFT SIDE
4847 | PLEASANT VALLEY DR | 43220-5410 | Active | 5255 | WATTS | 800M4QT | PVB | 0.750 | 101751 | LEFT SIDE OF HOUSE
4857 | PLEASANT VALLEY DR | 43220-5410 | Active | 000093 | WATTS | 800M4QT | PVB | 1.000 | 87704 | RIGHT SIDE MIDDLE
4867 | PLEASANT VALLEY DR | 43220-5410 | Active | B179906 | WILKINS | 720A | PVB | 1.000 | 65276 | FRT OF HSE LT OF DOOR
4877 | PLEASANT VALLEY DR | 43220-5410 | Active | 0308 | FEBCO | 765 | PVB | 1.000 | 65302 | RIGHT SIDE OF HOUSE
4887 | PLEASANT VALLEY DR | 43220-5410 | Active | 42811 | FEBCO | 765 | PVB | 1.000 | 94279 | Front of the house right of front door
4900 | PLEASANT VALLEY DR | 43220-5418 | Active | T417596 | WILKINS | 720A | PVB | 1.000 | 65383 | FRONT OF HSE
4856 | PLEASANT WOODS CT | 43230-5130 | Active | 371475 | WILKINS | 720A | PVB | 1.000 | 94281 | LEFT SIDE REAR
3863 | PLEASANTBROOK DR | 43026-5710 | Active | T239820 | WILKINS | 720A | PVB | 0.750 | 100477 | LEFT SIDE
3870 | PLEASANTBROOK DR | 43026-5746 | Active | CB629082 | WILKINS | 720 | PVB | 0.750 | 3508815 | LEFT SIDE OF HOUSE
6335 | PLESENTON DR | 43085-2932 | Active | 13864 | WATTS | 909PCQT | RP | 1.000 | 69739 | UNDER DECK AT REAR OF HOUSE
6430 | PLESENTON DR | 43085-2943 | Active | 61588 | WATTS | 009M3QT | RP | 0.750 | 69921 | AT WATER METER
6450 | PLESENTON DR | 43085-2943 | Active | 464017 | WATTS | 909QT | RP | 0.750 | 69954 | BASEMENT SW CORNER
6530 | PLESENTON DR | 43085-2931 | Active | 3637329 | WILKINS | 975 | RP | 1.000 | 70196 | AT WATER METER IN BASEMENT -UNDER STAIRS
6541 | PLESENTON DR | 43085-2944 | Active | 4663853 | WILKINS | 975XL2 | RP | 0.750 | 3635863 | IN BASEMENT BY WATER METER
6544 | PLESENTON DR | 43085-2931 | Active | G125094 | WILKINS | 720A | PVB | 0.750 | 96050 | FROTN OF HOME
6400 | PLESENTON N DR | 43085-2943 | Active | 258264 | Watts | 009M3QT | RP | 0.750 | 75023 | BASEMENT AT METER
6480 | PLESENTON N DR | 43085-2943 | Active | 2097996 | WILKINS | 975XL | RP | 1.000 | 103254 | BASEMENT N WALL AT METER
6490 | PLESENTON N DR | 43085-2943 | Active | T424172 | Wilkins | 720A | PVB | 0.750 | 3650655 | RIGHT FRONT
6570 | PLESENTON N DR | 43085-2931 | Active | DD4161 | FEBCO | 765 | PVB | 1.000 | 70270 | FRONT OF HOUSE
6515 | PLESENTON S DR | 43085- | Active | BB8636 | FEBCO | 765 | PVB | 0.750 | 70154 | FRONT OF HOUSE LEFT FRONT DOOR
6533 | PLESENTON S DR | 43085- | Active | AF3953 | FEBCO | 765 | PVB | 1.000 | 70209 | FRONT OF HOUSE
6577 | PLESENTON S DR | 43085-3090 | Active | 3641143 | WILKINS | 975XL2 | RP | 0.750 | 103342 | Basement
6585 | PLESENTON S DR | 43085-3090 | Active | H562421 | FEBCO | 765 | PVB | 0.750 | 97908 | front of house
6600 | PLESENTON S DR | 43085-3092 | Active | 4062 | WATTS | 800M2QT | PVB | 1.000 | 70350 | FRONT OF HOUSE, RIGHT OF WALL
2321 | PLOVER CT | 43228-9154 | Active | T096959 | WILKINS | 720A | PVB | 0.750 | 103263 | LEFT SIDE OF HOUSE
893 | PLUM RDG | 43213-3329 | Active | 4678577 | WILKINS | 375-XL2 | RP | 0.750 | 3508839 | IN BASEMENT NEAR METER (ISOLATION DEVICE)
3157 | PLYMOUTH PL | 43213-4236 | Active | CR3157 | FEBCO | 765 | PVB | 1.000 | 3508910 | LEFT SIDE OF HOUSE
4371 | PLYMOUTH ROCK CT | 43230-1595 | Active | HB56247 | FEBCO | 765 | PVB | 1.000 | 3609411 | LEFT SIDE OF HOUSE
4405 | PLYMOUTH ROCK CT | 43230-1595 | Active | H492987 | FEBCO | 765 | PVB | 0.750 | 95001 | RIGHT SIDE OF HOUSE
5689 | POCOWILLIS CT | 43081-8299 | Active | H432107 | FEBCO | 765 | PVB | 0.750 | 67603 | SOUTH EAST CORNER OF HOUSE
517 | POE AVE | 43085-3036 | Active | H069454 | FEBCO | 765 | PVB | 0.750 | 66225 | RT SIDE
1500 | POLARIS NE PKWY | 43240-2126 | Not Required by DOW | W352184 | WILKINS | 975XL | RP | 0.500 | 97989 | MOLLY WOOS SUITE 220 ABOVE MOP SINK
1500 | POLARIS NE PKWY | 43240-2126 | Not Required by DOW | [5 empty] | 55217
1500 | POLARIS NE PKWY | 43240-2126 | Active | 102081231 | FEBCO | 826YD | RP | 3.000 | 55216 | SE BY LORD & TAYLOR
1500 | POLARIS NE PKWY | 43240-2126 | Not Required by DOW | 099013 | WATTS | LF007M1QT | DC | 1.000 | 3641282 | FOOD COURT REFRESH - IN LOWER LEVEL CEILING
1500 | POLARIS NE PKWY | 43240-2126 | Not Required by DOW | 4609362 | WILKINS | 975XL | RP | 0.750 | 3636532 | DAILY GROWLER, OUTSIDE WALK IN COOLER IN BAR AREA
1500 | POLARIS NE PKWY | 43240-2126 | Not Required by DOW | 106138 | CONBRACO | 40207T2 | RP | 1.500 | 3615172 | UTILITY ROOM - BUILDING 400
1500 | POLARIS NE PKWY | 43240-2126 | Not Required by DOW | 141292 | APOLLO/CONBRACO | 40207T2 | RP | 1.500 | 101106 | 400 BLDG UTILITY ROOM
1500 | POLARIS NE PKWY | 43240-2126 | Not Required by DOW | 171687 | WATTS | 009M2PCQT | RP | 2.000 | 100813
1500 | POLARIS NE PKWY | 43240-2126 | Not Required by DOW | 105854 | WATTS | 007M2QT | DC | 1.500 | 99584 | COURTYARD GODFRYS IN METER PIT
1500 | POLARIS NW PKWY | 43240-2126 | Not Required by DOW | 43136 | WATTS | 009M3QT | RP | 0.750 | 55223 | BACK ROOM BY STEAM PRESS in Jos. A Banks
1500 | POLARIS NW PKWY | 43240-2126 | Active | 1149480701 | AMES | 3000SS | DCDA | 8.000 | 55218 | NORTH RISER ROOM
1500 | POLARIS NW PKWY | 43240-2126 | Active | 20487 | FLOMATIC | DCVE | DC | 0.750 | 55219 | NORTH RISER ROOM
1500 | POLARIS NW PKWY | 43240-2126 | Active | 6607C | Wilkins | 375 AST | RP | 3.000 | 55221 | B-1 Riser Room
1500 | POLARIS NW PKWY | 43240-2126 | Not Required by DOW | 1236863 | WILKINS | 975XLBMS | RP | 2.000 | 55222 | MOLLY WOOS SUITE 220 MOP SINK ROOM AT DEDUCT METER
770 | POLARIS PKWY | 43240- | Active | 400797 | WILKINS | 975XL | RP | 1.500 | 72564 | AT METER IN CAR WASH ST# 9376
770 | POLARIS PKWY | 43240- | Active | 3078204 | WILKINS | 975XLBMS | RP | 1.500 | 72565 | AT METER IN CAR WASH ST# 9376
770 | POLARIS PKWY | 43240- | Active | 3901022 | WILKINS | 975XLBMS | RP | 0.750 | 72563 | CAR WASH IN BLDG ABOVE METER ST# 9376
771 | POLARIS PKWY | 43240- | Active | 1276546 | WILKINS | 975 | RP | 1.000 | 72603 | REAR MECH ROOM
771 | POLARIS PKWY | 43240- | Active | 31603 | WATTS | 009M2QT | RP | 1.500 | 72604 | REAR OF BUILDING
801 | POLARIS PKWY | 43240 | Not Required by DOW | 4742511 | WILKINS | 975 | RP | 1.000 | 3613216 | POOL MECHANICAL ROOM
801 | POLARIS PKWY | 43240 | Not Required by DOW | 17480 | WATTS | 919QT | RP | 1.500 | 3613215 | POOL MECHANICAL ROOM
801 | POLARIS PKWY | 43240 | Not Required by DOW | 224442 | WATTS | 919QT | RP | 2.000 | 3606118 | SPRINKLER ROOM
801 | POLARIS PKWY | 43240 | Active | 33562 | WATTS | 719QT | DC | 0.750 | 3613214 | SPRINKLER ROOM
801 | POLARIS PKWY | 43240 | Active | 2216 | WILKINS | 375AST | RP | 4.000 | 3613212 | SPRINKLER ROOM
801 | POLARIS PKWY | 43240 | Active | N1312170622 | FEBCO | 876VST | DCDA | 6.000 | 3613213 | SPRINKLER ROOM
901 | POLARIS PKWY | 43240-2035 | Active | 39219 | WATTS | 007QT | DC | 0.750 | 74491 | NORTH WALL WAREHOUSE
901 | POLARIS PKWY | 43240-2035 | Active | 31413 | AMES | 3000SS | DCDA | 6.000 | 74490 | NORTH WALL WAREHOUSE (SERIAL # 3KN1413)
901 | POLARIS PKWY | 43240-2035 | Due Install |  |  |  | RP |  | 3636843 | NORTH WALL WAREHOUSE
901 | POLARIS PKWY | 43240-2035 | Active | 767359 | WILKINS | 975XL | RP | 1.500 | 74492 | NORTH WALL WAREHOUSE
909 | POLARIS PKWY | 43240-2035 | Not Required by DOW | 159475 | WATTS | 800QT | PVB | 1.000 | 74537 | WATER MECHANICAL ROOM SW SIDE OF BLDG
909 | POLARIS PKWY | 43240-2035 | Active | 731711 | WILKINS | 975XL | RP | 1.500 | 74538 | IN WATER METER/STORAGE CLOSET IN CENTER OF BLDG W SIDE NEAR DOOR
920 | POLARIS PKWY | 43240 | Active | 209257 | WATTS | LF009M2QT | RP | 2.000 | 3653835 | HOTBOX
920 | POLARIS PKWY | 43240 | Active | 188682 | WATTS | LF009M2QT | RP | 1.500 | 3653524 | HOTBOX
920 | POLARIS PKWY | 43240 | Active | AJY7001 | WILKINS | 375 | RP | 1.000 | 3653836 | MECH ROOM
921 | POLARIS PKWY | 43240-2035 | Active | CAB79206 | WILKINS | 720A | PVB | 0.750 | 74620 | SW CORNER
935 | POLARIS PKWY | 43240-2035 | Active | B00043 | FEBCO | LF860 | RP | 2.000 | 3609327 | MECH RM REAR OF BUILDING/STOCK RM RISER
935 | POLARIS PKWY | 43240-2035 | Active | 45201 | AMES | 2000B | DC | 0.750 | 89405 | RECEIVING/STORAGE AREA AT REAR OF STORE
935 | POLARIS PKWY | 43240-2035 | Active | W236300 | WILKINS | 975XL | RP | 2.000 | 87211 | LOADING DOCK-SOUTH REAR OF BUILDING
935 | POLARIS PKWY | 43240-2035 | Active | 143699 | AMES | 3000SS | DCDA | 4.000 | 88144 | RECEIVING/STORAGE AREA AT REAR OF STORE
940 | POLARIS PKWY | 43240-2034 | Active | 58871 | WATTS | 007M1QT | DC | 0.750 | 88860 | SE CORNER MECH ROOM
940 | POLARIS PKWY | 43240-2034 | Active | 2280388 | WILKINS | 975XL | RP | 1.500 | 88758 | MECH RM BY MTR / BACK OF BLDG
940 | POLARIS PKWY | 43240-2034 | Active | 206284 | WILKINS | 720A | PVB | 1.500 | 88759 | MECH RM BY MTR/ BACK OF BLDG
940 | POLARIS PKWY | 43240-2034 | Active | 1295831003 | AMES | 3000SS | DCDA | 6.000 | 88859 | SE CORNER MECH ROOM
999 | POLARIS PKWY | 43240-2051 | Active | 431100 | WILKINS | 975XL | RP | 1.000 | 74968 | IN MECHANICAL ROOM IN REAR
999 | POLARIS PKWY | 43240-2051 | Active | H178613 | FEBCO | 765 | PVB | 0.750 | 98347 | MECHANIC ROOM AT WATER METER
1000 | POLARIS PKWY | 43240-2110 | Active | 139357 | WATTS | 909 | RP | 3.000 | 53556 | SPRINKLER ROOM ENTER OUTSIDE
1000 | POLARIS PKWY | 43240-2110 | Not Required by DOW | 32931 | WATTS | 919QT | RP | 1.000 | 102045 | BOILER/MECHANICAL ROOM, CENTER OF BUILDING
1000 | POLARIS PKWY | 43240-2110 | Active | 18763 | WATTS | 007M1QT | DC | 0.750 | 100698 | PIT, LEFT SIDE OF DRIVE
1000 | POLARIS PKWY | 43240-2110 | Active | 1764671111 | AMES | 3000SS | DCDA | 6.000 | 100697 | PIT, LEFT SIDE OF DRIVE
1021 | POLARIS PKWY | 43240-2004 | Not Required by DOW | W143165 | WILKINS | 975 | RP | 1.000 | 53640 | INSIDE ABOVE METER, REAR STORAGE
1021 | POLARIS PKWY | 43240-2004 | Active | 399374 | WATTS | 909M1QT | RP | 1.500 | 53639 | AT WATER METER, REAR STORAGE
1040 | POLARIS PKWY | 43240-2005 | Active | 43891 | WATTS | 909M1QT | RP | 1.500 | 97534 | NE MECH/RISER AREA AT WATER MTR
1040 | POLARIS PKWY | 43240-2005 | Active | 1680110109 | AMES | 3000SS | DCDA | 4.000 | 98768 | NE MECH/RISER AREA STOCK AREA
1040 | POLARIS PKWY | 43240-2005 | Not Required by DOW | 617827 | WATTS | 909HWQT | RP | 1.000 | 97487 | receiving area/mech room
1040 | POLARIS PKWY | 43240-2005 | Active | 18542 | WATTS | 007M2 | DC | 0.750 | 98767 | NE MECH/RISER AREA STOCK AREA
1049 | POLARIS PKWY | 43240- | Active | 9904141241 | FEBCO | 856 | DCDA | 8.000 | 53705 | in water meter pit front of parking lot near road
1049 | POLARIS PKWY | 43240- | Active | 4326370 | wilkins | 975xl | RP | 1.500 | 53706 | FIRE SPRINKLER ROOM DOOR #1049 BACK OF BUILDING
1049 | POLARIS PKWY | 43240- | Active | A010310 | FEBCO | 805 | DC | 0.750 | 53704 | in water meter pit front of parking lot near road
1049 | POLARIS PKWY | 43240- | Active | 236351 | WATTS | 009M2QT | RP | 1.000 | 103429 | 1047 POLARIS PARKWAY, REAR KITCHEN ABOVE MOP SINK
1049 | POLARIS PKWY | 43240- | Active | L14605 | WILKINS | 375 | RP | 3.000 | 53708 | REAR MAIN MECH ROOM
1055 | POLARIS PKWY | 43240-2004 | Active | 404137 | WATTS | 909M1QT | RP | 1.500 | 53739 | IN BACK ROOM BY WATER METER
1055 | POLARIS PKWY | 43240-2004 | Not Required by DOW | 212732 | WATTS | 800QT | PVB | 0.750 | 53738 | OUT BACK BY TANKS
1060 | POLARIS PKWY | 43240-2005 | Active | W047092 | WILKINS | 975XLBMS | RP | 1.000 | 53745 | BACK ROOM
1060 | POLARIS PKWY | 43240-2005 | Due Install |  |  |  | RP | 1.000 | 3636700 | BACK ROOM
1067 | POLARIS PKWY | 43240- | Active | W125938 | WILKINS | 975XL | RP | 2.000 | 53757 | SW MECH/METER ROOM BY KITCHEN W UNIT
1070 | POLARIS PKWY | 43240-4038 | Active | 320221 | WATTS | 909M1QT | RP | 2.000 | 53767 | SOUTH STAIRWELL
1070 | POLARIS PKWY | 43240-4038 | Not Required by DOW | 45770 | WATTS | 009M1QT | RP | 1.500 | 53768 | SOUTH STAIRWELL
1070 | POLARIS PKWY | 43240-4038 | Active | 64265 | WATTS | 007M1QT | DC | 2.000 | 53769 | SOUTH STAIR WELL
1079 | POLARIS PKWY | 43240-2004 | Active | W128215 | WILKINS | 975XL2 | RP | 1.500 | 53795 | METER ROOM #1083 REAR OF BUILDING
1080 | POLARIS PKWY | 43240-6035 | Not Required by DOW | 746070 | WILKINS | 975 | RP | 0.750 | 53808 | MOP SINK ROOM WEST SIDE OF BUILDING in suite 130
1080 | POLARIS PKWY | 43240-6035 | Not Required by DOW | 3816720 | WILKINS | 975XL2 | RP | 0.750 | 53807 | MOP SINK ROOM WEST SIDE OF BUILDING in suite 130
1080 | POLARIS PKWY | 43240-6035 | Not Required by DOW | 302842 | WATTS | 009M3QT | RP | 0.750 | 53802 | Suite 220 MECHANICAL ROOM--PROTECTING WATER COOLED CONDERSOR
1080 | POLARIS PKWY | 43240-6035 | Not Required by DOW | 298940 | WATTS | 009M3QT | RP | 0.750 | 53803 | Suite 220 MECHANICAL ROOM -- PROTECTION FOR DENTAL CHAIRS
1080 | POLARIS PKWY | 43240-6035 | Active | 36546 | WATTS | 007QT | DC | 0.750 | 53806 | PIT
1080 | POLARIS PKWY | 43240-6035 | Active | 3CN1648 | AMES | 3000SS | DCDA | 6.000 | 53804 | PIT S OF LOT IN GRASS
1080 | POLARIS PKWY | 43240-6035 | Active | 320708 | WATTS | 909M1QT | RP | 2.000 | 53805 | UNDER STAIR WEST END OF BUILDING
1101 | POLARIS PKWY | 43240- | Active | W111137 | WILKINS | 975XL | RP | 1.500 | 53890 | ENTER FROM REAR OUTSIDE DOOR 2ND FROM WEST
1101 | POLARIS PKWY | 43240- | Active | 99929 | WATTS | 009M2PCQT | RP | 1.500 | 93421 | enter from rear outside door 2nd from west
1111 | POLARIS PKWY | 43240-2031 | LPS - Active |  |  |  | LPC |  | 3632782 | DOM BOOSTER PUMP
1111 | POLARIS PKWY | 43240-2031 | Active | 900567 | APOLLO/CONBRACO | RPLF4A | RP | 0.500 | 3630296 | KITCHEN
1111 | POLARIS PKWY | 43240-2031 | Active | 23352 | WATTS | LF008PCQT | SVB | 0.500 | 3630294 | KITCHEN
1111 | POLARIS PKWY | 43240-2031 | LPS - Active | [5 empty] | 3633137 | FIRE BOOSTER PUMP
1111 | POLARIS PKWY | 43240-2031 | Active | 03159 | WATTS | 919 | RP | 0.500 | 101182 | LOWER LEVEL BY HOUSE KEEPING MOP SINK
1111 | POLARIS PKWY | 43240-2031 | Active | 06201 | WATTS | 009QT | RP | 1.50 | 53964 | CENTRAL MECH ROOM 0C0295
1111 | POLARIS PKWY | 43240-2031 | Active | 348412 | WATTS | 909M1QT | RP | 1.500 | 53963 | RM OLO795 - 1111 MCCOY CENTER WAY
1111 | POLARIS PKWY | 43240-2031 | Active | 348380 | WATTS | 909M1QT | RP | 1.50 | 53962 | RM OGO795 - 1111 MCCOY CENTER WAY- CENTRAL MECHANICAL ROOM
1111 | POLARIS PKWY | 43240-2031 | Active | 1833280920 | AMES | 2000SS | DCDA | 8.000 | 53961 | 1111 MCCOY CNTR SW GARAGE MAINT BLDG BLDG FIRE LINE
1111 | POLARIS PKWY | 43240-2031 | Active | 183724 | WATTS | 909 | RP | 4.00 | 53960 | 1111 MCCOY CNTR MECH/PUMP ROOM FOR BLDG DOM WATER- N PLANT (UPPER)
1111 | POLARIS PKWY | 43240-2031 | Active | 183833 | WATTS | 909 | RP | 4.00 | 53959 | 1111 MCCOY CNTR MECH/PUMP ROOM FOR BLDG DOM WATER- N PLANT
1111 | POLARIS PKWY | 43240-2031 | Active | 009928 | WATTS | 909 | RP | 3.00 | 53958 | 1111 MCCOY CNTR LOWER MECH ROOM SOUTH BOILER ROOM
1111 | POLARIS PKWY | 43240-2031 | Active | 147366 | WATTS | 909 | RP | 3.00 | 53957 | 1111 MCCOY CTR MECH/PUMP ROOM FOR PLANT WATER- N PLANT (UPPER)
1111 | POLARIS PKWY | 43240-2031 | Active | 147364 | WATTS | 909 | RP | 3.00 | 53956 | 1111 MCCOY CTR MECH/PUMP ROOM FOR PLANT WATER- N PLANT (LOWER)
1111 | POLARIS PKWY | 43240-2031 | Active | 020182 | WATTS | LF800QT | PVB | 0.750 | 3638869 | 1111 Polaris Pkwy in Starbucks.
1111 | POLARIS PKWY | 43240-2031 | Active | XC-1917 | AMES | COLT 400 | RP | 8.000 | 3633138 | IN HOT BOX AT PIT
1120 | POLARIS PKWY | 43240-4042 | Active | 9910151244 | FEBCO | 856 | DCDA | 6.000 | 53995 | METER PIT WEST OF BUILDING
1120 | POLARIS PKWY | 43240-4042 | Not Required by DOW | 4168998 | WILKINS | 975XL2 | RP | 1.500 | 53990 | OUTSIDE ABOVE METER PIT
1120 | POLARIS PKWY | 43240-4042 | Active | 32498 | WILKINS | 975 | RP | 3.000 | 53994 | SW STAIRWELL AT WATER RISER
1120 | POLARIS PKWY | 43240-4042 | Not Required by DOW | 254746 | WATTS | 009QT | RP | 0.500 | 53993 | IN MECH ROOM, OFF BREAK ROOM, ABOVE VAC SUITE 130
1120 | POLARIS PKWY | 43240-4042 | Active | A012551 | FEBCO | 805YB | DC | 0.750 | 53991 | METER PIT WEST OF BLDG
1121 | POLARIS PKWY | 43240-6086 | Active | 180424 | WATTS | 009M2QT | RP | 1.000 | 53999 | IN ELECTRICAL ROOM
1121 | POLARIS PKWY | 43240-6086 | Not Required by DOW | 201001 | WATTS | 009M2QT | RP | 1.000 | 54000 | IN ELECTRICAL ROOM
1131 | POLARIS PKWY | 43240-6045 | Active | A022154 | FEBCO | 805 | DC | 0.750 | 54022 | SE CORNER OF BUILDING AT DOCK
1131 | POLARIS PKWY | 43240-6045 | Active | F0207171806 | FEBCO | 876 | DCDA | 4.000 | 54021 | SE CORNER OF BUILDING AT DOCK
1131 | POLARIS PKWY | 43240-6045 | Not Required by DOW | W010579 | WILKINS | 975XL | RP | 1.500 | 54020 | IN WAREHOUSE SE CORNER
1131 | POLARIS PKWY | 43240-6045 | Active | 78873 | WATTS | 009M2QT | RP | 1.500 | 54023 | ON EAST WALL OF WAREHOUSE
1141 | POLARIS PKWY | 43240-6045 | Active | H025192 | FEBCO | 765 | PVB | 1.000 | 54046 | BACK OF BUILDING BY MECHANICALS NORTHWEST
1158 | POLARIS PKWY | 43240-2024 | Active | 21942 | AMES | 2000B | DC | 0.750 | 54095 | IN WATER METER ROOM
1158 | POLARIS PKWY | 43240-2024 | Active | 17660 | AMES | 3000SS | DCDA | 4.000 | 54094 | IN WATER METER ROOM
1158 | POLARIS PKWY | 43240-2024 | Not Required by DOW | 171821 | WATTS | 009M2QT | RP | 1.000 | 54093 | IN WATER METER ROOM RM 1148
1158 | POLARIS PKWY | 43240-2024 | Active | 69977 | WATTS | 009M2QT | RP | 1.500 | 54096 | IN WATER METER ROOM
1161 | POLARIS PKWY | 43240-6000 | Active | 880026 | WILKINS | 975XL | RP | 1.500 | 54110 | MECH ROOM
1170 | POLARIS PKWY | 43240-2024 | Active | W177816 | WILKINS | 975 | RP | 1.500 | 53780 | IN BACK - UNIT 1190 NE CORNER
1170 | POLARIS PKWY | 43240-2024 | Active | 1360050904 | AMES | 3000DCDA | DCDA | 8.000 | 54130 | SW Corner of Lot - Meter Pit by Capella Dr.
1170 | POLARIS PKWY | 43240-2024 | Active | W177876 | WILKINS | 975XLBMS | RP | 2.000 | 54133 | NEAR REAR DOOR 1194 CATHERINES
1170 | POLARIS PKWY | 43240-2024 | Active | 40494 | AMES | 2000SS | DC | 0.750 | 3639367 | SW Corner of Lot - Meter Pit by Capella Dr.
1170 | POLARIS PKWY | 43240-2024 | Active | W177877 | WILKINS | 975XLBMS | RP | 2.000 | 54134 | 1184 Polaris Pkwy - PetSmart - Rear NW Corner - Dock Area
1170 | POLARIS PKWY | 43240-2024 | Active | W177878 | WILKINS | 975XLBMS | RP | 2.000 | 54135 | NEAR REAR DOOR
1170 | POLARIS PKWY | 43240-2024 | Due Install |  |  |  | RP | 4.000 | 3639366
1170 | POLARIS PKWY | 43240-2024 | Active | 96815 | WATTS | 009M3QT | RP | 0.750 | 101101 | 1184 Polaris Pkwy - PetSmart - Fish Mech area SW front of Store
1170 | POLARIS PKWY | 43240-2024 | Active | ACA7508 | WILKINS | 975XL | RP | 2.000 | 54137 | 1180 POLARIS PKWY - Big Sandy
1173 | POLARIS PKWY | 43240- | Not Required by DOW | 112837 | WATTS | 009M2QT | RP | 0.750 | 54175 | 1391 Polaris Pkwy - PANERA BREAD, outside mech room
1173 | POLARIS PKWY | 43240- | Not Required by DOW | 0006574 | AMES | 2000SS | DC | 0.750 | 54174 | 1245 Polaris Pkwy - Big Lots, IN FIRE SPRINKLER ROOM
1173 | POLARIS PKWY | 43240- | Not Required by DOW | 7676 | AMES | 2000SS | DC | 0.750 | 54173 | MECH ROOM
1173 | POLARIS PKWY | 43240- | Not Required by DOW | 9859 | WATTS | 009 | RP | 3.000 | 54176 | 1215/1217 POLARIS PARKWAY, SPRINKLER ROOM
1173 | POLARIS PKWY | 43240- | Not Required by DOW | F01866 | AMES | 2000SS | DC | 4.000 | 54177 | 1275 polaris pkwy - ARHAUS, stock room
1173 | POLARIS PKWY | 43240- | Not Required by DOW | 742838 | WILKINS | 975 | RP | 2.000 | 54172 | 1275 polaris pkwy - TJ MAXX
1173 | POLARIS PKWY | 43240- | Not Required by DOW | 149840 | WATTS | 009M2QT | RP | 2.000 | 87206 | BREAK ROOM
1173 | POLARIS PKWY | 43240- | Not Required by DOW | 682691 | WILKINS | 975 | RP | 2.000 | 54171 | 1177 POLARIS PKWY, DOCK
1173 | POLARIS PKWY | 43240- | Not Required by DOW | 607467 | WILKINS | 975XLBMS | RP | 2.000 | 54170 | 1177 POLARIS PKWY - KROGER, DOCK
1173 | POLARIS PKWY | 43240- | Not Required by DOW | 52451 | WATTS | 009QT | RP | 1.000 | 54169 | MECHANICAL ROOM
1173 | POLARIS PKWY | 43240- | Not Required by DOW | 25483 | WATTS | 008PCQT | SVB | 0.500 | 89504 | 1177 POLARIS PKWY, AT SINK IN PRODUCE PREP AREA
1173 | POLARIS PKWY | 43240- | Not Required by DOW | 106787 | AMES | 2000CIV | DC | 4.000 | 90487 | 1495 POLARIS MECH ROOM
1173 | POLARIS PKWY | 43240- | Not Required by DOW | 52450 | WATTS | 009QT | RP | 1.000 | 54168 | MECH ROOM
1173 | POLARIS PKWY | 43240- | Not Required by DOW | 29905 | WATTS | 009M2QT | RP | 2.000 | 91712 | 1285 POLARIS PKWY - BARNES AND NOBLE, BY SPRINKLER RISER
1173 | POLARIS PKWY | 43240- | Not Required by DOW | 2KN1085 | AMES | 2000SS | DC | 4.000 | 92857 | 1255 POLARIS PKWY - TJ MAXX, STOCK ROOM
1173 | POLARIS PKWY | 43240- | Not Required by DOW | 51316 | WATTS | 009QT | RP | 1.000 | 54167 | REAR OF BUILDING IN FIRE RISER ROOM
1173 | POLARIS PKWY | 43240- | Not Required by DOW | 47607 | WATTS | 008PCQT | PVB | 0.500 | 96470 | 1177 POLARIS PKWY, BAKERY AT SINK
1173 | POLARIS PKWY | 43240- | Not Required by DOW | 53680 | WATTS | 008PCQT | SVB | 0.500 | 96471 | 1177 POLARIS PKWY, MEAT PREP AREA @ SINK
1173 | POLARIS PKWY | 43240- | Not Required by DOW | 107541 | AMES | 3000SS | DCDA | 4.000 | 96954 | 1281 POLARIS PKWY, STORAGE ROOM
1173 | POLARIS PKWY | 43240- | Active | TI-1219 | AMES | 400 | RP | 8.000 | 3629733 | Combination meter in pit at SW corner behind Kroger. Needs RP in a hotbox.
1173 | POLARIS PKWY | 43240- | Not Required by DOW | 28067985 | FEBCO | 835B | RP | 2.000 | 98311 | 1375 POLARIS PKWY, BY REAR DOCK DOOR
1173 | POLARIS PKWY | 43240- | Not Required by DOW | 74583 | WATTS | 008PCQT | PVB | 0.500 | 3607721 | 1177 POLARIS PARKWAY, MEN'S RESTROOM
1173 | POLARIS PKWY | 43240- | Not Required by DOW | 57401 | WATTS | 008PCQT | SVB | 0.50 | 99209 | 1177 POLARIS PKWY - KROGER, Bakery
1173 | POLARIS PKWY | 43240- | Not Required by DOW | 102661 | AMES | 2000SS | DC | 4.000 | 54144 | 1307/1311 POLARIS PARKWAY, SPRINKLER ROOM PT SQUARE
1173 | POLARIS PKWY | 43240- | Not Required by DOW | ABN8922 | WILKINS | 975XL2 | RP | 1.000 | 103434 | 1275 POLARIS PKWY - ARHAUS FURNITURE #27, WAREHOUSE SOUTH WALL
1173 | POLARIS PKWY | 43240- | Not Required by DOW | 4280 | AMES | 2000B | DC | 0.750 | 103435 | 1285 POLARIS PKWY - POLARIS FASHION PLACE, BACK ROOM
1173 | POLARIS PKWY | 43240- | Not Required by DOW | 101627 | AMES | 2000SS | DC | 4.000 | 54143 | 1391 Polaris Pkwy - PANERA BREAD, OUTSIDE MECHANICAL ROOM
1173 | POLARIS PKWY | 43240- | Not Required by DOW | 11273 | AMES | 2000SS | DC | 4.000 | 54145 | IN KITCHEN
1173 | POLARIS PKWY | 43240- | Not Required by DOW | 04280 | AMES | 2000SS | DC | 0.750 | 54142 | 1285 Polaris Pkwy -
1173 | POLARIS PKWY | 43240- | Not Required by DOW | 484772 | WATTS | 909HWQT | RP | 1.000 | 103431 | 1235 POLARIS PKWY, IN CEILING IN BACK ROOM
1173 | POLARIS PKWY | 43240- | Not Required by DOW | 2F01866 | AMES | 2000SS | DC | 4.000 | 103432 | 1275 POLARIS PKWY - ARHAUS FURNITURE #27, WAREHOUSE SOUTH WALL
1173 | POLARIS PKWY | 43240- | Not Required by DOW | 4HN1299 | AMES | 4000SS | RP | 2.500 | 54166 | FRONT STAIRWELL @ LANDING IN ACCESS PANEL
1173 | POLARIS PKWY | 43240- | Not Required by DOW | J29900 | WATTS | 009M2QT | RP | 2.000 | 103437 | 1331 POLARIS PKWY, REAR OF STORE BY WATER METER
1173 | POLARIS PKWY | 43240- | Not Required by DOW | 114677 | WATTS | 009M2QT | RP | 2.000 | 54146 | 1245 polaris pkwy - Big Lots, IN FIRE SPRINKLER CONTROL ROOM
1173 | POLARIS PKWY | 43240- | Not Required by DOW | 114913 | WATTS | 009M2QT | RP | 2.000 | 54147 | 1265 POLARIS PKWY - JO ANN FABRICS, BACK ROOM @ RECEIVING
1173 | POLARIS PKWY | 43240- | Not Required by DOW | 127151 | WATTS | 009M2QT | RP | 2.000 | 54148 | OFFICE MAX
1173 | POLARIS PKWY | 43240- | Not Required by DOW | 2JN0218 | AMES | 2000SS | DC | 4.000 | 54161 | 1265 POLARIS PKWY - JOANN FABRICS, NE STR RM, BACK ROOM @ RECEIVING
1173 | POLARIS PKWY | 43240- | Not Required by DOW | 129900 | WATTS | 009M2QT | RP | 2.000 | 54149 | 1331 POLARIS PKWY - WORLD MARKET
1173 | POLARIS PKWY | 43240- | Not Required by DOW | 77389 | WATTS | 008PCQT | SVB | 0.500 | 102337 | DAIRY COOLER
1173 | POLARIS PKWY | 43240- | Not Required by DOW | 2HN1470 | AMES | 2000SS | DC | 6.000 | 54160 | 1177 POLARIS PKWY, REAR DOCK @ SPRINKLER RISERS
1173 | POLARIS PKWY | 43240- | Not Required by DOW | 74752 | WATTS | 008PCQT | SVB | 0.500 | 100601 | 1177 POLARIS PKWY, MEAT DEPT
1173 | POLARIS PKWY | 43240- | Not Required by DOW | 11026040522 | AMES | 3000SS | DC | 6.000 | 54159 | 1375 POLARIS PKWY - BEST BUY - STOCK ROOM
1173 | POLARIS PKWY | 43240- | Not Required by DOW | 3D00799 | AMES | 3000SS | DCDA | 4.000 | 54165 | 1285 Polaris pkwy -
1173 | POLARIS PKWY | 43240- | Not Required by DOW | 133146 | WATTS | 009M2QT | RP | 2.000 | 54151 | 1345 POLARIS PKWY - OLD NAVY
1173 | POLARIS PKWY | 43240- | Not Required by DOW | 152740 | WATTS | 009M2QT | RP | 2.000 | 54152 | WATER METER IN FIRE RISER ROOM of1495 POLARIS PKWY
1173 | POLARIS PKWY | 43240- | Not Required by DOW | 73534 | WATTS | 008PCQT | PVB | 0.500 | 3607720 | 1177 POLARIS PARKWAY, WOMEN'S RESTROOM
1173 | POLARIS PKWY | 43240- | Not Required by DOW | 2D00988 | AMES | 2000SS | DC | 4.000 | 54158 | 1331 POLARIS PKWY - WORLD MARKET
1173 | POLARIS PKWY | 43240- | Not Required by DOW | 2D00291 | AMES | 2000SS | DC | 4.000 | 54157 | 1345 POLARIS PKWY - OLD NAVY
1173 | POLARIS PKWY | 43240- | Not Required by DOW | 2D00250 | AMES | 2000SS | DC | 6.000 | 54156 | OFFICE MAX
1173 | POLARIS PKWY | 43240- | Not Required by DOW | 460576 | WATTS | 909QT | RP | 1.000 | 54153 | 1275 POLARIS PKWY - ARHAUS
1173 | POLARIS PKWY | 43240- | Not Required by DOW | 28067984 | FEBCO | 825Y | RP | 2.000 | 54155 | 1375 POLARIS PKWY - BEST BUY
1173 | POLARIS PKWY | 43240- | Not Required by DOW | 31N0248 | AMES | 3000SS | DCDA | 4.000 | 54164 | 1215 POLARIS PKWY, SOUTH MECH ROOM BEHIND
1173 | POLARIS PKWY | 43240- | Not Required by DOW | 241725 | WATTS | 009M2QT | RP | 2.000 | 54154 | NW CORNER
1173 | POLARIS PKWY | 43240- | Not Required by DOW | 31N0737 | AMES | 3000SS | DCDA | 4.000 | 54163 | 1245 Polaris Pkwy - Big Lots, IN FIRE SPRINKLER CONTROL ROOM
1200 | POLARIS PKWY | 43240-2036 | Not Required by DOW | W051341 | WILKINS | 975XL | RP | 2.000 | 104131 | STOCK ROOM
1200 | POLARIS PKWY | 43240-2036 | Active | 367964 | WILKINS | 975XL | RP | 2.000 | 54272 | STOCK RM NW BESIDE MAIN WATER METER
1200 | POLARIS PKWY | 43240-2036 | Active | 1394203 | WILKINS | 950XL | DC | 0.750 | 54273 | WATER METER PIT SE OF BUILDING ON HILL
1200 | POLARIS PKWY | 43240-2036 | Active | N05782 | WILKINS | 350 | DC | 6.000 | 54274 | METER PIT SOUTH EAST CORNER OF PARKING LOT
1250 | POLARIS PKWY | 43240-2036 | Active | 204632 | WATTS | 007M3QT | DC | 0.750 | 54449 | HOT WATER TANK ROOM OLIVE GARDEN
1250 | POLARIS PKWY | 43240-2036 | Active | 190528 | WATTS | 009M2QT | RP | 2.000 | 54448 | HOT WATER TANK ROOM OLIVE GARDEN
1250 | POLARIS PKWY | 43240-2036 | Active | LJ-0511 | WATTS | 757 | DC | 4.000 | 54447 | MECH RM, REAR OUTSIDE ENTRANCE OLIVE GARDEN
1250 | POLARIS PKWY | 43240-2036 | Not Required by DOW | [5 empty] | 3624989 | BACK OF BUILDING OUTSIDE OLIVE GARDEN
1250 | POLARIS PKWY | 43240-2036 | Not Required by DOW | 1658950 | WILKINS | 975XL2 | RP | 1.000 | 54450 | BACK OF BUILDING OUTSIDE OLIVE GARDEN
1270 | POLARIS PKWY | 43240-2036 | Not Required by DOW | 009315 | WATTS | 009M2QT | RP | 1.500 | 54493 | BOILER ROOM
1270 | POLARIS PKWY | 43240-2036 | Active | 1173141101 | AMES | 3000SS | DCDA | 6.000 | 90955 | METER PIT FRONT OF RED LOBSTER 1250 polaris pkwy
1270 | POLARIS PKWY | 43240-2036 | Active | 51146 | WATTS | 007M1PCQT | DC | 0.750 | 94194 | IN METER PIT FRONT OF RED LOBSTER
1270 | POLARIS PKWY | 43240-2036 | Not Required by DOW | 109638 | WATTS | 009M3QT | RP | 0.750 | 54489 | BOILER ROOM
1270 | POLARIS PKWY | 43240-2036 | Active | 163173 | WATTS | 009M2QT | RP | 2.000 | 54491 | REAR UTILITY ROOM
1280 | POLARIS PKWY | 43240-2036 | Active | 18989 | AMES | 2000B | DC | 0.750 | 54525 | 1400 POLARIS PARKWAY-SEARS AUTO CTR-PIT ON S SIDE OF BLDG
1280 | POLARIS PKWY | 43240-2036 | Not Required by DOW | W001785 | WILKINS | 975XL | RP | 1.000 | 54524 | 1400 POLARIS PARKWAY, SEARS AUTO CENTER, WEST WALL MECH ROOM
1280 | POLARIS PKWY | 43240-2036 | Active | 112881 | AMES | 3000SS | DCDA | 8.000 | 54523 | 1400 POLARIS PKWY-SEARS AUTO CTR-PIT ON S SIDE OF BLDG
1280 | POLARIS PKWY | 43240-2036 | Active | 953402 | WILKINS | 975XL | RP | 1.500 | 54526 | 1400 POLARIS PARKWAY, SEARS AUTO CENTER, WEST WALL, MECH ROOM
1296 | POLARIS PKWY | 43240- | Not Required by DOW | W001793 | WILKINS | 975XL | RP | 1.000 | 90485 | REAR AUNTIE ANNES (FOOD COURT)
1296 | POLARIS PKWY | 43240- | Active | UC-0766 | WATTS | 957 | RP | 4.000 | 54548 | #3 ENTRANCE AT 1296 POLARIS PARKWAY IN FRONT OF 1310 POLARIS PKWY IN HOTBOX
1300 | POLARIS PKWY | 43240-2038 | Active | 135275 | WATTS | 709 | DCDA | 8.000 | 54597 | BASEMENT AT WATER METER NORTH WALL
1300 | POLARIS PKWY | 43240-2038 | Active | 1236857 | WILKINS | 975XLBMS | RP | 2.000 | 54596 | BASEMENT AT WATER METER NORTH WALL
1300 | POLARIS PKWY | 43240-2038 | Active | 1235496 | WILKINS | 975XLBMS | RP | 2.000 | 54595 | BASEMENT AT WATER METER - NORTH WALL
1300 | POLARIS PKWY | 43240-2038 | Not Required by DOW | 1186232 | WILKINS | 975XLBMS | RP | 1.500 | 54594 | BASEMENT METER ROOM
1300 | POLARIS PKWY | 43240-2038 | Active | 26688 | WATTS | 007QT | DC | 0.500 | 54598 | BASEMENT AT WATER METER NORTH WALL
1322 | POLARIS PKWY | 43240- | Active | 186754 | WATTS | 009M2QT | RP | 2.000 | 3651307 | 1314 POLARIS PKWY
1322 | POLARIS PKWY | 43240- | Active | 121459 | AMES | 3000SS | DCDA | 6.000 | 54547 | IN PIT IN FRONT OF PIER 1 IMPORTS
1322 | POLARIS PKWY | 43240- | Active | 159078 | WATTS | 009M2QT | RP | 2.000 | 3605897 | 1324 POLARIS-MECH ROOM
1322 | POLARIS PKWY | 43240- | Active | 4792743 | WILKINS | 975XLX2 | RP | 2.000 | 54688 | 1324 POLARIS PARKWAY, IN MECH ROOM AT WATER METER
1322 | POLARIS PKWY | 43240- | Active | 54411 | WATTS | 007QT | DC | 0.750 | 54689 | METER PIT IN FRONT OF PIER 1
1322 | POLARIS PKWY | 43240- | Active | 21295 | WATTS | 919QT | RP | 1.500 | 3619799 | ABOVE WOMEN'S RESTROOM
1322 | POLARIS PKWY | 43240- | Due Install |  |  |  | RP | 3.000 | 3624994 | WILL NEED AN RP INSTALLED IN HOT BOX AT METER PIT
1330 | POLARIS PKWY | 43240-2038 | Active | 72692 | WATTS | 009M2PCQT | RP | 1.500 | 54704 | ROOM WEST SIDE OF BUILDING at meter
1330 | POLARIS PKWY | 43240-2038 | Active | A019312 | FEBCO | 805YB | DC | 0.750 | 54706 | METER PIT
1330 | POLARIS PKWY | 43240-2038 | Active | 0110020733 | FEBCO | 856 | DCDA | 6.000 | 54703 | METER PIT
1350 | POLARIS PKWY | 43240-2038 | Active | 50376 | WATTS | 007QT | DC | 0.750 | 54780 | RISER ROOM
1350 | POLARIS PKWY | 43240-2038 | Active | 1158980801 | AMES | 3000SS | DCDA | 6.000 | 54778 | RISER ROOM
1350 | POLARIS PKWY | 43240-2038 | Active | L02562 | WILKINS | 375 | RP | 4.000 | 54777 | EAST SIDE OF BUILDING SPRINKLER RISER ROOM
1350 | POLARIS PKWY | 43240-2038 | Not Required by DOW | 4104194 | WILKINS | 975 | RP | 0.750 | 3611966 | 2ND FL ALTERATIONS BOILER RM
1350 | POLARIS PKWY | 43240-2038 | Not Required by DOW | 3316143 | WILKINS | 975XLBMS | RP | 2.000 | 97323 | RISER ROOM
1370 | POLARIS PKWY | 43240-2038 | Active | 420871 | WATTS | 909M1QT | RP | 2.000 | 88174 | MAIN POWER RM N.W. CORNER OF BLDG D
1370 | POLARIS PKWY | 43240-2038 | Not Required by DOW | 89108 | WATTS | 009M2QT | RP | 0.750 | 88566 | IN CEILING ABOVE MOP SINK
1370 | POLARIS PKWY | 43240-2038 | Not Required by DOW | 84637 | WATTS | 009M2QT | RP | 0.750 | 88567 | IN CEILING ABOVE MOP SINK
1370 | POLARIS PKWY | 43240-2038 | Active | 165518 | WATTS | 007M1QT | DC | 0.750 | 88171 | MTR PIT @ STREET
1370 | POLARIS PKWY | 43240-2038 | Active | 142442 | AMES | 3000SS | DCDA | 6.000 | 88043 | MTR PIT
1370 | POLARIS PKWY | 43240-2038 | Not Required by DOW | H09913 | FEBCO | 860 | RP | 0.750 | 96817 | BACK UTILITY ROOM OF BLDG D
1400 | POLARIS PKWY | 43240-2040 | Not Required by DOW | 4888165 | WILKINS | 975XL2 | RP | 0.750 | 3649314 | IN BACK OF BUILDING BY ICE MACHINE IN CONCESSION AREA
1400 | POLARIS PKWY | 43240-2040 | Active | HC34340 | WATTS |  | DC | 0.750 | 3648219
1400 | POLARIS PKWY | 43240-2040 | Active | V55539 | WILKINS | 350ADA | DCDA | 8.000 | 3648218
1400 | POLARIS PKWY | 43240-2040 | Active | UC-1228 | WATTS | 957 | RP | 3.000 | 3648217
1400 | POLARIS PKWY | 43240-2040 | Not Required by DOW | A16414 | WATTS | 009M2PCQT | RP | 1.000 | 89412 | DENTAL HALLWAY MECH ROOM
1400 | POLARIS PKWY | 43240-2040 | Not Required by DOW | 1186255 | WILKINS | 975 | RP | 1.500 | 54915 | NORTH LANDING DOCK IN CAGE
1400 | POLARIS PKWY | 43240-2040 | Not Required by DOW | 1186246 | WILKINS | 975 | RP | 1.500 | 54914 | LOADING DOCK CAGE AREA
1408 | POLARIS PKWY | 43240-2040 | Active | N0703070901 | FEBCO | 876V | DCDA | 6.000 | 92971 | HOT BOX
1408 | POLARIS PKWY | 43240-2040 | Active | 023324 | FEBCO | 805YB | DC | 0.750 | 92972 | HOT BOX
1408 | POLARIS PKWY | 43240-2040 | Not Required by DOW | W336495 | WILKINS | 975XL | RP | 0.750 | 92808 | MECH ROOM NW - MITCHELS STK HSE
1408 | POLARIS PKWY | 43240-2040 | Active | 09680 | AMES | 4000B | RP | 2.000 | 92970 | HOT BOX
1414 | POLARIS PKWY | 43240-2040 | Active | 374755 | WATTS | 009M3-FP | RP | 0.750 | 3639087 | HOT BOX S/E CORNER OF LOT
1414 | POLARIS PKWY | 43240-2040 | Not Required by DOW | W279521 | WILKINS | 975A | RP | 1.000 | 90465 | MECH ROOM
1414 | POLARIS PKWY | 43240-2040 | Not Required by DOW | 1183540207 | AMES | 4000SS | RP | 2.500 | 90512 | RISER ROOM, ANTIFREEZE LOOP??
1414 | POLARIS PKWY | 43240-2040 | Active | 08144 | AMES | 4000B | RP | 2.000 | 90515 | IN HOT BOX FRONT SE OF BJ'S LOT
1414 | POLARIS PKWY | 43240-2040 | Active | 107441118 | AMES | 3000SS | RPDA | 6.000 | 90516 | IN HOT BOX FRONT SE OF BJ'S LOT
1425 | POLARIS PKWY | 43240-6002 | Active | 934821 | WILKINS | 975XLBMS | RP | 1.500 | 54991 | MID S MECH/METER RM AT WATER MTR -OUTSIDE DR
1425 | POLARIS PKWY | 43240-6002 | Not Required by DOW | 881416 | WILKINS | 975XLBMS | RP | 1.500 | 54990 | EAST WALL MECH ROOM
1428 | POLARIS PKWY | 43240-2040 | Active | 43128 | AMES | 3000SS | DCDA | 6.000 | 90936 | front of bldg in hot box
1428 | POLARIS PKWY | 43240-2040 | Active | 40837 | WATTS | 009M2QT | RP | 1.250 | 88324 | MECH ROOM
1428 | POLARIS PKWY | 43240-2040 | Active | 08054 | AMES | 4000B | RP | 2.000 | 88410 | FRONT OF BLDG
1428 | POLARIS PKWY | 43240-2040 | Active | A956182 | WILKINS | 350 | DC | 0.750 | 88412 | FRONT OF BLDG IN HOT BOX
1450 | POLARIS PKWY | 43240-2040 | Active | 16481 | AMES | 2000B | DC | 0.750 | 55060 | SPRINKLER VALVE ROOM
1450 | POLARIS PKWY | 43240-2040 | Not Required by DOW | 67695 | WATTS | 009M2 | RP | 1.500 | 55059 | SPRINKLER ROOM
1450 | POLARIS PKWY | 43240-2040 | Active | 162870 | WATTS | 909 | RP | 3.000 | 55058 | NORTH WALL METER ROOM
1450 | POLARIS PKWY | 43240-2040 | Active | 111069 | AMES | 3000SS | DCDA | 8.000 | 55057 | SPRIKLER VALVE ROOM
1465 | POLARIS PKWY | 43240-6002 | Not Required by DOW | 51858 | WATTS | 009M2QT | RP | 1.500 | 55091 | SE CORNER OF GARDEN CENTER BY DOUBLE DOORS
1465 | POLARIS PKWY | 43240-6002 | Active | 145391 | WATTS | 009QT | RP | 2.000 | 55090 | SW CORNER OF BLDG IN JANITOR'S ROOM
1465 | POLARIS PKWY | 43240-6002 | Active | 105990 | AMES | 2000SS | DC | 8.000 | 55089 | SW CORNER OF BLDG IN OUTSIDE -- MECH RM
1465 | POLARIS PKWY | 43240-6002 | Due Install |  |  |  | DCDA | 8.000 | 3638059
1465 | POLARIS PKWY | 43240-6002 | Not Required by DOW | 144796 | WATTS | 009QT | RP | 2.000 | 103438 | 1429 POLARIS PKWY, BACK STOCK
1481 | POLARIS PKWY | 43240-6002 | Active | 57001 | AMES | 2000BM3 | DC | 0.750 | 3639554 | HOT BOX N/E CORNER OF PROP
1481 | POLARIS PKWY | 43240-6002 | Active | TF0231 | AMES | COLT 300GV | DCDA | 6.000 | 3639553 | HOT BOX N/E CORNER OF PROP
1481 | POLARIS PKWY | 43240-6002 | Not Required by DOW | 3861328 | WILKINS | 975XL | RP | 1.500 | 55112 | S.E. BACK ROOM
1481 | POLARIS PKWY | 43240-6002 | Active | 43309 | WATTS | 009M2QT | RP | 1.500 | 55111 | SOUTH WALL OF MECHANICAL ROOM--STORAGE
1485 | POLARIS PKWY | 43240-2041 | Active | 3B01165 | AMES | 3000SS | DCDA | 8.000 | 55123 | METER ROOM - REAR OF STORE
1485 | POLARIS PKWY | 43240-2041 | Active | 294271 | WATTS | 009M2PCQT | RP | 2.000 | 55122 | METER ROOM - REAR OF BUILDING
1485 | POLARIS PKWY | 43240-2041 | Active | 10866 | WATTS | 009 | RP | 3.000 | 55121 | METER ROOM - REAR OF STORE
1485 | POLARIS PKWY | 43240-2041 | Active | 4647 | AMES | 2000B | DC | 0.750 | 55124 | METER ROOM - REAR OF STORE
1499 | POLARIS PKWY | 43240-2041 | Not Required by DOW | CB113368 | WILKINS | 720A | PVB | 0.750 | 90620 | SOUTH SIDE OF BLDG OUTSIDE
1499 | POLARIS PKWY | 43240-2041 | Active | W104438 | WILKINS | 975XL | RP | 1.000 | 55155 | AT METER SETTING IN MECH ROOM OFF THE BREAK ROOM
1510 | POLARIS PKWY | 43240-2042 | Active | 110624 | AMES | 2000SS | DC | 8.000 | 55258 | Loading Dock S/E corner
1510 | POLARIS PKWY | 43240-2042 | Active | 16561 | AMES | 2000 B | DC | 0.750 | 55259 | LOADING DOCK S/E CORNER
1510 | POLARIS PKWY | 43240-2042 | Active | 007924 | WATTS | LF909M1QT | RP | 2.000 | 3611534 | LOADING DOCK/RECEIVING AREA
1515 | POLARIS PKWY | 43240 | Not Required by DOW | 4275705 | WILKINS | 975XL | RP | 1.500 | 3635779 | IN BUILDING STORAGE ROOM
1515 | POLARIS PKWY | 43240 | Active | 1890720716 | AMES | 3000SS | DCDA | 4.000 | 3618129 | RISER ROOM
1515 | POLARIS PKWY | 43240 | Active | 01525 | AMES | 2000B | DC | 0.750 | 3618130
1515 | POLARIS PKWY | 43240 | Not Required by DOW | 427505 | WILKINS | 975XL | RP | 1.500 | 3618236 | BACK MECH ROOM BY METER
1515 | POLARIS PKWY | 43240 | Active | 4273892 | WILKINS | 975XL2 | RP | 2.000 | 3623254 | MECHANICAL ROOM
1530 | POLARIS PKWY | 43240-2042 | Active | 162011 | WATTS | 909 | RP | 3.000 | 55318 | IN METER ROOM IN SE CORNER OF BUILDING
1530 | POLARIS PKWY | 43240-2042 | Active | 101032 | AMES | 5000 | RPDA | 6.000 | 55317 | RISER ROOM
1530 | POLARIS PKWY | 43240-2042 | Active | 02244 | AMES | 4000B | RP | 0.750 | 55319 | RISER ROOM
1530 | POLARIS PKWY | 43240-2042 | Not Required by DOW | 66380 | WATTS | 009QT | RP | 1.500 | 55320 | MECH ROOM ON ROOF
1530 | POLARIS PKWY | 43240-2042 | Not Required by DOW | 66382 | WATTS | 009QT | RP | 1.500 | 55321 | IN METER ROOM SE CORNER OF BUILDING
1540 | POLARIS PKWY | 43240-4078 | Active | 162452 | AMES | 3000SS | DCDA | 8.000 | 103701 | 1500 POLARIS PKWY, MECHANICAL ROOM
1540 | POLARIS PKWY | 43240-4078 | Active | 58553 | AMES | 2000B | DC | 0.750 | 103744 | 1500 POLARIS PKWY, MECHANICAL ROOM
1540 | POLARIS PKWY | 43240-4078 | Not Required by DOW | 19226 | WATTS | 919QT | RP | 1.500 | 3610059 | SOUTH SIDE OF KITCHEN
1540 | POLARIS PKWY | 43240-4078 | Not Required by DOW | 17014 | AMES | 2000B | DC | 1.000 | 3628274
1554 | POLARIS PKWY | 43240-4082 | Active | 59758 | AMES | 2000B | DC | 0.750 | 96284 | 300 Bldg Mech Room
1554 | POLARIS PKWY | 43240-4082 | Active | 1653580608 | AMES | 3000SS | DCDA | 8.000 | 96283 | MECH ROOM
1554 | POLARIS PKWY | 43240-4082 | Active | ID-0193 | WATTS | 957RPDA-GV | RP | 4.000 | 96233 | SPRINKLER RISER RM BLDG 300-330
1560 | POLARIS PKWY | 43240-2042 | Active | IB-0897 | WATTS | 957RPDA-GV | RP | 3.000 | 96236 | SPRINKLER/METER ROOM - Building 200
1560 | POLARIS PKWY | 43240-2042 | Active | 57017 | AMES | 2000B | DC | 0.750 | 96288 | MECH ROOM Bldg 200
1560 | POLARIS PKWY | 43240-2042 | Active | 1635070307 | AMES | 3000SS | DCDA | 8.000 | 96289 | MECH ROOM Bldg 200
1570 | POLARIS PKWY | 43240-2042 | Not Required by DOW | 56299 | WATTS | 919 | RP | 0.500 | 99502 | ICE MAKER IN SERVER PREP AREA
1570 | POLARIS PKWY | 43240-2042 | Active | 09991 | WATTS | 919AQT | RP | 2.000 | 95327 | MECHANICAL ROOM OFF KITCHEN
1570 | POLARIS PKWY | 43240-2042 | Active | V12805 | WILKINS | 350ADA | DCDA | 4.000 | 95477 | ROOM #126 MECH ROOM LOCATED OFF KITCHEN
1570 | POLARIS PKWY | 43240-2042 | Active | 2597846 | WILKINS | 950 | DC | 0.750 | 95478 | MECH ROOM #126 LOCATED OFF KITCHEN
1570 | POLARIS PKWY | 43240-2042 | Not Required by DOW | 646987 | WATTS | 800M4QT | PVB | 1.000 | 98323 | MECHANICAL ROOM
1570 | POLARIS PKWY | 43240-2042 | Not Required by DOW | 2826508 | WILKINS | 975XLBMS | RP | 1.250 | 95479 | MECH ROOM #126 OFF KITCHEN
1611 | POLARIS PKWY | 43240-2045 | Active | 64699 | AMES | 2000B | DC | 0.750 | 99129 | FRONT WALL BSMNT BAR LOUIE
1611 | POLARIS PKWY | 43240-2045 | Active | 120755 | WATTS | 009QT | RP | 2.000 | 55607 | SW METER/MECH ROOM THRU OFFICE AT WATER MTR BAR LOUIE
1611 | POLARIS PKWY | 43240-2045 | Not Required by DOW | 06765 | WATTS | 919 | RP | 0.500 | 3611331 | ON WALL @ LEFT SIDE OF ICE MACHINE
1611 | POLARIS PKWY | 43240-2045 | Active | 1718420410 | AMES | 3000SS | DCDA | 4.000 | 99130 | FRONT WALL BSMNT
1611 | POLARIS PKWY | 43240-2045 | Not Required by DOW | 77341 | WATTS | 009QT | RP | 1.000 | 55608 | MECHANICAL ROOM
1835 | POLARIS PKWY | 43240-2049 | Due Install |  |  |  | RP |  | 3635159
1835 | POLARIS PKWY | 43240-2049 | Active | 37436 | WATTS | 007QT | DC | 2.000 | 56359 | IN METER PIT S/SIDE OF DRIVEWAY TO 1835 @ PULSAR PL
1835 | POLARIS PKWY | 43240-2049 | Active | 352706 | WILKINS | 975 | RP | 1.000 | 56358 | MECHANICAL ROOM
1881 | POLARIS PKWY | 43240-2049 | Not Required by DOW | 87830 | WATTS | 009QT | RP | 1.000 | 56499 | MECH ROOM
1881 | POLARIS PKWY | 43240-2049 | Active | 01451 | AMES | 2000B | DC | 1.500 | 56496 | MECHANICAL ROOM
1881 | POLARIS PKWY | 43240-2049 | Active | 334812 | WATTS | 909M1QT | RP | 1.500 | 56497 | IN SOFTNER ROOM
1900 | POLARIS PKWY | 43240-4035 | Active | A006510 | FEBCO | 805YR | DC | 0.750 | 56566 | IN METER PIT ON FIRE LINE (SERIAL # A006510)
1900 | POLARIS PKWY | 43240-4035 | Active | 4319586 | wilkins | 975xl | RP | 1.500 | 56565 | SOUTH SIDE OF PROPERTY AT METER PIT
1900 | POLARIS PKWY | 43240-4035 | Active | 21824 | WILKINS | 975 | RP | 3.000 | 56563 | LOADING DOCK NORTH OF BLDG
1900 | POLARIS PKWY | 43240-4035 | LPS - Active | [5 empty] | 3639202 | FIRE PUMP
1900 | POLARIS PKWY | 43240-4035 | Active | 9803231425 | FEBCO | 856 | DCDA | 6.000 | 56567 | SOUTH SIDE OF PROPERTY AT METER PIT
1935 | POLARIS PKWY | 43240- | Active | 260591 | WILKINS | 975 | RP | 0.750 | 56683 | IN CAR WASH MECHANICAL ROOM
1935 | POLARIS PKWY | 43240- | Due Install | [5 empty] | 3635196 | CARWASH
1935 | POLARIS PKWY | 43240- | Active | 258736 | WILKINS | 975 | RP | 1.000 | 56682 | CARWASH
1938 | POLARIS PKWY | 43240-2020 | Active | 52986 | AMES | 2000B | DC | 0.750 | 90714 | 1928 SUIT 103 NW CORNER
1938 | POLARIS PKWY | 43240-2020 | Active | 305104 | WATTS | 009M2QT | RP | 1.000 | 96693 | MECH ROOM AT WATER METER
1938 | POLARIS PKWY | 43240-2020 | Active | 1547641206 | AMES | 3000SS | DCDA | 4.000 | 90719 | 1930 SUITE 103 NW CORNER
1938 | POLARIS PKWY | 43240-2020 | Active | A12513 | WATTS | 009M2QT | RP | 2.000 | 90718 | MECH ROOM AT WATER METER-1922
1955 | POLARIS PKWY | 43240-2019 | Active | 3997008 | WILKINS | 975 | RP | 1.500 | 3608089 | @ Meter in Office
2000 | POLARIS PKWY | 43240-2108 | Active | 244528 | WATTS | 909M1 | RP | 1.500 | 56986 | MECHANICAL ROOM 1ST FLOOR--JANITORS ROOM
2000 | POLARIS PKWY | 43240-2108 | Due Install |  |  |  | DCDA | 6.000 | 3653293 | IN PIT
2000 | POLARIS PKWY | 43240-2108 | Due Install |  |  |  | RP | 1.500 | 3632901 | IN PIT
2000 | POLARIS PKWY | 43240-2108 | Active | 34409 | WATTS | LF009 | RP | 0.500 | 3611328 | 1ST FLOOR BREAK ROOM
2000 | POLARIS PKWY | 43240-2108 | Active | A49804 | WATTS | 009QT | RP | 0.500 | 98116 | 2ND FLOOR BREAKROOM UNDERSINK
2001 | POLARIS PKWY | 43240-2000 | Not Required by DOW | W172216 | WILKINS | 975XL | RP | 0.750 | 75003 | Mezzanine Rm.# 2700M
2001 | POLARIS PKWY | 43240-2000 | Not Required by DOW | W149669 | WILKINS | 975XL | RP | 1.000 | 75004 | ABOVE CEILING, RM 1720
2001 | POLARIS PKWY | 43240-2000 | Not Required by DOW | 3858966 | WILKINS | 975XL2 | RP | 0.750 | 75005 | Room# 1720A
2001 | POLARIS PKWY | 43240-2000 | Not Required by DOW | 177888 | WILKINS | 975XL | RP | 2.000 | 88800 | ROOM 1625M STEAM BOILER ROOM
2001 | POLARIS PKWY | 43240-2000 | Active | 17750 | WILKINS | 975 | RP | 4.000 | 90877 | Mech. Room at water meter Rm.# 1717M
2001 | POLARIS PKWY | 43240-2000 | Not Required by DOW | 072856 | WILKINS | 975 | RP | 0.750 | 90878 | 2ND FLOOR RM 2002M CEILING
2001 | POLARIS PKWY | 43240-2000 | Not Required by DOW | 537809 | WILKINS | 975XL | RP | 0.750 | 90879 | Mezzanine above Rm.# 1620
2001 | POLARIS PKWY | 43240-2000 | Not Required by DOW | 56586 | WATTS | LF919QT | RP | 0.750 | 3607904 | BOILER ROOM (#1640)
2001 | POLARIS PKWY | 43240-2000 | Due Install |  |  |  | DCDA | 8.000 | 3629524 | MECHANICAL BY TEST LAB
2001 | POLARIS PKWY | 43240-2000 | Not Required by DOW | W695613 | WILKINS | 975XL | RP | 1.500 | 57001 | SPRINKLER CONTROL ROOM Rm.# 1200M
2001 | POLARIS PKWY | 43240-2000 | Not Required by DOW | W173197 | WILKINS | 975XL | RP | 0.500 | 57002 | SPRINKLER CONTROL ROOM Rm.# 1200M
2001 | POLARIS PKWY | 43240-2000 | Not Required by DOW | W187163 | WILKINS | 975XL | RP | 1.500 | 57006 | ROOM 1532
2001 | POLARIS PKWY | 43240-2000 | Not Required by DOW | W208395 | WILKINS | 975XL | RP | 1.500 | 74999 | CART WASH AREA ROOM# 1725
2001 | POLARIS PKWY | 43240-2000 | Not Required by DOW | W186999 | WILKINS | 975XL | RP | 1.000 | 75000 | CAGE WASH AREA Rm.# 1725
2001 | POLARIS PKWY | 43240-2000 | Not Required by DOW | W187124 | WILKINS | 975XL | RP | 1.000 | 75001 | CAGE WASH AREA Rm.# 1725
2001 | POLARIS PKWY | 43240-2000 | Not Required by DOW | W178118 | WILKINS | 975XL | RP | 1.500 | 75002 | CAGE WASH AREA Rm.# 1725
2006 | POLARIS PKWY | 43240 | Not Required by DOW | 184697 | WATTS | 009M2-FP | RP | 1.000 | 3652421
2006 | POLARIS PKWY | 43240 | Active | UD-2080 | AMES | COLT400 | RP | 3.000 | 3647189 | HOTBOX
2006 | POLARIS PKWY | 43240 | Active | UE-0438 | AMES | 500GV | RPDA | 4.000 | 3647190 | HOTBOX - FIRE SYSTEM
2006 | POLARIS PKWY | 43240 | Active | 85886 | WATTS | LF919QT | RP | 0.750 | 3647191 | HOTBOX - FIRE SYSTEM BYPASS
2006 | POLARIS PKWY | 43240 | Not Required by DOW | 207094 | WATTS | 009M2-FP | RP | 1.000 | 3652420 | IN MAIN MECHANICAL ROOM
2017 | POLARIS PKWY | 43240-2000 | Active | W149672 | WILKINS | 975 | RP | 1.000 | 57032
2017 | POLARIS PKWY | 43240-2000 | Active | 236319 | WATTS | 009M2PCQT | RP | 1.000 | 57029 | MECHANICAL ROOM/BACK OF BUILDING
2017 | POLARIS PKWY | 43240-2000 | Active | 344058504 | AMES | 3000 | DCDA | 4.000 | 57030 | MECH ROOM
2017 | POLARIS PKWY | 43240-2000 | Active | 38704 | AMES | 2000SS | DC | 0.750 | 57031 | MECH ROOM
2020 | POLARIS PKWY | 43240 | Not Required by DOW | ACC7535 | WILKINS | 975XL | RP | 2.000 | 3652100 | BACK OF BUILDING IN MECH ROOM
2020 | POLARIS PKWY | 43240 | Active | 178324 | WATTS | LF009M2QT | RP | 2.000 | 3650398 | HOT BOX SE PROPERTY
2020 | POLARIS PKWY | 43240 | Active | VF-0400 | AMES | COLT 500-GV | RPDA | 4.000 | 3650399 | HOT BOX SE PROPERTY
2020 | POLARIS PKWY | 43240 | Active | 90808 | WATTS | LF919QT | RP | 0.750 | 3650400 | HOT BOX SE PROPERTY
2040 | POLARIS PKWY | 43240-2007 | Not Required by DOW | 1304947 | WILKINS | 975 | RP | 1.000 | 88177 | ABOVE WTR MTR IN MECH RM
2040 | POLARIS PKWY | 43240-2007 | Active | H006033 | FEBCO | 805YR | DC | 0.750 | 88176 | sprinkler riser room
2040 | POLARIS PKWY | 43240-2007 | Active | 177332 | WATTS | 909 | RP | 3.000 | 88175 | MECH RM BACK SIDE OF BLDG
2040 | POLARIS PKWY | 43240-2007 | Active | F0411291500 | FEBCO | 876 | DCDA | 4.000 | 88045 | SPRKLR RISER RM BACK OF BLDG
2045 | POLARIS PKWY | 43240-2000 | Active | 5621259 | FEBCO | 856 | DCDA | 6.000 | 57102 | IN PIT NE CORNER OF PROPERTY
2045 | POLARIS PKWY | 43240-2000 | Active | 128844 | Ames | 4000ss | RP | 4.000 | 57101 | sprinkler riser rm
2045 | POLARIS PKWY | 43240-2000 | Active | 14790 | FEBCO | 805YB | DC | 0.750 | 57100 | IN PIT NE CORNER OF PROPERTY
2055 | POLARIS PKWY | 43240-2000 | Active | 122782 | WATTS | 009M2QT | RP | 1.000 | 57125 | FURNACE ROOM
2055 | POLARIS PKWY | 43240-2000 | Not Required by DOW | 39358 | WATTS | 919AQT | RP | 1.000 | 102711 | MECHANICAL ROOM
2085 | POLARIS PKWY | 43240-2000 | Not Required by DOW | J045739 | FEBCO | 825Y | RP | 1.000 | 99040 | WATER CLOSET OUTSIDE
2085 | POLARIS PKWY | 43240-2000 | Not Required by DOW | 15103 | WATTS | 919QT | RP | 0.750 | 96287 | BEHIND BACK LEFT ICE MAKER
2085 | POLARIS PKWY | 43240-2000 | Not Required by DOW | 19397 | WATTS | 919QT | RP | 0.750 | 96286 | FRONT ICE MAKER
2085 | POLARIS PKWY | 43240-2000 | Not Required by DOW | 19758 | WATTS | 919QT | RP | 0.750 | 96285 | BEHIND BACK RIGHT ICE MAKER
2085 | POLARIS PKWY | 43240-2000 | Active | 09749 | WATTS | 919QT | RP | 1.500 | 96234 | BACK BY METER
2086 | POLARIS PKWY | 43240 | Not Required by DOW | 3590236 | WILKINS | 975XL | RP | 1.000 | 101740 | MECH AREA BEHING AND BELOW WATER METER IRRIGATION
2086 | POLARIS PKWY | 43240 | Active | 3471532 | WILKINS | 975XL | RP | 1.500 | 101686 | NE BACK UTLTY AREA AT WATER MTR -TIM HORTONS
2100 | POLARIS PKWY | 43240-2192 | Not Required by DOW | 08927 | WATTS | 919QT | RP | 1.250 | 97021 | MECH ROOM
2100 | POLARIS PKWY | 43240-2192 | Active | 186665 | WATTS | 909 | RP | 3.000 | 97955 | MECH ROOM RISER ROOM
2100 | POLARIS PKWY | 43240-2192 | Active | H014359 | FEBCO | 805YB | DC | 0.750 | 96770 | RISER ROOM
2100 | POLARIS PKWY | 43240-2192 | Not Required by DOW | 2907338 | WILKINS | 975XL | RP | 1.000 | 96771 | RISER ROOM
2100 | POLARIS PKWY | 43240-2192 | Active | N0810100619 | FEBCO | 876V | DCDA | 6.000 | 96772 | RISER ROOM
2100 | POLARIS PKWY | 43240-2192 | Not Required by DOW | 11478 | WATTS | 919QT | RP | 2.000 | 97016 | POOL ROOM
2101 | POLARIS PKWY | 43240- | Not Required by DOW | 178146 | WATTS | 009QT | RP | 0.750 | 57258 | 2121 POLARIS PKWY, MECHANICAL ROOM AT WATER METER
2101 | POLARIS PKWY | 43240- | Not Required by DOW | 1074465 | WILKINS | 975XLBMS | RP | 2.000 | 57257 | UNKNOWN
2101 | POLARIS PKWY | 43240- | Due Install |  |  |  | RP | 2.000 | 3638489
2101 | POLARIS PKWY | 43240- | Active | ABM6880 | WILKINS | 975XL2 | RP | 1.000 | 103430 | 2103 POLARIS PARKWAY, CORNER OF KITCHEN BY WATER HEATER
2101 | POLARIS PKWY | 43240- | Active | 21107 | AMES | 3000SS | DCDA | 6.000 | 57259 | IN PIT N OF NE RAISING CAINES PARKING LOT
2101 | POLARIS PKWY | 43240- | Not Required by DOW | 2907313 | WILKINS | 975XLBMS | RP | 1.000 | 57261 | AT [PIT NE OR RAISING CAINES PARKING LOT
2101 | POLARIS PKWY | 43240- | Active | 51908 | WATTS | 007QT | DC | 0.750 | 57260 | IN PIT N OF NE RAISING CAINES PARKING LOT
2124 | POLARIS PKWY | 43240-2192 | Active | A40161 | WATTS | 009M2QT | RP | 1.000 | 96544
2134 | POLARIS PKWY | 43240-2192 | Not Required by DOW | 72824 | WATTS | 919 | RP | 0.750 | 3631388 | FIVE GUYS
2134 | POLARIS PKWY | 43240-2192 | Not Required by DOW | 075384 | WATTS | 007M2 | DC | 0.750 | 3631387 | UNDER PEP SINK EAST WALL FIVE GUYS
2134 | POLARIS PKWY | 43240-2192 | Not Required by DOW | 118600 | WATTS | LF009M2QT | RP | 1.000 | 3624495
2134 | POLARIS PKWY | 43240-2192 | Not Required by DOW | 70824 | WATTS | 919QT | RP | 0.750 | 3624494
2134 | POLARIS PKWY | 43240-2192 | Active | 2860941 | WILKINS | 975XLBMS | RP | 2.000 | 95523 | MECH ROOM AT WATER METER
2134 | POLARIS PKWY | 43240-2192 | Active | 159695 | AMES | 3000SS | DCDA | 4.000 | 95522 | MECH ROOM
2134 | POLARIS PKWY | 43240-2192 | Active | 56252 | AMES | 2000B | DC | 0.750 | 95521 | MECH ROOM
2134 | POLARIS PKWY | 43240-2192 | Not Required by DOW | 2830808 | WILKINS | 975XLBMS | RP | 1.500 | 95512
2191 | POLARIS PKWY | 43240-2022 | Active | 1043279 | WILKINS | 975 | RP | 1.000 | 57558 | MECH ROOM
2191 | POLARIS PKWY | 43240-2022 | Active | 1043260 | WILKINS | 975 | RP | 1.000 | 57557 | MECH ROOM
2202 | POLARIS PKWY | 43240 | Active | 32417 | WATTS | 919AQT | RP | 1.000 | 101289 | EAST WALL, CARWASH EQUIPMENT ROOM
2202 | POLARIS PKWY | 43240 | Active | 3444120 | WILKINS | 975XL | RP | 2.000 | 102061 | EAST WALL CAR WASH EQUIPMENT ROOM
2202 | POLARIS PKWY | 43240 | Active | 3512593 | WILKINS | 975XL | RP | 2.000 | 102062 | EAST WALL CAR WASH EQUIPMENT ROOM
1500 | POLARIS SE PKWY | 43240-2126 | Active | 19048 | AMES | 2000B | DC | 0.750 | 55220 | SOUTH MECH ROOM
1500 | POLARIS SE PKWY | 43240-2126 | Not Required by DOW | 11243 | WATTS | 919QT | RP | 1.500 | 3615173 | SPRINKLER/MECHANICAL ROOM 100 BY SWEET & SASSY
1500 | POLARIS SE PKWY | 43240-2126 | Active | 101181349 | FEBCO | 826YD | RP | 3.000 | 55214 | E-1 South Mechanical Room
1500 | POLARIS SE PKWY | 43240-2126 | Active | 133230401 | AMES | 3000SS | DCDA | 8.000 | 3624988 | SOUTH MECH ROOM
1500 | POLARIS SW PKWY | 43240-2126 | Active | 102081226 | FEBCO | 860 | RP | 3.000 | 55215 | F-1 Meter Room
866 | POLING DR | 43224-1956 | Active | CB620463 | WILKINS | 720A | PVB | 0.750 | 3509020 | LEFT FRONT
6151 | POLLARD PLACE DR | 43026 | Active | T230528 | WILKINS | 720A | PVB | 0.750 | 3613477 | LEFT SIDE
6197 | POLLARD PLACE DR | 43026-6110 | Active | T293516 | WILKINS | 720A | PVB | 0.750 | 103842 | LEFT SIDE
6245 | POLLARD PLACE DR | 43026-6127 | Active | CAA28908 | WILKINS | 720A | PVB | 0.750 | 3595726 | RIGHT SIDE OF HOUSE
6258 | POLLARD PLACE DR | 43026-6109 | Active | H323081 | FEBCO | 765 | PVB | 0.750 | 88688 | LEFT SIDE
6271 | POLLARD PLACE DR | 43026-6127 | Active | A107204 | WILKINS | 720A | PVB | 0.750 | 69535 | LEFT SIDE OF HOUSE
6282 | POLLARD PLACE DR | 43026-6109 | Active | 337153 | WILKINS | 720A | PVB | 0.750 | 69556 | RIGHT SIDE OF HOME
1828 | POMODORO DR | 43026 | Active | T418935 | WILKINS | 720A | PVB | 0.750 | 3654027 | LEFT SIDE OF HOUSE
4446 | POND LILY CT | 43054-5026 | Active | 953422 | WILKINS | 720A | PVB | 0.750 | 64031 | LEFT SIDE OF HOUSE
4452 | POND LILY CT | 43054-5026 | Active | CB016684 | WILKINS | 720A | PVB | 0.750 | 92151 | LEFT SIDE OF HOUSE
5757 | PONDEROSA DR | 43231-3102 | Active | 036598 | WATTS | 009M2QT | RP | 1.500 | 67844 | ABOVE CEILING AT FOYER SE ENTRANCE
5757 | PONDEROSA DR | 43231-3102 | Active | 9902161456 | FEBCO | 856 | DCDA | 6.000 | 67845 | BASEMENT MECH ROOM
5757 | PONDEROSA DR | 43231-3102 | Active | 157093 | WATTS | 909QTFDA | RP | 3.000 | 93432 | LOWER LEVEL BOILER ROOM RIDGEWOOD TERRACE
5757 | PONDEROSA DR | 43231-3102 | Active | 10063 | FEBCO | 805 | DC | 0.750 | 67843 | BASEMENT MECH ROOM
5757 | PONDEROSA DR | 43231-3102 | Active | 157488 | WATTS | 009M3-FP | RP | 0.750 | 3623082 | UNDER 3 COMP SINK IN DE NEW KITCHEN
4042 | PONDS EDGE ST | 43123-8089 | Active | G216242 | WILKINS | 720A | PVB | 0.750 | 95543 | LEFT SIDE
5953 | PONDVIEW CT | 43026-7087 | Active | A008661 | WILKINS | 720A | PVB | 0.750 | 68397 | OUTSIDE
6350 | PONTIUS RD | 43125- | Active | F041021135 | FEBCO | 876 | DCDA | 8.000 | 69764 | FIRE PUMP ROOM
6350 | PONTIUS RD | 43125- | Active | H005132 | FEBCO | 805 | DC | 0.750 | 69765 | FIRE PUMP ROOM
6350 | PONTIUS RD | 43125- | Active | U0697 | CONBRACO | 40208T2 | RP | 2.000 | 69763 | SPRINKLER RISER ROOM AT METER
6350 | PONTIUS RD | 43125- | LPS - Active | [5 empty] | 3633042 | FIRE PUMP ROOM
6350 | PONTIUS RD | 43125- | Not Required by DOW | 386630 | WATTS | 909M1QT | RP | 2.000 | 69762 | SPRINKLER RISER ROOM AT METER
6400 | PONTIUS RD | 43125- | Active | 38464 | AMES | 2000B | DC | 0.750 | 69885 | SW PUMP ROOM
6400 | PONTIUS RD | 43125- | Active | 01693 | AMES | 4000B | RP | 1.500 | 75108 | EAST TRASH COMPACTOR
6400 | PONTIUS RD | 43125- | Active | 03347 | AMES | 4000B | RP | 1.500 | 75109 | WEST TRASH COMPACTOR
6400 | PONTIUS RD | 43125- | Not Required by DOW | 16713 | WATTS | 919QT | RP | 1.500 | 3611302 | NE END OF BUILDING
6400 | PONTIUS RD | 43125- | Not Required by DOW | 16435 | WATTS | 919QT | RP | 1.500 | 3611303 | PUMP ROOM
6400 | PONTIUS RD | 43125- | Active | 135054 | AMES | 3000SS | DCDA | 8.000 | 69882 | SW PUMP ROOM
6400 | PONTIUS RD | 43125- | Not Required by DOW | 178590 | WATTS | 007M3 | DC | 0.750 | 69883 | ABOVE MOP SINK BY HW-TANK IN WAREHOUSE AREA NW CORNER
6400 | PONTIUS RD | 43125- | Active | 238169 | WATTS | 009M2 | RP | 2.000 | 69884 | PUMP HOUSE
6500 | PONTIUS RD | 43125 | Active | L104045 | WILKINS | 375 | RP | 3.000 | 3618556 | MECHANICAL ROOM
6500 | PONTIUS RD | 43125 | Active | 41530 | AMES | 2000BM3 | DC | 0.750 | 3618555 | HOT BOX
6500 | PONTIUS RD | 43125 | Not Required by DOW | 983 | WATTS | LF800M4QT | PVB | 1.500 | 3618557 | MECHANICAL ROOM
6500 | PONTIUS RD | 43125 | Active | QB-0511 | AMES | COLT 300GV | DCDA | 10.000 | 3618506 | HOT BOX
6500 | PONTIUS RD | 43125 | LPS - Active |  |  |  | VSS |  | 3639358 | FIRE BOOSTER PUMP
6606 | PONTIUS RD | 43125 | Active | PI-1789 | AMES | COLT 300NBF | DCDA | 10.000 | 3614943 | HOT BOX FRONT OF BUILDING
6606 | PONTIUS RD | 43125 | Active | 40707 | AMES | 2000B | DC | 0.750 | 3614944 | HOT BOX IN FRONT OF BUILDING
6606 | PONTIUS RD | 43125 | LPS - Active |  |  |  | LST |  | 3648820 | RISER ROOM FRONT CENTER OF BUILDING
6606 | PONTIUS RD | 43125 | Active | PI-1930 | WATTS | 957 | RP | 3.000 | 3614906 | Fire/Domestic Water Service Rm - West Wall
6606 | PONTIUS RD | 43125 | Not Required by DOW | B029459 | WILKINS | 375 | RP | 2.000 | 3614942 | Fire/Domestic Water Service Rm - West Wall
6766 | PONTIUS RD | 43125-1301 | LPS - Active | [5 empty] | 3626246
6766 | PONTIUS RD | 43125-1301 | Not Required by DOW | 437758 | WILKINS | 975XL | RP | 0.750 | 3633808 | SOUTH BATTERY AREA ON WALL
6766 | PONTIUS RD | 43125-1301 | Active | 122261 | WATTS | 009M2QT | RP | 1.500 | 88840 | PUMP ROOM
6766 | PONTIUS RD | 43125-1301 | Active | F060523140 | FEBCO | 876 | DCDA | 8.000 | 88861 | FRONT OF BUILDING PUMP ROOM
6766 | PONTIUS RD | 43125-1301 | Not Required by DOW | 437630 | WILKINS | 975XL | RP | 0.750 | 3633809 | NORTH BATTERY AREA ON WALL
6766 | PONTIUS RD | 43125-1301 | Active | 9482 | FEBCO | 805Y | DC | 0.750 | 88862 | BY PASS ON 3" BACKFLOW
6766 | PONTIUS RD | 43125-1301 | Not Required by DOW | 4618217 | WILKINS | 975XL | RP | 1.000 | 88863 | OUT SIDE PUMP ROOM
6840 | PONTIUS RD | 43125 | LPS - Active | [5 empty] | 3636287 | INSIDE PUMP ROOM S/E PART OF BUILDING
6840 | PONTIUS RD | 43125 | Active | J021587 | FEBCO | 825Y | RP | 1.500 | 103945 | INSIDE HOT BOX JUST OFF PONTIUS ROAD