## LocationListOnLine
This list contains the device serial number and house/building address combination that approved testers need to submit test report data on line. This list is sorted alphabetically including the street direction prefix. To search quickly for a street name press the Ctrl key and the F key at the same time. In most applications this will open a search box/tool. If the test is being performed to meet the City's annual testing requirement please confirm that this information matches the notice sent to the device owner or other responsible party. The House/Building Number is based on the meter/account address and will not always match the physical address of the backflow prevention assembly. Please note that serial numbers are not unique. The same serial number may be used by multiple manufacturers or on different models by the same manufacturer. If any device information in this list is wrong testers should submit corrections on the "Verify Site Profile" screen when submitting the test report through the on-line portal. Refer to Page 5 of the On-line Test Submittal User Guide available at www.columbus.gov/backflow/testers. The Hazard ID listed for each device is a unique tracking number assigned by the Backflow Compliance Office. If you know the Hazard ID for one device at a property, the on-line portal allows you to retrieve either just that device or a list of all devices at a site and the last test date for each. This list will be updated semi-annually.
Column1 | Column2 | Column3 | Column4 | Column5 | Column6 | Column7 | Column8 | Column9 | Column10 | Column11
This list contains the device serial number and house/building address combination that approved testers need to submit test report data on line. This list is sorted alphabetically including the street direction prefix. To search quickly for a street name press the Ctrl key and the F key at the same time. In most applications this will open a search box/tool. If the test is being performed to meet the City's annual testing requirement please confirm that this information matches the notice sent to the device owner or other responsible party. The House/Building Number is based on the meter/account address and will not always match the physical address of the backflow prevention assembly. Please note that serial numbers are not unique. The same serial number may be used by multiple manufacturers or on different models by the same manufacturer. If any device information in this list is wrong testers should submit corrections on the "Verify Site Profile" screen when submitting the test report through the on-line portal. Refer to Page 5 of the On-line Test Submittal User Guide available at www.columbus.gov/backflow/testers. The Hazard ID listed for each device is a unique tracking number assigned by the Backflow Compliance Office. If you know the Hazard ID for one device at a property, the on-line portal allows you to retrieve either just that device or a list of all devices at a site and the last test date for each. This list will be updated semi-annually.
House/ Building Number | Street | Zip | Status | Device Serial Number | Manufacturer | Model | Type | Size | Hazard ID | Location
3464 | 1ST AVE | 43123 | Active | RI-2280 | WATTS | 957 | RPDA | 4.000 | 3624614 | HOT BOX
3464 | 1ST AVE | 43123 | Active | 89998 | WATTS | 919QT | RP | 0.750 | 3624615 | HOT BOX
3464 | 1ST AVE | 43123 | Active | 4967831 | WILKINS | 975XL | RP | 1.50 | 3624617 | HOT BOX
3492 | 1ST AVE | 43123-1312 | Active | 3635186 | WILKINS | 975XL | RP | 1.000 | 102159
3500 | 1ST AVE | 43123-1390 | Active | 1143861 | WILKINS | 950 | DC | 1.500 | 60897 | IN BOILER ROOM SE CORNER.
3500 | 1ST AVE | 43123-1390 | Active | 1255248 | WILKINS | 975 | RP | 1.000 | 60898 | BY BOILER IN MECH ROOM AFTER 2IN MTR.
3500 | 1ST AVE | 43123-1390 | Due Install |  |  |  | RP | 2.000 | 3636863
3555 | 1ST AVE | 43123- | Due Install |  |  |  | RP | 0.750 | 3570906 | AT WATER METER IN CLOSET
3555 | 1ST AVE | 43123- | Not Required by DOW |  |  |  | RP | 0.750 | 3640790
11 | 2ND ST | 43054-9784 | Active | W104640 | WILKINS | 975 | RP | 0.750 | 53853 | NE METER CABINET OF HOUSE,
14 | 2ND ST | 43054-9756 | Active | 276107 | Apollo | RP4A | RP | 0.750 | 99396 | MECHANICAL ROOM
45 | 2ND ST | 43054-9784 | Active | 88950 | WATTS | 009QT | RP | 1.000 | 64192 | SOUTHEND OF BUILDING
72 | 2ND ST | 43217 | Active | YJ-3862 | WATTS | 957 | RP | 2.500 | 3602192 | EAST WALL IN ADMIN BUILDING
7221 | 2ND ST | 43217 | Active | YJ-3716 | WATTS | 957 | RP | 2.500 | 3607763 | EAST WALL IN ADMIN BUILDING
7221 | 2ND ST | 43217 | Not Required by DOW | 399334 | WATTS | 909M1QT | RP | 1.500 | 3607764 | EAST WALL OF HANGAR
7221 | 2ND ST | 43217 | Not Required by DOW | 399369 | WATTS | 909M1QT | RP | 1.500 | 3607765 | EAST WALL OF HANGAR
7221 | 2ND ST | 43217 | Not Required by DOW | 544522 | WATTS | 909 | RP | 1.000 | 3607766 | BOILER ROOM ADMIN BUILDING
7221 | 2ND ST | 43217 | Not Required by DOW | 306553 | WATTS | 909M1QT | RP | 1.500 | 3607767 | EAST WALL OF VEHICLE MAINT
7221 | 2ND ST | 43217 | Not Required by DOW | 4154658 | WILKINS | 975XL2 | RP | 1.500 | 3607768 | EAST WALL OF VEHICLE MAINT
7221 | 2ND ST | 43217 | Removed | REMN08807 | WILKINS | 350DA | DCDA | 8.000 | 3613661 | NE CORNER OF BUILDING
7221 | 2ND ST | 43217 | Removed | REM1549451 | WILKINS | 950XL | DC | 0.750 | 3613662 | NE CORNER OF BUILDING
7221 | 2ND ST | 43217 | Not Required by DOW | 516308 | WATTS | 909QT | RP | 1.000 | 3636182 | BOILER ROOM
7221 | 2ND ST | 43217 | Active | N2405300800 | FEBCO | LF876V | DCDA | 8.000 | 3657154 | NE CORNER OF BUILDING
7221 | 2ND ST | 43217 | Active | 06515 | WATTS | LF619 | DC | 0.750 | 3657155 | NE CORNER OF BUILDING
7221 | 2ND ST | 43217 | LPS - Active |  |  |  | LST |  | 3658498 | FIRE PUMP - FIRE PUMP ROOM
7161 | 2ND ST BLDG 440 | 43217 | Active | 15581 | WATTS | 919AQT | RP | 1.500 | 103505 | E WALL MECH RM
20 3 | 3RD ST | 43054-9502 | Not Required by DOW | ACF1763 | WATTS | 919 | RP | 1.500 | 3632929 | NORTH SIDE OF BLDG MECH RM WEST OF FRONT DOOR
20 | 3RD ST | 43054-9502 | Active | 19961B | WILKINS | 350 | DCDA | 4.000 | 3633519 | NORTH CENTER MECH RM OF NEW BLDG
20 | 3RD ST | 43054-9502 | Active | HC38996 | WILKINS | 950 | DC | 0.750 | 3633520 | NORTH CENTER MECH RM OF NEW BLDG
20 | 3RD ST | 43054-9502 | Active | 25619 | WATTS | LF919-QT | RP | 1.500 | 3650723 | NORTH CENTER MECH RM OF NEW BLDG
59 | ABBEY CHURCH RD | 43017- | Active | QL-0913 | WATTS | 957 | RP | 6.000 | 3351290 | IN HOT BOX AT PIT
5950 | ABBEY CHURCH RD | 43017- | Not Required by DOW | 037650 | WATTS | 800M4FR | PVB | 1.000 | 3624609 | INSIDE MAINTENANCE BUILDING
5950 | ABBEY CHURCH RD | 43017- | Not Required by DOW | 046353 | WATTS | 800M4 | PVB | 1.000 | 3632726 | MAINTENANCE BUILDING 2879 FRIARS HAVEN DR
6074 | ABBEY CHURCH RD | 43017 | Active | 1394210 | WILKINS | 950XL | DC | 0.750 | 68918 | MAINT OFFICE W END OF (2852) W GARAGES SAWMILL PARK DR (PVT)
6074 | ABBEY CHURCH RD | 43017 | Active | N05784 | WILKINS | 350DA | DCDA | 6.000 | 68919 | W END OF W GARAGES SAWMILL PARK DR (PVT)
6074 | ABBEY CHURCH RD | 43017 | Due Install |  |  |  | RP | 3.000 | 3636393 | MAINT ROOM/OFFICE W END OF W GARAGES THRU MAN DR AT WATER METER
6445 | ABBEY LN | 43017 | Active | 209909 | WATTS | LF009M2 | RP | 2.000 | 3653477 | RISER ROOM / BACK OF BUILDING,
6445 | ABBEY LN | 43017 | Active | 11010180721 | AMES | 3000SS | DCDA | 4.000 | 3653478 | mech room
6445 | ABBEY LN | 43017 | Active | 85324 | AMES | 2000B | DC | 0.750 | 3653479
6445 | ABBEY LN | 43017 | Not Required by DOW | EAA0665 | WILKINS | 720A | PVB | 1.000 | 3654160 | RISER ROOM / BACK OF BUILDING
6976 | ABBEYFIELD DR | 43054-9118 | Active | H025566 | FEBCO | 765 | PVB | 1.000 | 94825 | LEFT SIDE OF HOUSE
7040 | ABBEYFIELD DR | 43054-8774 | Active | G215409 | WILKINS | 720A | PVB | 0.750 | 97667 | LEFT SIDE
6515 | ABBIE TRAILS DR | 43125 | Active | NB-0638 | WATTS | 957 | RP | 3.000 | 103609 | 6511. BACK OF CLUBHOUSE - MECH ROOM AT WATER METER
6515 | ABBIE TRAILS DR | 43125 | Active | 1152280213 | WATTS | 774 | DCDA | 6.000 | 103645 | 6511 ABBIE TRAILS MECH ROOM BACK OF CLUBHOUSE
6515 | ABBIE TRAILS DR | 43125 | Active | 20662 | WATTS | 007M1PCQT | DC | 0.750 | 103646 | 6511. BACK MECH ROOM OF CLUBHOUSE
6637 | ABBIE TRAILS DR | 43110- | Active | T340435 | WILKINS | 720A | PVB | 0.750 | 70408 | OUTSIDE ENTRANCE
6637 | ABBIE TRAILS DR | 43110- | Due Install |  |  |  | RP |  | 3649032 | OUTSIDE ENTRANCE
6637 | ABBIE TRAILS DR | 43110- | Due Install |  |  |  | DCDA |  | 3649033 | OUTSIDE ENTRANCE
6722 | ABBIE TRAILS DR | 43110- | Active | 1121890201 | AMES | 3000SS | DCDA | 6.000 | 103076 | PIT IN FRONT OF COMPLEX
6722 | ABBIE TRAILS DR | 43110- | Active | 48667 | WATTS | 007M1QT | DC | 0.750 | 103077 | PIT IN FRONT OF COMPLEX
6722 | ABBIE TRAILS DR | 43110- | Due Install |  |  |  | RP | 4.000 | 3651968 | PIT IN FRONT OF COMPLEX
119 | ABBOT AVE | 43085-2601 | Active | 792941 | WILKINS | 720A | PVB | 0.750 | 54208 | RIGHT SIDE OF HOUSE
512 | ABBOTSBURY CT | 43054-9357 | Active | T230551 | WILKINS | 720A | PVB | 0.750 | 3351436 | Right side of house
5125 | ABBOTSBURY CT | 43054-9356 | Active | H004648 | FEBCO | 765 | PVB | 0.750 | 66090 | SIDE OF HOUSE
5130 | ABBOTSBURY CT | 43054-9357 | Active | H208780 | FEBCO | 765 | PVB | 1.000 | 3351437 | RIGHT SIDE.
5131 | ABBOTSBURY CT | 43054-9356 | Active | T345931 | WILKINS | 720A | PVB | 0.750 | 66101 | LEFT SIDE FRONT
5136 | ABBOTSBURY CT | 43054-9357 | Active | CAA46420 | WILKINS | 720A | PVB | 0.750 | 66107 | RIGHT SIDE OF HOUSE
5137 | ABBOTSBURY CT | 43054-9356 | Active | HB14684 | FEBCO | 765 | PVB | 1.000 | 66108 | RIGHT HAND SIDE
5148 | ABBOTSBURY CT | 43054-9357 | Active | H245123 | FEBCO | 765 | PVB | 0.750 | 66123 | LEFT SIDE OF HOUSE,
5154 | ABBOTSBURY CT | 43054-9357 | Active | 108760 | WATTS | 800M4QT | PVB | 0.750 | 66172 | LT SIDE
5160 | ABBOTSBURY CT | 43054-9357 | Active | CB002920 | FEBCO | 765 | PVB | 1.000 | 66201 | REAR CENTER OF HOUSE
5161 | ABBOTSBURY CT | 43054-9351 | Active | 822741 | WILKINS | 720A | PVB | 0.750 | 66213 | RIGHT SIDE
6113 | ABBOTSFORD DR | 43017 | Active | 115848 | WILKINS | 975 | RP | 0.750 | 69041 | BASEMENT AT METER
6135 | ABBOTSFORD DR | 43017 | Active | T232786 | Wilkins | 720A | PVB | 0.750 | 89573 | FRONT OF HOUSE--NO TAG
6143 | ABBOTSFORD DR | 43017 | Active | T396159 | Wilkins | 720 | PVB | 0.750 | 3351444 | JUST LEFT FRONT OF DOOR
6155 | ABBOTSFORD DR | 43017 | Active | cb403051 | WILKINS | 720A | PVB | 1.000 | 69172 | LEFT SIDE OF HOUSE
6167 | ABBOTSFORD DR | 43017 | Active | T154904 | WILKINS | 720 | PVB | 1.000 | 69210 | RH SIDE
6177 | ABBOTSFORD DR | 43017 | Active | H850595 | FEBCO | 765 | PVB | 1.000 | 89574 | FRONT LEFT
6178 | ABBOTSFORD DR | 43017 | Active | CB323863 | WILKINS | 720A | PVB | 0.750 | 3351448 | FRONT OF HOUSE LEFT OF FRONT DOOR
6189 | ABBOTSFORD DR | 43017-9486 | Active | T603778 | WILKINS | 720A | PVB | 1.000 | 69293 | RIGHT SIDE OF HOUSE
6198 | ABBOTSFORD DR | 43017-8674 | Active | t434889 | WILKINS | 720A | PVB | 0.750 | 69328 | RIGHT HAND SIDE ***DUPLICATE # - PREFIX WITH Z ****
1489 | ABERDEEN AVE | 43211-1452 | Active | 4239243 | WILKINS | 975 | RP | 0.750 | 3351568 | IN BASEMENT BY WATER METER
1940 | ABERDEEN DR | 43220-2926 | Active | 352080 | WILKINS | 720A | PVB | 2.000 | 56694 | RT SIDE OF 1940 ABERDEEN
1940 | ABERDEEN DR | 43220-2926 | Active | 181288 | WILKINS | 420 | PVB | 1.000 | 98634 | 1981 ABERDEEN, NORTH SIDE OF BUILDING
1940 | ABERDEEN DR | 43220-2926 | Due Install |  |  |  | RP | 1.500 | 3659565 | AT METER
2221 | ABINGTON RD | 43221-3113 | Active | 194947 | FEBCO | 765 | PVB | 1.000 | 57650 | WEST SIDE OF HOUSE
2230 | ABINGTON RD | 43221-3114 | Active | T498357 | WILKINS | 720A | PVB | 0.750 | 89576 | RIGHT SIDE
2231 | ABINGTON RD | 43221-3113 | Active | CB180446 | WATTS | 800QT | PVB | 1.000 | 89577 | FRONT RIGHT CORNER
2236 | ABINGTON RD | 43221-3114 | Active | T366252 | WILKINS | 720 | PVB | 0.750 | 3351722 | LEFT SIDE OF THE HOUSE
2241 | ABINGTON RD | 43221-3113 | Active | 026068 | WILKINS | 975 | RP | 0.750 | 57715 | AT WATER METER
2241 | ABINGTON RD | 43221-3113 | Not Required by DOW | 263199 | WATTS | 800M4FR | PVB | 0.750 | 3630092 | FRONT OF HOUSE WEST OF DOOR
2244 | ABINGTON RD | 43221-3114 | Active | H087133 | FEBCO | 765 | PVB | 0.750 | 57722 | LEFT SIDE OF HOUSE
2252 | ABINGTON RD | 43221-3114 | Active | H205846 | FEBCO | 765 | PVB | 0.750 | 89204 | SE CORNER OF HOUSE
2260 | ABINGTON RD | 43221-3114 | Active | HC01923 | FEBCO | 765 | PVB | 1.000 | 86993 | 12' Left of front door
2265 | ABINGTON RD | 43221-3113 | Active | T436313 | WILKINS | 720A | PVB | 1.000 | 57813 | LEFT SIDE OF HOUSE.
2276 | ABINGTON RD | 43221-3114 | Active | H083833 | FEBCO | 765 | PVB | 1.000 | 57826 | LEFT SIDE OF HOUSE
2286 | ABINGTON RD | 43221-3114 | Active | H184882 | FEBCO | 765 | PVB | 1.000 | 57848 | Left front
2287 | ABINGTON RD | 43221-3113 | Active | 1183 | FEBCO | 765 | PVB | 1.000 | 57850 | FRONT OF HOUSE LEFT OF DOOR
2299 | ABINGTON RD | 43221-3113 | Active | AE7278 | FEBCO | 765 | PVB | 1.000 | 89578 | FRONT OF HOUSE
2308 | ABINGTON RD | 43221-3114 | Active | AJ1044 | FEBCO | 765 | PVB | 0.750 | 57916 | FRONT OF HOUSE, LEFT OF ENTRY
2324 | ABINGTON RD | 43221-3116 | Active | H02337 | FEBCO | 765 | PVB | 1.000 | 89580 | LEFT SIDE
2335 | ABINGTON RD | 43221-3115 | Active | H088316 | FEBCO | 765 | PVB | 0.750 | 58001 | FRONT OF HOUSE
2338 | ABINGTON RD | 43221-3116 | Active | CA817078 | WILKINS | 720A | PVB | 0.750 | 3351730 | LEFT SIDE BEHIND FENCE
2362 | ABINGTON RD | 43221-3116 | Active | 297 | FEBCO | 765 | PVB | 1.000 | 58081 | RIGHT SIDE OF HOUSE
2365 | ABINGTON RD | 43221-3115 | Active | A072798 | WILKINS | 720A | PVB | 0.750 | 92373 | LEFT SIDE MIDDLE
2376 | ABINGTON RD | 43221-3116 | Active | ACX054 | WILKINS | 710 | PVB | 1.000 | 58112 | FRONT
2395 | ABINGTON RD | 43221-3115 | Active | G045426 | WILKINS | 720A | PVB | 0.750 | 88635 | OUTSIDE
2403 | ABINGTON RD | 43221-3115 | Active | T272283 | WILKINS | 720A | PVB | 0.750 | 95183 | RIGHT SIDE OF HOUSE
2411 | ABINGTON RD | 43221-3115 | Active | 28852 | FEBCO | 765 | PVB | 1.000 | 93215 | FRONT OF HOUSE
2470 | ABINGTON RD | 43221-3079 | Active | EA13323 | WILKINS | 720 | PVB | 0.750 | 3351745
2491 | ABINGTON RD | 43221 | Active | ABA98420 | WILKINS | 975 | RP | 1.000 | 3657584 | Under fake rock NW corner bed
2510 | ABINGTON RD | 43221-3004 | Active | AG5704 | FEBCO | 765 | PVB | 1.000 | 58515 | FRONT OF HOUSE - RIGHT OF ENTRY OUTSIDE.
2531 | ABINGTON RD | 43221-3003 | Active | H881481 | FEBCO | 765 | PVB | 1.000 | 100591 | FRONT OF HOUSE
2540 | ABINGTON RD | 43221-3004 | Active | G125324 | WILKINS | 720A | PVB | 0.750 | 89581 | BACK OF HOUSE
2540 | ABINGTON RD | 43221-3004 | Active | G169739 | WILKINS | 720A | PVB | 0.750 | 89582 | FRONT OF HOUSE
2540 | ABINGTON RD | 43221-3004 | Due Install |  |  |  | RP |  | 3658937
2545 | ABINGTON RD | 43221-3003 | Active | H489474 | FEBCO | 765 | PVB | 0.750 | 93013 | FRONT OF HOUSE
2560 | ABINGTON RD | 43221-3004 | Active | 101767 | FEBCO | 825Y | RP | 0.750 | 3351751 | BASEMENT
2565 | ABINGTON RD | 43221-3003 | Active | T304935 | WILKINS | 720A | PVB | 0.750 | 3351752 | LEFT SIDE
2565 | ABINGTON RD | 43221-3003 | Active | 4940052 | WILKINS | 975XL2 | RP | 0.750 | 3654559 | LEFT SIDE
2631 | ABINGTON RD | 43221-3018 | Active | 5681 | FEBCO | 765 | PVB | 1.000 | 58824 | LEFT SIDE OF HOUSE
2650 | ABINGTON RD | 43221-3021 | Active | 311126 | WILKINS | 720A | PVB | 0.750 | 89583 | LEFT SIDE
2651 | ABINGTON RD | 43221-3086 | Active | 19148 | FEBCO | 765 | PVB | 1.000 | 58899 | FRONT RIGHT SIDE OF HOUSE
2705 | ABINGTON RD | 43221-3020 | Active | CD3138 | FEBCO | 765 | PVB | 0.750 | 59041 | FRONT OF HOUSE
2725 | ABINGTON RD | 43221-3066 | Active | CB075398 | WILKINS | 720 | PVB | 1.000 | 59095 | FRONT OF HOUSE NEXT OT MAIN ENTRANCE
2730 | ABINGTON RD | 43221 | Active | 190118 | WATTS | 800M4QT | PVB | 1.000 | 101228 | FRONT OF HOUSE - RIGHT SIDE OF DOOR.
2760 | ABINGTON RD | 43221-3000 | Active | T126348 | WILKINS | 720A | PVB | 1.000 | 59223 | SW FRONT WALL BY WINDOW WELL
6159 | ACACIA DR | 43026-6158 | Active | T761297 | WILKINS | 720A | PVB | 0.750 | 91565 | LEFT FRONT
6173 | ACACIA DR | 43026-6158 | Active | G215491 | WILKINS | 720A | PVB | 0.750 | 97299 | LEFT SIDE
6197 | ACACIA DR | 43026-6158 | Active | 865216 | APOLLO/CONBRACO | PVB4A | PVB | 0.750 | 95348 | RIGHT SIDE
6209 | ACACIA DR | 43026-6197 | Active | H339837 | FEBCO | 765 | PVB | 0.750 | 88835 | LEFT FRONT
6234 | ACACIA DR | 43026-6200 | Active | T346127 | WILKINS | 720A | PVB | 0.750 | 100978 | RIGHT side
6247 | ACACIA DR | 43026-6197 | Active | H379828 | FEBCO | 765 | PVB | 0.750 | 88938 | RIGHT SIDE OF HOUSE
6257 | ACACIA DR | 43026 | Active | 014315 | Watts | LF800M4 | PVB | 0.750 | 95726 | LEFT CENTER
6269 | ACACIA DR | 43026-6197 | Active | G227244 | WILKINS | 720A | PVB | 0.750 | 96938 | LEFT SIDE OF HOUSE
6270 | ACACIA DR | 43026-6200 | Active | G242356 | WILKINS | 720A | PVB | 0.750 | 99737 | LEFT FRONT
100 | ACCESS RD BLDG HUB | 43217 | Active | 16101 | WILKINS | 375AST | RP | 4.000 | 3602137 | FED EX 7066 CARGO RD MAIN BUILDING IN COMPRESSOR ROOM
717 | ACHILL DR | 43017 | Active | 562906 | APOLLO/CONBRACO | PVB | PVB | 0.750 | 3351836 | LEFT FRONT
7175 | ACHILL DR | 43017-2634 | Active | H431998 | FEBCO | 765 | PVB | 0.750 | 97431 | RIGHT SIDE OF HOUSE
7191 | ACHILL DR | 43017-2634 | Active | 128502 | WILKINS | 420 | PVB | 1.000 | 71589 | RIGHT FRONT.
7204 | ACHILL DR | 43017 | Active | F022829 | WILKINS | 720A | PVB | 0.750 | 98655 | LEFT SIDE.
7239 | ACHILL DR | 43017 | Active | G169725 | WILKINS | 720A | PVB | 0.750 | 95061 | Left side of the house
4412 | ACKERLY FARM RD | 43054-9665 | Active | 542725 | WILKINS | 720A | PVB | 0.750 | 89585 | RIGHT SIDE
4426 | ACKERLY FARM RD | 43054-9665 | Active | 542763 | WILKINS | 720A | PVB | 0.750 | 63982 | RIGHT SIDE OF HOUSE.
4440 | ACKERLY FARM RD | 43054-9665 | Active | 375257 | WILKINS | 720A | PVB | 0.750 | 64009 | FRONT OF HOUSE
4460 | ACKERLY FARM RD | 43054-9665 | Active | 817390 | WILKINS | 720A | PVB | 0.750 | 64080
4469 | ACKERLY FARM RD | 43054-9666 | Active | cb414175 | WILKINS | 720A | PVB | 1.000 | 64113 | SOUTHSIDE
4470 | ACKERLY FARM RD | 43054-9665 | Active | 228522 | WILKINS | 720A | PVB | 0.750 | 64119 | RIGHT SIDE OF HOUSE
4473 | ACKERLY FARM RD | 43054-9666 | Replaced | REP166642 | WILKINS | 420 | PVB | 1.000 | 64123 | REPLACED - BEHIND HOUSE
4473 | ACKERLY FARM RD | 43054-9666 | Active | T082597 | WILKINS | 720 | PVB | 1.000 | 3611565 | BEHIND HOUSE
4477 | ACKERLY FARM RD | 43054 | Active | CB323059 | WILKINS | 720A | PVB | 0.750 | 3603271 | LEFT SIDE OF HOUSE
4480 | ACKERLY FARM RD | 43054-9665 | Active | CAA46419 | WILKINS | 720A | PVB | 0.750 | 64142 | LEFT FRONT
4490 | ACKERLY FARM RD | 43054-9665 | Active | T486787 | WILKINS | 720A | PVB | 1.000 | 87450 | LEFT SIDE OF HOUSE
4519 | ACKERLY FARM RD | 43054 | Active | T176315 | WILKINS | 720 | PVB | 0.750 | 3606114 | LEFT FRONT
4520 | ACKERLY FARM RD | 43054 | Active | CAA36827 | WILKINS | 720 | PVB | 0.750 | 3650477 | LEFT CENTER BY GENERATOR
4525 | ACKERLY FARM RD | 43054 | Active | T198604 | WILKINS | 720A | PVB | 0.750 | 3607680 | LEFT SIDE
4530 | ACKERLY FARM RD | 43054 | Active | T196758 | WILKINS | 720A | PVB | 0.750 | 3613193
4531 | ACKERLY FARM RD | 43054 | Active | T146569 | WILKINS | 720A | PVB | 0.750 | 3605837 | LEFT SIDE OF HOUSE
4537 | ACKERLY FARM RD | 43054 | Active | 374137 | WATTS | 800M4FR | PVB | 0.750 | 3603023 | FRONT OF HOUSE
4543 | ACKERLY FARM RD | 43054 | Active | CB440238 | WILKINS | 720A | PVB | 0.750 | 3633160 | RIGHT OF FRONT DOOR
4549 | ACKERLY FARM RD | 43054 | Active | T146696 | WILKINS | 720A | PVB | 0.750 | 103775 | LEFT SIDE
4550 | ACKERLY FARM RD | 43054 | Active | T417707 | WILKINS | 720A | PVB | 0.750 | 3653129 | RIGHT SIDE
4560 | ACKERLY FARM RD | 43054 | Active | G262986 | WILKINS | 720A | PVB | 1.000 | 98709 | FRONT RIGHT CORNER TOWARDS REAR
4567 | ACKERLY FARM RD | 43054 | Active | H245569 | WILKINS | 720A | PVB | 0.750 | 103540 | BACK RIGHT
4570 | ACKERLY FARM RD | 43054 | Active | VAA12448 | WILKINS | 720A | PVB | 0.750 | 3658512 | LEFT SIDE
4573 | ACKERLY FARM RD | 43054 | Active | 592667 | FEBCO | 765 | PVB | 0.750 | 99240 | REAR OF HOUSE
4579 | ACKERLY FARM RD | 43054 | Active | CB154530 | WILKINS | 720 | PVB | 0.750 | 3607689 | LEFT SIDE
4585 | ACKERLY FARM RD | 43054 | Active | T439809 | WILKINS | 720A | PVB | 0.750 | 98714 | LEFT SIDE OF HOUSE
7800 | ACKERLY LOOP | 43054 | Active | T154950 | WILKINS | 720A | PVB | 1.000 | 102841 | LEFT FRONT
7810 | ACKERLY LOOP | 43054 | Active | F022228 | WILKINS | 720A | PVB | 0.750 | 98573 | FRONT OF HOUSE FROM STREET (NORTH)
7815 | ACKERLY LOOP | 43054 | Active | VAA6133 | WILKINS | 720A | PVB | 0.750 | 98572 | RIGHT SIDE OF HOUSE FROM STREET (SOUTH)
7820 | ACKERLY LOOP | 43054 | Active | G241117 | WILKINS | 720A | PVB | 0.750 | 98711 | LEFT SIDE
7825 | ACKERLY LOOP | 43054 | Active | 3768598 | WILKINS | 975 | RP | 0.750 | 3603030 | WEST OF FRONT DOOR IN COVE
7830 | ACKERLY LOOP | 43054 | Active | G246098 | WILKINS | 720A | PVB | 0.750 | 99007 | RIGHT SIDE OF HOUSE
7830 | ACKERLY LOOP | 43054 | Active | G245767 | WILKINS | 720A | PVB | 0.750 | 3606029 | LEFT SIDE OF HOUSE
7840 | ACKERLY LOOP | 43054 | Active | T197292 | WILKINS | 720 | PVB | 0.750 | 3611890 | FRONT
7850 | ACKERLY LOOP | 43054 | Active | T236821 | WILKINS | 720A | PVB | 1.000 | 3607548 | REAR OF HOUSE
7860 | ACKERLY LOOP | 43054 | Active | CB028954 | WILKINS | 720A | PVB | 0.750 | 103208 | LEFT SIDE BURIED IN SHRUBS AND TREE
7870 | ACKERLY LOOP | 43054 | Active | T072655 | WILKINS | 720A | PVB | 0.750 | 101046 | RIGHT SIDE OF HOUSE
441 | ACKERMAN RD | 43202-1569 | Replaced | REP590468 | RAINBIRD | 150 | PVB | 1.500 | 63952 | REPLACED- MECH ROOM WEST SIDE OF BLDG
441 | ACKERMAN RD | 43202-1569 | Active | 025574 | WATTS | 800M4QT | PVB | 1.500 | 3610026 | MECH ROOM WEST SIDE OF BLDG
480 | ACKERMAN RD | 43202-1501 | Removed | 094748REM | WILKINS | 975 | RP | 2.000 | 65081 | IN MECHANICAL ROOM N.E. CORNER
480 | ACKERMAN RD | 43202-1501 | Active not linked | 137094 | WATTS | LF009M2QT | RP | 1.500 | 3659180
520 | ACKERMAN RD | 43202 | Active | 49057 | WILKINS | 375A | RP | 6.000 | 3646955 | MECH ROOM WEST SIDE OF BLDG SOUTH END OF BLDG
520 | ACKERMAN RD | 43202 | Active | 5697D | WILKINS | 375 | RPDA | 8.000 | 3646956 | MECH ROOM WEST SIDE OF BLDG SOUTH END OF BLDG
520 | ACKERMAN RD | 43202 | Active | 4882870 | WILKINS | 975XLD | RP | 0.750 | 3646957 | MECH ROOM WEST SIDE OF BLDG SOUTH END OF BLDG
520 | ACKERMAN RD | 43202 | Not Required by DOW | ACA9813 | WILKINS | 975XL2 | RP | 2.000 | 3648662 | WEST SIDE OF BUILDING WATER RISER ROOM
520 | ACKERMAN RD | 43202 | Not Required by DOW | 4873248XLTCU | WILKINS | 975XL2 | RP | 1.500 | 3648663 | 4TH FLOOR POOL EQUIPMENT ROOM OF 2877 OLENTANGY RIVER RD
650 | ACKERMAN RD | 43202-4500 | Active | 141300 | WATTS | 909 | RP | 3.000 | 70078 | BUILDING #1, 1ST FLOOR MECH RM
650 | ACKERMAN RD | 43202-4500 | Active | 40434 | WILKINS | 350ASTDA | DCDA | 8.000 | 3626672 | IN VAULT AT NW CORNER OF ACKERMAN RD AND FRED TAYLOR DR
650 | ACKERMAN RD | 43202-4500 | Active | HC87332 |  |  | DC | 0.750 | 3658707 | IN VAULT AT NW CORNER OF ACKERMAN RD AND FRED TAYLOR DR
700 | ACKERMAN RD | 43202-1559 | Removed | 224335REM | WATTS | 909QT | RP | 1.000 | 71123 | REMOVED-8' OFF FLOOR MECHANICAL ROOM
700 | ACKERMAN RD | 43202-1559 | Removed | REM334 | FEBCO | 765 | PVB | 1.500 | 71124 | REMOVED NO WATER TO DEVICE
700 | ACKERMAN RD | 43202-1559 | Not Required by DOW | 3864176 | WILKINS | 975 | RP | 2.000 | 71125 | MECH ROOM BACK OF BLDG BY METER
700 | ACKERMAN RD | 43202-1559 | Not Required by DOW | 3900488 | WILKINS | 975XL | RP | 1.000 | 3607521 | MECHANIC ROOM CEILING
700 | ACKERMAN RD | 43202-1559 | Not Required by DOW | 1946491118 | AMES | 3000SS | DCDA | 6.000 | 3630179
700 | ACKERMAN RD | 43202-1559 | Not Required by DOW | 27788 | WATTS | 007M1QT | DC | 0.750 | 3630180
700 | ACKERMAN RD | 43202-1559 | Active | 17666 | WATTS | LF909 | RP | 6.000 | 3632917 | PARKING LOT NEXT TO ACKERMAN RD AND EXIT TO 315 (SR) NORTH
650 | ACKERMAN RD UNIT B | 43202-4500 | Not Required by DOW | 241062 | WATTS | 009M2QT | RP | 1.000 | 70075 | 670 ACKERMAN RD, BLD #3 PENTHOUSE BEHIND BOILER
650 | ACKERMAN RD UNIT B | 43202-4500 | Not Required by DOW | 141234 | WATTS | 909 | RP | 3.000 | 70076 | 660 ACKERMAN RD, BLDG #8 BASEMENT IN HALLWAY 5 FT
650 | ACKERMAN RD UNIT B | 43202-4500 | Not Required by DOW | 003424 | WATTS | 909 | RP | 3.000 | 70077 | 670 ACKERMAN RD, BLDG 3, 1ST FL JANITOR CLOSET & SPIRAL STAIR TO PENTHOUSE
650 | ACKERMAN RD UNIT B | 43202-4500 | Not Required by DOW | 39785 | WATTS | 909HWQT | RP | 1.250 | 70079 | 660 ACKERMAN RD, BLDG #8 BASEMENT CHILLER RM
650 | ACKERMAN RD UNIT B | 43202-4500 | Not Required by DOW | 10498 | WATTS | 007M2QT | DC | 1.250 | 70081 | 670 ACKERMAN RD, BLDG 3 MECH RM B356M
650 | ACKERMAN RD UNIT B | 43202-4500 | Not Required by DOW | F31777 | WATTS | 957RPDA-GV | RP | 3.000 | 96492 | 640 ACKERMAN RD, BLDG #2 SPRINKLER MECH ROOM
650 | ACKERMAN RD UNIT B | 43202-4500 | Not Required by DOW | 614558 | WATTS | 909QT | RP | 1.000 | 96494 | 680 ACKERMAN RD, MECH ROOM D465B BLDG 4
650 | ACKERMAN RD UNIT B | 43202-4500 | Not Required by DOW | 02809 | WATTS | 007QT | DC | 0.500 | 96497 | 680 ACKERMAN RD, MECH ROOM D465B
650 | ACKERMAN RD UNIT B | 43202-4500 | Not Required by DOW | 446210 | WATTS | 909HWM1QT | RP | 1.500 | 100580 | MECHANIC ROOM PENTHOUSE
650 | ACKERMAN RD UNIT B | 43202-4500 | Not Required by DOW | 01806 | WATTS | 919 | RP | 0.500 | 100585 | MECHANIC ROOM 125M
650 | ACKERMAN RD UNIT B | 43202-4500 | Active | L162979 | WILKINS | 375 | RP | 4.000 | 3626671 | HEATED ENCLOSURE IN FRONT OF MIDDLE OF BUILDING
636 | ACONITE CT | 43004 | Active | CB076725 | WILKINS | 720A | PVB | 0.750 | 3603371 | LEFT SIDE
861 | ACONITE DR | 43004 | Active | T182420 | WILKINS | 720A | PVB | 0.750 | 3603370 | LEFT SIDE OF HOUSE
270 | ACTON RD UNIT A | 43214-3304 | Active | T041371 | WILKINS | 720A | PVB | 0.750 | 100394 | RIGHT SIDE OF HOUSE
683 | ADDENBROOK BLVD | 43054-9353 | Active | C06722 | FEBCO | 765 | PVB | 0.750 | 70788 | LT SIDE
6865 | ADDENBROOK BLVD | 43054-9353 | Active | H517306 | FEBCO | 765 | PVB | 0.750 | 95444 | RIGHT SIDE OF HOUSE
6886 | ADDENBROOK BLVD | 43054-9358 | Replaced | REP325118 | WATTS | 800M4QT | PVB | 1.000 | 70882 | REPLACED- FRONT OF HOUSE
6886 | ADDENBROOK BLVD | 43054-9358 | Active | 019859 | WATTS | LF800M4 | PVB | 1.000 | 3611402 | FRONT OF HOUSE
6894 | ADDENBROOK BLVD | 43054-9358 | Active | G036149 | WILKINS | 720A | PVB | 1.000 | 70893 | RIGHT SIDE OF HOUSE
6902 | ADDENBROOK BLVD | 43054-9358 | Active | T414591 | WILKINS | 720A | PVB | 0.750 | 70913 | FRONT LEFT CORNER BEHIND SOME LARGE BUSHES
6905 | ADDENBROOK BLVD | 43054-9353 | Active | 005137 | WATTS | 800CMQT | PVB | 0.750 | 70915 | RIGHT SIDE OF HOUSE
6910 | ADDENBROOK BLVD | 43054 | Active | T477425 | WILKINS | 720A | PVB | 0.750 | 70925 | LEFT SIDE
3093 | ADDERBURY DR | 43123-8206 | Active | A135323 | WILKINS | 720A | PVB | 0.750 | 92739 | LEFT SIDE OF HOUSE
3096 | ADDERBURY DR | 43123 | Active | CAB48873 | WILKINS | 720A | PVB | 0.750 | 3599317 | EASTSIDE OF HOUSE
3108 | ADDERBURY DR | 43123 | Active | CB597900 | WILKINS | 720A | PVB | 1.000 | 59984 | OUTSIDE EAST SIDE
3117 | ADDERBURY DR | 43123-8212 | Active | HK14537 | FEBCO | 765 | PVB | 1.000 | 60001 | WEST SIDE
7106 | ADDINGTON RD | 43054-9477 | Active | CB589946 | WILKINS | 720A | PVB | 0.750 | 71421 | RIGHT SIDE OF HOUSE
7127 | ADDINGTON RD | 43054-9476 | Active | G183832 | WILKINS | 720A | PVB | 0.750 | 91927 | LEFT SIDE
8210 | ADDINSTON CT | 43017-8711 | Active | CB179916 | WILKINS | 720A | PVB | 1.000 | 73526 | 12' RIGHT OF FRONT DOOR
4520 | ADDISON S LN | 43026 | Active | YH-0010 | AMES | COLT 400 | RP | 4.000 | 3658069 | HOTBOX LEAP RD JUST SOUTH OF TREMONT CLUB
4520 | ADDISON S LN | 43026 | Active | YG-0109 | AMES | COLT 300-GV | DCDA | 8.000 | 3658070 | IN VAULT LEAP RD JUST SOUTH OF TREMONT CLUB
4520 | ADDISON S LN | 43026 | Active | 78443 | AMES | 2000BM3 | DC | 0.750 | 3658071 | IN VAULT LEAP RD JUST SOUTH OF TREMONT CLUB
6480 | ADELAIDE CT | 43125 | Active | 117863 | WATTS | LF009M2 | RP | 2.000 | 3629790 | SW Corner Entrance - Hot Box by Meter Pit
6480 | ADELAIDE CT | 43125 | Active | 71234 | WATTS | 919 | RP | 0.750 | 3629791 | SW Corner Entrance - Hot Box by Meter Pit
6480 | ADELAIDE CT | 43125 | Active | RJ0247 | AMES | COLT 500-GV | RPDA | 8.000 | 3629792 | SW Corner Entrance - Hot Box by Meter Pit
6480 | ADELAIDE CT | 43125 | LPS - Active |  |  |  | LST |  | 3654590 | FIRE PUMP - EAST SIDE OF BUILDING EXTERIOR FIRE PUMP ROOM
6500 | ADELAIDE CT | 43125-9652 | Active | 1150051101 | AMES | 3000SS | DCDA | 8.000 | 70102 | N PUMP ROOM
6500 | ADELAIDE CT | 43125-9652 | Active | 1285989 | WILKINS | 975 | RP | 2.000 | 70103 | NW END OF BUILD IN FIRE SPRINKLER RM (OUTSIDE DOOR)
6500 | ADELAIDE CT | 43125-9652 | Not Required by DOW | 1289725 | WILKINS | 975 | RP | 1.500 | 70104 | NW END OF BUILD IN FIRE SPRINKLER RM (OUTSIDE DOOR)
6500 | ADELAIDE CT | 43125-9652 | Active | 22963 | AMES | 2000B | DC | 0.750 | 70105 | N PUMP ROOM
6500 | ADELAIDE CT | 43125-9652 | LPS - Active |  |  |  | LST |  | 3638153 | FIRE PUMP - NW END OF BUILD IN FIRE SPRINKLER RM (OUTSIDE DOOR)
380 | ADENA BROOK LN | 43214-1182 | Active | W096979 | WILKINS | 975 | RP | 0.750 | 61800 | REAR OF HOUSE
757 | ADENA DR | 43215-1114 | Active | 277435 | WATTS | LF009M3QT | RP | 0.750 | 3352344 | SW CORNER OFFICE AT METER
312 | ADENA POINT CT | 43221-4710 | Active | 551470 | FEBCO | 765 | PVB | 0.750 | 3352352
5727 | ADERHOLT RD | 43016-6326 | Active | F006258 | WILKINS | 720A | PVB | 0.750 | 98210 | LEFT SIDE
1001 | ADIN TR | 43235-1787 | Active | T146912 | WILKINS | 720A | PVB | 0.750 | 3591821 | RIGHT SIDE OF HOUSE
2250 | ADNER CT | 43220-5426 | Removed | 298747REM | WILKINS | 420 | PVB | 1.000 | 89233 | REMOVED-RIGHT OF DOOR BY GAS
2250 | ADNER CT | 43220-5426 | Active | H916020 | FEBCO | 765 | PVB | 1.000 | 3606222 | RIGHT OF FRONT DOOR
2255 | ADNER CT | 43220-5427 | Active | T462847 | WILKINS | 720A | PVB | 0.750 | 89586 | FRONT OF HOUSE
2262 | ADNER CT | 43220-5426 | Active | T474424 | WILKINS | 720A | PVB | 0.750 | 101954 | 8 FT RIGHT OF FRONT DOOR
2266 | ADNER CT | 43220-5426 | Active | T430999 | WILKINS | 720A | PVB | 0.750 | 3352433 | RIGHT OF FRONT DOOR
2080 | ADVANCE AVE | 43207-1758 | Active | 21295 | WATTS | 009QT | RP | 1.500 | 57159 | AT WATER METER - 2 YARD HYDRANTS
2080 | ADVANCE AVE | 43207-1758 | Active | 22467 | WATTS | 009M2QT | RP | 1.500 | 57160 | AT WATER METER. N SIDE OF WAREHOUSE
2080 | ADVANCE AVE | 43207-1758 | Active | 3BM1313 | AMES | 3000SS | DCDA | 6.000 | 57161 | IN METER PIT IN FRONT OF BUILDING
2080 | ADVANCE AVE | 43207-1758 | Active | 94986 | WATTS | 007QT | DC | 0.750 | 57162 | IN METER PIT IN FRONT OF BUILDING
2080 | ADVANCE AVE | 43207-1758 | Removed | 449845REM | APOLLO/CONBRACO | RP4A | RP | 2.000 | 104065 | REMOVED-EAGLE EQUIPMENT DECK
2100 | ADVANCE AVE | 43207-1722 | Active | T82564 | WATTS | 909 | RP | 4.000 | 55685 | SOUTH WALL OF BLDG #2
2100 | ADVANCE AVE | 43207-1722 | Active | 243053 | WATTS | 909 | RP | 6.000 | 55686 | 2100 ADVANCE AVE, EAST WALL BLDG #1
2100 | ADVANCE AVE | 43207-1722 | Active | 274898 | WATTS | 909M1QT | RP | 2.000 | 55687 | AIR COMPRESSOR ROOM BLDG #1
2100 | ADVANCE AVE | 43207-1722 | Due Install |  |  |  | RP | 8.000 | 3639682 | Vault in front of 1641 Universal verified s/n 2/23/24 TB
2120 | ADVANCE AVE | 43207-1722 | Due Install |  |  |  | RP |  | 3352436 | AT MTR IN BATHROOM
2130 | ADVANCE AVE | 43207-1722 | Removed | W279618REM | WILKINS | 975XLBMS | RP | 1.000 | 93039
2130 | ADVANCE AVE | 43207-1722 | Active | ABA09538 | WILKINS | 975-XL2 | RP | 0.750 | 3654265 | Bld. B at water meter
2201 | ADVANCE AVE UNIT B | 43207-1723 | Active | 208799 | WATTS | 909M1QT | RP | 2.000 | 57615 | IN THE NE CONRER OF THE BLDG, AT THE WATER METER
2201 | ADVANCE AVE UNIT B | 43207-1723 | Active | 1469700605 | AMES | 2000SS | DC | 8.000 | 87718 | OLD PUMP HOUSE
2130 | advance ave unit water |  | Active | ACR6471 | WILKINS | 975XL2 | RP | 2.000 | 3658173
5308 | ADVENTURE DR | 43017 | Active | F022823 | WILKINS | 720A | PVB | 0.750 | 99039 | LEFT SIDE
5309 | ADVENTURE DR | 43017 | Active | CAB82437 | WILKINS | 720A | PVB | 0.750 | 3604443 | LEFT FRONT
5317 | ADVENTURE DR | 43016 | Active | EA15061 | WILKINS | 720A | PVB | 0.750 | 3603075 | LEFT FRONT
5420 | ADVENTURE DR | 43017 | Active | G142801 | WILKINS | 720A | PVB | 0.750 | 97045 | RIGHT SIDE
5500 | ADVENTURE DR | 43017 | Active | 190368 | WILKINS | 720A | PVB | 1.000 | 89587 | BACK OF HOUSE
5544 | ADVENTURE DR | 43017 | Active | F005848 | WILKINS | 720A | PVB | 0.750 | 97499 | front of house on the right
5704 | ADVENTURE DR | 43017 | Active | hf35743 | FEBCO | 766 | PVB | 1.000 | 67674 | LEFT CENTER
4624 | ADWELL LOOP | 43123-8296 | Active | 4376631 | WILKINS | 975XL | RP | 0.750 | 3596671
4654 | ADWELL LOOP | 43123-8296 | Active | T298683 | WILKINS | 720 | PVB | 0.750 | 3599012 | LEFT FRONT
4674 | ADWELL LOOP | 43123 | Active | 484862 | WATTS | 800MQT | PVB | 0.750 | 92429 | FRONT RIGHT
4758 | ADWELL LOOP | 43123-8218 | Active | CAB12836 | WILKINS | 720A | PVB | 0.750 | 3596715 | RIGHT FRONT
4798 | ADWELL LOOP | 43123-8218 | Active | F098335 | WILKINS | 720A | PVB | 1.000 | 65075 | LEFT SIDE OF HOUSE
4857 | ADWELL LOOP | 43123-8214 | Active | t625532 | WILKINS | 720A | PVB | 1.000 | 89589 | SOUTH EAST CORNER OF HOUSE
4907 | ADWELL LOOP | 43123-8215 | Active | T236505 | WILKINS | 720A | PVB | 1.000 | 89590 | RIGHT SIDE OF HOUSE
1880 | AGLER RD | 43224-4402 | Active | CB325163 | WILKINS | 720A | PVB | 0.750 | 3352589 | BACK LEFT OF THE HOUSE
2116 | AGLER RD | 43224-4586 | Removed | 103966REM | WATTS | 009M1PCQT | RP | 1.500 | 57341 | MECH ROOM FOR ADDITION REMOVED
2116 | AGLER RD | 43224-4586 | Not Required by DOW | 110383 | WATTS | 009M3QT | RP | 0.750 | 89291 | water closet for baptismal pool
2116 | AGLER RD | 43224-4586 | Not Required by DOW | 026765 | WATTS | 009 | RP | 0.750 | 3629654 | NORTHWEST UTILITY CLOSET
2116 | AGLER RD | 43224-4586 | Active | ACN2011 | WILKINS | 975XL2 | RP | 1.500 | 3630338 | AT WATER METER IN BAND STORAGE ROOM
2150 | AGLER RD | 43224-4523 | Due Install |  |  |  | DCDA | 4.000 | 3605678
2176 | AGLER RD | 43224-4572 | Due Install |  |  |  | RP |  | 3352627
2241 | AGLER RD | 43224-4580 | Active | 103442 | WATTS | LF919QT | RP | 0.750 | 3352635
2452 | AGLER RD | 43224 | Active | 11030330822 | AMES | 3000CIV | DCDA | 4.000 | 3352665 | MTR ROOM S/W CORNER OF BUILDING
2452 | AGLER RD | 43224 | Active | 86322 | AMES | 2000B | DC | 0.750 | 3654056 | S/W CORNER OF BUILDING
2452 | AGLER RD | 43224 | Active | 33866C | WILKENS/ZURN | 375AST | RP | 4.000 | 3654064 | S/W CORNER OF BUILDING FIRE STATION
2624 | AGLER RD | 43224 | Active | WD-0891 | AMES | COLT 400 | RP | 6.000 | 3653826 | HOTBOX
2624 | AGLER RD | 43224 | Active | WC-1669 | AMES | COLT 300GV | DCDA | 8.000 | 3653827
2624 | AGLER RD | 43224 | Active | 68559 | AMES | 2000BM3 | DC | 0.750 | 3653828 | PIT
2747 | AGLER RD | 43224-4615 | Active | 137765 | WATTS | 009M2QT | RP | 0.500 | 59167 | UNDER BAPISTRY. HALLWAY ACCESS PANEL
2747 | AGLER RD | 43224-4615 | Removed | 207719REM | WATTS | 800QT | PVB | 0.750 | 59168 | REMOVED-FRONT OF BLDG
2747 | AGLER RD | 43224-4615 | Active | ABA18831 | WILKINS | 975XL2 | RP | 1.000 | 3638205 | FRONT OF CHURCH. WEST OF FRONT DOOR. DOOR LEADING TO A STAIRWAY EAST OF DOOR
2750 | AGLER RD | 43224-4616 | Active | OF-1522 | WATTS | 957 | RP | 4.000 | 59157 | IN HOT BOX AT PIT ON TOP OF HILL. E OF ENTRANCE
2750 | AGLER RD | 43224-4616 | Not Required by DOW | OC0962 | WATTS | 957 | RP | 3.000 | 3604528 | RISER ROOM SOUTH SIDE OF BUILDING
2750 | AGLER RD | 43224-4616 | Not Required by DOW | 24874 | WATTS | LF919QT | RP | 2.000 | 3611304 | ROOM U-126
2750 | AGLER RD | 43224-4616 | Not Required by DOW | QG-0322 | WATTS | 957 | RP | 3.000 | 3618695 | 2980 INSPIRE DR, RM #U123
2750 | AGLER RD | 43224-4616 | Not Required by DOW | 20712 | WATTS | LF919QT | RP | 1.500 | 3618696 | 2980 INSPIRE DR, RM #U123
2750 | AGLER RD | 43224-4616 | Not Required by DOW | PK-1842 | WATTS | 975 | RP | 3.000 | 3623040 | ROOM 4M16 WATER ROOM
2750 | AGLER RD | 43224-4616 | Not Required by DOW | 20195 | WATTS | 919QT | RP | 1.500 | 3623041 | ROOM 4M12 WATER ROOM
2750 | AGLER RD | 43224-4616 | Active | 1156590314 | WATTS | 774DCDA | DCDA | 8.000 | 3626926 | IN PIT UP ON HILL E OF ENTRANCE
2750 | AGLER RD | 43224-4616 | Active | 21062 | WATTS | 007M2QT | DC | 0.750 | 3626928 | IN PIT UP ON HILL E OF ENTRANCE
2785 | AGLER RD | 43224 | Active | 08290 | WATTS | LF009 | RP | 3.000 | 3641498 | MOST NW BLDG OF STADIUM AT WATER METER LOCKER/BATHROOMS
3101 | AGLER RD | 43218- | Active | 092131 | WATTS | 009 | RP | 1.500 | 3650455 | Fire pump room
3101 | AGLER RD | 43218- | Active | 1009590721 | AMES | 30000SS | DCDA | 8.000 | 3650456 | Fire pump room
3101 | AGLER RD | 43218- | Active | 85111 | AMES | 2000B | DC | 0.750 | 3650457 | Fire pump room- METERED BYPASS ON DCDA
3101 | AGLER RD | 43218- | LPS - Active |  |  |  | LST |  | 3650458 | FIRE PUMP - FIRE PUMP ROOM
3164 | AGLER RD | 43219-3262 | Active | 02166 | AMES | 4000B | RP | 1.500 | 60128 | 2444 GATEWOOD, WTR MTR RM, COMM CTR MAINT GAR MECH RM
3164 | AGLER RD | 43219-3262 | Active | W059642 | WILKINS | 975XL | RP | 1.500 | 60129 | 2444 GATEWOOD, WATER METER ROOM
3164 | AGLER RD | 43219-3262 | Active | ACP0307 | WILKINS | 975XL2 | RP | 1.500 | 100526 | 2444 GATEWOOD RD, MECHANIC ROOM IN GARAGE (METER ROOM)
3164 | AGLER RD | 43219-3262 | Due Install | [5 empty] | 3655682
3400 | AGLER RD | 43219- | Active | 21N1127 | AMES | 2000SS | DC | 4.000 | 60605 | REAR OF BUILDING IN MECH ROOM.- THOUGH DOUBLE DOORS
3400 | AGLER RD | 43219- | Due Install |  |  |  | RP | 3.000 | 3636729
3400 | AGLER RD | 43219- | Due Install |  |  |  | DCDA | 6.000 | 3636730
3433 | AGLER RD | 43219-3387 | Active | 106720 | AMES | 3000SS | DCDA | 6.000 | 60722 | OUTSIDE IN METER PIT
3433 | AGLER RD | 43219-3387 | Active | 1073759 | WILKINS | 975XLBMS | RP | 2.000 | 60723 | WATER ROOM #1005
3433 | AGLER RD | 43219-3387 | Active | 1073772 | WILKINS | 975XLBMS | RP | 2.000 | 60724 | WATER ROOM #1005
3433 | AGLER RD | 43219-3387 | Not Required by DOW | J027937REM | FEBCO | 825Y | RP | 2.000 | 60725 | ABOVE GROUND BY PIT IN FRONT OF BUILDING
3433 | AGLER RD | 43219-3387 | Active | 45521 | WATTS | 007M1QT | DC | 0.750 | 60726 | FIRE PROTECTION SYSTEM OUTSIDE IN METER PIT
3440 | AGLER RD | 43219- | Due Install |  |  |  | RP | 3.000 | 3352682 | CORBAN COMMONS W OF DRIVE BY SIGN BOTH MTRS IN PIT. MULTIPLE TURN UPS ON DOM
3440 | AGLER RD | 43219- | Due Install |  |  |  | DCDA | 6.000 | 3650987 | CORBAN COMMONS W OF DRIVE BY SIGN BOTH MTRS IN PIT
3443 | AGLER RD | 43219-3385 | Removed | 15270REM | WATTS | 009QT | RP | 1.000 | 60747 | REMOVED - LAWN SPRINKLER SYSTEM
3443 | AGLER RD | 43219-3385 | Active | 323951 | WATTS | 909M1QT | RP | 2.000 | 60748 | MECHANICAL ROOM 1ST FLOOR
3443 | AGLER RD | 43219-3385 | Active | 35531 | WATTS | 007QT | DC | 0.750 | 60749 | MECHANICAL ROOM
3443 | AGLER RD | 43219-3385 | Active | 0000065 | WATTS | 774 | DCDA | 6.000 | 60750 | N.E. MECHANICAL ROOM -- 1ST FLOOOR
3728 | AGLER RD | 43219- | Due Install |  |  |  | RP |  | 3600101
3790 | AGLER RD | 43219-3605 | Active | ALA63986 | WILKINS | 975 | RP | 1.000 | 3626901
3882 | AGLER RD | 43219-3607 | Active | 4054046 | WILKINS | 975XL | RP | 1.000 | 3599998 | MECH ROOM (Furnace Room)
2842 | AIGIN CT | 43026-7910 | Active | HC1973 | FEBCO | 765 | PVB | 1.000 | 89592 | RIGHT SIDE
1450 | AIRPOINTE DR | 43219 | Active | FK2747 | WATTS | 957 | RP | 4.000 | 87892 | MECH RM
1450 | AIRPOINTE DR | 43219 | Not Required by DOW | 235406 | WATTS | 009M3 | RP | 0.750 | 87893 | 3RD FL ICE / VENDING MACH
1450 | AIRPOINTE DR | 43219 | Not Required by DOW | 27115 | WATTS | CF009 | RP | 0.500 | 87894 | 1ST FL ICE / VENDING MACH
1450 | AIRPOINTE DR | 43219 | Removed | H003316REM | FEBCO | 765 | PVB | 1.250 | 87895 | REMOVED
1450 | AIRPOINTE DR | 43219 | Active | 1254790303 | AMES | 3000SS | DCDA | 6.000 | 88169 | ENTRANCE OFF OF CASSADY ON RT SIDE OF PIT
1450 | AIRPOINTE DR | 43219 | Active | 56880 | WATTS | 007M1 | DC | 0.750 | 88170 | ENTRANCE OFF OF CASSADY ON RT SIDE OF PIT
2400 | AIRPORT DR | 43219- | Active | 1149846 | WILKINS | 975 | RP | 1.250 | 58165 | 2ND FLOOR CLOSET IN LAUNDRY ROOM CLOSE TO ELEVATOR
2400 | AIRPORT DR | 43219- | Active | 1295982 | WILKINS | 975 | RP | 2.000 | 58166 | 1ST FLOOR MECH ROOM BESIDE UNIT
2400 | AIRPORT DR | 43219- | Active | 01308 | WILKINS | 375PI | RP | 4.000 | 58167 | lower level mech room
2400 | AIRPORT DR | 43219- | Removed | 217983REM | WATTS | 009QT | RP | 0.500 | 58168 | REMOVED - MECH ROOM
2400 | AIRPORT DR | 43219- | Removed | 548765REM | WATTS | 909QT | RP | 1.000 | 58170 | REMOVED-ABOVE HEAT EXCHANGE
2400 | AIRPORT DR | 43219- | Active | 548794 | WATTS | 909QT | RP | 1.500 | 58171 | ABOVE HEAT EXCHANGER
2400 | AIRPORT DR | 43219- | Active | 83622 | WILKINS | 375 | RP | 4.000 | 58172 | BO4 PUMP ROOM
2400 | AIRPORT DR | 43219- | Active | 320858 | WATTS | 909M1QT | RP | 1.500 | 58173 | BOILER ROOM ON FEED LINE
2400 | AIRPORT DR | 43219- | Active | 1168561001 | AMES | 3000SS | DCDA | 8.000 | 90656 | garage fire pump room
2400 | AIRPORT DR | 43219- | Active | 22539 | AMES | 2000B | DC | 0.750 | 90657 | garage fire pump room
2400 | AIRPORT DR | 43219- | Active | 548574 | WATTS | 909HWQT | RP | 0.750 | 99528 | POOL ROOM
2400 | AIRPORT DR | 43219- | Active | 586475 | WATTS | 909HWQT | RP | 1.000 | 99529 | ABOVE HEAT EXCHANGER
2400 | AIRPORT DR | 43219- | Active | 1144168 | WILKINS | 975XL | RP | 0.750 | 99530 | MACH ROOM
2400 | AIRPORT DR | 43219- | Active | 1144171 | WILKINS | 975XL | RP | 0.750 | 99531 | MACH ROOM
2400 | AIRPORT DR | 43219- | Active | 3812048 | WILKINS | 350XL | DC | 0.750 | 103420 | 2320 AIRPORT DR, BOILER ROOM
2400 | AIRPORT DR | 43219- | Active | N41234 | WILKINS | 350 | DC | 6.000 | 103421 | 2320 AIRPORT DR, BOILER ROOM
2400 | AIRPORT DR | 43219- | In Review |  |  |  | RP |  | 3636570
2400 | AIRPORT DR | 43219- | LPS - Active |  |  |  | LST |  | 3636571 | FIRE PUMP - MOHUN HALL (2340 AIRPORT DR)
2400 | AIRPORT DR | 43219- | LPS - Active |  |  |  | LST |  | 3657517 | FIRE PUMP - MOTHERS HOUSE (2320 AIRPORT DR)
2600 | AIRPORT DR | 43219-2242 | Not Required by DOW | W255154 | WILKINS | 975XLBMS | RP | 1.000 | 58710 | SE CORNER MECH RM 1ST FL
2600 | AIRPORT DR | 43219-2242 | Active | 248190 | WILKINS | 975XL | RP | 2.000 | 58711 | WATER METER ROOM SE CORNER OF BLDG -- 1ST FLOOR
2600 | AIRPORT DR | 43219-2242 | Not Required by DOW | 266712 | WILKINS | 975 | RP | 0.750 | 58712 | MECHANICAL ROOM 1ST FLOOR FRONT ENTRANCE OF BLDG IN CEILING
2600 | AIRPORT DR | 43219-2242 | Not Required by DOW | 266715 | WILKINS | 975 | RP | 0.750 | 58713 | 2ND FL FURNANCE ROOM NW CORNER OF BLDG
2600 | AIRPORT DR | 43219-2242 | Not Required by DOW | 266749 | WILKINS | 975 | RP | 0.750 | 58714 | 1ST FL JANITOR ROOM N END OF MAIN HALLWAY
2600 | AIRPORT DR | 43219-2242 | Not Required by DOW | 266750 | WILKINS | 975 | RP | 0.750 | 58715 | 3RD FL MEZZANINE ON WALL NE CORNER
2600 | AIRPORT DR | 43219-2242 | Not Required by DOW | 278164 | WILKINS | 975 | RP | 1.000 | 58716 | 3rd FLOOR MEZZANINE
2600 | AIRPORT DR | 43219-2242 | Active | 11031510822 | AMES | 3000SS | DCDA | 6.000 | 3636773 | WATER METER ROOM SE CORNER OF BLDG -- 1ST FLOOR
2600 | AIRPORT DR | 43219-2242 | Active | 32301 | WATTS | 007M1 | DC | 0.750 | 3653883 | WATER METER ROOM SE CORNER OF BLDG -- 1ST FLOOR
2700 | AIRPORT DR | 43219-2268 | Active | 10160 | WATTS | 800M4QT | PVB | 1.250 | 58987 | S SIDE OF BLDG - OUTSIDE
2700 | AIRPORT DR | 43219-2268 | Active | QE-0966 | AMES | COLT 300GV | DCDA | 4.000 | 3622482
2700 | AIRPORT DR | 43219-2268 | Active | 43764 | AMES | 2000BM3 | DC | 0.750 | 3622483
2700 | AIRPORT DR | 43219-2268 | Due Install |  |  |  | RP | 2.000 | 3658870
2720 | AIRPORT DR | 43219-2219 | Active | 37583 | WATTS | 009QT | RP | 1.000 | 59085 | INSIDE WATER METER ROOM
2720 | AIRPORT DR | 43219-2219 | Active | 143889 | WATTS | 709 | DCDA | 4.000 | 3616747 | SPRINKLER ROOM
2720 | AIRPORT DR | 43219-2219 | Active | 94763 | WATTS | 007QT | DC | 0.750 | 3616748 | SPRINKLER ROOM
2720 | AIRPORT DR | 43219-2219 | Due Install |  |  |  | RP | 1.500 | 3636398 | VA CLINIC IN JANOTOR ROOM NEXT TO MAINT. OFFICE
2740 | AIRPORT DR | 43219-2286 | Not Required by DOW | A131133 | FEBCO | 825Y | RP | 1.000 | 59139 | MECHANICAL ROOM
2740 | AIRPORT DR | 43219-2286 | Active | A003029 | FEBCO | 805YB | DC | 0.750 | 59140 | WATER METER PIT FRONT OF BUILDING
2740 | AIRPORT DR | 43219-2286 | Active | ER900 | CONBRACO | 40208A2 | RP | 2.000 | 59141 | MECHANICAL ROOM MIDDLE OF BLDG 1ST FL
2740 | AIRPORT DR | 43219-2286 | Active | 9705271342 | FEBCO | 856 | DCDA | 6.000 | 59142 | WATER METER PIT FRONT OF BUILDING
2760 | AIRPORT DR | 43219-2284 | Not Required by DOW | A150098 | FEBCO | 825Y | RP | 1.000 | 59224 | MECHANICAL ROOM AT WATER METER
2760 | AIRPORT DR | 43219-2284 | Active | 307724 | WATTS | 909M1QT | RP | 1.500 | 59225 | MECHANICAL ROOM N.S. OF BLDG
2780 | AIRPORT DR | 43219-2289 | Not Required by DOW | 1043266 | WILKINS | 975XLBMS | RP | 1.000 | 59276 | FIRE SPRINKLER MECH ROOM
2780 | AIRPORT DR | 43219-2289 | Active | 11542 | FEBCO | 805 | DC | 0.750 | 59277 | METER PIT SOUTH OF DRIVEWAY
2780 | AIRPORT DR | 43219-2289 | Active | B33446 | WILKINS | 975 | RP | 3.000 | 59278 | WATER & FIRE MECHANICAL ROOM IN BASEMENT
2780 | AIRPORT DR | 43219-2289 | Active | 9909141253 | FEBCO | 856 | DCDA | 6.000 | 59279 | METER PIT SOUTH OF DRIVEWAY
2845 | AIRPORT DR | 43219 | Active | TH2086 | AMES | COLT 400 | RP | 3.000 | 3646001 | IN HOT BOX SOUTHWEST SECTION OF PROPERTY
2845 | AIRPORT DR | 43219 | Active | TH0835 | AMES | COLT 300 | DCDA | 6.000 | 3646002 | IN PIT SOUTHWEST SECTION OF PROPERTY
2845 | AIRPORT DR | 43219 | Active | 57297 | AMES | 2000B | DC | 0.750 | 3646003 | IN PIT SOUTHWEST SECTION OF PROPERTY
2845 | AIRPORT DR | 43219 | Not Required by DOW | ACA0130 | WILKINS | 975 | RP | 1.500 | 3647178 | MECHANICAL ROOM
2880 | AIRPORT DR | 43219-2240 | Active | 11190 | AMES | 2000B | DC | 0.750 | 59489 | SE CORNER 1ST FL. METER ROOM
2880 | AIRPORT DR | 43219-2240 | Not Required by DOW | W410099 | WILKINS | 975XL2 | RP | 0.500 | 59490 | 1ST FL. KITCHEN CENTER OF BLDG
2880 | AIRPORT DR | 43219-2240 | Active | 160034 | WATTS | 909 | RP | 3.000 | 59491 | IN SOUTH CENTER OF BLDG IN METER ROOM
2880 | AIRPORT DR | 43219-2240 | Active | 108572 | AMES | 3000SS | DCDA | 4.000 | 59492 | SE CORNER 1ST FL. METER ROOM
2880 | AIRPORT DR | 43219-2240 | Not Required by DOW | 16400A | FEBCO | 765 | PVB | 1.000 | 101270 | ADJACENT TO FIRE DEPT CONNECTION
2880 | AIRPORT DR | 43219-2240 | Not Required by DOW | 4D0A85 | FEBCO | 765 | PVB | 1.000 | 3625139 | OUTSIDE WALL
2880 | AIRPORT DR | 43219-2240 | Active | CB79435 | WILKINS | 720A | PVB | 1.000 | 3648924 | OUT FRONT BY FDC
2886 | AIRPORT DR | 43219 | Active | 214041 | AMES | 4000SS | RP | 6.000 | 97329 | IN THE hOT BOX MIDDLE OF PARKING LOT
2886 | AIRPORT DR | 43219 | Active | 1630730308 | AMES | 3000SS | DCDA | 8.000 | 97330 | METER PIT
2886 | AIRPORT DR | 43219 | Active | 59141 | AMES | 2000B | DC | 0.750 | 97331 | METER PIT
2886 | AIRPORT DR | 43219 | Not Required by DOW | W364044 | WILKINS | 975XL2 | RP | 0.500 | 99096 | 7TH FLOOR
2886 | AIRPORT DR | 43219 | Not Required by DOW | W364041 | WILKINS | 975XL2 | RP | 0.500 | 99097 | 6TH FLOOR
2886 | AIRPORT DR | 43219 | Not Required by DOW | W364039 | WILKINS | 975XL2 | RP | 0.500 | 99098 | 4TH FLOOR
2886 | AIRPORT DR | 43219 | Not Required by DOW | W364043 | WILKINS | 975XL2 | RP | 0.500 | 99099 | 2ND FLOOR
2886 | AIRPORT DR | 43219 | Not Required by DOW | 3078180 | WILKINS | 975XLBMS | RP | 1.500 | 99299 | CENTER BASEMENT BOILER ROOM UP AT 8 FT ELEVATION
2886 | AIRPORT DR | 43219 | Not Required by DOW | W364045 | WILKINS | 975XLST | RP | 0.500 | 99300 | 3RD FLOOR VENDING ROOM BY MAIN ELEVATOR
2886 | AIRPORT DR | 43219 | Not Required by DOW | W364040 | WILKINS | 975XLST | RP | 0.500 | 99301 | 1ST FLOOR BANQUET KITCHEN
2886 | AIRPORT DR | 43219 | Not Required by DOW | W361392 | WILKINS | 975XLST | RP | 0.500 | 99302 | 1ST FLOOR MAIN KITCHEN
2886 | AIRPORT DR | 43219 | Not Required by DOW | 1047652 | WILKINS | 975XLBMS | RP | 2.000 | 99303 | 1ST FLOOR CENTER WEST POOL EQUIPMENT ROOM
2886 | AIRPORT DR | 43219 | Not Required by DOW | W364284 | WILKINS | 975XLST | RP | 0.500 | 99304 | 5TH FLOOR VENDING ROOM BY MAIN ELEVATORS
2886 | AIRPORT DR | 43219 | Not Required by DOW | 3078045 | WILKINS | 975XL | RP | 1.500 | 3616681 | STORAGE RM 1ST FL
2886 | AIRPORT DR | 43219 | LPS - Active |  |  |  | LST |  | 3628326 | FIRE PUMP - MECHANICAL ROOM
2890 | AIRPORT DR | 43219-2240 | Active | 100431 | AMES | 5000 | RPDA | 4.000 | 59524 | SPRINKLER ROOM
2890 | AIRPORT DR | 43219-2240 | Active | B33448 | WILKINS | 975 | RP | 3.000 | 59525 | MECH ROOM 130
2890 | AIRPORT DR | 43219-2240 | Not Required by DOW | 57433 | WATTS | 009QT | RP | 1.500 | 59526 | MECH ROOM
2890 | AIRPORT DR | 43219-2240 | Not Required by DOW | 714 | AMES | 4000B | RP | 0.750 | 59527 | sprinkler rm
2900 | AIRPORT DR | 43219-2239 | Not Required by DOW | 17730 | WATTS | 909QT | RP | 0.750 | 59543 | BEHIND ICE MACHINE IN 1ST FLOOR
2900 | AIRPORT DR | 43219-2239 | Active | A014793 | FEBCO | 805YB | DC | 0.750 | 59544 | EAST MECH ROOM
2900 | AIRPORT DR | 43219-2239 | Active | 160019 | WATTS | 909 | RP | 3.000 | 59545 | MECH ROOM SW CORNER
2900 | AIRPORT DR | 43219-2239 | Not Required by DOW | 362056 | WATTS | 909M1QT | RP | 2.000 | 59546 | MECH RM SW CORNER
2900 | AIRPORT DR | 43219-2239 | Active | 5261301 | FEBCO | 856 | DCDA | 6.000 | 59547 | EAST MECH ROOM
2901 | AIRPORT DR | 43219-2299 | Not Required by DOW | 3301551 | WILKINS | 975 | RP | 2.000 | 59561 | 1ST DECK BOILER ROOM
2901 | AIRPORT DR | 43219-2299 | Active | 115291 | WATTS | 709 | DCDA | 6.000 | 59562 | IN PIT
2901 | AIRPORT DR | 43219-2299 | Replaced | REP124715 | WILKINS | 420 | PVB | 1.000 | 59563 | REPLACED- OUTSIDE BOILER ROOM
2901 | AIRPORT DR | 43219-2299 | Active | HW-0016 | WATTS | 957 | RP | 4.000 | 59564 | 1ST DECK BOILER ROOM
2901 | AIRPORT DR | 43219-2299 | Active | 30690 | WATTS | 007M1 | DC | 0.750 | 59565 | IN PIT
2901 | AIRPORT DR | 43219-2299 | Replaced | REP758265 | WILKINS | 975XLBMS | RP | 1.500 | 59566 | REPLACED- PIT BY STREET
2901 | AIRPORT DR | 43219-2299 | Removed | 800M4FRREM | WATTS | 800M4FR | PVB | 1.000 | 96446 | REMOVED - BOILER ROOM
2901 | AIRPORT DR | 43219-2299 | Removed | 025478REM | FEBCO | 825Y | RP | 1.500 | 3611834 | PIT BY STREET
2901 | AIRPORT DR | 43219-2299 | Not Required by DOW | T567229 | WILKINS | 720A | PVB | 1.000 | 3611835 | OUTSIDE BOILER ROOM
2901 | AIRPORT DR | 43219-2299 | Not Required by DOW | 4855970 | WILKINS | 975XL2 | RP | 1.50 | 3650879 | OUTSIDE OF PIT
2901 | AIRPORT DR | 43219-2299 | LPS - Active |  |  |  | LST |  | 3653485 | FIRE PUMP - FIRE PUMP ROOM
1990 | ALADDIN WOODS CT | 43212-3272 | Active | 298858 | WILKINS | 420 | PVB | 1.000 | 89182 | NORTH EAST CORNER OF HOUSE
2000 | ALADDIN WOODS CT | 43212-3272 | Active | T339466 | WILKINS | 720A | PVB | 1.000 | 56976 | WEST SIDE OF HSE
2010 | ALADDIN WOODS CT | 43212-3272 | Active | 209203 | WILKINS | 720A | PVB | 0.750 | 57019 | LEFT FRONT SIDE
2030 | ALADDIN WOODS CT | 43212-3272 | Active | T462632 | WILKINS | 720A | PVB | 0.750 | 57066 | LEFT FRONT CORNER BEHIND WALL
5610 | ALAN MOSS CT | 43017 | Active | 571846 | WATTS | 800M4QT | PVB | 1.000 | 67417 | LEFT SIDE OF HOUSE
5623 | ALAN MOSS CT | 43017 | Active | 01710 | WATTS | 800M4QT | PVB | 1.000 | 99976 | LEFT SIDE OF HOUSE ON OUTSIDE
6951 | ALAN SCHWARZWALDER ST | 43217-1118 | Active | 143608 | WILKINS | 975 | RP | 1.500 | 91109 | JANITORS CLOSET
6951 | ALAN SCHWARZWALDER ST | 43217-1118 | Active | A65209 | WATTS | 007M3QT | DC | 0.750 | 94848 | METER PIT SE CORNER OF PROPERTY
6951 | ALAN SCHWARZWALDER ST | 43217-1118 | Active | 3K11448 | AMES | 3000SS | DCDA | 6.000 | 94849 | METER PIT SE CORNER OF PROPERTY
1 | ALBAN MEWS | 43054-8575 | Active | T303362 | WILKINS | 720A | PVB | 0.750 | 89595 | LEFT FRONT, SOUTHWEST CORNER OF HOUSE
2 | ALBAN MEWS | 43054-8575 | Active | 424909 | WILKINS | 720A | PVB | 0.750 | 56902 | LEFT FRONT, SW CORNER OF BUILDING
3 | ALBAN MEWS | 43054-8575 | Active | 375314 | WILKINS | 720A | PVB | 0.750 | 59673 | LEFT SIDE OF HOUSE
4 | ALBAN MEWS | 43054-8575 | Active | 375402 | WILKINS | 720A | PVB | 0.750 | 62489 | LEFT FRONT
5 | ALBAN MEWS | 43054-8575 | Active | 375290 | WILKINS | 720A | PVB | 0.750 | 65571 | OUTSIDE
6 | ALBAN MEWS | 43054-8575 | Active | 375287 | WILKINS | 720A | PVB | 0.750 | 68502 | BACK OF HSE
7 | ALBAN MEWS | 43054-8575 | Active | 444352 | WILKINS | 720A | PVB | 0.750 | 89596 | NE corner by garage door 3989 FARBER CT
8 | ALBAN MEWS | 43054-8575 | Active | 444322 | WILKINS | 720A | PVB | 0.750 | 73112 | RIGHT SIDE OF HOUSE
9 | ALBAN MEWS | 43054-8575 | Active | 343097 | WATTS | 800M4FR | PVB | 0.750 | 89597 | right front
1 | ALBAN MEWS | 43054-8575 | Active | 444329 | WILKINS | 720A | PVB | 0.750 | 53513 | right side of house
11 | ALBAN MEWS | 43054-8575 | Active | 444298 | WILKINS | 720A | PVB | 0.750 | 53854 | OUTSIDE
12 | ALBAN MEWS | 43054- | Active | 2717124 | WILKINS | 375 | RP | 1.000 | 54227 | BACK OF WALL SOUTH DRIVE NORTH SIDE
63 | ALBANESE CIR | 43016 | Active | T411004 | WILKINS | 720A | PVB | 0.750 | 3649328 | RIGHT SIDE OF HOUSE
6362 | ALBANESE CIR | 43016 | Active | CB915352 | WILKINS | 720A | PVB | 0.750 | 3648681 | LEFT FRONT
6365 | ALBANESE CIR | 43016 | Active | T385336 | WILKINS | 720 | PVB | 0.750 | 3649174 | RIGHT FRONT
6377 | ALBANESE CIR | 43016 | Active | T411349 | WILKINS | 720 | PVB | 0.750 | 3652541 | RIGHT SIDE OF HOUSE
6389 | ALBANESE CIR | 43016 | Active | CAB12579 | WILKINS | 720A | PVB | 0.750 | 3650604 | RIGHT SIDE OF HOUSE
6391 | ALBANESE CIR | 43016 | Active | EAD8275 | WILKINS | 720-A | PVB | 0.750 | 3654892 | LEFT FRONT
6393 | ALBANESE CIR | 43016 | Active | T272943 | WILKINS | 720A | PVB | 0.750 | 3623256 | LEFT SIDE
6398 | ALBANESE CIR | 43016 | Active | T329180 | WILKINS | 720A | PVB | 0.750 | 3638004 | RIGHT FRONT BEHIND DRIVEWAY
6405 | ALBANESE CIR | 43016 | Not Required by DOW | 72047 | WATTS | 919QT | RP | 0.750 | 3624668 | BSMNT AFTER CONTAINMENT BKFL FOR WP SUMP & IRRIG
6405 | ALBANESE CIR | 43016 | Not Required by DOW | T188471 | WILKINS | 720A | PVB | 0.750 | 3629486
6405 | ALBANESE CIR | 43016 | Active | 76087 | WATTS | LF919QT | RP | 0.750 | 3633331 | BSMNT AT WATER METER
6410 | ALBANESE CIR | 43017 | Active | CB915325 | WILKINS | 720A | PVB | 0.750 | 3649632 | LEFT FRONT
6413 | ALBANESE CIR | 43016 | Active | CB589625 | WILKINS | 720A | PVB | 0.750 | 3646564 | LEFT FRONT
6417 | ALBANESE CIR | 43016 | Active | CB560646 | WILKINS | 720A | PVB | 0.750 | 3638002 | RIGHT FRONT
6422 | ALBANESE CIR | 43016 | Active | CB636402 | WILKINS | 720A | PVB | 0.750 | 3646652 | RIGHT FRONT
6425 | ALBANESE CIR | 43016 | Active | T315315 | WILKINS | 720A | PVB | 0.750 | 3636062 | RIGHT SIDE
6437 | ALBANESE CIR | 43016 | Active | T295474 | WILKINS | 720A | PVB | 0.750 | 3630152 | RIGHT FRONT
6438 | ALBANESE CIR | 43016 | Active | T432532 | WILKINS | 720A | PVB | 0.750 | 3654204
6441 | ALBANESE CIR | 43016 | Active | T390511 | WILKINS | 720A | PVB | 0.750 | 3626195 | RIGHT FRONT
6450 | ALBANESE CIR | 43017 | Active | EAG2576 | WILKINS | 720A | PVB | 0.750 | 3651907 | LEFT SIDE OF HOUSE
6453 | ALBANESE CIR | 43016 | Active | T385356 | WILKINS | 720A | PVB | 0.750 | 3644767 | RIGHT FRONT
6462 | ALBANESE CIR | 43016 | Active | CAB12597 | Wilkins | 720A | PVB | 0.750 | 3650746 | LEFT FRONT
8363 | ALBANESE CIR | 43016 | Active | T329008 | WILKINS | 720A | PVB | 0.750 | 3638105 | LEFT FRONT
8375 | ALBANESE CIR | 43016 | Active | T376535 | WILKINS | 720A | PVB | 0.750 | 3648532 | LEFT FRONT
8387 | ALBANESE CIR | 43016 | Active | T304217 | WILKINS | 720A | PVB | 0.750 | 3631363 | RIGHT SIDE
8390 | ALBANESE CIR | 43016 | Active | HF41019 | FEBCO | 765 | PVB | 0.750 | 3640957 | RIGHT FRONT
8399 | ALBANESE CIR | 43016 | Active | CB478524 | WILKINS | 720A | PVB | 0.750 | 3624853 | BEHIND DRIVEWAY BEHIND AC
8411 | ALBANESE CIR | 43016 | Active | CB548603 | WILKINS | 720A | PVB | 0.750 | 3636061 | RIGHT SIDE
8414 | ALBANESE CIR | 43016 | Active | T295454 | WILKINS | 720A | PVB | 0.750 | 3628173 | LEFT FRONT
8421 | ALBANESE CIR | 43016 | Active | T307603 | WILKINS | 720A | PVB | 0.750 | 3633832 | LEFT SIDE
8423 | ALBANESE CIR | 43016 | Active | T272919 | WILKINS | 720A | PVB | 0.750 | 3629704 | Left Side
8426 | ALBANESE CIR | 43016 | Active | T410776 | WILKINS | 720A | PVB | 0.750 | 3634948 | RIGHT FRONT
8433 | ALBANESE CIR | 43016 | Active | T340570 | WILKINS | 720A | PVB | 0.750 | 3644655 | LEFT SIDE
8435 | ALBANESE CIR | 43016 | Active | T295497 | WILKINS | 720A | PVB | 0.750 | 3628072 | RIGHT FRONT
8445 | ALBANESE CIR | 43016 | Active | 4681032 | WILKINS | 975XL2 | RP | 0.750 | 3638819 | Inside Basement
8447 | ALBANESE CIR | 43016 | Active | CB828420 | WILKINS | 720A | PVB | 0.750 | 3647154 | LEFT FRONT
6227 | ALBANY CREST AV | 43054-8791 | Active | 874896 | WILKINS | 720A | PVB | 0.750 | 69423 | LEFT FRONT
6395 | ALBANY GARDENS DR | 43054-8622 | Active | G242058 | WILKINS | 720A | PVB | 0.750 | 98902 | RIGHT FRONT CORNER
6369 | ALBANY LAKE WAY | 43054 | Active | PL2277 | AMES | COLT 400 | RP | 10.000 | 3618522 | Hot Box - Dead End of Albany Lake Way (6375 Residence) NE of Property
6369 | ALBANY LAKE WAY | 43054 | Not Required by DOW | 12678A | WILKINS | 350AST | DC | 4.000 | 3622824 | Main Sprinkler Mech-Boiler 1S Room
6369 | ALBANY LAKE WAY | 43054 | Not Required by DOW | 58388 | WATTS | 919QT | RP | 1.000 | 3626268 | Main Sprinkler Mech-Boiler 1S Room
6369 | ALBANY LAKE WAY | 43054 | Not Required by DOW | 20851 | WATTS | 919QT | RP | 1.500 | 3626269 | Main Sprinkler Mech-Boiler 1S Room
6678 | ALBANY STATION RD | 43054 | Active | 113933 | AMES | 4000SS | RP | 3.000 | 88768 | HOT BOX (ALBANY STATION CONDOS)
6678 | ALBANY STATION RD | 43054 | Active | 140978 | AMES | 3000SS | DCDA | 6.000 | 88776 | METER PIT (ALBANY STATION CONDOS)
6678 | ALBANY STATION RD | 43054 | Active | 64369 | WATTS | 007QT | DC | 0.750 | 88777 | METER PIT (ALBANY STATION CONDOS)
6261 | ALBANY WAY DR | 43081 | Active | 207826 | WATTS | 009 | RP | 1.000 | 3648808 | IN HOT BOX SOUTHEAST CORNER OF PROPERTY
6261 | ALBANY WAY DR | 43081 | Active | UD-0213 | WATTS | 957 | RPDA | 6.000 | 3648809 | IN HOTBOX SOUTHEAST CORNER OF PROPERTY
6261 | ALBANY WAY DR | 43081 | Active | 85265 | WATTS | 919 | RP | 0.750 | 3648810 | IN HOTBOX SOUTHEAST CORNER OF PROPERTY
2231 | ALBERT AVE | 43224-3887 | Due Install |  |  |  | RP |  | 3352851
2246 | ALBERT AVE | 43224-5804 | Due Install |  |  |  | RP |  | 3352852
2 | ALBERY LOOP | 43054-9648 | Active | 230154 | WATTS | 800M2QT | PVB | 1.000 | 56903 | FRONT OF HOUSE
6 | ALDENGATE DR | 43119-8638 | Active | CB079928 | WILKINS | 720A | PVB | 0.750 | 70510 | SIDE OF HOUSE
698 | ALDENGATE DR | 43119-8638 | Active | 903085 | WILKINS | 720A | PVB | 0.750 | 71091 | LEFT SIDE OF HOUSE
779 | ALDENGATE DR | 43119-8633 | Active | EM4864 | FEBCO | 765 | PVB | 1.000 | 72805 | OUTSIDE LEFT SIDE OF HOUSE
815 | ALDENGATE DR | 43119-8634 | Active | T387149 | WILKINS | 720A | PVB | 0.750 | 3353056 | LEFT SIDE OF THE HOUSE
955 | ALDER GLEN CT | 43017 | Active | CB084140 | WILKINS | 720 | PVB | 0.750 | 3605570 | RIGHT SIDE OF HOUSE
9553 | ALDER GLEN CT | 43017 | Active | T041270 | WILKINS | 720A | PVB | 0.750 | 102012 | BACK LEFT
9558 | ALDER GLEN CT | 43017 | Active | CB01563 | WILKINS | 720A | PVB | 0.750 | 103308 | LEFT SIDE BY AC
9561 | ALDER GLEN CT | 43017 | Active | CB113734 | WILKINS | 720 | PVB | 1.000 | 3607640 | RIGHT SIDE
9566 | ALDER GLEN CT | 43017 | Active | CB098053 | WILKINS | 720A | PVB | 0.750 | 3607871 | FRONT OF HOUSE
9569 | ALDER GLEN CT | 43017 | Active | T066381 | WILKINS | 720A | PVB | 0.750 | 102040 | LEFT SIDE
9574 | ALDER GLEN CT | 43017-5199 | Active | CB588122 | WILKINS | 720A | PVB | 0.750 | 96429 | RIGHT FRONT
9577 | ALDER GLEN CT | 43017-5199 | Active | F005838 | WILKINS | 720A | PVB | 0.750 | 97436 | LEFT SIDE OF HOUSE
9582 | ALDER GLEN CT | 43017 | Active | G251911 | WILKINS | 720A | PVB | 0.750 | 98991 | LEFT SIDE OF HOUSE
2850 | ALDER VISTA DR | 43231-4872 | Active | CB082976 | WILKINS | 720A | PVB | 0.750 | 88844 | JUST LEFT OF FRONT DOOR
5586 | ALDERBROOK DR | 43016 | Active | CB170062 | WILKINS | 720A | PVB | 0.750 | 3613259 | Left Side of House (EXT.)
5594 | ALDERBROOK DR | 43017 | Active | T199205 | WILKINS | 720A | PVB | 0.750 | 3608170 | RIGHT SIDE
5610 | ALDERBROOK DR | 43016 | Active | CAA67191 | WILKINS | 720A | PVB | 0.750 | 3619817 | RIGHT REAR
5634 | ALDERBROOK DR | 43016 | Active | CB653370 | WILKINS | 720 | PVB | 0.750 | 3608165 | LEFT SIDE
5642 | ALDERBROOK DR | 43016 | Active | CB027120 | WILKINS | 720A | PVB | 0.750 | 3619954
5645 | ALDERBROOK DR | 43016 | Active | CB986809 | WILKINS | 720A | PVB | 0.750 | 3616985 | RIGHT FRONT
5653 | ALDERBROOK DR | 43016 | Active | T366537 | WILKINS | 720A | PVB | 0.750 | 3611795 | RIGHT SIDE OF HOUSE
5666 | ALDERBROOK DR | 43016 | Active | CB867439 | WILKINS | 720A | PVB | 0.750 | 3611508 | LEFT FRONT
5674 | ALDERBROOK DR | 43016 | Active | CB544493 | WILKINS | 720A | PVB | 0.750 | 3620089 | LEFT SIDE OF HOUSE
5682 | ALDERBROOK DR | 43016 | Active | CB555922 | WILKINS | 720A | PVB | 0.750 | 3616984 | LEFT SIDE OF HOUSE
5695 | ALDERBROOK DR | 43016 | Active | CAB12830 | WILKINS | 720A | PVB | 0.750 | 3618676 | LEFT SIDE OF HOUSE
5702 | ALDERBROOK DR | 43016 | Active | T231733 | WILKINS | 720A | PVB | 0.750 | 3613562 | RIGHT SIDE OF HOUSE
5719 | ALDERBROOK DR | 43016 | Active | CB653373 | WILKINS | 720 | PVB | 0.750 | 3619899 | RIGHT SIDE
5726 | ALDERBROOK DR | 43016 | Active | T240315 | WILKINS | 720A | PVB | 0.750 | 3618158 | Left Side
5727 | ALDERBROOK DR | 43016 | Active | T240655 | WILKINS | 720A | PVB | 0.750 | 3619787 | RIGHT SIDE OF THE HOUSE
5335 | ALDIE MILL DR | 43054 | Active | T088735 | WILKINS | 720A | PVB | 0.750 | 102574 | LEFT CORNER
5345 | ALDIE MILL DR | 43054 | Active | CB02932 | WILKINS | 720A | PVB | 0.750 | 103787 | RIGHT FRONT
5350 | ALDIE MILL DR | 43054 | Active | CB289669 | WILKINS | 720A | PVB | 0.750 | 3603013 | FRONT OF HOUSE
5360 | ALDIE MILL DR | 43054-7121 | Active | 190466 | WILKINS | 720A | PVB | 0.750 | 103816 | RIGHT SIDE OF HOUSE
5365 | ALDIE MILL DR | 43054 | Active | T081567 | WILKINS | 720A | PVB | 0.750 | 101584 | LEFT SIDE OF HOUSE
5370 | ALDIE MILL DR | 43054 | Active | CB093015 | WILKINS | 720A | PVB | 0.750 | 3604445 | RIGHT SIDE OF HOUSE
5375 | ALDIE MILL DR | 43054-7125 | Active | T520091 | WILKINS | 720A | PVB | 0.750 | 3599715 | LEFT SIDE OF HOUSE
5380 | ALDIE MILL DR | 43054 | Active | CB084280 | WILKINS | 720A | PVB | 0.750 | 3604448 | RIGHT SIDE OF HOUSE
5385 | ALDIE MILL DR | 43054-7125 | Active | T396186 | WILKINS | 720A | PVB | 0.750 | 91833 | REAR OF HOME, PATIO AREA
5390 | ALDIE MILL DR | 43054 | Active | CB072623 | WILKINS | 720A | PVB | 0.750 | 3603238 | RIGHT SIDE OF HOUSE
5435 | ALDIE MILL DR | 43054 | Active | CB432567 | WILKINS | 720A | PVB | 0.750 | 3607841 | LEFT FRONT
5440 | ALDIE MILL DR | 43054 | Active | 37832 | WATTS | 919ZQT | RP | 0.750 | 101631 | BASEMENT NEAR SUMP PUMP - PROTECTING SUMP PUMP
5445 | ALDIE MILL DR | 43054 | Active | 013913 | WATTS | LF800M4FR | PVB | 0.750 | 3605844 | RIGHTSIDE OF HOUSE
5430 | ALDIE MILL LN | 43054 | Active | 363292 | WATTS | 800CMQT | PVB | 0.750 | 101996 | FRONT OF HOME
62 | ALDRICH RD | 43214-2624 | Active | T081611 | WILKINS | 720A | PVB | 0.750 | 101916 | RIGHT OF FRONT DOOR
14 | ALDRICH RD | 43214-2625 | Active | 04073 | WATTS | 800M2 | PVB | 1.000 | 55047 | WEST SIDE OF HOUSE
764 | ALDRIDGE PL | 43017-9261 | Active | 16135 | FEBCO | 765 | PVB | 1.000 | 72398 | LEFT FRONT
7658 | ALDRIDGE PL | 43017 | Active | T072718 | WILKINS | 720A | PVB | 0.750 | 101431 | LEFT SIDE OF HOUSE
7682 | ALDRIDGE PL | 43017 | Active | G186776 | WILKINS | 720A | PVB | 0.750 | 91824 | LEFT SIDE
7733 | ALDRIDGE PL | 43017 | Active | 303389 | WATTS | 800MQT | PVB | 0.750 | 89598 | RIGHT SIDE
59 | ALEXANDER LN | 43213-1147 | Active | 19054 | WILKINS | 375AST | RP | 3.000 | 3377518 | HOT BOX LOCATED IN NW PARKING LOT
57 | ALFIE PL | 43213-3505 | Active | HB77799 | FEBCO | 765 | PVB | 0.750 | 89600 | RIGHT SIDE
5767 | ALFIE PL | 43213-3505 | Replaced | REP548616 | WATTS | 800 | PVB | 1.000 | 89603 | REPLACED- LEFT SIDE
5767 | ALFIE PL | 43213-3505 | Removed | REM010406 | WATTS | 800 | PVB | 1.000 | 3609625 | LEFT SIDE
4494 | ALICIAS WAY | 43026 | Active | CB630453 | WILKINS | 720A | PVB | 0.750 | 3606003 | RIGHT SIDE OF HOUSE
4497 | ALICIAS WAY | 43026 | Active | T411368 | WILKINS | 720A | PVB | 0.750 | 3606009 | LEFT FRONT
4502 | ALICIAS WAY | 43026 | Active | CB260839 | WILKINS | 720A | PVB | 0.750 | 3606183 | LEFT SIDE OF HOUSE
4505 | ALICIAS WAY | 43026 | Active | T410965 | WILKINS | 720A | PVB | 0.750 | 3606180 | RIGHT FRONT
4506 | ALICIAS WAY | 43026 | Active | T411289 | WILKINS | 720A | PVB | 0.750 | 3606010
8055 | ALIMOORE GRN | 43016-6065 | Active | G045461 | WILKINS | 720A | PVB | 0.750 | 73262 | NORTH SIDE
8071 | ALIMOORE GRN | 43016-6065 | Active | H501315 | FEBCO | 765 | PVB | 0.750 | 73277 | RIGHT SIDE
8079 | ALIMOORE GRN | 43016-6065 | Active | G183658 | WILKINS | 720A | PVB | 0.750 | 92312 | LEFT SIDE
8087 | ALIMOORE GRN | 43016-6065 | Active | G208446 | WILKINS | 720A | PVB | 0.750 | 92309 | RIGHT FRONT
8104 | ALIMOORE GRN | 43016-7050 | Active | T415372 | WILKINS | 720A | PVB | 0.750 | 92132 | LEFT SIDE
8112 | ALIMOORE GRN | 43016-7050 | Active | G208528 | WILKINS | 720A | PVB | 0.750 | 92313 | RIGHT SIDE
8119 | ALIMOORE GRN | 43016-6066 | Active | G187023 | WILKINS | 720A | PVB | 0.750 | 92135 | LEFT SIDE
8120 | ALIMOORE GRN | 43016-7050 | Active | H112323 | FEBCO | 765 | PVB | 0.750 | 73339 | LEFT SIDE
6288 | ALISSA LN | 43213-3455 | Active | A133818 | WILKINS | 720A | PVB | 0.750 | 91254 | FRONT LEFT OF HOUSE
6309 | ALISSA LN | 43213-3456 | Active | hd31410 | FEBCO | 765 | PVB | 0.750 | 98333 | LEFT CORNER OF HOUSE
6340 | ALISSA LN | 43213-3455 | Active | 62895 | RAINBIRD | AC4000 | DC | 0.750 | 87423 | BASEMENT
2864 | ALJOR CT | 43219-3317 | Active | CB451694 | WILKINS | 720A | PVB | 1.000 | 59461 | FRONT OF HOUSE
3679 | ALKIRE LAKES DR | 43123 | Active | ABA19577 | WILKINS | 975XL | RP | 0.750 | 3654876 | IN HOT BOX BEHIND LEFT ENTRY COLUMN
2761 | ALKIRE RD | 43123 | Active | 102203 | WATTS | LF009M2QT | RP | 1.500 | 59229 | NE MECH/WATER RM AT WATER METER W/MOP SINK HWT
3101 | ALKIRE RD | 43123-1050 | Active | VAA0129 | WILKINS | 720 | PVB | 0.750 | 3353580 | FRONT LEFT
3625 | ALKIRE RD | 43228- | Active | 3576626 | WILKINS | 975XL | RP | 0.750 | 61310 | ENTRY WAY
4041 | ALKIRE RD | 43123- | Active | B294645 | WILKINS | 375 | RP | 0.750 | 62731 | USE 6/3/15 CAG. BEHIND NE STONE WAL (ENTRY)
4384 | ALKIRE RD | 43228 | Active | 1157931101 | AMES | 3000SS | DCDA | 6.000 | 63853 | METER PIT
4384 | ALKIRE RD | 43228 | Active | 51734 | WATTS | 007QT | DC | 0.750 | 63854 | METER PIT
4384 | ALKIRE RD | 43228 | Active | XA-0226 | AMES | AMES | RP | 3.000 | 3652043
4580 | ALKIRE RD | 43228-3415 | Active | 4376972 | WILKINS | 975xl | RP | 0.750 | 64389 | STORAGE ROOM. CERTIFIED GAS STATION
4700 | ALKIRE RD | 43228-3495 | Active | 1100938072 | AMES | 3000SS | DCDA | 6.000 | 3650419 | MTR PIT
4700 | ALKIRE RD | 43228-3495 | Active | 105218 | WATTS | LF009M2QT | RP | 1.500 | 3651693 | S/E WALL WAREHOUSE
4700 | ALKIRE RD | 43228-3495 | Active | 31531 | WATTS | 007M1PCQT | DC | 0.750 | 3653622 | Pit at street with fire backflow
5305 | ALKIRE RD | 43228-3603 | Due Install |  |  |  | RP | 2.000 | 3353627 | FIRE STATION # 31, utility room off kitchen
5325 | ALKIRE RD | 43228- | Not Required by DOW | 409381 | WATTS | 909QT | RP | 1.000 | 66664 | WASH BAY IN NEW SERVICE BLDG
5325 | ALKIRE RD | 43228- | Not Required by DOW | 80822 | WATTS | 800QT | PVB | 1.500 | 66665 | SOUTH WALL GARAGE BAY, SERVICE BLDG
5325 | ALKIRE RD | 43228- | Active | 105178 | WATTS | LF009M2QT | RP | 1.500 | 3629517 | AT METER
5325 | ALKIRE RD | 43228- | Due Install |  |  |  | DCDA | 4.000 | 3629520 | FIRE
5355 | ALKIRE RD | 43228-3603 | Active | 3530421 | WILKINS | 975 | RP | 0.750 | 66728 | BOILER ROOM CSCC
5355 | ALKIRE RD | 43228-3603 | Due Install |  |  |  | RP | 4.000 | 3635207
5454 | ALKIRE RD | 43228-3606 | Active | ACA10924 | WILKINS | 975 | RP | 2.000 | 3353628 | EAST WALL OF WAREHOUSE
5454 | ALKIRE RD | 43228-3606 | Active | ZA-1205 | WATTS | LF757 | DCDA | 6.000 | 3652435 | EAST WALL OF WAREHOUSE
5454 | ALKIRE RD | 43228-3606 | Active | 09953 | WATTS | LF007 | DC | 0.750 | 3658761 | EAST WALL OF WAREHOUSE
5500 | ALKIRE RD | 43228 | Not Required by DOW | 251120 | WATTS | 009 | RP | 2.000 | 3657656
5500 | ALKIRE RD | 43228 | Active | WI-1641 | AMES | 300GV | DCDA | 6.000 | 3657657 | HOT BOX
5500 | ALKIRE RD | 43228 | Active | 79601 | AMES | 2000BM3 | DC | 0.750 | 3657658 | HOT BOX
5500 | ALKIRE RD | 43228 | Not Required by DOW | 31603 | WILKINS | 375 | RP | 3.000 | 3657700
5500 | ALKIRE RD | 43228 | Active | WE-0298 | AMES | 400 | RP | 4.000 | 3658096 | HOT BOX
5600 | ALKIRE RD | 43119 | Not Required by DOW | 103777 | WATTS | 009PCQT | RP | 1.500 | 67366 | NEXT TO MAIN WATER METER
5600 | ALKIRE RD | 43119 | Active | 220637 | WATTS | 009PCQT | RP | 2.000 | 67367 | NEXT TO WATER METER IN ROOM BY NW END OF CARWASH
6005 | ALKIRE RD | 43119-9088 | Active | 357741 | WATTS | 909M1QT | RP | 2.000 | 68683 | MECH ROOM WEST WALL
3014 | ALLEGHENY AVE | 43209-1262 | Active | X59002 | WILKINS | 375A | RP | 3.000 | 3353629 | in hot box
3014 | ALLEGHENY AVE | 43209-1262 | Active | AJX8457 | WILKINS | 375XL | RP | 1.000 | 3654916 | in hot box
3201 | ALLEGHENY AVE | 43209 | Active | PA1400 | WATTS | 957 | RP | 4.000 | 3613537 | MECH ROOM NE CORNER - Africentric Fieldhouse
3201 | ALLEGHENY AVE | 43209 | Active | 1843220914 | AMES | 3000CIV | DCDA | 6.000 | 3614945 | METER PIT IN FRONT OF BUILDING - Africentric Fieldhouse
3201 | ALLEGHENY AVE | 43209 | Active | 23174 | WATTS | 007M1PCQT | DC | 0.750 | 3614946 | METER PIT IN FRONT OF BUILDING - Africentric Fieldhouse
3201 | ALLEGHENY AVE | 43209 | Not required by DOW | 4052445 | WILKINS | 975 | RP | 2.000 | 3614947 | in building on visitors side Cols. Africentric - Not required by DOW
3210 | ALLEGHENY AVE | 43209-1347 | Active | YA-1214 | WATTS | 957 | RP | 4.000 | 3657990
3210 | ALLEGHENY AVE | 43209-1347 | Active | YH-0003 | AMES | COLT 300GV | DCDA | 6.000 | 3657991
3210 | ALLEGHENY AVE | 43209-1347 | Active | 78593 | AMES | 2000BM3 | DC | 0.750 | 3657992
3223 | ALLEGHENY AVE | 43209 | Active | QC-3114 | WATTS | 957 | RP | 4.000 | 3618520 | WATER MECHANICAL ROOM
3223 | ALLEGHENY AVE | 43209 | Not required by DOW | 082327 | WATTS | LF009M2QT | RP | 1.000 | 3618521 | WATER MECHANICAL ROOM
3223 | ALLEGHENY AVE | 43209 | Active | 23209 | WATTS | 007M1QT | DC | 0.750 | 3618640 | PIT NORTH SIDE BUILDING
3223 | ALLEGHENY AVE | 43209 | Active | 184457 | AMES | 3000SS | DCDA | 6.000 | 3618641 | PIT NORTH SIDE BUILDING - Cols Africentric
3223 | ALLEGHENY AVE | 43209 | Not required by DOW | 29502 | WATTS | 919QT | RP | 2.000 | 3619853 | CONCESSION STAND MECHANICAL ROOM
3223 | ALLEGHENY AVE | 43209 | Not required by DOW | 4052445 | WILKINS | 975XL | RP | 2.000 | 3619854 | CONCESSION STAND MECHANICAL ROOM
3340 | ALLEGHENY AVE | 43209 | Inactive | 38582 | WATTS | 919AQT | RP | 1.000 | 102819 | NEXT TO METER MECHANICAL ROOM
3350 | ALLEGHENY AVE | 43209-1388 | Active | A068757 | WILKINS | 350 | DC | 0.750 | 99967 | MECHANICAL ROOM NEAR BAPTISMAL FONT
3350 | ALLEGHENY AVE | 43209-1388 | Due Install |  |  |  | RP |  | 3638640
6202 | ALLISONS WAY | 43026 | Active | T231622 | WILKINS | 720A | PVB | 0.750 | 3607504 | RIGHT SIDE OF THE HOUSE
6212 | ALLISONS WAY | 43026 | Active | T230347 | WILKINS | 720A | PVB | 0.750 | 3607792 | RIGHT SIDE
6222 | ALLISONS WAY | 43026 | Removed | 2422REM | WILKINS | 720A | PVB | 0.750 | 3608119 | RIGHT SIDE OF HOUSE REMOVED
6222 | ALLISONS WAY | 43026 | Active | T299991 | WILKINS | 720 | PVB | 0.750 | 3633658 | RIGHT SIDE OF HOUSE
6242 | ALLISONS WAY | 43026 | Active | T239650 | WILKINS | 720A | PVB | 0.750 | 3607791 | LEFT SIDE OF THE HOUSE
6262 | ALLISONS WAY | 43026 | Active | T188145 | WILKINS | 720A | PVB | 0.750 | 3608236 | RIGHT SIDE
6272 | ALLISONS WAY | 43026 | Active | CB154470 | WILKINS | 720A | PVB | 0.750 | 3608118 | LEFT SIDE OF HOUSE
2626 | ALLISTON CT | 43220-4214 | Active | W301166 | WILKINS | 975XLBMS | RP | 0.750 | 91831 | WEST WALL IN BASEMENT NEXT TO METER
2633 | ALLISTON CT | 43220-4213 | Active | T237265 | WILKINS | 720A | PVB | 1.000 | 58829 | RIGHT SIDE OF HOUSE
2634 | ALLISTON CT | 43220-4214 | Active | ALA59552 | WILKINS | 975XL3 | RP | 1.000 | 98891 | LEFT SIDE REAR
2641 | ALLISTON CT | 43220-4213 | Active | G208701 | WILKINS | 720A | PVB | 0.750 | 92486 | FRONT OF HOUSE ROGHT OF DOOR
2646 | ALLISTON CT | 43220-4214 | Active | 4361851 | WILKINS | 975 | RP | 0.750 | 89605 | RIGHT SIDE
2721 | ALLISTON CT | 43220-4215 | Active | 56508 | FEBCO | 765 | PVB | 1.000 | 59089 | FRONT OF HOUSE LEFT OF FRONT DOOR
2751 | ALLISTON CT | 43220-4215 | Active | DK9172 | FEBCO | 765 | PVB | 1.000 | 59211 | REAR OF HOUSE
2767 | ALLISTON CT | 43220-4215 | Active | AC6426 | FEBCO | 765 | PVB | 1.000 | 59235 | REAR OF HOUSE
2770 | ALLISTON CT | 43220-4216 | Active | 60853 | FEBCO | 765 | PVB | 1.000 | 59253 | RIGHT HAND SIDE
2785 | ALLISTON CT | 43220-4215 | Active | 3842 | FEBCO | 765 | PVB | 1.000 | 59282 | LEFT OF FRONT DOOR UNDER WINDOW - UNABLE TO READ SERAIL #
2790 | ALLISTON CT | 43220-4216 | Active | 22322 | WATTS | 800M2QT | PVB | 1.000 | 59291 | FRONT OF HOUSE
2795 | ALLISTON CT | 43220-4215 | Active | H901704 | FEBCO | 765 | PVB | 0.750 | 3353760 | BACK OF HOUSE, NEXT TO GARAGE DOOR
6800 | ALLOWAY E ST | 43085- | Active | H544873 | FEBCO | 765 | PVB | 0.750 | 97625 | front of house
7237 | ALMA TERRACE DR | 43054 | Active | CB081589 | WILKINS | 720 | PVB | 0.750 | 3593178 | LEFT SIDE OF HOUSE
5006 | ALMONT DR | 43229- | Not Required by DOW | 200906 | WATTS | 800QT | PVB | 0.750 | 65553 | BY DIVING BOARD
5006 | ALMONT DR | 43229- | Active not linked | 4903296 | WILKINS | 975XL2 | RP | 2.000 | 65554 | BASEMENT FILTER ROOM
5006 | ALMONT DR | 43229- | Not Required by DOW | 98361 | WATTS | 800QT | PVB | 0.750 | 65555 | KIDDIE POOL
5006 | ALMONT DR | 43229- | Not Required by DOW | 234638 | WATTS | 800QT | PVB | 0.750 | 65556 | BY WATER SLIDE
5006 | ALMONT DR | 43229- | Not Required by DOW | 487360 | WATTS | 800 | PVB | 0.750 | 3638428
7440 | ALPATH RD | 43054-8534 | Active | T279428 | WILKINS | 720A | PVB | 1.000 | 71981 | NW CORNER
7447 | ALPATH RD | 43054-9627 | Active | 111551 | WILKINS | 420 | PVB | 1.000 | 71992 | SOUTH SIDE BY DRIVE
7459 | ALPATH RD | 43054-9627 | Active | VAA12487 | WILKINS | 720A | PVB | 0.750 | 72027 | SOUTH CORNER OF HOUSE
7471 | ALPATH RD | 43054-9627 | Active | 68741 | WATTS | 800M4QT | PVB | 1.000 | 72056 | SOUTH SIDE FRONT CORNER
7492 | ALPATH RD | 43054-8534 | Active | 94263 | WATTS | 800M4QT | PVB | 1.000 | 72101 | SOUTHSIDE
7498 | ALPATH RD | 43054-8534 | Active | T083102 | WILKINS | 720A | PVB | 1.000 | 101976 | LEFT SIDE OF HOUSE
7505 | ALPATH RD | 43054-9627 | Active | T329081 | WILKINS | 720A | PVB | 0.750 | 3353926 | RIGHT SIDE
7506 | ALPATH RD | 43054-9625 | Active | 32999 | WATTS | 800QT | PVB | 1.000 | 72136 | RIGHT SIDE OF HOUSE
7516 | ALPATH RD | 43054-9625 | Active | 335102 | WILKINS | 720A | PVB | 0.750 | 72154 | LEFT SIDE OF HOUSE (NORTH)
7540 | ALPATH RD | 43054-9625 | Active | 234768 | WATTS | 800M4QT | PVB | 1.000 | 72204 | RIGHT FRONT
7551 | ALPATH RD | 43054-9628 | Active | T486756 | WILKINS | 720A | PVB | 0.750 | 72225 | FRT OF HOUSE RT OF FRONT DOOR
7552 | ALPATH RD | 43054-9625 | Active | T447593 | WILKINS | 720A | PVB | 1.000 | 72229 | LEFT FRONT
7567 | ALPATH RD | 43054-9628 | Active | 41784 | WATTS | 800QT | PVB | 1.000 | 72254 | EAST SIDE OF HOUSE
7588 | ALPATH RD | 43054-9625 | Active | T486510 | WILKINS | 720A | PVB | 1.000 | 72279 | LEFT SIDE OF HOUSE
7589 | ALPATH RD | 43054-9628 | Active | T230804 | WILKINS | 720A | PVB | 0.750 | 3581413 | LEFT OF FRONT DOOR
7613 | ALPATH RD | 43054-9628 | Active | CB316421 | WILKINS | 720A | PVB | 0.750 | 3353933 | LEFT SIDE OF HOUSE
7638 | ALPATH RD | 43054-9625 | Active | T674683 | WILKINS | 720A | PVB | 1.000 | 72386 | RIGHT FRONT CORNER
7641 | ALPATH RD | 43054-9628 | Active | 375394 | WILKINS | 720A | PVB | 0.750 | 72396 | RT SIDE
1590 | ALPINE DR | 43229-2120 | Active | 3818658 | WILKINS | 975XL | RP | 1.000 | 55487 | BOILER ROOM - Alpine E.S.
1590 | ALPINE DR | 43229-2120 | Due Install |  |  |  | RP | 3.000 | 3655835
5677 | ALSHIRE RD | 43232-4703 | Active | 27594 | WATTS | LF919QT | RP | 1.500 | 3354030 | MECH ROOM, BY OFFICE
5677 | ALSHIRE RD | 43232-4703 | Active | V57130 | WILKINS | 350ADA | DCDA | 6.000 | 3650571 | N/E BY GARAGE DOOR
5677 | ALSHIRE RD | 43232-4703 | Active | HC43754 | WILKINS | 950XLD | DC | 0.750 | 3650572 | N/E BY GARAGE DOOR
5800 | ALSHIRE RD | 43232-4773 | Not Required by DOW | 1240770 | WATTS | 909 | RP | 3.000 | 67996 | IN CEILING ABOVE FLOWER SHOP OFFICE
5800 | ALSHIRE RD | 43232-4773 | Not Required by DOW | 486717 | WILKINS | 975 | RP | 2.000 | 67997 | SOUTH RECEIVING DOOR
5800 | ALSHIRE RD | 43232-4773 | Active | 9402251057 | FEBCO | 880 | RP | 3.000 | 67998 | BY BAKERY WALKIN COOLER ABOVE WATER METER
5800 | ALSHIRE RD | 43232-4773 | Not Required by DOW | L23832 | WILKINS | 975 | RP | 2.500 | 67999 | NW END OF STORE ROOM
5800 | ALSHIRE RD | 43232-4773 | Active | 32866 | WILKINS | 350AST | DCDA | 8.000 | 3629678 | NW END OF STORE ROOM
5800 | ALSHIRE RD | 43232-4773 | Active | HC70039 | WILKINS | 950XLD | DC | 0.750 | 3654880 | NW END OF STORE ROOM
4126 | ALSTON ST | 43219 | Active | 072620 | WATTS | 009M2 | RP | 1.500 | 3640689 | METER ROOM LOWER RAMP CENTER
4126 | ALSTON ST | 43219 | Active | 1975110919 | AMES | 3000SS | DCDA | 6.000 | 3641449 | METER ROOM
4126 | ALSTON ST | 43219 | Active | 29702 | WATTS | 007M1 | DC | 0.750 | 3641450 | METER ROOM
4126 | ALSTON ST | 43219 | Not Required by DOW | 074660 | WATTS | LF009M2 | RP | 1.500 | 3641451 | METER ROOM
7810 | ALTA DR | 43085 | Active | UA-0420 | AMES | 400 | RP | 4.000 | 3646958 | HOT BOX
7810 | ALTA DR | 43085 | Active | UA-1025 | AMES | 300-GV | DCDA | 6.000 | 3646959 | 2 MAN PIT
7810 | ALTA DR | 43085 | Active | 59825 | AMES | 2000BM3 | DC | 0.750 | 3646960 | FIRE METER BYPASS 2 MAN PIT
7901 | ALTA DR | 43085 | Active | 66585 | AMES | 2000BM3 | DC | 0.750 | 3652918
7901 | ALTA DR | 43085 | Active | VG-1165 | AMES | COLT 300GV | DCDA | 8.000 | 3652919
7901 | ALTA DR | 43085 | Active | 366945 | WATTS | LF009M3QT | RP | 0.750 | 3652952
7455 | ALTA VIEW BLVD | 43085 | Active | 114180601 | AMES | 3000SS | DCDA | 6.000 | 72020 | EAST END-BEHIND OFFICE-IN WAREHOUSE
7455 | ALTA VIEW BLVD | 43085 | Active | 49913 | WATTS | 007M1QT | DC | 0.750 | 72021 | EAST END-BEHIND OFFICE - IN WAREHOUSE
7455 | ALTA VIEW BLVD | 43085 | Active | W001787 | WILKINS | 975XL | RP | 1.000 | 72022 | WAREHOUSE-NORTHWEST MIDDLE---PREFIX WITH Z
7477 | ALTA VIEW BLVD | 43085-5891 | Active | A014106 | FEBCO | 805YB | DC | 0.750 | 72064 | MECH ROOM NEXT TO METER
7477 | ALTA VIEW BLVD | 43085-5891 | Active | 0005101026 | FEBCO | 876 | DCDA | 6.000 | 72065 | MECH ROOM NEXT TO METER
7477 | ALTA VIEW BLVD | 43085-5891 | Active | 53881 | WATTS | 009M2QT | RP | 1.500 | 72066 | MECH ROOM AT METER
7500 | ALTA VIEW BLVD | 43085 | Active | 28648 | WATTS | LF909 | RP | 4.000 | 3656437 | N/W CORNER OF BLDG MECH ROOM
7500 | ALTA VIEW BLVD | 43085 | Active | UF-1053 | AMES | COLT 500NGV | RPDA | 8.000 | 3656438 | N/W CORNER OF BLDG MECH ROOM
7500 | ALTA VIEW BLVD | 43085 | Active | 102398 | WATTS | LF919QT | RP | 0.750 | 3656773 | N/W CORNER OF BLDG MECH ROOM
7500 | ALTA VIEW BLVD | 43085 | LPS - Active |  |  |  | LST |  | 3658035 | FIRE PUMP - FIRE RISER ROOM
7500 | ALTA VIEW BLVD | 43085 | LPS - Active |  |  |  | LPC |  | 3658036 | DOMESTIC PUMP - WATER METER ROOM
7535 | ALTA VIEW BLVD | 43085-5890 | Active | 31L0881 | AMES | 3000SS | DCDA | 6.000 | 72193 | unmakered storage unit between unit #207 and the old office space
7535 | ALTA VIEW BLVD | 43085-5890 | Active | 90476 | WATTS | 007M2QT | DC | 0.750 | 72194 | MECHANICAL ROOM GARAGE/between unit #207 and old office
7545 | ALTA VIEW BLVD | 43085 | Active | 41684 | WATTS | 919AQT | RP | 0.750 | 101987 | IN OFFICE ROOM BEHIND FRONT DESK
7625 | ALTA VIEW BLVD | 43085-5881 | Not Required by DOW | 252537 | WATTS | 909QT | RP | 1.000 | 72359 | BOILER ROOM - Slate Hill E. S.
7625 | ALTA VIEW BLVD | 43085-5881 | Active | 39097 | WILKINS | 375AST | RP | 3.000 | 3630170 | BOILER ROOM
7625 | ALTA VIEW BLVD | 43085-5881 | Active | 31605 | WILKINS | 350AST | DCDA | 6.000 | 3646178 | METER PIT
7625 | ALTA VIEW BLVD | 43085-5881 | Active | HC64705 | WILKINS | 950XLD | DC | 0.750 | 3654617 | METER PIT
3858 | ALTON & DARBY CREEK RD | 43026 | Active | YI-0212 | AMES | COLT 400 | RP | 4.000 | 3657907 | HOTBOX SE CORNER OF PROP
3858 | ALTON & DARBY CREEK RD | 43026 | Active | YI-0331 | AMES | COLT 300-GV | DCDA | 6.000 | 3657908 | HOTBOX SE CORNER OF PROP
3858 | ALTON & DARBY CREEK RD | 43026 | Active | 79023 | AMES | 2000BM3 | DC | 0.750 | 3657909 | HOTBOX SE CORNER OF PROP
854 | ALTON AVE | 43219-3779 | Due Install |  |  |  | RP | 1.500 | 3354064 | KRUMM PARK - WILLIAM H. ADAMS COMMUNITY CENTER
274 | ALTON DARBY CREEK RD | 43119 | Active | XI-0523 | AMES | COLT 400 | RP | 8.000 | 3658154 | HOTBOX BY METER VAULT LEFT OF N DRIVE
377 | ALTON DARBY CREEK RD | 43119 | Active | 123788 | AMES | 4000SS | RP | 3.000 | 99177 | MECHANIC ROOM ABOVE RESTROOMS
377 | ALTON DARBY CREEK RD | 43119 | Active | 12753 | WATTS | 774 | DCDA | 6.000 | 99305 | METER VAULT
377 | ALTON DARBY CREEK RD | 43119 | Active | R10753 | WATTS | 007QT | DC | 0.750 | 99306 | METER VAULT
377 | ALTON DARBY CREEK RD | 43119 | Active | JE0099 | WATTS | 957 | RP | 3.000 | 99307 | HOT BOX
782 | ALTON DARBY CREEK RD | 43119- | Active | 262635 | WATTS | 909M1QT | RP | 2.000 | 72858 | MECHANICAL ROOM - PUMP BUILDING
273 | ALTON DARBY CREEK RD | 43026-9770 | Not Required by DOW | 1043291 | WILKINS | 975 | RP | 1.000 | 59115 | MECH ROOM
2730 | ALTON DARBY CREEK RD | 43026-9770 | Active | 16046 |  |  | DC | 0.750 | 59116 | METER PIT
2730 | ALTON DARBY CREEK RD | 43026-9770 | Not Required by DOW | B28190 | WILKINS | 975 | RP | 4.000 | 59117 | MECH/BOILER ROOM AT WATER RISER ROOM 107
2730 | ALTON DARBY CREEK RD | 43026-9770 | Not Required by DOW | 5290 | WATTS | 008PCQT | PVB | 0.500 | 59118 | KITCHEN MOP SINK
2730 | ALTON DARBY CREEK RD | 43026-9770 | Not Required by DOW | 6984 | WATTS | 008PCQT | PVB | 0.500 | 59119 | MOP SINK NEXT STORAGE BOOK ROOM
2730 | ALTON DARBY CREEK RD | 43026-9770 | Not Required by DOW | 7000 | WATTS | 800MQT | PVB | 0.500 | 59120 | MOP ROOM NEXT TO STAFF LOUNGE
2730 | ALTON DARBY CREEK RD | 43026-9770 | Not Required by DOW | 7002 | WATTS | 800MQT | PVB | 0.500 | 59121 | MOP ROOM NEXT TO ROOM 202
2730 | ALTON DARBY CREEK RD | 43026-9770 | Not Required by DOW | 7003 | WATTS | 008PCQT | PVB | 0.500 | 59122 | JANITORS OFFICE
2730 | ALTON DARBY CREEK RD | 43026-9770 | Active | 70784 | AMES | 3000SS | DCDA | 8.000 | 59123 | METER PIT
2730 | ALTON DARBY CREEK RD | 43026-9770 | Not Required by DOW | 7004 | WATTS | 008PCQT | PVB | 0.500 | 88162 | MOP ROOM ACROSS FROM ROOM 305
2730 | ALTON DARBY CREEK RD | 43026-9770 | Removed |  |  |  | LPC |  | 3639293 | DOMEST BOOSTER PUMP
2730 | ALTON DARBY CREEK RD | 43026-9770 | Active | YE-0580 | AMES | COLT 400 | RP | 4.000 | 3652379 | IN HOTBOX NORTHWEST CORNER OF LOT
2730 | ALTON DARBY CREEK RD | 43026-9770 | Not Required by DOW | 261507 | WATTS | LF009M2QT | RP | 1.000 | 3652915
2730 | ALTON DARBY CREEK RD | 43026-9770 | Not Required by DOW | 83934 | AMES | 2000SS | DC | 1.000 | 3652916
982 | ALTON RD | 43119 | Not Required by DOW | A318205 | WILKINS | 375 | RP | 1.000 | 3605960 | SE BOILER ROOM ABOVE/BHY 3" DOMESTIC BACKFLOW
982 | ALTON RD | 43119 | Active | 621C | WILKINS | 375AST | RP | 3.000 | 3607812 | SE MECH/BOILER ROOM AT WATER RISER
982 | ALTON RD | 43119 | Active | 1154740613 | WATTS | 774DCDA | DCDA | 6.000 | 3607813 | METER PIT RIGHT OF HALL RD ENTRANCE
982 | ALTON RD | 43119 | Active | 20913 | WATTS | 007M1QT | DC | 0.750 | 3607814 | METER PIT RIGHT OF HALL RD ENTRANCE
982 | ALTON RD | 43119 | LPS - Active |  |  |  | LPC |  | 3641233 | DOMESTIC PUMP - SE BOILER ROOM AFTER DOMESTIC 3" BACKFLOW
590 | ALTURAS WAY | 43026-7985 | Active | CAB63140 | WILKINS | 720A | PVB | 1.000 | 68286 | LEFT OF HOUSE
700 | ALUM CREEK DR | 43205-1640 | Active | 55454 | WATTS | 009QT | RP | 1.000 | 71126 | SUITE 400 REAR @ MAIN WATER METER
100 | ALUM CREEK DR | 43209-2702 | Active | W235294 | WILKINS | 975XLBMS | RP | 2.000 | 89258 | MECH ROOM REAR OF BUILDING
1001 | ALUM CREEK DR | 43209-2702 | Not Required by DOW | W208379 | WILKINS | 975XLBMS | RP | 1.500 | 89259 | MECH ROOM REAR OF BUILDING
1020 | ALUM CREEK DR | 43209-2701 | Not Required by DOW | 224949 | WILKINS | 720A | PVB | 1.500 | 53634 | OUTSIDE WEST WALL
1020 | ALUM CREEK DR | 43209-2701 | Active | 432263 | WILKINS | 975 | RP | 0.750 | 53635 | STORAGE ROOM AT WATER METER
1020 | ALUM CREEK DR | 43209-2701 | Active | AKG9189 | WILKINS | 375 | RP | 1.500 | 3632658 | next to meter
1025 | ALUM CREEK DR | 43209-2702 | Not Required by DOW | 229385 | WATTS | 009QT | RP | 0.750 | 75081 | AT METER
1025 | ALUM CREEK DR | 43209-2702 | Active not linked | W208416 | WILKINS | 975XLBMS | RP | 1.500 | 75082 | METER SETTING
1025 | ALUM CREEK DR | 43209-2702 | Not Required by DOW | W210384 | WILKINS | 975 | RP | 1.500 | 87394 | METER SETTING
1030 | ALUM CREEK DR | 43209-2701 | Active | 48985C | WILKINS | 375AST | RP | 3.000 | 53665 | REAR OF BUILDING.
1030 | ALUM CREEK DR | 43209-2701 | Removed | 3349REM | FEBCO | 765 | PVB | 0.750 | 53666 | REMOVED-AT WATER METER
1030 | ALUM CREEK DR | 43209-2701 | Active | 72746 | APOLLO | DCDALF4A | DCDA | 6.000 | 3629573 | INSIDE BUILDING NORTH SIDE
1030 | ALUM CREEK DR | 43209-2701 | Active | 968193 | APOLLO | DCLF4A | DC | 0.750 | 3639359 | INSIDE BUILDING NORTH SIDE
1158 | ALUM CREEK DR | 43209- | Active | 4758108 | WILKINS | 975XL2 | RP | 0.750 | 3354111 | SIDE DOOR OF BUILDING
1160 | ALUM CREEK DR | 43209-2720 | Active | 25670 | WATTS | 919QT | RP | 1.500 | 3354112 | INSIDE AT WATER METER. S SIDE
1160 | ALUM CREEK DR | 43209-2720 | Due Install |  |  |  | DCDA | 8.000 | 3641019 | METER PIT
1165 | ALUM CREEK DR | 43209-2719 | Not Required by DOW | 271971 | WATTS | 009M3QT | RP | 0.750 | 54119 | BOILER RM ABOVE & NEXT TO CONDENSATION TANK
1165 | ALUM CREEK DR | 43209-2719 | Active | 13812 | WATTS | LF919QT | RP | 1.250 | 54120 | DEVICE IS IN BUILD NEXT DOOR (1175)
1195 | Alum Creek Dr | 43209 | Due Install |  |  |  | DCDA | 6.000 | 3638850
1221 | ALUM CREEK DR | 43209-2721 | Active | L151869 | WILKINS | 375 | RP | 4.000 | 54342 | EAST WALL
1221 | ALUM CREEK DR | 43209-2721 | Removed | REM38HN1760 | AMES | 3000SS | DCDA | 6.000 | 54343 | EAST WALL
1221 | ALUM CREEK DR | 43209-2721 | Removed | REM56596 | WATTS | 007M3QT | DC | 0.750 | 54344 | EAST WALL
1221 | ALUM CREEK DR | 43209-2721 | Not Required by DOW | 756871 | WILKINS | 975 | RP | 1.000 | 54345 | EAST WALL @ WALKWAY (1165 ALUM CREEK DR)
1221 | ALUM CREEK DR | 43209-2721 | Removed | 764766REM | WILKINS | 975 | RP | 1.250 | 54346 | ABOVE CAT WALK ON MIXER (1165 ALUM CREEK DR)
1221 | ALUM CREEK DR | 43209-2721 | Active | L151870 | WILKINS | 375 | RP | 4.000 | 3654581 | EAST WALL
1221 | ALUM CREEK DR | 43209-2721 | Active | 1081470423 | AMES | 5000SS | RPDA | 6.000 | 3654648 | EAST WALL
1221 | ALUM CREEK DR | 43209-2721 | Active | 15583 | AMES | 400B | RP | 0.750 | 3654649 | EAST WALL
1245 | ALUM CREEK DR | 43209-2721 | Removed | REM3850500 | WILKINS | 975XL2 | RP | 1.500 | 104136 | 1241 ALUM CREEK DR, REAR OF BUILDING
1245 | ALUM CREEK DR | 43209-2721 | Due Install |  |  |  | RP | 1.500 | 3644724 | 1241 ALUM CREEK DR, at mtr pit n/e corner of 1241
1245 | ALUM CREEK DR | 43209-2721 | Active | 28520 | WATTS | LF 919- QT | RP | 1.500 | 3656812 | 1241 ALUM CREEK DR, REAR OF BUILDING
1251 | ALUM CREEK DR | 43209-2721 | Active | 215915 | WATTS | 909QTFDA | RP | 4.000 | 54457 | AT METER WEST END OF BUILDING
1285 | ALUM CREEK DR | 43209-2721 | Due Install |  |  |  | RP | 1.000 | 3354115
1285 | ALUM CREEK DR | 43209-2721 | Due Install |  |  |  | DCDA | 6.000 | 3652612
1300 | ALUM CREEK DR | 43209-2705 | Active | 148854 | WATTS | LF009MQT2 | RP | 2.000 | 3354116
1300 | ALUM CREEK DR | 43209-2705 | Active | XD-1277 | AMES | COLT 300-CV | DCDA | 8.000 | 3626607 | HOT BOX IN FRONT OF BUILDING BETWEEN ROAD AND FENCELINE
1300 | ALUM CREEK DR | 43209-2705 | Active | 73595 | AMES | 2000BM3 | DC | 0.750 | 3655188 | HOT BOX IN FRONT OF BUILDING BETWEEN ROAD AND FENCELINE
1303 | ALUM CREEK DR | 43209-2721 | Not Required by DOW |  |  |  | RP | 1.500 | 3354117
1303 | ALUM CREEK DR | 43209-2721 | Active | WL2179 | AMES | DCDA | DCDA | 6.000 | 3650652
1303 | ALUM CREEK DR | 43209-2721 | Active | 233040 | WATTS | 007M3QT | DC | 0.750 | 3654158
1313 | ALUM CREEK DR | 43209-2706 | Active | 147285 | WATTS | 909 | RP | 3.000 | 54632 | NE CORNER OF BUILDING
1313 | ALUM CREEK DR | 43209-2706 | Removed | 254508REM | WATTS | 009QT | RP | 1.000 | 54633 | REMOVED - ON THE WALL AT ROTO CLONE
1313 | ALUM CREEK DR | 43209-2706 | Removed | 06955REM | WATTS | 009M2QT | RP | 1.500 | 54634 | REMOVED - ON WALL IN PLANTING ROOM
1313 | ALUM CREEK DR | 43209-2706 | Removed | 37059REM | WATTS | 009QT | RP | 0.500 | 88808 | REMOVED - IN PLATING ROOM--HOT WATER LINE TO PLATING TANK
1313 | ALUM CREEK DR | 43209-2706 | Due Install |  |  |  | DC |  | 3635385
1350 | ALUM CREEK DR | 43209-2705 | Not Required by DOW | 02026 | WATTS | 919AQT | RP | 0.500 | 54774 | MAINTENCE AREA 2ND FLOOR SOUTHEND OF BUILD
1350 | ALUM CREEK DR | 43209-2705 | Not Required by DOW | A519415 | WILKINS | 350XL | DC | 0.750 | 3613640 | SCIENCE ROOM #116
1350 | ALUM CREEK DR | 43209-2705 | Active | UG-0911 | WATTS | 957 | RP | 8.000 | 3635622 | HOTBOX SOUTH ENTRANCE TO PROPERTY
1440 | ALUM CREEK DR | 43209- | Due Install |  |  |  | RP | 8.000 | 3354118
1503 | ALUM CREEK DR | 43209-2709 | Due Install |  |  |  | RP |  | 3354119
1505 | ALUM CREEK DR | 43209-2709 | Active | 78121 | WATTS | 919-QT | RP | 0.750 | 3354120 | BREAK ROOM
1505 | ALUM CREEK DR | 43209-2709 | Not Required by DOW | W430344 | WILKINS | 975XL2 | RP | 0.500 | 3650130 | EAST WALL BEHIND OVEN # 2
1505 | ALUM CREEK DR | 43209-2709 | Not Required by DOW | W430343 | WILKINS | 975XL2 | RP | 0.500 | 3650131 | EAST WALL BEHIND OVEN # 1
1511 | ALUM CREEK DR | 43209-2712 | Active | 2862150 | WILKINS | 975 | RP | 0.750 | 55261 | SOUTH WALL
1511 | ALUM CREEK DR | 43209-2712 | Active | 79607 | AMES | 2000B | DC | 0.750 | 3633085 | FIRE RISER SIDE CAR
1511 | ALUM CREEK DR | 43209-2712 | Active | 1934120118 | AMES | 3000SS | DCDA | 8.000 | 3633086 | FIRE RISER
1517 | ALUM CREEK DR | 43209-2712 | Due Install |  |  |  | RP |  | 3354122 | N/W CORNER OF WAREHOUSE
1521 | ALUM CREEK DR | 43209-2712 | Due Install |  |  |  | RP | 0.750 | 3354124
1523 | ALUM CREEK DR | 43209-2712 | Due Install |  |  |  | RP | 0.750 | 3354125
1523 | ALUM CREEK DR | 43209-2712 | Due Install |  |  |  | DCDA |  | 3648409
1525 | ALUM CREEK DR | 43209-2712 | Active | 234685 | WATTS | LF009M3QT | RP | 0.750 | 3354126 | IT ROOM ABOVE WATER METER EAST SIDE OF BUIDING
1527 | ALUM CREEK DR | 43209-2712 | Active | 233795 | WATTS | LFOO9 | RP | 0.750 | 3354127 | N/W SIDE BY WATER MTR
1527 | ALUM CREEK DR | 43209-2712 | Active | 1978830420 | AMES | 3000SS | DCDA | 6.000 | 3636470 | N SIDE OF BUILDING
1527 | ALUM CREEK DR | 43209-2712 | Active | 30251 | WATTS | 007M1QT | DC | 0.750 | 3648222 | N SIDE OF BUILDING
1529 | ALUM CREEK DR | 43209-2712 | Active | 50717 | WATTS | 919QT | RP | 0.750 | 55316 | NORTH WALL OF OFFICE
1529 | ALUM CREEK DR | 43209-2712 | Active | TH-0257 | AMES | 757 | DCDA | 6.000 | 3634994 | SPRINKLER VALVE RISER ROOM
1529 | ALUM CREEK DR | 43209-2712 | Active | 222717 | WATTS | 007M3QT | DC | 0.750 | 3646741 | SPRINKLER VALVE RISER ROOM
1561 | ALUM CREEK DR | 43209-2712 | Active | H023030 | FEBCO | 805YB | DC | 0.750 | 55411 | METER PIT BY SLIDING ENTRANCE GATE
1561 | ALUM CREEK DR | 43209-2712 | Active | 9121327 | FEBCO | 856 | DCDA | 8.000 | 55412 | METER PIT BY SLIDING ENTRANCE GATE
1561 | ALUM CREEK DR | 43209-2712 | Active | 26759 | WATTS | 919QT | RP | 2.000 | 3611690 | HOT BOX AT ENTRANCE OF BUILDING
1565 | ALUM CREEK DR | 43209-2712 | Active | 4825203 | WILKINS | 975 | RP | 0.750 | 3354131 | MIDDLE OF SHOP AREA BY MOP SINK
1575 | ALUM CREEK DR | 43209-2712 | Active | H6249 | FEBCO | 765 | PVB | 1.000 | 55439 | LEFT SIDE OF FRONT DOOR (SERIAL # AH6249)
1575 | ALUM CREEK DR | 43209-2712 | Due Install |  |  |  | DCDA | 6.000 | 3626751 | METER VAULT IN SOUTH DRIVEWAY
1575 | ALUM CREEK DR | 43209-2712 | Due Install |  |  |  | RP | 1.000 | 3646023 | BASEMENT S/E CORNER
1583 | ALUM CREEK DR | 43209-2713 | Not Required by DOW | 306013 | WATTS | 909M1QT | RP | 2.000 | 55464 | LOADING DOCK SOUTH END OF BUILDING
1583 | ALUM CREEK DR | 43209-2713 | Not Required by DOW | 316594 | WATTS | 909M1QT | RP | 2.000 | 55465 | KITCHEN AREA (BREAK ROOM)
1583 | ALUM CREEK DR | 43209-2713 | Not Required by DOW | 434583 | WATTS | 909QT | RP | 1.000 | 55466 | LOADING DOCK MIDDLE OF BUILDING
1583 | ALUM CREEK DR | 43209-2713 | Active | 33536 | WATTS | LF919-QT | RP | 2.000 | 3632724
1583 | ALUM CREEK DR | 43209-2713 | Active | L120017 | WILKINS | 375 | RP | 10.000 | 3632725
1583 | ALUM CREEK DR | 43209-2713 | LPS - Active |  |  |  | LPC |  | 3633855 | FIRE PUMP - FIRE PUMP HOUSE
1661 | ALUM CREEK DR | 43209- | Not Required by DOW | 185104 | WATTS | 909 | RP | 4.000 | 55761 | BASEMENT MECHANIC ROOM - 2000 REGENCY MANOR CIRCLE
1661 | ALUM CREEK DR | 43209- | Not Required by DOW | 28604 | WATTS | LF909 | RP | 4.000 | 55762 | BASEMENT MECHANIC ROOM - 2000 REGENCY MANOR CIRCLE
1661 | ALUM CREEK DR | 43209- | Not Required by DOW | 4147997 | Wilkins | 975XL2 | RP | 1.500 | 55763 | FIRST FLOOR MECHANIC ROOM - 2000 REGENCY MANOR CIRCLE
1661 | ALUM CREEK DR | 43209- | Not Required by DOW | 1139783 | Wilkins | 975XL2 | RP | 1.500 | 55764 | FIRST FLOOR MECHANIC ROOM - 2000 REGENCY MANOR CIRCLE
1661 | ALUM CREEK DR | 43209- | Not Required by DOW | 609757 | WATTS | 909QT | RP | 1.000 | 55765 | 1ST FLOOR MECHANIC ROOM - 2000 REGENCY MANOR CIRCLE
1661 | ALUM CREEK DR | 43209- | Not Required by DOW | 12259 | AMES | 4000B | RP | 2.000 | 102191 | 2ND FLOOR/ROOM 231
1661 | ALUM CREEK DR | 43209- | Active | 12219 | WILKINS | 375 | RP | 8.000 | 3629737 | HOT BOX
1661 | ALUM CREEK DR | 43209- | Not Required by DOW | HC16343 | WILKINS | 950XLD | DC | 0.750 | 3629896 | SOUTHWEST BASEMENT
1661 | ALUM CREEK DR | 43209- | Not Required by DOW | N56767 | WILKINS | 350DA | DCDA | 6.000 | 3629897 | SOUTHWEST BASEMENT
1692 | ALUM CREEK DR | 43209-2714 | Inactive | 190192 | WATTS | 009QT | RP | 0.750 | 55850 | CLOSET IN ENTRANCE AREA
1717 | ALUM CREEK DR | 43207-1708 | Active | 173125 | WILKINS | 975 | RP | 2.000 | 55934 | BOILER ROOM NORTH WALL
1717 | ALUM CREEK DR | 43207-1708 | Active | 33276 | WATTS | 800M4FR | PVB | 1.000 | 55936 | NORTH SIDE OF BLDG - OUTSIDE (1945 FREBIS AVE)
1717 | ALUM CREEK DR | 43207-1708 | Active | 360379 | WATTS | 909HWQT | RP | 0.750 | 55937 | IN BASEMENT OF MILLER HALL-THROUGH DOOR, TAKE A RIGHT-S#360379
1717 | ALUM CREEK DR | 43207-1708 | Active | 361859 | WATTS | 909HWQT | RP | 0.750 | 55938 | IN MECH ROOM ABOVE DOOR OPENING--1731 ALUM CREEK DR
1717 | ALUM CREEK DR | 43207-1708 | Removed | 366120REM | WATTS | 909QT | RP | 0.750 | 55939 | REMOVED - BY GAS PUMPS IN ROOM WEST OF GAS PUMP'S
1717 | ALUM CREEK DR | 43207-1708 | Active | 4389 | WATTS | 009 | RP | 2.500 | 55940 | BOILER ROOM REAR OF BLDG (1731 ALUM CREEK DR)
1717 | ALUM CREEK DR | 43207-1708 | Active | 7444 | WILKINS | 975 | RP | 2.500 | 55941 | TELEPHONE ROOM
1717 | ALUM CREEK DR | 43207-1708 | Active | 7445 | WILKINS | 975A | RP | 2.500 | 55942 | E SIDE OF BLDG IN STORAGE ROOM
1717 | ALUM CREEK DR | 43207-1708 | Due Install |  |  |  | RP | 6.000 | 3633052
1745 | ALUM CREEK DR | 43207-1708 | Active | 1022981103 | AMES | 5000SS | RP | 4.000 | 89484 | MECH ROOM IN THE KITCHEN
1745 | ALUM CREEK DR | 43207-1708 | Active | 3660308 | WILKINS | 975XL | RP | 1.000 | 89516 | BOILER ROOM
1745 | ALUM CREEK DR | 43207-1708 | Active | 1022851103 | AMES | 5000 | RP | 4.000 | 102264 | KITCHEN MECHANIC ROOM
1745 | ALUM CREEK DR | 43207-1708 | Due Install |  |  |  | RP | 6.000 | 3636819
1775 | ALUM CREEK DR | 43207 | Active | 1125580301 | AMES | 3000SS | DCDA | 4.000 | 56102 | NW Mechanical Room - Rear thru Chain/Cage Area
1775 | ALUM CREEK DR | 43207 | Active | 133145 | WATTS | 009M2QT | RP | 2.000 | 56103 | NW Mechanical Room - Rear thru Chain/Cage Area
1775 | ALUM CREEK DR | 43207 | Active | 14394 | AMES | 2000B | DC | 0.750 | 56104 | NW Mechanical Room - Rear thru Chain/Cage Area
1775 | ALUM CREEK DR | 43207 | Active | 146697 | WATTS | 009M2QT | RP | 2.000 | 56105 | NW Mechanical Room - Rear thru Chain/Cage Area
1791 | ALUM CREEK DR | 43207-1708 | Active | 022354 | WATTS | 800M4FR | PVB | 1.500 | 56151 | Outside Door #2 - Southwest side
1791 | ALUM CREEK DR | 43207-1708 | Active | SE-1514 | WATTS | 957 | RP | 4.000 | 56152 | Mechanical / Boiler / Sprinkler Rm - Rear by Receiving
1791 | ALUM CREEK DR | 43207-1708 | Active | A09419 | WILKINS | 950 | DC | 6.000 | 56154 | Mechanical / Boiler / Sprinkler Rm - Rear West by Receiving
1791 | ALUM CREEK DR | 43207-1708 | Active | 438831 | WATTS | 909QT | RP | 1.000 | 92231 | Mechanical/Boiler Rm - Ceiling North Center
1791 | ALUM CREEK DR | 43207-1708 | Active | JC0272 | AMES | COLT 400N | RP | 3.000 | 97749 | Section K / SE - Hallway Closet
1791 | ALUM CREEK DR | 43207-1708 | LPS - Active |  |  |  | LST |  | 3636255 | FIRE PUMP - FIRE PUMP ROOM, ROOM K9
1791 | ALUM CREEK DR | 43207-1708 | Due Install |  |  |  | RP | 6.000 | 3644598
1925 | ALUM CREEK DR | 43207-1712 | Active | 55319 | WATTS | 919AQT | RP | 0.750 | 3354134 | EAST WALL
1925 | ALUM CREEK DR | 43207-1712 | Active | 60189 | AMES | 2000B | DC | 0.750 | 3636172 | S/E CORNER OF BUILDING
1925 | ALUM CREEK DR | 43207-1712 | Active | WB1901 |  |  | DCDA | 6.000 | 3651222 | S/E CORNER OF BUILDING
1970 | ALUM CREEK DR | 43207- | Active | 00664 | WILKINS | 950XLTDA | DCDA | 2.000 | 3639683 | METER ROOM
1970 | ALUM CREEK DR | 43207- | Active | W866940 | WILKINS | 350XL | DC | 0.750 | 3639684 | METER ROOM
1970 | ALUM CREEK DR | 43207- | Active | 4731130 | WILKINS | 975XL | RP | 0.750 | 3640693 | MECH ROOM REAR CENTER OF BUILDING
1976 | ALUM CREEK DR | 43207-1711 | In Review |  |  |  | RP |  | 3354135
1980 | ALUM CREEK DR | 43207-1751 | Active | 5017469 | WILKINS | 975 XL2 | RP | 1.500 | 3354136
1980 | ALUM CREEK DR | 43207-1751 | Active | YH-0647 | AMES | 300 | DCDA | 6.000 | 3636140 | IN VAULT SOUTH OF MAIN ENTRANCE OFF OF ALUM CREEK
1980 | ALUM CREEK DR | 43207-1751 | Active | 78589 | AMES | 2000 | DC | 0.750 | 3657515 | IN VAULT SOUTH OF MAIN ENTRANCE OFF OF ALUM CREEK
2010 | ALUM CREEK DR | 43207 | Active | ABE1066 | WILKINS | 975XL2 | RP | 0.750 | 3650805 | WEST END OF BUILDING INSIDE BY MTR
2040 | ALUM CREEK DR | 43207-1714 | Active | 113700 | WATTS | LF009M2QT | RP | 2.000 | 3632850 | S BSMNT MECH/FURN ROOM AT WATER METER
2040 | ALUM CREEK DR | 43207-1714 | Not Required by DOW | 061351 | WATTS | LF009M2QT | RP | 1.500 | 3651336 | N/E TRUCK BAY
2100 | ALUM CREEK DR | 43207-1705 | Active | 16015 | WILKINS | 375A | RP | 3.000 | 57233 | NW CORNER OF GARAGE
2100 | ALUM CREEK DR | 43207-1705 | Active | T444766 | WILKINS | 720A | PVB | 1.000 | 3611306 | left side of adment. building
2100 | ALUM CREEK DR | 43207-1705 | Active | 361945 | WATTS | 009M3QT | RP | 0.750 | 3652497
2100 | ALUM CREEK DR | 43207-1705 | Due Install |  |  |  | RP | 6.000 | 3652611
2155 | ALUM CREEK DR | 43207 | Active | 52445 | WATTS | 009 | RP | 1.500 | 57463 | BATHROOM, NE CORNER
2181 | ALUM CREEK DR | 43207 | Active | 1203550702 | AMES | 3000SS | DCDA | 6.000 | 57531 | IN PIT BY ALUM CREEK DRIVE
2181 | ALUM CREEK DR | 43207 | Active | W053746 | WILKINS | 975 | RP | 2.000 | 57532 | VALVE ROOM IN OFFICE
2181 | ALUM CREEK DR | 43207 | Active | 53905 | WILKINS | 950XL | DC | 0.750 | 57533 | IN PIT BY ALUM CREEK DRIVE
2181 | ALUM CREEK DR | 43207 | Active | W067880 | WILKINS | 975XL | RP | 0.750 | 57534 | VALVE ROOM IN OFFICE
2400 | ALUM CREEK DR | 43207-2805 | Active | 427448 | WATTS | 909QT | RP | 0.750 | 58174 | MECHANICAL ROOM
2850 | ALUM CREEK DR | 43207-2859 | Active | ACG2218 | WILKINS | 975XL2 | RP | 1.500 | 92427 | MECH ROOM IN FRONT OF BUILDING
2850 | ALUM CREEK DR | 43207-2859 | Active | 153312 | AMES | 3000SS | DCDA | 4.000 | 92452 | MECH ROOM FRONT OF BUILDING
2850 | ALUM CREEK DR | 43207-2859 | Active | 53502 | AMES | 2000B | DC | 0.750 | 92453 | MECH ROOM, MECH ROOM FRONT SIDE OF BUILDING
2870 | ALUM CREEK DR | 43207 | Active | YD-3434 | AMES | 400 | RP | 4.000 | 3657862 | INSIDE METER ROOM FRONT BUILDING
2870 | ALUM CREEK DR | 43207 | Active | 75075 | AMES | 2000 | DC | 0.750 | 3657868 | INSIDE METER ROOM FRONT BUILDING
2870 | ALUM CREEK DR | 43207 | Active | XJ-0641 | AMES | 300 | DCDA | 8.000 | 3657869 | INSIDE METER ROOM FRONT BUILDING
2885 | ALUM CREEK DR | 43207-2818 | Removed | 3885440REM | WILKINS | 975 | RP | 2.000 | 59504 | 2875 ALUM CREEK DR, MECH ROOM AT DOOR 125 REMOVED
2885 | ALUM CREEK DR | 43207-2818 | Removed | 3885436REM | WILKINS | 975 | RP | 2.000 | 59505 | MECH ROOM AT DOOR 125 REMOVED
2885 | ALUM CREEK DR | 43207-2818 | Removed | 3885434REM | WILKINS | 975 | RP | 2.000 | 59506 | MECH ROOM AT DOOR 125 REMOVED
2885 | ALUM CREEK DR | 43207-2818 | Not Required by DOW | W236296 | WILKINS | 975XL | RP | 2.000 | 75061 | MECH ROOM OF OLD SHOP
2885 | ALUM CREEK DR | 43207-2818 | Not Required by DOW | 413280305 | AMES | 3000SS | DCDA | 6.000 | 75062 | TRUCK REPAIR BLDG
2885 | ALUM CREEK DR | 43207-2818 | Not Required by DOW | 64060 | WATTS | 007M1QT | DC | 0.750 | 75063 | TRUCK REPAIR BLDG
2885 | ALUM CREEK DR | 43207-2818 | Active | 16542 | WILKINS | 375 | RP | 4.000 | 3630184 | E DOCK OFFICE N TERMINALS
2885 | ALUM CREEK DR | 43207-2818 | Active | RJ-1805 | WATTS | 957RPDA-GV | RPDA | 10.000 | 3630186 | HOT BOX NE PROPERTY
2885 | ALUM CREEK DR | 43207-2818 | Active | 71967 | WATTS | 919QT | RP | 0.750 | 3630187 | HOT BOX NE PROPERTY
2885 | ALUM CREEK DR | 43207-2818 | Not Required by DOW | 432422 | WATTS | 009M2 | RP | 0.750 | 3649666 | SHOP
3080 | ALUM CREEK DR | 43207-3413 | Active | IF-0518 | AMES | MAXIM 300GV | DCDA | 8.000 | 95770 | NW CORNER/ FIRE PUMP ROOM
3080 | ALUM CREEK DR | 43207-3413 | Active | 13628 | AMES | 2000B | DC | 0.750 | 95771 | NW CORNER/ FIRE PUMP ROOM
3080 | ALUM CREEK DR | 43207-3413 | Active | 10211 | WATTS | 919AQT | RP | 2.000 | 95780 | SPRINKLER ROOM
3080 | ALUM CREEK DR | 43207-3413 | LPS - Active |  |  |  | LST |  | 3636265 | FIRE PUMP - FIRE PUMP ROOM
3232 | ALUM CREEK DR | 43207-3417 | Active | W08075 | WILKINS | 975XL | RP | 2.000 | 60237 | NE CORNER BUILD
3275 | ALUM CREEK DR | 43207-3460 | Due Install |  |  |  | RP |  | 3354144
3275 | ALUM CREEK DR | 43207-3460 | Due Install |  |  |  | DC |  | 3636294
3275 | ALUM CREEK DR | 43207-3460 | LPS - Active |  |  |  | LST |  | 3636319 | FIRE PUMP
3330 | ALUM CREEK DR | 43207 | Active | 72076 | AMES | 2000BM3 | DC | 0.750 | 3654258 | FIRE BYPASS
3330 | ALUM CREEK DR | 43207 | Active | XA-1133 | AMES | Colt 300-GV | DCDA | 8.000 | 3654259
3330 | ALUM CREEK DR | 43207 | Active | 111461 | WATTS | LF009M2QT | RP | 1.500 | 3654260 | HOT BOX
3456 | alum creek dr |  | Active | WI-1353 | WILKINS | 350 | DCDA | 6.000 | 3654956 | HOT BOX NORTH OF BUILDING
3456 | alum creek dr |  | Active | 70888 | AMES | 2000BM3 | DC | 0.750 | 3654957 | HOT BOX NORTH OF BUILDING
3500 | ALUM CREEK DR | 43207-3423 | Removed | 12520REM | WILKINS | 975 | RP | 4.000 | 60899 | REMOVED-METER ROOM -- PLUMBING SHOP - S.E.C.C
3500 | ALUM CREEK DR | 43207-3423 | Removed | EQ632REM | CONBRACO | 40204A2 | RP | 0.750 | 60900 | REMOVED-BOILER ROOM - S.E.C.C.
3500 | ALUM CREEK DR | 43207-3423 | Active | RH-3152 | WATTS | 957 | RP | 4.000 | 3635086 | RISER ROOM NW CORNER OF BUILDING
3500 | ALUM CREEK DR | 43207-3423 | Active | 1931231217 | AMES | 3000 | DCDA | 8.000 | 3635087 | RISER ROOM NW CORNER OF BUILDING
3500 | ALUM CREEK DR | 43207-3423 | Active | 79245 | AMES | 2000B | DC | 0.750 | 3635089 | RISER ROOM NW CORNER OF BUILDING
3626 | ALUM CREEK DR | 43207- | Active | 254670 | WATTS | 909 | RP | 6.000 | 61315 | HOT BOX N OF LAKE
3685 | ALUM CREEK DR | 43207-3426 | Removed | 59815REM | WATTS | 009QT | RP | 0.500 | 61460 | REMOVED-BY GATE 2 ZONE 7 SCP OFFICE
3685 | ALUM CREEK DR | 43207-3426 | Not Required by DOW | 64118 | WATTS | 009QT | RP | 0.500 | 61461 | NORTH WALL MAIN BUILDING
3685 | ALUM CREEK DR | 43207-3426 | Active | 1780923 | WILKINS | 975XL2 | RP | 1.000 | 3627971 | NORTH WALL MAIN BUILDING
3685 | ALUM CREEK DR | 43207-3426 | Active | 196845 | ames | 3000SS | DCDA | 8.000 | 3627972 | NORTH WALL MAIN BUILDING
3685 | ALUM CREEK DR | 43207-3426 | Active | 83063 | ames | 2000B | DC | 0.750 | 3644927 | NORTH WALL MAIN BUILDING
3699 | ALUM CREEK DR | 43207-3426 | Active | 13282 | WATTS | 009QT | RP | 1.000 | 61485 | NEXT TO WATER METER
3857 | ALUM CREEK DR | 43207-3430 | Not Required by DOW | [5 empty] | 3354151
3858 | ALUM CREEK DR | 43207-5135 | Due Install |  |  |  | RP |  | 3354152
3897 | ALUM CREEK DR | 43207-3430 | Active | ABA71938 | WILKINS | 975XL2 | RP | 0.750 | 62076 | ABOVE RR BACK OF BUILDING
3898 | ALUM CREEK DR | 43207 | Active | 4861339 | WILKINS | 975XL2 | RP | 1.500 | 62077 | MECH ROOM
3898 | ALUM CREEK DR | 43207 | Not Required by DOW | 504121 | WATTS | 909QT | RP | 1.000 | 62078 | BACKROOM AT WATER METER
3976 | ALUM CREEK DR | 43207-5122 | Active | 180404 | WATTS | 009QT | RP | 1.000 | 62401 | AT WATER METER back room
4014 | ALUM CREEK DR | 43207-5137 | Active | W104510 | WILKINS | 975XL | RP | 1.000 | 62682 | EAST WALL NEXT TO WATER METER
4014 | ALUM CREEK DR | 43207-5137 | Not Required by DOW | 64929 | WATTS | 919QT | RP | 0.750 | 3616839 | IN MECHANICAL ROOM
4050 | ALUM CREEK DR | 43207 | Active | 28588 | WATTS | 919ZQT | RP | 0.750 | 99239 | IN UTILITY ROOM AT WATER
5101 | ALUM CREEK DR | 43207-4592 | Removed | NO8050706REM | FEBCO | 880V | RP | 3.000 | 97162 | MECH ROOM REMOVED
5101 | ALUM CREEK DR | 43207-4592 | Removed | 09890REM | WATTS | 919QT | RP | 2.000 | 97675 | 1st floor REMOVED
5101 | ALUM CREEK DR | 43207-4592 | Not Required by DOW | 47229 | WILKINS | 375 | RP | 3.000 | 97676 | 1st floor
5101 | ALUM CREEK DR | 43207-4592 | Active | 4312598 | WILKINS | 975XL2 | RP | 1.500 | 3623212 | INSIDE GARAGE DOOR
6431 | ALUM CREEK DR | 43125 | Active | 113479 | AMES | 3000SS | DCDA | 6.000 | 69923 | SW MECH ROOM
6431 | ALUM CREEK DR | 43125 | Not Required by DOW | 026950 | WATTS | 800M4 | PVB | 1.500 | 69924 | SW CORNER
6431 | ALUM CREEK DR | 43125 | Active | 49523 | WATTS | 007M1QT | DC | 0.750 | 69925 | SW MECH ROOM
6431 | ALUM CREEK DR | 43125 | Active | W005537 | WILKINS | 975XL | RP | 1.500 | 69926 | SW MECHANICAL ROOM
6600 | ALUM CREEK DR | 43125-9420 | Not Required by DOW | 277023 | WATTS | 909QT | RP | 0.750 | 70313 | KITCHEN DOCK AREA
6600 | ALUM CREEK DR | 43125-9420 | Active | B03025 | WILKINS | 975 | RP | 3.000 | 70314 | SW CORNER OF BLDG
6600 | ALUM CREEK DR | 43125-9420 | Active | B03057 | WILKINS | 975 | RP | 3.000 | 70315 | SW CORNER OF BLDG
6600 | ALUM CREEK DR | 43125-9420 | Active | 400691 | WATTS | 709 | DC | 10.000 | 70317 | METER PIT, SW CORNER OF PROPERTY OFF ALUM CREEK DR
6600 | ALUM CREEK DR | 43125-9420 | Not Required by DOW | A15952 | FEBCO | 765 | PVB | 2.000 | 70318 | FEET TO RIGHT ON ENTRANCE
6607 | ALUM CREEK DR | 43125-9491 | Active | 555506 | WATTS | 909QTFDA | RP | 0.750 | 70368 | NEXT TO METER
6959 | ALUM CREEK DR | 43217-1244 | Active | W210400 | WILKINS | 975XL | RP | 1.500 | 71043 | SE UTILTY AREA (6967)
6959 | ALUM CREEK DR | 43217-1244 | Active | 9209041045 | FEBCO | 856 | DCDA | 6.000 | 71044 | PIT EAST END OF BUILDING
6959 | ALUM CREEK DR | 43217-1244 | Active | AD6375 | FEBCO | 805Y | DC | 0.750 | 87489 | Pit East end of bldg
6969 | ALUM CREEK DR | 43217-1244 | Active | 092640 | WILKINS | 975XL | RP | 1.500 | 71042 | DOCK DOOR #2
6969 | ALUM CREEK DR | 43217-1244 | Active | 9211021430 | FEBCO | 856 | DCDA | 6.000 | 71045 | PIT FRONT AREA
6969 | ALUM CREEK DR | 43217-1244 | Active | AD9863 | FEBCO | 805Y | DC | 0.750 | 71046 | PIT
7200 | ALUM CREEK DR | 43217 | Not Required by DOW | W067928 | WILKINS | 975XL | RP | 0.750 | 102084 | LEFT OF SPRINKLER ROOM
7200 | ALUM CREEK DR | 43217 | Not Required by DOW | 234780 | WATTS | 009M2QT | RP | 1.000 | 102085 | SUITE 7200-A HOT WATER TANK ROOM
7200 | ALUM CREEK DR | 43217 | Not Required by DOW | 326084 | WATTS | 909M1HWQT | RP | 1.500 | 102086 | SUITE 7200-D HOT WATER TANK ROOM
7200 | ALUM CREEK DR | 43217 | Active | 39661 | WATTS | 007M1QT | DC | 0.750 | 102087 | S WALL WAREHOUSE
7200 | ALUM CREEK DR | 43217 | Active | 82762 | WATTS | 009M2QT | RP | 1.000 | 102088 | RIGHT OF SPRINKLER ROOM
7200 | ALUM CREEK DR | 43217 | Active | 310472 | WATTS | 909M1HWQT | RP | 1.500 | 102089 | S WALL BY RISER - BEHIND SHELVES
7200 | ALUM CREEK DR | 43217 | Not Required by DOW | w067952 | WILKINS | 975XL | RP | 0.750 | 102090 | W WALL BY OFFICE
7200 | ALUM CREEK DR | 43217 | Active | 3JN0025 | AMES | 3000SS | DCDA | 6.000 | 102091 | S WALL WAREHOUSE
7200 | ALUM CREEK DR | 43217 | Not Required by DOW | 479781 | WATTS | 909QT | RP | 0.750 | 3606232 | SUITE F
7200 | ALUM CREEK DR | 43217 | Not Required by DOW | 477845 | WATTS | 909QT | RP | 0.750 | 3606233 | JANITOR'S CLOSET OF SPACE K (NEED SMALL REGULAR SCREW DRIVER TO TEST)
7200 | ALUM CREEK DR | 43217 | Not Required by DOW | 490786 | WATTS | 909QT | RP | 0.750 | 3606234 | SUITE P
7280 | ALUM CREEK DR | 43217 | Active | 105433 | AMES | 3000SS | DCDA | 6.000 | 102092 | WAREHOUSE
7280 | ALUM CREEK DR | 43217 | Active | 45695 | WATTS | 007M1QT | DC | 0.750 | 102093 | WAREHOUSE
7280 | ALUM CREEK DR | 43217 | Active | 1071165 | WILKINS | 975XL | RP | 1.500 | 102094 | WAREHOUSE
7280 | ALUM CREEK DR | 43217 | Active | 1298130 | WILKINS | 975XL | RP | 0.750 | 102095 | WOMEN'S RESTROOM - WAREHOUSE
7280 | ALUM CREEK DR | 43217 | Active | 975880 | WILKINS | 975XL | RP | 1.250 | 102096 | WAREHOUSE
7400 | ALUM CREEK DR BLDG 500 | 43217 | Active | 110136 | WATTS | LF009M2QT | RP | 1.500 | 3602133 | IN HOT BOX NEAR NEW TOWER, BETWEEN NEW AND OLD CONTROL TOWER
7400 | ALUM CREEK DR BLDG 500 | 43217 | Active | 157201114 | WATTS | 774DCDA | DCDA | 6.000 | 3611770 | IN HOT BOX NEAR NEW TOWER
7400 | ALUM CREEK DR BLDG 500 | 43217 | Active | 23279 | WATTS | 007M1QT | DC | 0.750 | 3611771 | EAST OF CONTROL TOWER IN GREEN HOT BOX
7400 | ALUM CREEK DR BLDG 500 | 43217 | LPS - Active |  |  |  | LST |  | 3633851 | FIRE PUMP -
1755 | ALUM CREEK DR REAR | 43207 | Removed | 13515REM | FEBCO | 805 | DC | 0.750 | 56027 | METER PIT DS SOUTHEAST OF BUILDING
1755 | ALUM CREEK DR REAR | 43207 | Removed | 160164REM | WATTS | 909 | RP | 3.000 | 56028 | MECHANICAL ROOM
1755 | ALUM CREEK DR REAR | 43207 | Removed | 2281026REM | FEBCO | 856 | DCDA | 4.000 | 56029 | IN WATER METER PIT PS SE OF BUILDING
1755 | ALUM CREEK DR REAR | 43207 | Active | VI-2198 | AMES | COLT 400 | RP | 4.000 | 3652272 | HOT BOX
1755 | ALUM CREEK DR REAR | 43207 | Active | 91798 | WATTS | 919QT | RP | 0.750 | 3652273 | HOT BOX
1755 | ALUM CREEK DR REAR | 43207 | Active | VJ-0343 | AMES | COLT 500-GV | RPDA | 8.000 | 3652274 | HOT BOX
1531 | ALUM CREEK DR UNIT A | 43209-2712 | Active | 106727 | WILKINS | 975 | RP | 2.000 | 55315 | CENTER OF BUILDING IN BLDG 1531
1531 | ALUM CREEK DR UNIT A | 43209-2712 | Active | 31321 | WILKINS | 350 | DCDA | 6.000 | 3629891 | NE CORNER OF WAREHOUSE
1531 | ALUM CREEK DR UNIT A | 43209-2712 | Active | HC66943 | WILKINS | 950XLD | DC | 0.750 | 3654875 | NE CORNER OF WAREHOUSE
3986 | ALUM CREEK DR UNIT A | 43207-5122 | Active | 85970 | WATTS | 009QT | RP | 1.500 | 62454 | SOUTHEAST CORNER IN CLOSET OF UNIT 3984 ALUM CREEK
3986 | ALUM CREEK DR UNIT B | 43207-5122 | Active | 187204 | WATTS | 009M2 | RP | 1.000 | 3615097 | IN 3984 ALUM CREEK CLOSET TOWARDS BACK OF STORE
1507 | ALUM INDUSTRIAL N DR | 43209-2709 | Active | 11000 | WATTS | LF009 | RP | 3.000 | 3613666
1507 | ALUM INDUSTRIAL N DR | 43209-2709 | Active | 18674B | WILKINS | 350ASTDA | DCDA | 8.000 | 3639314 | AT FIRE RISER
1507 | ALUM INDUSTRIAL N DR | 43209-2709 | Active | HC34936 | WILKINS | 950XLD | DC | 0.750 | 3646913 | AT FIRE RISER FIRE BYPASS
1507 | ALUM INDUSTRIAL N DR | 43209-2709 | Not Required by DOW | 151907 | WATTS | LF009M2QT | RP | 2.000 | 3647107 | AT FIRE RISER FIRE BYPASS
1507 | ALUM INDUSTRIAL N DR | 43209-2709 | Not Required by DOW | 24404 | WATTS | LF009M2QT | RP | 1.250 | 3647108 | MECHANICAL ROOM
1513 | ALUM INDUSTRIAL N DR | 43209-2712 | Active | 69791 | WATTS | 919QT | RP | 1.000 | 3354121 | BY MTR IN BREAK ROOM
1513 | ALUM INDUSTRIAL N DR | 43209-2712 | Active | 1962470319 | AMES | 3000SS | DCDA | 6.000 | 3354123 | EAST SIDE BUILDING
1513 | ALUM INDUSTRIAL N DR | 43209-2712 | Active | 29245 | WATTS | 007M1-QT | DC | 0.750 | 3638573 | EAST SIDE OF BUILDING
1519 | ALUM INDUSTRIAL N DR | 43209-2712 | Active | 82607 | WATTS | 919QT | RP | 0.750 | 3641043 | AT MTR EAST SIDE
1516 | ALUM INDUSTRIAL S DR | 43209 | Active | B268096 | WILKINS | 375XL | RP | 2.000 | 3638408 | AFTER DOMESTIC WATER METER MECH ROOM. ADDRESS ON BUILDING IS 1517
1533 | ALUM INDUSTRIAL W DR | 43209- | Active | 2872564 | WILKINS | 975XLBMS | RP | 2.000 | 95925 | SOUTHEAST CORNER AFTER METER
1533 | ALUM INDUSTRIAL W DR | 43209- | Active | 1607931107 | AMES | 3000SS | DCDA | 8.000 | 95926 | CENTRAL RISER AREA
1533 | ALUM INDUSTRIAL W DR | 43209- | Active | 57552 | AMES | 2000B | DC | 0.750 | 95927 | CENTRAL RISER AREA
8432 | AMARILLO DR | 43004-8121 | Active | T070852 | WILKINS | 720A | PVB | 0.750 | 73846 | LEFT SIDE OF HOUSE
8528 | AMARILLO DR | 43004-8163 | Active | HG90773 | FEBCO | 765 | PVB | 0.750 | 3579142
8528 | AMARILLO DR | 43004-8163 | Active | HG91111 | FEBCO | 765 | PVB | 0.750 | 3659481
101 | AMAZON PL | 43214-3503 | Active | EA13402 | WILKINS | 720A | PVB | 0.750 | 3354252 | RIGHT OF FRONT ENTRY
226 | AMAZON PL | 43214-3506 | Active | 32971 | WATTS | 800QT | PVB | 1.000 | 89609 | RIGHT SIDE
181 | AMBER LIGHT WAY | 43123-9821 | Active | T046878 | WILKINS | 720A | PVB | 0.750 | 101301 | RIGHT SIDE
4938 | AMBER LN | 43016-7079 | Active | CB120467 | WILKINS | 720AU | PVB | 0.750 | 3597550 | RIGHT SIDE
4949 | AMBER LN | 43016-7078 | Active | 446591 | WATTS | 800M4QT | PVB | 0.750 | 97754 | right side of home
4952 | AMBER LN | 43016-7079 | Active | T181264 | Wilkins | 720A | PVB | 0.750 | 65499 | LEFT SIDE OF HOUSE
4953 | AMBER LN | 43016-7078 | Active | HB37357 | FEBCO | 765 | PVB | 0.750 | 95372 | LEFT FRONT
8200 | AMBERLEIGH WAY | 43017 | Active | 3572321 | WILKINS | 975XL | RP | 1.000 | 73500 | USE 6/3/15 CAG. 18' S OF CURB/FAKE ROCK AT STONE PILAR E OF 745 -8200 DUBLIN
8210 | AMBERLEIGH WAY | 43017 | Active | F10289 | FEBCO | 765-1 | PVB | 1.000 | 73527 | FRONT LEFT OF FRONT DOOR
8211 | AMBERLEIGH WAY | 43017-8603 | Active | G016839 | WILKINS | 720A | PVB | 0.750 | 73533 | LEFT SIDE
8223 | AMBERLEIGH WAY | 43017-8611 | Active | 488505 | WILKINS | 720A | PVB | 0.750 | 73552 | RIGHT SIDE
8231 | AMBERLEIGH WAY | 43017-8611 | Active | G043959 | WILKINS | 720A | PVB | 0.750 | 91698 | LEFT SIDE
8242 | AMBERLEIGH WAY | 43017-8602 | Active | H006569 | FEBCO | 765 | PVB | 0.750 | 73588 | RT SIDE
8247 | AMBERLEIGH WAY | 43017-8611 | Active | F082500 | WILKINS | 720A | PVB | 0.750 | 97507 | FRONT OF HOUSE LEFT FRONT DOOR
8258 | AMBERLEIGH WAY | 43017-8641 | Active | T083954 | WILKINS | 720A | PVB | 0.750 | 73617 | LEFT FRONT
8282 | AMBERLEIGH WAY | 43017-8641 | Active | G242330 | WILKINS | 720A | PVB | 0.750 | 99217 | OUTSIDE RIGHT SIDE OF HOME
8283 | AMBERLEIGH WAY | 43017-8656 | Active | T085950 | WILKINS | 720A | PVB | 0.750 | 92524 | RIGHT FRONT
8290 | AMBERLEIGH WAY | 43017-8641 | Active | A135516 | WILKINS | 720A | PVB | 0.750 | 73641 | LEFT SIDE OF HOUSE
8291 | AMBERLEIGH WAY | 43017-8656 | Active | G186290 | WILKINS | 720A | PVB | 0.750 | 91825 | RIGHT SIDE
8298 | AMBERLEIGH WAY | 43017-8641 | Active | 185422 | WILKINS | 720A | PVB | 0.750 | 88270 | LEFT FRONT
8299 | AMBERLEIGH WAY | 43017-8656 | Active | 185438 | WILKINS | 720A | PVB | 0.750 | 88648 | FRONT OF HOUSE
8306 | AMBERLEIGH WAY | 43017-8897 | Active | T363505 | WILKINS | 720A | PVB | 0.750 | 89610 | RIGHT FRONT
8314 | AMBERLEIGH WAY | 43017-8897 | Active | 903165 | WILKINS | 720A | PVB | 0.750 | 73696 | LEFT SIDE OF HOUSE
8315 | AMBERLEIGH WAY | 43017-8896 | Active | cb001755 | WILKINS | 720A | PVB | 0.750 | 73698 | RIGHT SIDE
8322 | AMBERLEIGH WAY | 43017-8897 | Active | 955011 | WILKINS | 720A | PVB | 0.750 | 73705 | RIGHT SIDE
8338 | AMBERLEIGH WAY | 43017-8897 | Active | 813473 | WILKINS | 720A | PVB | 0.750 | 73717 | LEFT FRONT
8347 | AMBERLEIGH WAY | 43017-8896 | Active | 223329 | WILKINS | 720A | PVB | 0.750 | 73725 | FRONT OF HOUSE RIGHT FRONT DOOR
8354 | AMBERLEIGH WAY | 43017-8897 | Active | T239642 | WILKINS | 720A | PVB | 0.750 | 73752 | LEFT SIDE OF HOUSE
8355 | AMBERLEIGH WAY | 43017 | Active | CB987397 | WILKINS | 720A | PVB | 0.750 | 73754 | RIGHT SIDE
6188 | AMBLESIDE DR | 43229-1903 | Active | 4763592 | WILKINS | 975XL | RP | 1.000 | 69290 | CENTER OF BUILDING
6286 | AMBLESIDE DR | 43229-1984 | Due Install |  |  |  | RP | 3.000 | 3625008 | AT WATER METER IN BOILER/MECH ROOM
6750 | AMBLESIDE DR | 43229-1378 | Active | ABAA2063 | WILKINS | 975XL2 | RP | 0.750 | 3354530 | UNDER KITCHEN SINK
6750 | AMBLESIDE DR | 43229-1378 | Active | 104004 | AMES | 3000SS | DCDA | 6.000 | 3629568 | IN PIT BY SIGN
6750 | AMBLESIDE DR | 43229-1378 | Active | AJAI-4003 | WILKINS | 350XL | DC | 0.750 | 3654668 | IN PIT BY SIGN
6840 | AMERICANA PKWY | 43068-4113 | Active | 4803286 | WILKINS | 975XL2 | RP | 1.000 | 3354569 | METER ROOM
6840 | AMERICANA PKWY | 43068-4113 | Active | UF-0279 | AMES | COLT300GV | DCDA | 6.000 | 3624888 | METER ROOM
6840 | AMERICANA PKWY | 43068-4113 | Active | 61587 | AMES | 200BM3 | DC | 0.750 | 3646851 | METER ROOM FIRE BYPASS
6900 | AMERICANA PKWY | 43068-4115 | Active | 116307 | WATTS | 709 | DCDA | 6.000 | 70904 | METER PIT
6900 | AMERICANA PKWY | 43068-4115 | Not Required by DOW | 130749 | WILKINS | 975XL | RP | 1.500 | 70905 | S.E. CORNER OF BUILDING
6900 | AMERICANA PKWY | 43068-4115 | Active | 31754 | WATTS | 007QT | DC | 0.750 | 70906 | METER PIT
6900 | AMERICANA PKWY | 43068-4115 | Active | 329450 | WILKINS | 975XLBMS | RP | 1.500 | 70907 | AT WATER METER WEST SIDE OF WAREHOUSE
6901 | AMERICANA PKWY | 43068-4116 | Active | 195442 | WILKINS | 975XL | RP | 2.000 | 70912 | MECHANICAL ROOM
6911 | AMERICANA PKWY | 43068-4116 | Active | A20964 | WATTS | 009M2QT | RP | 1.500 | 3354570 | SOUTH SIDE OF BUILDING
6911 | AMERICANA PKWY | 43068-4116 | Active | 16141 | AMES | 3000GDCDA | DCDA | 6.000 | 3650417 | MTR PIT S/E
6911 | AMERICANA PKWY | 43068-4116 | Active | 71564 | AMES | 2000BM3 | DC | 0.750 | 3654338 | MTR PIT S/E
6939 | AMERICANA PKWY | 43068-4171 | Active | 24759 | WATTS | 919-QT | RP | 1.500 | 3354571 | AFTER WATER METER in office closet
6950 | AMERICANA PKWY | 43068-4139 | Active | 199746 | WATTS | LF009M2QT | RP | 2.000 | 3354572 | IN HOT BOX
6950 | AMERICANA PKWY | 43068-4139 | Active | 1027010322 | AMES | 3000SS | DCDA | 6.000 | 3651103 | IN HOT BOX
6950 | AMERICANA PKWY | 43068-4139 | Active | 32489 | WATTS | 007M1-QT | DC | 0.750 | 3654042 | IN HOT BOX
7001 | AMERICANA PKWY | 43068-4118 | Active | 68713 | AMES | 2000B | DC | 0.750 | 102117 | FRONT MIDDLE WALL
7001 | AMERICANA PKWY | 43068-4118 | Active | 1779440712 | AMES | 3000SS | DCDA | 8.000 | 102118 | FRONT MIDDLE WALL
7001 | AMERICANA PKWY | 43068-4118 | Active | 24812 | WATTS | 919-QT | RP | 1.500 | 3626228 | AT METER
7017 | AMERICANA PKWY | 43068-4118 | Active | SJ-0908 | WATTS | 957 | RP | 3.000 | 3354573 | AT DOMESTIC WATER METER
7017 | AMERICANA PKWY | 43068-4118 | Active | 1954301113 | AMES | 3000SS | DCDA | 6.000 | 3638454 | AT FIRE RISER
7017 | AMERICANA PKWY | 43068-4118 | Active | 28719 | WATTS | 007M1-QT | DC | 0.750 | 3638455 | AT FIRE RISER - 3/4" SIDE CAR
7020 | AMERICANA PKWY | 43068 | Active | 28831 | WATTS | 919QT | RP | 1.000 | 100626 | SW CORNER AT WATER METER BLDG 2 - WEST BLDG
7052 | AMERICANA PKWY | 43068-4117 | Active | 3GN0599 | AMES | 3000SS | DCDA | 6.000 | 71328 | SE SIDE OF BUILDING--SERIAL #3GN0599
7052 | AMERICANA PKWY | 43068-4117 | Active | 31835 | WATTS | 007M1QT | DC | 0.750 | 71329 | SOUTHEAST SIDE OF BUILDING
7052 | AMERICANA PKWY | 43068-4117 | Active | 585852 | WILKINS | 975 | RP | 1.500 | 71330 | IN METER ROOM AT WATER METER
7139 | AMERICANA PKWY | 43068-4120 | Active | 80500 | Watts | 919QT | RP | 1.000 | 71485 | 7095 AMERICANA PKWY, SOUTH WALL BEHIND FIRE SPRINKLER RISERS
7139 | AMERICANA PKWY | 43068-4120 | Active | 67934 | AMES | 2000BM3-FP | DC | 0.750 | 3630278 | AT METER S END BLDG BEHIND RISERS
7139 | AMERICANA PKWY | 43068-4120 | Active | XA0323 | AMES | 300GV | DCDA | 6.000 | 3630279 | AT PIT HOT BOX
7160 | AMERICANA PKWY | 43068-4119 | Active | 28999 | WATTS | 919QT | RP | 1.500 | 3354575
7160 | AMERICANA PKWY | 43068-4119 | Active | WK1243 | AMES | 3000CIV | DCDA | 6.000 | 3629779 | AT PIT
7160 | AMERICANA PKWY | 43068-4119 | Active | 71789 | AMES | 2000BM3 | DC | 0.750 | 3654043 | AT PIT
3762 | AMERINE LN | 43026-2604 | Active | CB630462 | WILKINS | 720A | PVB | 0.750 | 3354578 | LEFT FRONT
1265 | AMOL LN | 43235-2102 | Active | CB583128 | WILKINS | 720A | PVB | 0.750 | 3354682 | LEFT REAR
4448 | ANCHORAGE CT | 43026-7815 | Active | 609690 | WATTS | 800 | PVB | 1.000 | 64034 | RIGHT SIDE OF HOUSE AT FRONT CORNER
4450 | ANCHORAGE CT | 43026-7815 | Active | F006250 | WILKINS | 720A | PVB | 0.750 | 97512 | front of house
3324 | ANCHORAGE LN | 43026-7816 | Active | 79012 | WATTS | 800QT | PVB | 1.000 | 89612 | RIGHT SIDE
3365 | ANCHORAGE LN | 43026-7819 | Active | HF67559 | FEBCO | 765 | PVB | 1.000 | 60532 | LEFT FRONT
3456 | ANCHORAGE LN | 43026-7818 | Active | T293417 | WILKINS | 720A | PVB | 0.750 | 91800 | LEFT SIDE
1565 | ANDERLEY RD | 43123-1674 | Active | G044085 | WILKINS | 720A | PVB | 0.750 | 55419 | OUTSIDE NORTHWEST CORNER
2611 | ANDERSON DR | 43026 | Active | T047845 | WILKINS | 720A | PVB | 0.750 | 101042 | RIGHT SIDE
2619 | ANDERSON DR | 43026 | Active | T339066 | WILKINS | 720A | PVB | 0.750 | 3613844 | RIGHT SIDE
1635 | ANDOVER RD | 43212-2302 | Active | T131747 | WILKINS | 720A | PVB | 0.750 | 102704 | FRONT OF HOUSE, RIGHT OF PORCH
1652 | ANDOVER RD | 43212-2301 | Active | EAF4976 | WILKINS | 720 | PVB | 0.750 | 3354968 | RIGHT SIDE REAR
1709 | ANDOVER RD | 43212-2302 | Active | HE63961 | FEBCO | 765 | PVB | 0.750 | 89613 | RIGHT FRONT OF HOUSE
1792 | ANDOVER RD | 43212-2062 | Active | 315977 | WATTS | 800CMQT | PVB | 0.750 | 99868 | FRONT LEFT UNDER WINDOW IN BUSHES
1837 | ANDOVER RD | 43212-1001 | Active | CB556048 | WILKINS | 720A | PVB | 0.750 | 56361 | LEFT SIDE OF HOUSE
1875 | ANDOVER RD | 43212-1001 | Active | T068541 | WILKINS | 720A | PVB | 0.750 | 102702 | LEFT SIDE OF HOUSE
1900 | ANDOVER RD | 43212-1002 | Active | AC6452 | FEBCO | 765 | PVB | 0.750 | 87277 | RIGHT SIDE FRONT
1926 | ANDOVER RD | 43212-1003 | Active | CAA54824 | WILKINS | 720A | PVB | 0.750 | 3355018 | LEFT SIDE OF HOUSE
1936 | ANDOVER RD | 43212-1003 | Active | H238350 | FEBCO | 765 | PVB | 1.000 | 56685 | SOUTH END OF HOUSE-OUTSIDE
1961 | ANDOVER RD | 43212-1004 | Active | CB078722 | WILKINS | 720 | PVB | 0.750 | 3355024 | LEFT SIDE OF HOUSE
1969 | ANDOVER RD | 43212-1004 | Active | T417479 | WILKINS | 720A | PVB | 0.750 | 87278 | FRONT OF HOUSE
1976 | ANDOVER RD | 43212-1003 | Active | CB794454 | WILKINS | 720A | PVB | 1.000 | 96905
2035 | ANDOVER RD | 43212-1006 | Active | CB016556 | WILKINS | 720 | PVB | 0.750 | 3355034 | RIGHT OF FRONT DOOR
2326 | ANDOVER RD | 43221-4251 | Active | CB316463 | WILKINS | 720A | PVB | 0.750 | 3355041 | RIGHT SIDE
2375 | ANDOVER RD | 43221-3743 | Active | 09519 | FEBCO | 765 | PVB | 1.000 | 58106 | REAR OF HOUSE
2421 | ANDOVER RD | 43221-3735 | Active | T178636 | WILKINS | 720A | PVB | 0.750 | 3355046 | LEFT SIDE
2439 | ANDOVER RD | 43221-3735 | Active | 115825 | FEBCO | 765 | PVB | 1.000 | 58275 | BACK MIDDLE OF HOUSE
2527 | ANDOVER RD | 43221-3201 | Active | T176377 | WILKINS | 720A | PVB | 0.750 | 102959 | RIGHT SIDE OF HOUSE
2532 | ANDOVER RD | 43221-3202 | Active | 451054 | WILKINS | 420 | PVB | 1.000 | 58563 | LEFT SIDE
2553 | ANDOVER RD | 43221-3201 | Active | AC4989 | FEBCO | 765 | PVB | 0.750 | 89614 | FRONT OF HOUSE LEFT OF FRONT DOOR
2561 | ANDOVER RD | 43221-3201 | Active | T4355077 | WILKINS | 720A | PVB | 0.750 | 3355056 | LEFT FRONT OF HOUSE
2569 | ANDOVER RD | 43221-3201 | Active | T081551 | WILKINS | 720A | PVB | 0.750 | 101403 | FRONT OF HOUSE
2596 | ANDOVER RD | 43221-3204 | Active | 2664627 | WILKINS | 975XLBMS | RP | 0.750 | 96641 | RIGHT SIDE OF HOUSE
2611 | ANDOVER RD | 43221-3203 | Active | CB432103 | WILKINS | 720 | PVB | 0.750 | 3355066 | RIGHT SIDE OF HOUSE
2619 | ANDOVER RD | 43221-3203 | Active | CB011690 | WILKINS | 720A | PVB | 0.750 | 102977 | RIGHT SIDE
2635 | ANDOVER RD | 43221-3203 | Active | VAA11725 | WILKINS | 720 | PVB | 0.750 | 3355070 | LEFT OF FRONT DOOR
2644 | ANDOVER RD | 43221-3204 | Active | T415349 | WILKINS | 720A | PVB | 0.750 | 95696 | RIGHT SIDE
2652 | ANDOVER RD | 43221-3204 | Active | 6284 | FEBCO | 765 | PVB | 0.750 | 89615 | FRONT OF HOUSE LEFT CORNER
2659 | ANDOVER RD | 43221-3203 | Active | EAD4171 | WILKINS | 720A | PVB | 0.750 | 101464 | RIGHT SIDE
2684 | ANDOVER RD | 43221-3204 | Active | CAA31021 | WILKINS | 720A | PVB | 0.750 | 92070 | FRONT OF HOUSE
2700 | ANDOVER RD | 43221-3204 | Active | H343211 | FEBCO | 765 | PVB | 0.750 | 87608 | FRONT OF HOUSE
2757 | ANDOVER RD | 43221- | Due Install |  |  |  | RP | 1.500 | 3355089
2767 | ANDOVER RD | 43221- | Not Required by DOW | A58728 | WATTS | 009M3QT | RP | 0.750 | 100167 | MECHANIC/MAINTENANCE ROOM
2767 | ANDOVER RD | 43221- | Active | 107460 | WATTS | 994 | RP | 4.000 | 3638531 | MECHANIC/MAINTENANCE ROOM
2796 | ANDOVER RD | 43221-3243 | Active | T390880 | WILKINS | 720 | PVB | 0.750 | 3355094 | FRONT RIGHT UNDER WINDOW
6948 | ANDREW HILL PL | 43235-2209 | Active | A005982 | WILKINS | 720A | PVB | 0.750 | 70993 | SOUTH SIDE OF RESIDENCE
6956 | ANDREW HILL PL | 43235-2209 | Active | 953391 | WILKINS | 720A | PVB | 0.750 | 71018 | RIGHT SIDE OF HOUSE
6964 | ANDREW HILL PL | 43235-2209 | Active | 190052 | WATTS | 009M3QT | RP | 0.750 | 96502 | BASEMENT AT METER
6972 | ANDREW HILL PL | 43235 | Active | 792743 | WILKINS | 720A | PVB | 0.750 | 71054 | SIDE OF HOUSE
6980 | ANDREW HILL PL | 43235-2209 | Active | 214859 | WATTS | 800QT | PVB | 0.750 | 71093 | EAST SIDE OF HOUSE
6988 | ANDREW HILL PL | 43235-2209 | Active | t257832 | wilkins | 720a | PVB | 0.750 | 75115 | WEST SIDE OF RESIDENCE
6996 | ANDREW HILL PL | 43235-2209 | Active | 673056 | WILKINS | 720A | PVB | 0.750 | 71111 | RT SIDE FRONT
3176 | ANDY TERRACE | 43223-3482 | Active | CB245298 | WILKINS | 720A | PVB | 1.000 | 60151 | Left Side of House
6313 | ANGELES DR | 43016-7400 | Replaced | REP792662 | WILKINS | 720A | PVB | 0.750 | 89616 | REPLACED- LEFT SIDE OF HOUSE
6313 | ANGELES DR | 43016-7400 | Active | 400132 | watts | 800 | PVB | 0.750 | 3609624 | LEFT SIDE OF HOUSE
6314 | ANGELES DR | 43016-8479 | Active | 954695 | WILKINS | 720A | PVB | 0.750 | 69648 | OUTSIDE
6321 | ANGELES DR | 43016-7400 | Active | 391309 | febco | 765 | PVB | 0.750 | 89617 | LEFT SIDE
6353 | ANGELES DR | 43016 | Active | AG4828 | FEBCO | 765 | PVB | 0.750 | 69768 | RIGHT FRONT
6362 | ANGELES DR | 43016-8479 | Active | W034548 | WILKINS | 720A | PVB | 0.750 | 69783 | LEFT FRONT
6369 | ANGELES DR | 43016 | Active | G215036 | WILKINS | 720A | PVB | 0.750 | 3355230 | RIGHT SIDE
6370 | ANGELES DR | 43016-8479 | Active | AK2367 | FEBCO | 765 | PVB | 0.750 | 89618 | RIGHT CENTER
870 | ANGUS CT | 43085-2951 | Active | G176458 | WILKINS | 720A | PVB | 0.750 | 92071 | FRONT OF HOUSE
116 | ANN ST | 43206-2876 | Not Required by DOW | 59495 | WATTS | 008PCQT | PVB | 0.750 | 97523 | on wall above 3 compartment sink - South H. S.
1160 | ANN ST | 43206-2876 | Active | L44620 | WILKINS | 375DA | RP | 3.000 | 97524 | Water meter room - South H. S.
1160 | ANN ST | 43206-2876 | Not Required by DOW | 21422 | WATTS | 919ZQT | RP | 0.750 | 97525 | basement mechanical room by boiler - South H. S.
1160 | ANN ST | 43206-2876 | Not Required by DOW | 449609 | WATTS | 909PCHWM1QT | RP | 2.000 | 97526 | Water meter room - South H. S.
1160 | ANN ST | 43206-2876 | Not Required by DOW | 59497 | WATTS | 008PCQT | PVB | 0.750 | 97568 | on wall above 3 compartment sink - South H. S.
1160 | ANN ST | 43206-2876 | Active | 57358 | AMES | 2000B | DC | 0.750 | 97630 | FIRE PUMP - South H. S.
1160 | ANN ST | 43206-2876 | Active | 162883 | AMES | 3000SS | DCDA | 8.000 | 97644 | FIRE PUMP - South H. S.
1160 | ANN ST | 43206-2876 | LPS - Active |  |  |  | LST |  | 3630326 | FIRE PUMP -
1282 | ANN ST | 43206-2810 | Active not linked | 4562719 | WILKINS | 975XL2 | RP | 0.750 | 3355331 | HOT BOX IN GARDEN
6024 | ANNA LOOP | 43016-9193 | Active | T411400 | WILKINS | 720A | PVB | 0.750 | 3582899 | RIGHT FRONT
6032 | ANNA LOOP | 43016-9193 | Active | CB602475 | WILKINS | 720A | PVB | 0.750 | 3586141 | LEFT SIDE OF HOUSE
6056 | ANNA LOOP | 43016-9193 | Active | G215509 | WILKINS | 720A | PVB | 0.750 | 95357 | LEFT FRONT CORNER OF HOUSE
6062 | ANNA LOOP | 43016-9193 | Active | T410778 | WILKINS | 720A | PVB | 0.750 | 92133 | RIGHT SIDE
2787 | ANNABELLE CT | 43123-3500 | Active | H080425 | FEBCO | 765 | PVB | 1.000 | 100902 | RIGHT OF FRONT DOOR
2811 | ANNABELLE CT | 43123-3500 | Active | G208723 | WILKINS | 720A | PVB | 0.750 | 92449 | FRONT RIGHT
2830 | ANNABELLE CT | 43123-3500 | Active | CD325091 | WILKINS | 720A | PVB | 0.750 | 3355362
2871 | ANNABELLE CT | 43123-3500 | Active | 31146 | WATTS | 009M1QT | RP | 0.750 | 3355369 | IN BASEMENT
2883 | ANNABELLE CT | 43123-3500 | Active | T191409 | WILKINS | 720A | PVB | 0.750 | 89619 | RIGHT SIDE
2914 | ANNABELLE CT | 43123-3574 | Active | DK6644 | FEBCO | 765 | PVB | 0.750 | 3355375 | LEFT SIDE
2930 | ANNABELLE CT | 43123-3574 | Active | CB674964 | WILKINS | 720A | PVB | 0.750 | 3355377 | RIGHT SIDE OF HOUSE
5057 | ANNABELLES GREEN | 43054-8606 | Active | HB49622 | FEBCO | 765 | PVB | 0.750 | 65887 | LEFT FRONT SIDE OF HOUSE
5073 | ANNABELLES GREEN | 43054-8606 | Active | H087756 | FEBCO | 765 | PVB | 0.750 | 65915 | SOUTH EST CORNER OF HOUSE
5089 | ANNABELLES GREEN | 43054-8606 | Active | t205244 | WILKINS | 720A | PVB | 0.750 | 65970 | LEFTSIDE
5153 | ANNABELLES GREEN | 43054-8606 | Active | AD5330 | FEBCO | 765 | PVB | 0.750 | 66171 | LEFTSIDE
5185 | ANNABELLES GREEN | 43054-8606 | Active | CAA25775 | WILKINS | 720A | PVB | 1.000 | 66275 | LEFT FRONT
6195 | ANNDINA CT | 43026-6098 | Active | H502238 | FEBCO | 765 | PVB | 0.750 | 95768 | RIGHT CENTER
5960 | ANNSBOROUGH DR | 43119 | Active | HL5219 | FEBCO | 765EB | PVB | 0.750 | 3628171 | LFT SIDE OF HOUSE
2404 | ANSON DR | 43220-4709 | Active | 375278 | WILKINS | 720 | PVB | 0.750 | 3355509 | Back Left Side
2456 | ANSON DR | 43220-4710 | Active | CB154076 | WILKINS | 720A | PVB | 0.750 | 3355511 | LEFT SIDE
4078 | ANSON DR | 43026-1262 | Active | 4690723 | WILKINS | 975XL2 | RP | 1.000 | 3355513 | IN 4110 UNIT SE GARAGE AREA AT WATER METER
4078 | ANSON DR | 43026-1262 | Active | 1168910419 | WATTS | 774DCDA | DCDA | 6.000 | 3624500 | IN 4110 UNIT SE GARAGE AREA
4078 | ANSON DR | 43026-1262 | Active | 29279 | WATTS | 007M1QT | DC | 0.750 | 3638621 | IN 4110 UNIT SE GARAGE AREA
4311 | ANSON DR | 43026 | Active | 086079 | WATTS | LF919QT | RP | 2.000 | 3630250 | IN HOT BOX A NW ENTRANCE AT WATER METER
4311 | ANSON DR | 43026 | Active | 103047 | WATTS | LF919QT | RP | 0.750 | 3630256 | IN HOT BOX AT NW ENTRANCE
4311 | ANSON DR | 43026 | Active | RJ-2005 | WATTS | 957 | RPDA | 8.000 | 3630257 | IN HOT BOX AT NW ENTRANCE
9101 | ANTARES AV | 43240 | Not Required by DOW | 282636 | WATTS | 009M2QT | RP | 1.000 | 87579 | MECH ROOM WEST SIDE OF BLDG
9101 | ANTARES AV | 43240 | Active | 282631 | WATTS | 009M2QT | RP | 1.000 | 87580 | MECHANICAL ROOM
8947 | ANTARES AVE | 43240-1100 | Active | 312617 | WATTS | 800QT | PVB | 1.000 | 74414 | BACK OF BUILDING
8947 | ANTARES AVE | 43240-1100 | Active | 400980 | WILKINS | 975XL | RP | 1.500 | 74415 | WATER METER ROOM -- MECHANICAL ROOM
8947 | ANTARES AVE | 43240-1100 | Active | 89690 | WATTS | 009QT | RP | 0.750 | 74416 | WATER METER ROOM -- MECHANICAL ROOM
8967 | ANTARES AVE | 43240-2012 | Active | A10823 | FEBCO | 765 | PVB | 0.750 | 89620 | EAST SIDE OF HOUSE
8979 | ANTARES AVE | 43240-2012 | Active | 258928 | WILKINS | 975XL | RP | 1.500 | 74431 | MECHANICAL ROOM
8979 | ANTARES AVE | 43240-2012 | Not Required by DOW | 304759 | WILKINS | 950 | DC | 1.500 | 74432 | MECHANICAL ROOM
8989 | ANTARES AVE | 43240-2012 | Active | 062345 | WATTS | LF009M2 | RP | 1.500 | 3355517 | BY METER
9000 | ANTARES AVE | 43240-2011 | Active | 353263 | WILKINS | 975XLBMS | RP | 1.000 | 74483 | WATER METER ROOM MECH ROOM
9005 | ANTARES AVE | 43240- | Removed | 15832REM | WATTS | 800M2QT | PVB | 1.000 | 74486 | SE CORNER AT 9005 ANTARES AVE REMOVED
9005 | ANTARES AVE | 43240- | Active | 151898 | WATTS | LF009M2QT | RP | 1.000 | 3632743 | ELECTRIC ROOM AT METER
9015 | ANTARES AVE | 43240-2012 | Active | 071811 | WILKINS | 950 | DC | 1.500 | 74497 | STORAGE RM BY WTR MTR MIDDLE OF BLDG
9015 | ANTARES AVE | 43240-2012 | In Review |  |  |  | RP |  | 3636551
9039 | ANTARES AVE | 43240-4067 | Active | 180556 | WATTS | 909 | RP | 3.000 | 91541 | MECH ROOM
9039 | ANTARES AVE | 43240-4067 | Active | NEK89 | WILKINS | DCDA | DCDA | 6.000 | 91542
9039 | ANTARES AVE | 43240-4067 | Active | 10245 | WATTS | LF719QT | DC | 0.500 | 91543
9039 | ANTARES AVE | 43240-4067 | Active | 16390 | WATTS | 919QT | RP | 1.250 | 94738 | LEFT OF MAIN ENTRANCE
9075 | ANTARES AVE | 43240-2012 | Active | 329886 | WATTS | LF009M2QT | RP | 1.000 | 3355518
9118 | ANTARES AVE | 43240- | Active | 08190 | WATTS | 009QT | RP | 1.500 | 74561 | IN WAREHOUSE BREAK AREA BY METER AND RESTROOMS
9118 | ANTARES AVE | 43240- | Not Required by DOW | G104428 | WILKINS | 720A | PVB | 1.000 | 74562 | 40' FROM NE CORNER OUTSIDE
9180 | ANTARES AVE | 43240 | Active | TC-0002 | AMES | 400 | RP | 4.000 | 3630249 | METER ROOM S/W CORNER OF BLDG
9180 | ANTARES AVE | 43240 | Active | 5058D | WILKINS | 375ASTDA | RPDA | 8.000 | 3641103 | METER ROOM S/W CORNER OF BLDG
9180 | ANTARES AVE | 43240 | Active | 4973075 | WILKINS | 975XL2 | RP | 0.750 | 3641104 | Boiler Room SW corner of building
9252 | ANTARES AVE | 43240 | Not Required by DOW | 85173 | WATTS | 919AQT | RP | 1.000 | 103223 | POOL EQUIPMENT ROOM - 8901 ANTARES PARK DR
9252 | ANTARES AVE | 43240 | Active | 1148250412 | WATTS | 774DCDA | DCDA | 8.000 | 3621132 | 9252 ECHELE, METER ROOM GARAGE #8
9252 | ANTARES AVE | 43240 | Active | 20051 | WATTS | 007M2QT | DC | 0.750 | 3621133 | 9252 ECHELE, METER ROOM GARAGE #8
9252 | ANTARES AVE | 43240 | Active | SI0138 | WATTS | 957 | RP | 4.000 | 3635951 | 9252 ECHELE, METER ROOM GARAGE #8
9252 | ANTARES AVE | 43240 | Not Required by DOW | 3625602 | WILKINS | 975 | RP | 1.000 | 3658702 | CLUBHOUSE MECH ROOM
9300 | ANTARES AVE | 43240 | Active | 236633 | WATTS | LF009M2QT | RP | 2.000 | 3655161 | S/E SIDE MECHANICAL ROOM
4319 | ANTMON ROUND | 43054 | Active | F022389 | WILKINS | 720A | PVB | 0.750 | 97617 | right side of house (west)
4326 | ANTMON ROUND | 43054-9338 | Active | 263435 | WILKINS | 420 | PVB | 1.000 | 63680 | LEFT SIDE OF HOUSE
4327 | ANTMON ROUND | 43054-9335 | Active | T674958 | WILKINS | 720A | PVB | 1.000 | 63682 | WEST SIDE BY AC UNIT
4344 | ANTMON ROUND | 43054-9337 | Active | 621797 | WATTS | 800QT | PVB | 1.000 | 63757 | FRONT OF HOUSE - LEFT OF DOOR
4368 | ANTMON ROUND | 43054-9339 | Active | T649814 | WILKINS | 720A | PVB | 1.000 | 63823 | FRONT RIGHT
4381 | ANTMON ROUND | 43054-9336 | Active | 595600 | WATTS | 800QT | PVB | 1.000 | 88672 | RIGHT SIDE OF HOUSE
4388 | ANTMON ROUND | 43054 | Active | 185117 | WILKINS | 420 | PVB | 1.000 | 63862 | RIGHT SIDE
4393 | ANTMON ROUND | 43054-9336 | Active | CB483914 | WILKINS | 720A | PVB | 1.000 | 63873 | LEFT SIDE BY AC
7624 | ANTRIM RIDGE ST | 43235 | Active | T380476 | WILKINS | 720 | PVB | 0.750 | 3635977 | LEFT FRONT
6201 | APACHE WAY | 43123-9144 | Active | 04919 | AMES | 2000B | DC | 1.000 | 98929 | BASEMENT BY METER
4334 | APPIAN W WAY | 43230-1428 | Active | ABC9350 | WILKINS | 975XL2 | RP | 1.000 | 101479 | MECHANIC ROOM CLUB HOUSE
4334 | APPIAN W WAY | 43230-1428 | Due Install |  |  |  | RP |  | 3648335 | ENTRANCE RIGHT OF DRIVE NORTHWEST OF WALL IN GRASS
4334 | APPIAN W WAY | 43230-1428 | Active | T239696 | WILKINS | 720 | PVB | 0.750 | 3654962 | ENTRANCE RIGHT OF DRIVE NORTHWEST OF WALL IN GRASS
4001 | APPIAN WAY | 43230-1469 | Active | 112747 | WILKINS | 975 | RP | 2.000 | 62649 | AT THE WATER METER -- MECHANICAL ROOM - Morse Rd Bus Comp
4001 | APPIAN WAY | 43230-1469 | Not Required by DOW | 229390 | WILKINS | 975XLBMS | RP | 1.000 | 62650 | WASH BAY - Morse Rd bus Comp.
4040 | APPIAN WAY | 43230-1465 | Active | 1289380903 | AMES | 3000SS | DCDA | 6.000 | 62725 | N CENTER MECH ROOM
4040 | APPIAN WAY | 43230-1465 | Active | 55767 | WATTS | 007M1QT | DC | 0.750 | 62726 | By-Pass on DCDA
4040 | APPIAN WAY | 43230-1465 | Not Required by DOW | W104532 | WILKINS | 975 | RP | 1.000 | 62727 | MECH ROOM NORTH WALL
4040 | APPIAN WAY | 43230-1465 | Active | W111128 | WILKINS | 975XL | RP | 1.500 | 62728 | NORTH SIDE OF BUILDING MECH ROOM
4040 | APPIAN WAY | 43230-1465 | Removed | 67989REM | WATTS | 009M1PCQT | RP | 1.500 | 102924 | REMOVED-SERVICE MECHANICAL ROOM
4300 | APPIAN WAY | 43230-1446 | Active | 213599 | WATTS | 909M1QT | RP | 2.000 | 63569 | SOUTH WALL IN MECHANICAL ROOM
4300 | APPIAN WAY | 43230-1446 | Active | A87111 | WATTS | 009QT | RP | 0.500 | 99345 | BEHIND CANDY MACHINE NEXT TO ICE MAKER
4300 | APPIAN WAY | 43230-1446 | Due Install |  |  |  | DCDA | 6.000 | 3652306 | FURNACE ROOM # 110
4905 | APPLECROSS DR | 43017-8683 | Active | 06669 | WATTS | 800QT | PVB | 0.750 | 89621 | LEFT SIDE
4915 | APPLECROSS DR | 43017 | Active | T432594 | WILKINS | 720A | PVB | 0.750 | 3355743 | LEFT SIDE OF HOUSE
4920 | APPLECROSS DR | 43017 | Active | A12019 | FEBCO | 765 | PVB | 1.000 | 65426 | LEFT SIDE OF HOUSE
4934 | APPLECROSS DR | 43017-8687 | Active | 11452 | WATTS | 800M4QT | PVB | 0.750 | 65451 | RIGHT CENTER BY GAS
4942 | APPLECROSS DR | 43017-8687 | Active | 443340 | WILKINS | 720A | PVB | 0.750 | 65466 | RIGHT SIDE
4953 | APPLECROSS DR | 43017 | Active | T461529 | WILKINS | 720A | PVB | 0.750 | 65500 | FRONT RIGHT SIDE OF HOUSE
3765 | APRIL LN | 43227-3371 | Due Install |  |  |  | RP | 3.000 | 3355763
3765 | APRIL LN | 43227-3371 | Due Install |  |  |  | DCDA | 6.000 | 3639650
5512 | AQUA ST | 43229-3918 | Active | CB489392 | WILKINS | 720A | PVB | 0.750 | 3355791 | FRONT OF HOUSE
6222 | ARAPAHOE PL | 43017 | Removed | CB078778REM | WILKINS | 720 | PVB | 0.750 | 3355885 | RIGHT SIDE OF HOUSE
4991 | ARBOR VILLAGE DR | 43214-1666 | Active | H184455 | FEBCO | 765 | PVB | 1.000 | 89623 | FRONT RIGHT OF BLDG
5003 | ARBOR VILLAGE DR | 43214-1667 | Active | B27755 | WATTS | 009M3QT | RP | 0.750 | 99100 | ABOVE BOILER
7730 | ARBORETUM CT | 43054-8966 | Active | CB094205 | WILKINS | 720A | PVB | 0.750 | 72647 | LEFT FRONT
7731 | ARBORETUM CT | 43054-8966 | Active | 465238 | WILKINS | 720A | PVB | 0.750 | 72653 | RIGHT SIDE OF HOUSE
7742 | ARBORETUM CT | 43054-8966 | Active | 119524 | WILKINS | 720A | PVB | 0.750 | 72677 | RIGHT SIDE
7755 | ARBORETUM CT | 43054-8966 | Active | H184899 | FEBCO | 765 | PVB | 1.000 | 72711 | OUTSIDE RIGHT SIDE OF HOUSE
8387 | ARBORY HILL CT | 43017 | Active | T065337 | WILKINS | 720A | PVB | 1.000 | 100468 | LEFT SIDE OF HOUSE
8388 | ARBORY HILL CT | 43017 | Active | CAB60349 | WILKINS | 720A | PVB | 1.000 | 73770 | RIGHT SIDE OF HOUSE
8399 | ARBORY HILL CT | 43017 | Active | H419109 | FEBCO | 765 | PVB | 0.750 | 91292 | FRONT OF HOUSE RIGHT OF FRONT DOOR
8404 | ARBORY HILL CT | 43017 | Active | T310496 | WILKINS | 720A | PVB | 0.750 | 73804 | LEFT FRONT OF HOUSE
8405 | ARBORY HILL CT | 43017 | Active | 279527 | WILKINS | 720A | PVB | 0.750 | 73805 | FRONT LEFT OUTSIDE LEFT FT.DOOR
8416 | ARBORY HILL CT | 43017 | Active | HD0488 | FEBCO | 765 | PVB | 1.000 | 73821 | RIGHT FRONT
8417 | ARBORY HILL CT | 43017 | Active | G204723 | WILKINS | 720A | PVB | 0.750 | 91932 | MIDDLE FRONT LEFT FRONT DOOR
8440 | ARBORY HILL CT | 43017 | Active | W149800 | WILKINS | 975 | RP | 0.750 | 73853 | BASEMENT AT WATER METER
3975 | ARBUTUS AVE | 43123-2611 | Due Install |  |  |  | RP | 0.750 | 3356151
20 | ARCADIA AVE | 43202-2622 | Active | 4189799 | WILKINS | 975 | RP | 0.750 | 3356176 | @ METER
10 | ARCADIA AVE | 43202-2641 | Removed | 382873REM | WILKINS | 975 | RP | 1.000 | 53521 | IN BOILER ROOM ON EAST WALL BY FEEDWATER TANK - North H.S.
100 | ARCADIA AVE | 43202-2641 | In Review |  |  |  | DC |  | 3626247
100 | ARCADIA AVE | 43202-2641 | Active | UE-1022 | AMES | 400N | RP | 2.500 | 3648720 | FEEDS 2 HOSE VALVES (LIMITED AREA FIRE) North H.S.
576 | ARCADIAN AVE | 43026 | Active | XD-0739 | AMES | COLT 400 | RP | 6.000 | 3652867 | HOT BOX @ LEPPERT AND LEPPERT
4382 | ARCHWAY CT | 43123 | Active | T199401 | WILKINS | 720 | PVB | 0.750 | 3613054 | LEFT SIDE
7698 | ARDAUGH CT | 43017-2652 | Active | G213607 | WILKINS | 720A | PVB | 0.750 | 95923 | LEFT SIDE OF HOUSE
7730 | ARDAUGH CT | 43017-2652 | Active | T303317 | WILKINS | 720A | PVB | 0.750 | 97087 | LEFT FRONT REMOVED
7733 | ARDAUGH CT | 43017-2652 | Active | CB026892 | WILKINS | 720A | PVB | 0.750 | 103620 | RIGHT FRONT
7738 | ARDAUGH CT | 43017-2652 | Active | 953293 | WILKINS | 720A | PVB | 0.750 | 72667 | LEFT FRONT
7741 | ARDAUGH CT | 43017 | Active | CB157593 | WILKINS | 720A | PVB | 1.000 | 72675 | RIGHT FRONT
7757 | ARDAUGH CT | 43017-2652 | Active | T034482 | WILKINS | 720A | PVB | 0.750 | 72716 | RIGHT SIDE BY GAS METER
7773 | ARDAUGH CT | 43017-2652 | Active | 424920 | WILKINS | 720A | PVB | 0.750 | 89624 | RIGHT SIDE OF HOUSE
7781 | ARDAUGH CT | 43017-2652 | Active | EAE8682 | WILKINS | 720A | PVB | 0.750 | 72793 | LEFT FRONT
7789 | ARDAUGH CT | 43017-2652 | Active | 181275 | WILKINS | 420 | PVB | 1.000 | 72804 | RIGHT FRONT
7749 | ARDAUGH DR | 43017-2652 | Active | T041426 | WILKINS | 720A | PVB | 0.750 | 102673 | LEFT SIDE
92 | ARDEN RD | 43214-3718 | Active | H126002 | FEBCO | 765 | PVB | 1.000 | 74601 | LEFT SIDE OF HOUSE
12 | ARDEN RD | 43214-3720 | Active | 01647 | WATTS | 800QT | PVB | 1.000 | 96079 | LEFT SIDE OF HOUSE
150 | ARDEN RD | 43214-3720 | Active | T087236 | WILKINS | 720A | PVB | 0.750 | 103359 | LEFT SIDE OF HOUSE
153 | ARDEN RD | 43214-3719 | Active | VAA0309 | WILKINS | 720A | PVB | 0.750 | 3356378
192 | ARDEN RD | 43214-3720 | Active | G125097 | WILKINS | 720A | PVB | 0.750 | 95346 | RIGHT FRONT
200 | ARDEN RD | 43214-3769 | Active | H013328 | FEBCO | 765 | PVB | 1.000 | 87741 | FRONT OF HOUSE
211 | ARDEN RD | 43214-3719 | Active | 01547 | WATTS | 800M4QT | PVB | 1.000 | 95461 | RIGHT SIDE OF HOUSE
245 | ARDEN RD | 43214-3719 | Active | 6277 | FEBCO | 765 | PVB | 0.750 | 89625 | FRONT OF HOUSE
357 | ARDEN RD | 43214-3703 | Active | 263439 | WILKINS | 420 | PVB | 1.000 | 87001 | LEFT FRONT SIDE OF HOUSE
513 | ARDEN RD | 43214-3705 | Active | 038199 | WATTS | 800M4QT | PVB | 1.000 | 95057 | RIGHT SIDE OF FRONT PORCH
516 | ARDEN RD | 43214-3706 | Active | H245005 | FEBCO | 765 | PVB | 0.750 | 66199 | LEFT SIDE FRONT
667 | ARDENNES S LOOP | 43026 | Active | T055828 | WILKINS | 720 | PVB | 1.000 | 3656531 | LEFT SIDE
6727 | ARDENNES S LOOP | 43026 | Active | EAH1349 | WILKINS | 720A | PVB | 0.750 | 3657088 | LEFT SIDE OF HOUSE
1463 | ARDWICK RD | 43220-3901 | Removed | 444384REM | WILKINS | 720A | PVB | 0.750 | 89626 | EAST SIDE OF THE HOUSE
1488 | ARDWICK RD | 43220-3902 | Active | H184881 | FEBCO | 765 | PVB | 1.000 | 55128 | LEFT SIDE OF HOUSE
1501 | ARDWICK RD | 43220-3901 | Active | EAA0202 | WILKINS | 720 | PVB | 0.750 | 3356554 | Right rear corner
1670 | ARDWICK RD | 43220-4416 | Replaced | REP300904 | WILKINS | 420 | PVB | 1.000 | 97326 | REPLACED- RIGHT OF FRONT DOOR
1670 | ARDWICK RD | 43220-4416 | Active | T247420 | WILKINS | 720A | PVB | 1.000 | 3611487 | RIGHT OF FRONT DOOR
1760 | ARDWICK RD | 43220-4418 | Active | T328893 | FEBCO | 765 | PVB | 1.000 | 56052 | FRONT MIDDLE--SERIAL #AH1294
1900 | ARGYLE DR | 43219-1120 | Due Install |  |  |  | RP | 0.750 | 3356686
1601 | ARLINGATE LN | 43228-4117 | Active | 11970 | WATTS | 009QT | RP | 0.750 | 55561 | IN THE MECHANICAL ROOM
1601 | ARLINGATE LN | 43228-4117 | Active | 304344 | HERSEY/GRINNELL | 2 | DC | 4.000 | 55562 | AIR HANDLER ROOM, FIRE PROTECTION SYSTEM, GROUND LEVEL
1601 | ARLINGATE LN | 43228-4117 | Active | 5037 | WATTS | 009QT | RP | 0.750 | 55563 | MECHANICAL ROOM, FOR CHILLED WATER SYSTEM
1601 | ARLINGATE LN | 43228-4117 | Removed | REM54861 | WILKINS | 575 (MOD-III) | RP | 2.000 | 55564 | AIR HANDLER ROOM, LAWN IRRIGATION SYSTEM, GROUND LEVEL
1601 | ARLINGATE LN | 43228-4117 | Due Install |  |  |  | RP | 6.000 | 3644816
1708 | ARLINGATE LN | 43228 | Active | 21520 | WATTS | 007M1QT | DC | 0.750 | 3609729 | METER PIT
1708 | ARLINGATE LN | 43228 | Active | 1818651013 | AMES | 3000SS | DCDA | 6.000 | 3609730 | METER PIT
1708 | ARLINGATE LN | 43228 | Active | 576C | WILKINS | 375 | RP | 8.000 | 3616720 | FEED FOR BLDG 37, CHILLER BLDG 50
1708 | ARLINGATE LN | 43228 | Active | 2358C | WILKINS | 375 | RP | 4.000 | 3656266 | FEED FOR BLDG 37, CHILLER BLDG 50
1777 | ARLINGATE LN | 43228-4114 | Not Required by DOW | 670695 | WATTS | 800M4QT | PVB | 1.000 | 56109 | EAST SIDE - OUTSIDE
1777 | ARLINGATE LN | 43228-4114 | Not Required by DOW | 19047 | WATTS | 800QT | PVB | 1.000 | 56110 | WEST SIDE - OUTSIDE
1777 | ARLINGATE LN | 43228-4114 | Active | B05236 | WILKINS | 975 | RP | 3.000 | 56111 | SPRINKLER RISER ROOM
1777 | ARLINGATE LN | 43228-4114 | Active | 38626B | WILKINS | 350ASTDA | DCDA | 6.000 | 3638839 | SPRINKLER RISER ROOM
1777 | ARLINGATE LN | 43228-4114 | Active | HC79449 | WILKINS | 950XLD | DC | 0.750 | 3657596 | SPRINKLER RISER ROOM
1810 | ARLINGATE LN | 43228-4111 | Active | 1698951109 | AMES | 3000SS | DCDA | 8.000 | 98294 | METER PIT ON WEST SIDE OF PROPERTY
1810 | ARLINGATE LN | 43228-4111 | Active | 63067 | AMES | 2000B | DC | 0.750 | 98295 | METER PIT ON WEST SIDE OF PROPERTY
1810 | ARLINGATE LN | 43228-4111 | Not Required by DOW | 628505 | WATTS | 909QT | RP | 1.000 | 99219 | ROOM 40-2500
1810 | ARLINGATE LN | 43228-4111 | Not Required by DOW | 190682 | WATTS | 909 | RP | 3.000 | 99220 | ROOM 40-2500
1810 | ARLINGATE LN | 43228-4111 | Not Required by DOW | 640526 | WATTS | 909QT | RP | 0.750 | 99221 | ROOM 40-2500
1810 | ARLINGATE LN | 43228-4111 | Not Required by DOW | 443763 | WATTS | 909M1HWQT | RP | 1.500 | 99222 | ROOM 40-2500
1810 | ARLINGATE LN | 43228-4111 | Not Required by DOW | 640474 | WATTS | 909QT | RP | 0.750 | 99223 | ROOM 39-1203
1810 | ARLINGATE LN | 43228-4111 | Active | 262519 | WATTS | 909 | RP | 6.000 | 99224 | ROOM 39-1203
1810 | ARLINGATE LN | 43228-4111 | Not Required by DOW | 443694 | WATTS | 909M1HWQT | RP | 1.500 | 99225 | ROOM 40-2500
1810 | ARLINGATE LN | 43228-4111 | Not Required by DOW | 628504 | WATTS | 909QT | RP | 1.000 | 99226 | ROOM 30-1227
1810 | ARLINGATE LN | 43228-4111 | Not Required by DOW | 628487 | WATTS | 909QT | RP | 1.000 | 99227 | AREA 25 MECHANIC ROOM 306
1810 | ARLINGATE LN | 43228-4111 | Not Required by DOW | 640570 | WATTS | 909QT | RP | 0.750 | 99228 | ROOM 30-1227
1810 | ARLINGATE LN | 43228-4111 | Not Required by DOW | 641281 | WATTS | 909QT | RP | 0.750 | 99787 | MIDWAY INTO ROOM/SOUTH LINE ROOM 40-1535
1810 | ARLINGATE LN | 43228-4111 | LPS - Active |  |  |  | LST |  | 3636783 | FIRE PUMP -
1900 | ARLINGATE LN | 43228-4112 | Not Required by DOW | 150814 | WATTS | 007M3QT | DC | 0.750 | 56550 | SECOND LEVER MEZZANINE STORAGE AREA
1900 | ARLINGATE LN | 43228-4112 | Active | 285040 | WATTS | 909M1QT | RP | 2.000 | 56551 | MECHANICAL ROOM ABOVE WATER METER - 1809 WILSON RD
1900 | ARLINGATE LN | 43228-4112 | Active | 3JL0211 | AMES | 3000 | DCDA | 4.000 | 56552 | SPRINKLER RISER ROOM (MECHANICAL ROOM) - 1809 WILSON RD
1900 | ARLINGATE LN | 43228-4112 | Active | 84448 | WATTS | 007M2QT | DC | 0.750 | 56553 | SPRINKLER RISER ROOM (MECHANICAL ROOM) - 1809 WILSON RD
1980 | ARLINGATE LN | 43228 | Active | 4925499 | WILKINS | 975XL2 | RP | 1.000 | 3651368 | UTILITY ROOM CENTER
2001 | ARLINGATE LN | 43228-4113 | Active | 42331 | WATTS | 009M1QT | RP | 2.000 | 56990 | SUPPLY ROOM AT WATER METER
2001 | ARLINGATE LN | 43228-4113 | Due Install |  |  |  | RP | 2.000 | 3656362 | SUPPLY ROOM AT WATER METER
2015 | ARLINGATE LN | 43228- | Active | 16051 | AMES | 4000B | RP | 2.000 | 3356938 | MID E WAREHOUSE BY LOADING DOCK IN BLDG 1909
2015 | ARLINGATE LN | 43228- | Active | 67763 | AMES | 2000B | DC | 0.750 | 3650446 | IN BLDG 1909 ARLINGATE LN
2015 | ARLINGATE LN | 43228- | Active | VK-2286 | AMES | 300-GV | DCDA | 8.000 | 3652202 | IN BLDG 1909 ARLINGATE LN
2041 | ARLINGATE LN | 43228-4113 | Active | 24745 | WATTS | LF919QT | RP | 1.500 | 3356939 | IN MENS ROOM ABOVE WATER METER
2080 | ARLINGATE LN | 43228-4112 | Active | A002005 | FEBCO | 805YB | DC | 0.750 | 57163 | FIRE RISER AREA S.E. WALL
2080 | ARLINGATE LN | 43228-4112 | Active | 438993 | WILKINS | 975XL | RP | 2.000 | 57165 | NEXT TO METER S.E. WALL
2080 | ARLINGATE LN | 43228-4112 | Not Required by DOW | 485735 | WILKINS | 975 | RP | 2.000 | 57166 | NEXT TO METER S.E. WALL
2080 | ARLINGATE LN | 43228-4112 | Active | 9701101437 | FEBCO | 876V | DCDA | 6.000 | 57168 | FIRE RISER AREA S.E. WALL
2080 | ARLINGATE LN | 43228-4112 | Not Required by DOW | 4925499 | WILKINS | 975 | RP |  | 3651216
2091 | ARLINGATE LN | 43228-4113 | Active | 19202 | WATTS | 919ZQT | RP | 1.000 | 98141 | NEAR WATER METER
1684 | ARLINGATE S DR | 43220 | Active | T131820 | WILKINS | 720A | PVB | 0.750 | 103264 | REAR OF HOUSE
4876 | ARLINGTON CENTR BLVD | 43220-2963 | Active | hd57251 | FEBCO | 765 | PVB | 1.000 | 89635 | BACK OF HOUSE BY AC
4890 | ARLINGTON CENTR BLVD | 43220-2911 | Active | Cb548714 | WILKINS | 720A | PVB | 0.750 | 103482 | LEFT SIDE
4971 | ARLINGTON CENTR BLVD | 43220-2910 | Active | 67508 | WATTS | 009M2QT | RP | 1.500 | 65522 | MECHANICAL ROOM
5000 | ARLINGTON CENTR BLVD | 43220-2913 | Not Required by DOW | 144146 | WILKINS | 975rp | RP | 1.500 | 65655 | ROOM 2161
5000 | ARLINGTON CENTR BLVD | 43220-2913 | Removed | 26342REM | WATTS | 009QT | RP | 1.000 | 65656 | REMOVED-IN BASEMENT ON W SIDE 1ST DOOR ON LEFT SUITE B--SIZE 1/2"
5000 | ARLINGTON CENTR BLVD | 43220-2913 | Not Required by DOW | 563695 | WATTS | 909HWQT | RP | 0.750 | 65657 | OVERHEAD IN ROOM 1145
5000 | ARLINGTON CENTR BLVD | 43220-2913 | Active | 135373 | WILKINS | 975 | RP | 2.000 | 65659 | UTILITY ROOM NEAR REST ROOMS
5000 | ARLINGTON CENTR BLVD | 43220-2913 | Active | 31366B | WILKINS | 350ASTDA | DCDA | 6.000 | 65661 | PIT IN FRONT OF BUILDING
5000 | ARLINGTON CENTR BLVD | 43220-2913 | Not Required by DOW | 006429 | WATTS | LF909QT | RP | 0.750 | 3604328 | ROOM 1155
5000 | ARLINGTON CENTR BLVD | 43220-2913 | Active | HC66965 | WILKINS | 950XLD | DC | 0.750 | 3654953 | Pit in Front
5025 | ARLINGTON CENTR BLVD | 43220-2959 | Removed | 1899REM | WATTS | 008PCQT | PVB | 1.000 | 65741 | **REMOVED****CEILING - FOR DENTAL CHAIR, SIZE 1/2 SUITE 220
5025 | ARLINGTON CENTR BLVD | 43220-2959 | Removed | 475REM | WATTS | 008PCQT | PVB | 0.500 | 65742 | **REMOVED****CEILING IN HALLWAY
5025 | ARLINGTON CENTR BLVD | 43220-2959 | Removed | 476REM | WATTS | 008PCQT | PVB | 1.000 | 65743 | **REMOVED****CEILING-FOR DENTAL CHAIR, SIZE 1/2 SUITE 220
5025 | ARLINGTON CENTR BLVD | 43220-2959 | Removed | 8439REM | WATTS | 008PCQT | PVB | 0.500 | 65744 | **REMOVED****ABOVE 1ST CHAIR
5025 | ARLINGTON CENTR BLVD | 43220-2959 | Removed | 8884REM | WATTS | 008PCQT | PVB | 1.000 | 65745 | **REMOVED****CEILING AT DR KRAFT'S OFFICE
5025 | ARLINGTON CENTR BLVD | 43220-2959 | Removed | 8960REM | WATTS | 008PCQT | PVB | 1.000 | 65746 | **REMOVED****CEILING - FOR DENTAL CHAIR, SIZE 1/2 SUITE 220
5025 | ARLINGTON CENTR BLVD | 43220-2959 | Active | W128225 | WILKINS | 975XL | RP | 1.500 | 65747 | TOP FLOOR IN STAIRWELL
5025 | ARLINGTON CENTR BLVD | 43220-2959 | Removed | 295077REM | WATTS | 009M2QT | RP | 1.000 | 91822 | **REMOVED****PIT IN FRONT OF BLDG
5025 | ARLINGTON CENTR BLVD | 43220-2959 | Active | 62097 | WATTS | LF919QT | RP | 0.750 | 3615096 | MECHANICAL ROOM SUITE 220
5025 | ARLINGTON CENTR BLVD | 43220-2959 | Active | 4053995 | WILKINS | 975XL | RP | 1.000 | 3616962 | OUTSIDE BY EAST ENTRANCE
5025 | ARLINGTON CENTR BLVD | 43220-2959 | Due Install |  |  |  | RP | 6.000 | 3644741
5025 | ARLINGTON CENTR BLVD | 43220-2959 | LPS - Active |  |  |  | LST |  | 3644743 | FIRE PUMP - PIT IN FRONT OF BUILDING
5000 | ARLINGTON CENTR BLVD UNIT BL | 43220-2913 | Active | B05612 | WILKINS | 975 | RP | 3.000 | 65658 | IN FIRE PUMP ROOM
5000 | ARLINGTON CENTR BLVD UNIT BL | 43220-2913 | Not Required by DOW | 360986 | WATTS | 909QT | RP | 0.750 | 65660 | 2145
5000 | ARLINGTON CENTR BLVD UNIT BL | 43220-2913 | Removed | 83356REM | FEBCO | 765 | PVB | 2.000 | 65662 | ***REMOVED***WAT4R METER SPRINKLER ROOM ABOVE DEDUCT METER FOR IRRIGATION
5000 | ARLINGTON CENTR BLVD UNIT BL | 43220-2913 | Not Required by DOW | 2690905 | WILKINS | 975 | RP | 0.750 | 65663 | BOILER ROOM #6108
5000 | ARLINGTON CENTR BLVD UNIT BL | 43220-2913 | Active | WJ-0703 | WATTS | LF757 | DCDA | 8.000 | 3629806 | PUMP ROOM
5000 | ARLINGTON CENTR BLVD UNIT BL | 43220-2913 | LPS - Active |  |  |  | LST |  | 3657550 | FIRE PUMP - IN FIRE PUMP ROOM
5000 | ARLINGTON CENTR BLVD UNIT BL | 43220-2913 | Active | 07552 | WATTS | LF007M3QT | DC | 0.750 | 3657551 | IN FIRE PUMP ROOM
5005 | ARLINGTON CENTRE BLVD | 43220- | Active | 1885230110 | AMES | 3000SS | DCDA | 6.000 | 3618567 | CENTER OF BUILDING SPRINKLER ROOM
5005 | ARLINGTON CENTRE BLVD | 43220- | Active | 24571 | WATTS | 007M1QT | DC | 0.750 | 3618594 | CENTER OF BUILDING SPRINKLER ROOM
5005 | ARLINGTON CENTRE BLVD | 43220- | Active | 4216676 | WILKINS | 975XL | RP | 2.000 | 3618595 | CENTER OF BUILDING SPRINKLER ROOM
5005 | ARLINGTON CENTRE BLVD | 43220- | Active | 4216674 | WILKINS | 975XL | RP | 2.000 | 3618596 | CENTER OF BUILDING SPRINKLER ROOM
7096 | ARMSCOTE END | 43054 | Active | T303532 | WILKINS | 720A | PVB | 0.750 | 3625131
7100 | ARMSCOTE END | 43054 | Active | CB262863 | WILKINS | 720 | PVB | 0.750 | 3621424 | LEFT FRONT
7101 | ARMSCOTE END | 43054 | Active | T291413 | WILKINS | 720 | PVB | 0.750 | 3629447
7105 | ARMSCOTE END | 43054 | Active | CB325101 | WILKINS | 720 | PVB | 0.750 | 3623060
7108 | ARMSCOTE END | 43054 | Active | CB637083 | WILKINS | 720A | PVB | 0.750 | 3639586 | LEFT SIDE
7109 | ARMSCOTE END | 43054 | Active | T422673 | WILKINS | 720A | PVB | 0.750 | 3651863 | LEFT CENTER
7112 | ARMSCOTE END | 43054 | Active | CB638310 | WILKINS | 720A | PVB | 0.750 | 3652810 | BACK RIGHT
7113 | ARMSCOTE END | 43054 | Active | EAA6494 | WILKINS | 720 | PVB | 0.750 | 3653068 | RIGHT SIDE OF HOUSE
2828 | ARROWSMITH DR | 43068-4018 | Active | 644742 | WILKINS | 720A | PVB | 1.000 | 89638 | LEFT SIDE OF HOUSE
4736 | ARTHUR CT | 43220-3101 | Active | A006656 | WILKINS | 720A | PVB | 0.750 | 64914 | RIGHT SIDE OF HOUSE
5200 | ARYSHIRE DR | 43017-9424 | Active | 02762 | FEBCO | 765 | PVB | 1.000 | 66313 | RIGHT SIDE
5205 | ARYSHIRE DR | 43017-8675 | Active | 071404 | WATTS | 800M4QT | PVB | 1.000 | 66399 | LEFT FRONT SIDE OF HOME
5215 | ARYSHIRE DR | 43017 | Active | A17367 | WATTS | 009QT | RP | 1.000 | 89640 | BASEMENT AT METER
5225 | ARYSHIRE DR | 43017-8675 | Active | 874956 | WILKINS | 720A | PVB | 0.750 | 66450 | FRONT OF HOUSE
5237 | ARYSHIRE DR | 43017 | Active | T295229 | WILKINS | 720A | PVB | 0.750 | 66472 | FRONT OF HOUSE RIGHT OF FRONT DOOR
5248 | ARYSHIRE DR | 43017-9424 | Active | T311014 | WILKINS | 720A | PVB | 0.750 | 91734 | FRONT LEFT OF DOOR
5328 | ARYSHIRE DR | 43017-9424 | Removed | 19498REM | WATTS | 919AQT | RP | 1.000 | 97660 | RIGHT SIDE CENTER
5379 | ARYSHIRE DR | 43017-8676 | Active | CB729837 | WILKINS | 720A | PVB | 1.000 | 66759 | FDRONT LEFT OF DOOR
5392 | ARYSHIRE DR | 43017-9426 | Active | t565976 | WILKINS | 720A | PVB | 1.000 | 66774 | RIGHT FRONT
5399 | ARYSHIRE DR | 43017 | Active | 230939 | WATTS | LF009M2QT | RP | 2.000 | 3652924 | 150' S.E. OF METER VAULT BETWEEN THE 7TH TEE AND THE RESTROOMS IN A HEATED ENCLO
5440 | ARYSHIRE DR | 43017-9426 | Active | 31109 | WATTS | 800QT | PVB | 1.000 | 87447 | RIGHT FRONT
5465 | ARYSHIRE DR | 43017-8677 | Active | 35737 | WATTS | 009QT | RP | 1.000 | 66958 | FRONT RIGHT LEFT OF WINDOW
5490 | ARYSHIRE DR | 43017 | Active | 4710846 | WILKINS | 975XL | RP | 0.750 | 66995 | LEFT SIDE OF HOUSE
5499 | ARYSHIRE DR | 43017-8677 | Active | CAA67160 | WILKINS | 720A | PVB | 0.750 | 89642 | RIGHT REAR BY AC UNITS
5505 | ARYSHIRE DR | 43017-8677 | Active | 15784 | WATTS | 800QT | PVB | 1.000 | 67124 | RIGHT SIDE OF HOUSE
5514 | ARYSHIRE DR | 43017-9428 | Active | T034495 | WILKINS | 720A | PVB | 0.750 | 100048 | RIGHT SIDE OF HOUSE
5517 | ARYSHIRE DR | 43017-8677 | Active | T210578 | Wilkins | 720AU | PVB | 0.375 | 67152 | LEFT SIDE OF HOUSE
5530 | ARYSHIRE DR | 43017 | Active | 98515 | WATTS | 800QT | PVB | 1.000 | 89644 | LEFT SIDE OF HOUSE
5549 | ARYSHIRE DR | 43017-8678 | Active | G245721 | WILKINS | 720A | PVB | 0.750 | 94640 | LEFT FRONT
2635 | ASBURY DR | 43221-3607 | Removed | REMCH2148 | FEBCO | 765 | PVB | 0.750 | 58832 | REAR OF HOUSE NEAR A/C UNIT
2635 | ASBURY DR | 43221-3607 | Active | CAB61598 | WILKINS | 720A | PVB | 0.750 | 3657534 | FRONT LEFT
2700 | ASBURY DR | 43221 | Replaced | REPH649299 | FEBCO | 765 | PVB | 0.750 | 101429 | REPLACED-
2700 | ASBURY DR | 43221 | Active | T178669 | WILKINS | 720 | PVB | 0.750 | 3607856 | RIGHT SIDE OF HOME
2760 | ASBURY DR | 43221-3006 | Active | CB051585 | WILKINS | 720 | PVB | 0.750 | 3610114 | INSIDE GATE SOUTHEAST
2761 | ASBURY DR | 43221-3005 | Removed | 121431REM | RAINBIRD | AC4000 | DC | 0.750 | 59230 | REMOVED-SW CORNER OF HOUSE OUTSIDE-RIGHT SIDE
2761 | ASBURY DR | 43221-3005 | Active | CB081661 | WILKINS | 720 | PVB | 0.750 | 3639532 | OUTSIDE SOUTHWEST CORNER
2870 | ASBURY DR | 43221-3022 | Replaced | REP371479 | WILKINS | 720A | PVB | 1.000 | 89645 | REPLACED- BACK OF HOUSE
2870 | ASBURY DR | 43221-3022 | Active | T247460 | WILKINS | 720A | PVB | 1.000 | 3611832 | BACK OF HOUSE
2909 | ASBURY DR | 43221-3074 | Active | 4852449 | WILKINS | 975XL | RP | 0.750 | 59568 | AT WATER METER
2990 | ASBURY DR | 43221-2675 | Active | T099205 | WILKINS | 720A | PVB | 0.750 | 102482 | RIGHT (SOUTH) SIDE
3072 | ASBURY DR | 43221-2675 | Active | T418141 | WILKINS | 720A | PVB | 0.750 | 3357520 | LEFT SIDE OF HOUSE
3072 | ASBURY DR | 43221-2675 | Active | 72533 | WATTS | 919 | RP | 0.750 | 3635176 | IN BASEMENT AT PUMP PIT
3072 | ASBURY DR | 43221-2675 | Due Install |  |  |  | RP |  | 3659011
3084 | ASBURY DR | 43221-2675 | Active | CB154122 | WILKINS | 720 | PVB | 0.750 | 3357522 | RIGHT SIDE
3087 | ASBURY DR | 43221-2671 | Active | T392412 | WILKINS | 720A | PVB | 0.750 | 89646 | RIGHT SIDE
3135 | ASBURY DR | 43221-2676 | Active | B152998 | WILKINS | 720A | PVB | 0.750 | 3357529
3140 | ASBURY DR | 43221-2660 | Active | 333189 | WATTS | 009M3QT | RP | 0.750 | 3633143 | SUMP PUMP
7155 | ASHCOMBE | 43054- | Active | CB073907 | WILKINS | 720 | PVB | 0.750 | 3598973 | LEFT FRONT
7165 | ASHCOMBE | 43054- | Active | T272792 | WILKINS | 720A | PVB | 0.750 | 3621143 | Right Front
7181 | ASHCOMBE | 43054- | Active | T147262 | WILKINS | 720A | PVB | 0.750 | 3607660 | FRONT
7190 | ASHCOMBE | 43054-8088 | Active | 903089 | WILKINS | 720A | PVB | 0.750 | 71585 | OUTSIDE
7200 | ASHCOMBE | 43054-8089 | Active | G085969 | WILKINS | 720A | PVB | 0.750 | 89470 | LEFT SIDE OF HOUSE
7207 | ASHCOMBE | 43054-8152 | Active | G169889 | WILKINS | 720A | PVB | 0.750 | 71629 | RIGHT SIDE OF HOUSE
7214 | ASHCOMBE | 43054-8089 | Active | G204874 | WILKINS | 720A | PVB | 0.750 | 92797 | REAR OF HOUSE
7226 | ASHCOMBE | 43054-8089 | Active | A133872 | WILKINS | 720A | PVB | 0.750 | 88297 | Front of house
7240 | ASHCOMBE | 43054-8089 | Active | G245765 | WILKINS | 720A | PVB | 0.750 | 71669 | LEFT FRONT
7149 | ASHCOMBE DR | 43054 | Active | T121788 | WILKINS | 720A | PVB | 0.750 | 89836 | RIGHT SIDE
1445 | ASHDOWNE RD | 43221-3901 | Active | 3679552 | WILKINS | 975 | RP | 1.000 | 3357812
1532 | ASHDOWNE RD | 43221-3902 | Active | CB544490 | WILKINS | 720A | PVB | 0.750 | 3357832 | RIGHT SIDE
7116 | ASHEVILLE PARK DR | 43235-5012 | Active | G045765 | WILKINS | 720A | PVB | 0.750 | 88698 | RIGHT SIDE OF HOUSE
7131 | ASHEVILLE PARK DR | 43235-5013 | Active | H129154 | FEBCO | 765 | PVB | 0.750 | 93057 | RIGHT SIDE OF HOUSE
7132 | ASHEVILLE PARK DR | 43235-5012 | Active | 814877 | WATTS | 800M4QT | PVB | 1.000 | 103593 | LEFT SIDE OF HOUSE
7139 | ASHEVILLE PARK DR | 43235-5013 | Active | T304992 | WILKINS | 720A | PVB | 0.750 | 88631 | RIGHT FRONT
7187 | ASHEVILLE PARK DR | 43235-5013 | Active | H129725 | FEBCO | 765 | PVB | 0.750 | 71562 | RIGHT SIDE OF HOUSE
5210 | ASHFORD RD | 43017 | Active | H103753 | FEBCO | 825Y | RP | 0.750 | 91977 | IN BASEMENT AT WATER METER
5325 | ASHFORD RD | 43017 | Active | H411248 | FEBCO | 765 | PVB | 1.000 | 66666 | EAST SIDE OF HOUSE LEFT SIDE REAR
5490 | ASHFORD RD | 43017 | Active | CB583134 | WILKINS | 720A | PVB | 1.000 | 3626150 | FRONT CENTER
5550 | ASHFORD RD | 43017 | Active | 301034 | WILKINS | 420 | PVB | 1.000 | 97461 | FRONT OF GARAGE
5558 | ASHFORD RD | 43017 | Active | 580022 | WATTS | 800M4QT | PVB | 1.000 | 67298 | REAR OF HOUSE
4272 | ASHGROVE DR | 43123-3562 | Active | CB620376 | WILKINS | 720A | PVB | 0.750 | 3357930
1149 | ASHLAND AVE | 43212-3306 | Active | t428987 | WILKINS | 720A | PVB | 1.000 | 89648 | RIGHT SIDE
1166 | ASHLAND AVE | 43212-3377 | Active | T231551 | WILKINS | 720 | PVB | 0.750 | 3357965 | RIGHT SIDE
1180 | ASHLAND AVE | 43212-3377 | Active | T291353 | WILKINS | 720A | PVB | 0.750 | 3357967 | LEFT SIDE OF HOUSE
1225 | ASHLAND AVE | 43212 | Active | T418152 | WILKINS | 720A | PVB | 0.750 | 3618639 | RIGHT SIDE OF HOUSE BY SUMP OUTLET
1294 | ASHLAND AVE | 43212-3307 | Active | H581624 | FEBCO | 765 | PVB | 0.750 | 98282 | RIGHT SIDE OF HOUSE
790 | ASHLER CT | 43235-1724 | Active | T364000 | WILKINS | 720A | PVB | 0.750 | 3358121 | RIGHT OF FRONT DOOR
611 | ASHLEYLYNN CT | 43016-3286 | Active | T070649 | WILKINS | 720A | PVB | 0.750 | 101292 | RIGHT SIDE OF HOUSE
2488 | ASHPOINT ST | 43219- | Inactive | 170213 | WATTS | 009M2PCQT | RP | 0.750 | 58437 | NE CORNER OF ASHPOINT & LIFESTYLE BLDG IN PLANT BED
3533 | ASHRIDGE ST | 43219- | Removed | 146783REM | WATTS | 009QT | RP | 0.750 | 60968 | REMOVED-ON 4 X 4 POST AT PARK AREA
3533 | ASHRIDGE ST | 43219- | Inactive | 53314 | WATTS | 919AQT | RP | 0.750 | 3606216 | ON 4 X 4 POST AT PK AREA, PARK AREA BTWN 3539 ASHRIDGE ST & 3614 PARKER KNOLL
3533 | ASHRIDGE ST | 43219- | Inactive | 10898 | WATTS | 919AQT | RP | 0.750 | 3608267 | IN COURTYARD
3599 | ASHRIDGE ST | 43219 | Active | T461481 | WILKINS | 720A | PVB | 0.750 | 3594661 | RIGHT FRONT
4480 | ASHTON GREEN | 43054-9611 | Active | H026072 | FEBCO | 765 | PVB | 0.750 | 102224 | BACK LEFT CORNER OF HOUSE
4494 | ASHTON GREEN | 43054-9612 | Not Required by DOW | 225262 | WATTS | 800QT | PVB | 1.000 | 64169 | RIGHT SIDE
4494 | ASHTON GREEN | 43054-9612 | Not Required by DOW | 4209512 | WILKINS | 975XL2 | RP | 0.750 | 3615239 | BASEMENT
4494 | ASHTON GREEN | 43054-9612 | Active | 63837 | WATTS | 919QT | RP | 0.750 | 3615240 | HOUSE WATER SERVICE AFTER METER
4502 | ASHTON GREEN | 43054-9612 | Active | CB113422 | Wilkins | 720A | PVB | 0.750 | 64240 | LEFT SIDE OF HOUSE
4514 | ASHTON GREEN | 43054-9613 | Active | 90969 | WATTS | 800QT | PVB | 0.750 | 64271 | RIGHT SIDE OF HOUSE
4522 | ASHTON GREEN | 43054-9613 | Active | H083830 | FEBCO | 765 | PVB | 1.000 | 64283 | RIGHT FRONT
4471 | ASHTON GREEN DR | 43054- | Active | 4239238 | WILKINS | 975XL | RP | 0.750 | 64121 | MTR IN FORD BOX, BACKFLOW WEST OF EAST ENTRANCE TO ASTON GREEN PARK
4579 | ASHVIEW CT | 43026-8181 | Active | T230290 | WILKINS | 720A | PVB | 0.750 | 3358263
4582 | ASHVIEW CT | 43026-8181 | Active | 208220 | WATTS | 800M2 | PVB | 1.000 | 64405 | RIGHT SIDE OF HOUSE - FOR LAWN IRRIGATION SYSTEM
4462 | ASHVIEW ST | 43026-8203 | Active | CB363241 | WILKINS | 720A | PVB | 0.750 | 95126 | RIGHT SIDE
4463 | ASHVIEW ST | 43026-8204 | Active | 270346 | WATTS | 800M4FR | PVB | 0.750 | 64087 | LEFT FRONT
4474 | ASHVIEW ST | 43026-8203 | Active | H491386 | FEBCO | 765 | PVB | 0.750 | 95127 | RIGHT SIDE
4475 | ASHVIEW ST | 43026-8204 | Active | H489572 | FEBCO | 765 | PVB | 0.750 | 95128 | RIGHT SIDE
4510 | ASHVIEW ST | 43026-8203 | Active | 336456 | WATTS | 800M4FR | PVB | 0.750 | 64266 | RIGHT SIDE FRONT
4532 | ASHVIEW ST | 43026-8203 | Active | 375306 | WILKINS | 720A | PVB | 0.750 | 64306 | RIGHT FRONT
366 | ASHWORTH CT | 43017 | Active | CAA31079 | WILKINS | 720A | PVB | 0.750 | 3358302 | FRONT OF HOUSE
763 | ASHWORTH PL | 43235-1703 | Active | 179034 | WATTS | 009M2PCQT | RP | 0.750 | 72388 | BASEMENT NEXT TO WATER METER
7641 | ASHWORTH ST | 43235-1701 | Active | AB7542 | FEBCO | 765 | PVB | 1.000 | 72397 | FRONT LEFT OF FRONT DR
7652 | ASHWORTH ST | 43235-1702 | Active | 32617 | WATTS | 800QT | PVB | 1.000 | 72420 | FRONT RIGHT OF FRONT DOOR
2862 | ASKINS RD | 43227- | Active | 113394 | AMES | 4000SS | RP | 6.000 | 87924 | IN HOT BOX
2862 | ASKINS RD | 43227- | Not Required by DOW | 4571084 | WILKINS | 975A | RP | 0.750 | 88199 | WEST SIDE OF ASKINS RD @ ENTRY
2169 | ASPENWOOD LN | 43235-2756 | Active | HC60291 | FEBCO | 765 | PVB | 1.000 | 91218 | LEFT CENTER
2195 | ASPENWOOD LN | 43235-2756 | Active | 28810 | FEBCO | 765 | PVB | 1.000 | 57567 | BESIDE BACK DOOR OF GARAGE RIGHT SIDE CENTER
7654 | ASPINWALL NORTH | 43054-9661 | Active | H921780 | FEBCO | 765 | PVB | 0.750 | 72431 | RIGHT SIDE
7668 | ASPINWALL NORTH | 43054-9661 | Active | H649295 | FEBCO | 765 | PVB | 1.000 | 101048 | RIGHT SIDE OF HOUSE
7682 | ASPINWALL NORTH | 43054-9661 | Active | CAA46479 | WILKINS | 720A | PVB | 0.750 | 72499 | FAR LEFT FRONT
7714 | ASPINWALL NORTH | 43054-9661 | Active | T433575 | WILKINS | 720A | PVB | 0.750 | 3358366 | RIGHT SIDE OF HOUSE
7721 | ASPINWALL NORTH | 43054-9662 | Active | CB179844 | WILKINS | 720A | PVB | 1.000 | 72629 | LEFT SIDE OF HOUSE
7645 | ASPINWALL SOUTH | 43054-9659 | Active | FA9142 | FEBCO | 765 | PVB | 1.000 | 72402 | LEFT SIDE OF HOUSE
7657 | ASPINWALL SOUTH | 43054-9659 | Active | 056870 | WATTS | 800M4QT | PVB | 1.000 | 72434 | BACK OF HOUSE NEXT TO BACK DOOR
7718 | ASPINWALL SOUTH | 43054-9658 | Active | T477390 | WILKINS | 720A | PVB | 0.750 | 72616 | REAR BY DECK
7728 | ASPINWALL SOUTH | 43054-9658 | Active | DK6958 | FEBCO | 765 | PVB | 1.000 | 72642 | LEFT SIDE OF HOUSE
7737 | ASPINWALL SOUTH | 43054-9660 | Active | T474236 | WILKINS | 720A | PVB | 0.750 | 91696 | BACK OF HOUSE IN OFFSET
125 | ASTON ROW LN | 43201 | Active | 00055 | AMES | 4000B | RP | 1.500 | 3604421 | HOT BOX OFF OF DENNISON AVE CORNER OF STAR & DENNISON
125 | ASTON ROW LN | 43201 | Not required by DOW | 411698 | WATTS | 009M3QT | RP | 0.750 | 3606224 | HOT BOX CORNER OF STAR & DENNISON IN FLOWER BED UP HIGH
810 | ASTON WAY | 43016 | Active | G216364 | WILKINS | 720A | PVB | 0.750 | 3580957 | LEFT SIDE
8111 | ASTON WAY | 43016-8538 | Active | B04080 | APOLLO | 1812 | PVB | 0.750 | 3581073
8135 | ASTON WAY | 43016 | Active | H516803 | FEBCO | 765 | PVB | 0.750 | 95518 | RIGHT SIDE OF HOUSE
3036 | ASTOR AVE | 43209-2628 | Due Install | [5 empty] | 3358397 | AT WATER MTR
1000 | ATCHESON ST | 43203- | Active | 122435 | WATTS | 009QT | RP | 0.750 | 53653 | BOILER ROOM
1000 | ATCHESON ST | 43203- | Due Install |  |  |  | RP | 4.000 | 3644730 | SAWYER RECREATION CENTER
1001 | ATCHESON ST | 43203 | Active | VA-1496 | WATTS | 957 | RP | 3.000 | 3647184 | MECH ROOM AT WATER METER, S/E
1001 | ATCHESON ST | 43203 | Active | V53347 | WILKINS | 350ADA | DCDA | 4.000 | 3647185 | MECH ROOM AT FIRE RISER, S/E
1001 | ATCHESON ST | 43203 | Active | HC27435 | WILKINS | 950XLD | DC | 0.750 | 3647186 | MECH ROOM AT FIRE RISER - BYPASS, S/E
1330 | ATCHESON ST | 43203-1118 | Active | 4775024 | WILKINS | 975XL2 | RP | 1.500 | 3418726 | WEST CENTER IN MECHANICAL ROOM
1330 | ATCHESON ST | 43203-1118 | Not Required by DOW | 029558 | WATTS | LF007M2QT | DC | 1.500 | 3651316 | Mech Room
1380 | ATCHESON ST | 43203-1118 | Removed | 1160REM | WATTS | 909M1QT | RP | 2.000 | 54843 | **REMOVED**RINSIDE POOL PUMP HOUSE
1380 | ATCHESON ST | 43203-1118 | Removed | 162032REM | WATTS | 009M2PCQT | RP | 1.000 | 54844 | ***REMOVED***FILTER HOUSE ON E END AT POOL
1380 | ATCHESON ST | 43203-1118 | Not Required by DOW | I2977 | CONBRACO | 40207A2 | RP | 1.500 | 54845 | BATH HOUSE AT S END OF BLDG
1380 | ATCHESON ST | 43203-1118 | Not required by DOW | AG1380A | XX | XX | AG | 3.000 | 54846 | FILTER HOUSE ON E END AT POOL
1380 | ATCHESON ST | 43203-1118 | Active | 38337 | APOLLO | RPLF4A | RP | 4.000 | 3351209 | MECHANIC ROOM SOUTH WALL
1380 | ATCHESON ST | 43203-1118 | Not Required by DOW | J023714 | FEBCO | 825Y | RP | 1.500 | 3605603 | MAIN WATER METER
1035 | ATCHESON ST UNIT B | 43203-1374 | Removed | 07146REM | AMES | 4000B | RP | 2.000 | 75282 | BOILER ROOM #1
1035 | ATCHESON ST UNIT B | 43203-1374 | Removed | XG-0513REM | AMES | 300 | DC | 6.000 | 3629532
1035 | ATCHESON ST UNIT B | 43203-1374 | LPS - Active |  |  |  | LST |  | 3629535 | FIRE PUMP - FIRE PUMP ROOM
1035 | ATCHESON ST UNIT B | 43203-1374 | Active | XK-1244 | AMES | COLT 400 | RP | 4.000 | 3656162 | MECHANICAL ROOM
1035 | ATCHESON ST UNIT B | 43203-1374 | Removed | 73009REM | AMES | 2000 | DC | 0.750 | 3656163 | MECHANICAL ROOM
1035 | ATCHESON ST UNIT B | 43203-1374 | Active | YA-0051 | AMES | COLT-200 | DC | 6.000 | 3656276 | MECHANICAL ROOM
7429 | ATHY CT | 43017-8282 | Active | 336830 | WATTS | 800M3QT | PVB | 0.750 | 71966 | LEFT FRONT
7430 | ATHY CT | 43017 | Active | 809461 | WILKINS | 720A | PVB | 1.000 | 71968 | LEFT SIDE
7436 | ATHY CT | 43017 | Active | EAE8367 | WILKINS | 720A | PVB | 1.000 | 89652 | LEFT FRONT
7441 | ATHY CT | 43017-8282 | Active | 311142 | WILKINS | 720A | PVB | 0.750 | 71984 | RIGHT SIDE
1705 | ATLAS ST | 43228-9648 | Active | 116040 | WATTS | 007QT | DC | 0.750 | 55909 | EAST WALL WAREHOUSE
1705 | ATLAS ST | 43228-9648 | Active | 3FM0169 | AMES | 3000SS | DCDA | 6.000 | 55910 | EAST WALL WAREHOUSE
1705 | ATLAS ST | 43228-9648 | Active | ABV5616 | WILKINS | 975 | RP | 0.750 | 3628091
1715 | ATLAS ST | 43228-9648 | Active | 577214 | WILKINS | 975 | RP | 1.000 | 55929 | GARAGE
1730 | ATLAS ST | 43228-9159 | Active | 4326392 | WILKINS | 975XL2 | RP | 1.000 | 3358848 | MTR ALONG WEST WALL TOWARDS NW CORNER
1735 | ATLAS ST | 43228-9648 | Active | 353042 | WILKINS | 975 | RP | 1.000 | 55990 | WAREHOUSE (NORTH WALL)--OHIO GLASS
1745 | ATLAS ST | 43228-9648 | Active | 1012220207 | AMES | 3000SS | DCDA | 6.000 | 91060 | SOUTH WALL OF SCHOOL
1745 | ATLAS ST | 43228-9648 | Active | 7606 | WATTS | 007M1PCQT | DC | 0.750 | 91061 | SOUTH WALL OF SHOP AREA
1745 | ATLAS ST | 43228-9648 | Active | A27414 | WATTS | 009M3QT | RP | 0.750 | 91522 | INSIDE BY GARAGE DOOR
1755 | ATLAS ST | 43228-9648 | Active | W255117 | WILKINS | 975XL | RP | 1.000 | 88762 | MECH ROOM
1755 | ATLAS ST | 43228-9648 | Not Required by DOW | A01213 | WATTS | 009QT | RP | 1.000 | 92016 | MECH ROOM
1979 | ATLAS ST | 43228-9645 | Not Required by DOW | X46594 | WILKINS | 375A | RP | 3.000 | 56825 | PRODUCTION BLDG 2ND FLOOR -- CENTER BLE EAST END
1979 | ATLAS ST | 43228-9645 | Not Required by DOW | 1566315 | WILKINS | 975XL | RP | 2.000 | 56826 | WASTE TREATMENT PLANT
1979 | ATLAS ST | 43228-9645 | Not Required by DOW | 1566315 | WILKINS | 975XL2 | RP | 2.000 | 56827 | WASTE TREATMENT PLANT
1979 | ATLAS ST | 43228-9645 | Not Required by DOW | 1736801 | WILKINS | 975XL | RP | 1.000 | 56828 | PRODUCTION BLDG 1ST FL. MAIN ISLE OVERHEAD BESIDE FURNANCE
1979 | ATLAS ST | 43228-9645 | Not Required by DOW | 145592 | WATTS | 909 | RP | 3.000 | 56829 | PRODUCTION BUILDING MECH EQUIPMENT ROOM, SE CORNER, 1ST FLOOR
1979 | ATLAS ST | 43228-9645 | Not Required by DOW | 161285 | WATTS | 909QT | RP | 0.750 | 56830 | PRODUCT BLDG MECH EQUIP RM SE END OF BLDG 1ST FL
1979 | ATLAS ST | 43228-9645 | Not Required by DOW | 249215 | WATTS | 909 | RP | 6.000 | 56831 | WAREHOUSE FOAM ROOM TANK--SPRINKLER RISER RM # 570 BUILDING
1979 | ATLAS ST | 43228-9645 | Not Required by DOW | 4347597 | WILKINS | 975XL2 | RP | 2.000 | 56832 | PRODUCT BLDG MECH EQUIP RM SE END OF BLDG 1ST FL
1979 | ATLAS ST | 43228-9645 | Not Required by DOW | 265490 | WILKINS | 975XL | RP | 2.000 | 56833 | AT MAIN METER BOILER HOUSE MAINTENANCE
1979 | ATLAS ST | 43228-9645 | Not Required by DOW | 271084 | WILKINS | 975 | RP | 1.000 | 56834 | MENS REST ROOM IN R & D LAB BLDG
1979 | ATLAS ST | 43228-9645 | Not Required by DOW | 4681487 | WILKINS | 975XL2 | RP | 1.500 | 56835 | OLD DRYER BUILDING
1979 | ATLAS ST | 43228-9645 | Not Required by DOW | 272139 | WILKINS | 975XL | RP | 1.500 | 56836 | ELECTRICAL RM BY MAN REST RM IN R & D LAB BLDG
1979 | ATLAS ST | 43228-9645 | Not Required by DOW | 1617896 | WILKINS | 975XL | RP | 0.750 | 56837 | MAIN OFFICE WOMEN'S RESTROOM
1979 | ATLAS ST | 43228-9645 | Not Required by DOW | 021601 | WATTS | LF909M1QT | RP | 2.000 | 56838 | OLD DRYER BUILDING
1979 | ATLAS ST | 43228-9645 | Not Required by DOW | 008758 | WATTS | 909QT | RP | 1.000 | 56839 | OUTSIDE BY COOLING TOWER (CHILLER)
1979 | ATLAS ST | 43228-9645 | Not Required by DOW | 4168508 | WILKINS | 975xl2 | RP | 1.000 | 56840 | SE CORNER-SHIPPING AND RECEIVING
1979 | ATLAS ST | 43228-9645 | Not Required by DOW | 65595 | WATTS | 007M1QT | DC | 1.000 | 56841 | MIDDLE OF BLDG IN BACK-SAFTEY SHOWER (BOILER HOUSE-WTR SOFTNER)
1979 | ATLAS ST | 43228-9645 | Not Required by DOW | 847328 | WILKINS | 975XL | RP | 1.500 | 56842 | PROD MECH ROOM-IN CEILING ABOVE ENTRY DOOR
1979 | ATLAS ST | 43228-9645 | Not Required by DOW | X46070 | WILKINS | 375A | RP | 3.000 | 56843 | PRODUCTION BUILDING SE CORNER ON BOTTOM
1979 | ATLAS ST | 43228-9645 | Not Required by DOW | W143620 | WILKINS | 975 | RP | 2.000 | 56844 | 3RD FLOOR PRODUCTION BUILDING
1979 | ATLAS ST | 43228-9645 | Not Required by DOW | W069383 | WILKINS | 975XLBMS | RP | 1.500 | 56845 | ABOVE DOOR BTWN MAINT SHOP AND BOILER ROOM
1979 | ATLAS ST | 43228-9645 | Not Required by DOW | REP427133 | WATTS | 009M1PCQT | RP | 1.250 | 99904 | REPLACED- CRYO AREA
1979 | ATLAS ST | 43228-9645 | Not Required by DOW | 05353 | WATTS | 009M3QT | RP | 0.750 | 102902 | PRODUCTION BUILDING MECHANIC ROOM
1979 | ATLAS ST | 43228-9645 | Not Required by DOW | 4403356 | WILKINS | 975XL | RP | 2.000 | 104130 | AREA 720
1979 | ATLAS ST | 43228-9645 | Active | 127681 | AMES | 4000RP | RP | 8.000 | 3606064 | FIRE PUMP ROOM
1979 | ATLAS ST | 43228-9645 | Active | 127429 | AMES | 4000RP | RP | 10.000 | 3607770 | FIRE PUMP HOUSE
1979 | ATLAS ST | 43228-9645 | Not Required by DOW | 68065 | WATTS | 919QT | RP | 1.000 | 3611282 | EYE WASH FILL STATION, CRYO AREA
1979 | ATLAS ST | 43228-9645 | Not Required by DOW | B037191 | WILKINS | 375XL | RP | 1.000 | 3614926 | NORTH WALL OF DRYER BUILDING
1979 | ATLAS ST | 43228-9645 | Not Required by DOW | B030479 | WILKINS | 375XL | RP | 1.000 | 3614927 | EAST WALL OF DRYER BUILDING
1979 | ATLAS ST | 43228-9645 | Not Required by DOW |  |  |  | LPC |  | 3650063 | PUMP HOUSE - FIRE PUMP
1979 | ATLAS ST | 43228-9645 | Not Required by DOW | 1176491 | WILKINS | 975XL2 | RP | 2.000 | 3650070 | WASTE TREATMENT PLANT
1979 | ATLAS ST | 43228-9645 | Not Required by DOW | 4736801 | WILKINS | 975XL | RP | 1.000 | 3650071 | PRODUCTION 1ST FLOOR MAIN AISLE EAST END 10'
1979 | ATLAS ST | 43228-9645 | Not Required by DOW | 4647896 | WILKINS | 975XL2 | RP | 0.750 | 3650072 | MAIN OFFICE NORTH WOMEN'S RESTROOM UNDER SINK
1979 | ATLAS ST | 43228-9645 | LPS - Active |  |  |  | LST |  | 3656842 | FIRE PUMP - PUMP HOUSE
2040 | ATLAS ST | 43228-9645 | Not Required by DOW | 148951 | WATTS | 009QT | RP | 0.750 | 57085 | MECH ROOM
2040 | ATLAS ST | 43228-9645 | Active | 38759 | WATTS | 009M1QT | RP | 1.500 | 57086 | MECH ROOM
2140 | ATLAS ST | 43228 | Removed | 116079REM | WATTS | 009M3QT | RP | 0.750 | 57417 | REMOVED-PRINT SHOP ABOVE CEILING NEXT TO MOP SINK
2140 | ATLAS ST | 43228 | Not Required by DOW | 116101 | WATTS | 009M3QT | RP | 0.750 | 57418 | IT STORAGE RM ABOVE CEILING
2140 | ATLAS ST | 43228 | Active | 1225001002 | AMES | 3000SS | DCDA | 8.000 | 57419 | FIRE RISER RM PUMP RM
2140 | ATLAS ST | 43228 | Active | 169417 | WATTS | 909 | RP | 3.000 | 57420 | AT METER - BACKDOCK
2140 | ATLAS ST | 43228 | Not Required by DOW | 208002 | WATTS | 009QT | RP | 2.000 | 57421 | Truck Storage Garage
2140 | ATLAS ST | 43228 | Active | 26831 | AMES | 2000B | DC | 0.750 | 57422 | FIRE RISER RM
2140 | ATLAS ST | 43228 | Not Required by DOW | 92929 | WATTS | 009M2QT | RP | 1.500 | 57423 | SOUTH WALL IN VEHICLE MAINT BLG
2140 | ATLAS ST | 43228 | LPS - Active |  |  |  | LST |  | 3635550 | FIRE PUMP - FIRE PUMP ROOM
2265 | ATLEE CT | 43220-5425 | Active | T212081 | WILKINS | 720A | PVB | 1.000 | 57814 | BACK OF HOUSE
3392 | ATWOOD TER | 43224-3381 | Active | W342354 | WILKINS | 975XL | RP | 1.000 | 95311 | BOILER ROOM 103H
3392 | ATWOOD TER | 43224-3381 | Active | L39240 | WILKINS | 375 | RP | 3.000 | 95568 | BOILER ROOM 103H
3392 | ATWOOD TER | 43224-3381 | Active | 2732317 | WILKINS | 975XLBMS | RP | 1.000 | 95569 | BOILER RM 103H
3392 | ATWOOD TER | 43224-3381 | Active | HK0742 | WATTS | 757A | DCDA | 6.000 | 95928 | BOILER ROOM - Oakland Park E. S.
3392 | ATWOOD TER | 43224-3381 | Active | 199894 | WATTS | 007M3QT | DC | 0.750 | 95930 | BOILER ROOM - Oakland Park E. S.
62 | AUBURN AVE | 43205-1502 | Active | T147499 | WILKINS | 720A | PVB | 0.750 | 3359243 | LEFT SIDE REAR DOOR
22 | AUDEN AVE | 43215 | Active | 21233 | WATTS | 919 | RP | 1.500 | 3615419 | HOTBOX SOUTH OF AUDEN AVE OFF OF PRIVATE DRIVE BEHIND 818 N 4TH
229 | AUDEN AVE | 43215 | Active | 179471 | WATTS | 909 | RP | 3.000 | 90665 | WESTSIDE OF BLDG IN OUTSIDE MECH RM
229 | AUDEN AVE | 43215 | Active | 1071471004 | WATTS | 774X | DCDA | 6.000 | 90666 | WESTSIDE OF BLDG IN OUTSIDE MECH RM
229 | AUDEN AVE | 43215 | Active | 203793 | WATTS | 007M3QT | DC | 0.750 | 90701 | On by-pass od DCDA
290 | AUDEN AVE | 43215 | Not Required by DOW | 3950170 | WILKINS | 975XL | RP | 1.500 | 3608227 | SPRINKLER ROOM
290 | AUDEN AVE | 43215 | Not Required by DOW | 3781C | WILKINS | 375AST | RP | 2.500 | 3615040 | BUILDING H RISER ROOM
290 | AUDEN AVE | 43215 | Not Required by DOW | 3785C | WILKINS | 375AST | RP | 2.500 | 3615041 | BUILDING H RISER ROOM
290 | AUDEN AVE | 43215 | Active | 21621 | WATTS | 007M1QT | DC | 0.750 | 3615042 | BLDG 290 SPRIKLER RM 104
290 | AUDEN AVE | 43215 | Active | 1817541213 | AMES | 3000SS | DCDA | 6.000 | 3615043 | BLDG 290 SPRINKLER RM 104
290 | AUDEN AVE | 43215 | Not Required by DOW | 3787C | WILKINS | 375AST | RP | 2.500 | 3615044 | BUILDING G RISER ROOM
290 | AUDEN AVE | 43215 | Not Required by DOW | 3783C | WILKINS | 375AST | RP | 2.500 | 3615045 | BUILDING F RISER ROOM
290 | AUDEN AVE | 43215 | Not Required by DOW | 3786C | WILKINS | 375AST | RP | 2.500 | 3615046 | BUILDING E RISER ROOM
290 | AUDEN AVE | 43215 | Not Required by DOW | L95907 | WILKINS | 375 | RP | 3.000 | 3615047 | BUILDING E RISER ROOM
290 | AUDEN AVE | 43215 | Not Required by DOW | 3784C | WILKINS | 375AST | RP | 2.500 | 3615048 | BUILDING D RISER ROOM
290 | AUDEN AVE | 43215 | Active | 1272971013 | AMES | 4000SS | RP | 4.000 | 3636010 | BLDG 290 SPRINKLER RM 104
290 | AUDEN AVE | 43215 | Not Required by DOW | 3789C | WILKINS | 375AST | RP | 2.500 | 3636011 | RISER ROOM
410 | AUDLEY RD | 43054-8406 | Active | T424544 | WILKINS | 720A | PVB | 0.750 | 3583280 | LEFT SIDE
4105 | AUDLEY RD | 43054-8406 | Active | 119519 | WATTS | 800M4QT | PVB | 0.750 | 62927 | LEFT SIDE
4108 | AUDLEY RD | 43054-8334 | Active | A038251 | WILKINS | 420 | PVB | 0.750 | 87454 | RIGHT SIDE OF HOUSE
4109 | AUDLEY RD | 43054-8406 | Active | 119492 | WATTS | 800M4QT | PVB | 0.750 | 62936 | LEFT SIDE
4112 | AUDLEY RD | 43054-8334 | Active | T060496 | WILKINS | 720A | PVB | 0.750 | 102986 | RIGHT SIDE OF HOUSE
4113 | AUDLEY RD | 43054-8406 | Active | H489628 | FEBCO | 765 | PVB | 0.750 | 94467 | RIGHT SIDE OF HOUSE
4116 | AUDLEY RD | 43054-8334 | Active | T145892 | WILKINS | 720A | PVB | 0.750 | 103391 | LEFT SIDE OF HOUSE
4120 | AUDLEY RD | 43054-8334 | Active | T390580 | WILKINS | 720A | PVB | 0.750 | 3581893 | RIGHT SIDE OF HOUSE
4121 | AUDLEY RD | 43054-8406 | Active | 779608 | WILKINS | 720A | PVB | 0.750 | 62973 | OUTSIDE
4124 | AUDLEY RD | 43054-8334 | Active | t236930 | WILKINS | 720A | PVB | 0.750 | 62978 | SIDE OF HOUSE
4125 | AUDLEY RD | 43054-8406 | Active | H049950 | FEBCO | 765 | PVB | 0.750 | 62979 | LEFT SIDE
4128 | AUDLEY RD | 43054-8334 | Active | 200192 | WILKINS | 720A | PVB | 0.750 | 62982 | SIDE OF HOUSE
4129 | AUDLEY RD | 43054-8406 | Active | EAE8236 | WILKINS | 720A | PVB | 0.750 | 3588527 | LEFT SIDE OF HOUSE
4132 | AUDLEY RD | 43054-8334 | Active | EF3429 | FEBCO | 765 | PVB | 1.000 | 63004 | RIGHT SIDE
4133 | AUDLEY RD | 43054-8406 | Active | A083612 | WILKINS | 720A | PVB | 0.750 | 88345 | LEFT HAND SIDE OF HOUSE
3653 | AUDUBON AVE | 43026 | Active | CB755275 | WILKINS | 720A | PVB | 0.750 | 3635065 | RIGHT SIDE OF HOUSE
3661 | AUDUBON AVE | 43026 | Active | T396181 | WILKINS | 720 | PVB | 0.750 | 3633835 | LEFT SIDE OF HOUSE
3669 | AUDUBON AVE | 43026 | Active | CB655437 | WILKINS | 720 | PVB | 0.750 | 3636367 | RIGHT SIDE OF HOUSE
3685 | AUDUBON AVE | 43026 | Active | CB547103 | WILKINS | 720A | PVB | 0.750 | 3630310 | RIGHT SIDE
6546 | AUDUBON AVE | 43026 | Active | T399721 | WILKINS | 720A | PVB | 0.750 | 3649299 | RIGHT SIDE OF HOUSE
6558 | AUDUBON AVE | 43026 | Active | T231525 | WILKINS | 720A | PVB | 0.750 | 3606001 | RIGHT SIDE FRONT
6570 | AUDUBON AVE | 43026 | Active | T415562 | WILKINS | 720A | PVB | 0.750 | 3606012 | RIGHT FRONT
6582 | AUDUBON AVE | 43026 | Active | T188158 | WILKINS | 720A | PVB | 0.750 | 3606005 | RIGHT/EAST SIDE
6594 | AUDUBON AVE | 43026 | Active | cb154490 | WILKINS | 720A | PVB | 0.750 | 3605887 | LEFT SIDE
6606 | AUDUBON AVE | 43026 | Active | CB986821 | WILKINS | 720A | PVB | 0.750 | 3606013 | FRONT OF HOUSE
1399 | AUGMONT AVE | 43207-3245 | Active | 47109 | WILKINS | 975 | RP | 1.000 | 54888 | AT SERVICE ENTRANCE
1399 | AUGMONT AVE | 43207-3245 | Active | 55958 | WILKINS | 975 | RP | 0.750 | 54889 | IN ACCESS SPACE TO BABTISTRY
890 | AUGUSTA GLEN DR | 43235-5014 | Active | T409513 | WILKINS | 720A | PVB | 0.750 | 74393 | RIGHT FRONT
896 | AUGUSTA GLEN DR | 43235-5014 | Active | vaa13981 | WILKINS | 720A | PVB | 0.750 | 74422 | (NORTH) LEFT SIDE OF HOUSE
899 | AUGUSTA GLEN DR | 43235-5015 | Active | t409540 | WILKINS | 720A | PVB | 0.750 | 74438 | LEFT FRONT
904 | AUGUSTA GLEN DR | 43235-5014 | Active | 55761 | WATTS | 800QT | PVB | 0.750 | 74507 | (SOUTH) RIGHT SIDE OF HOUSE
905 | AUGUSTA GLEN DR | 43235-5015 | Active | 5327 | FEBCO | 765 | PVB | 0.750 | 74511 | LEFT SIDE OF HOUSE
911 | AUGUSTA GLEN DR | 43235-5015 | Active | 11960 | FEBCO | 765 | PVB | 0.750 | 74554 | LEFT SIDE OF HOUSE
917 | AUGUSTA GLEN DR | 43235-5015 | Active | 8593 | FEBCO | 765 | PVB | 0.750 | 74586 | LEFT SIDE OF HOUSE
920 | AUGUSTA GLEN DR | 43235-5097 | Active | T363430 | WILKINS | 720A | PVB | 0.750 | 74602 | EAST END OF HOUSE RIGHT SIDE
923 | AUGUSTA GLEN DR | 43235-5015 | Active | 1675 | FEBCO | 765 | PVB | 0.750 | 74628 | LEFT SIDE OF HOUSE
926 | AUGUSTA GLEN DR | 43235-5097 | Active | 7336 | FEBCO | 765 | PVB | 0.750 | 74647 | RIGHT SIDE OF HOUSE
929 | AUGUSTA GLEN DR | 43235-5015 | Active | 8102 | FEBCO | 765 | PVB | 0.750 | 74655 | LEFT SIDE OF HOUSE
932 | AUGUSTA GLEN DR | 43235-5097 | Active | 7047 | FEBCO | 765 | PVB | 0.750 | 74672 | RIGHT SIDE OF HOUSE
937 | AUGUSTA GLEN DR | 43235-5015 | Active | 7161 | FEBCO | 765 | PVB | 0.750 | 74696 | LEFT SIDE OF HOUSE
938 | AUGUSTA GLEN DR | 43235-5097 | Active | 1989 | FEBCO | 765 | PVB | 0.750 | 74698 | RIGHT SIDE OF HOUSE--SERIAL #AC 1989
944 | AUGUSTA GLEN DR | 43235-5097 | Active | 7386 | FEBCO | 765 | PVB | 0.750 | 74735 | RIGHT SIDE OF HOUSE
945 | AUGUSTA GLEN DR | 43235-5015 | Active | 8504 | FEBCO | 765 | PVB | 0.750 | 74738 | LEFT SIDE OF HOUSE
950 | AUGUSTA GLEN DR | 43235-5097 | Active | 2039 | FEBCO | 765 | PVB | 0.750 | 74760 | RIGHT SIDE OF HOUSE
953 | AUGUSTA GLEN DR | 43235-5015 | Active | 7380 | FEBCO | 765 | PVB | 0.750 | 74781 | LEFT SIDE OF HOUSE
956 | AUGUSTA GLEN DR | 43235-5097 | Active | 8440 | FEBCO | 765 | PVB | 0.750 | 74786 | LEFT SIDE
961 | AUGUSTA GLEN DR | 43235-5015 | Active | 8283 | FEBCO | 765 | PVB | 0.750 | 74819 | LEFT SIDE OF HOUSE
962 | AUGUSTA GLEN DR | 43235-5097 | Active | 8269 | FEBCO | 765 | PVB | 0.750 | 74821 | RIGHT SIDE OF HOUSE
968 | AUGUSTA GLEN DR | 43235-5097 | Active | 8443 | FEBCO | 765 | PVB | 0.750 | 74836 | RIGHT SIDE OF HOUSE
969 | AUGUSTA GLEN DR | 43235-5015 | Active | 8685 | FEBCO | 765 | PVB | 0.750 | 74840 | LEFT SIDE OF HOUSE
974 | AUGUSTA GLEN DR | 43235-5097 | Active | 8495 | FEBCO | 765 | PVB | 0.750 | 74870 | LEFT SIDE OF HOUSE
977 | AUGUSTA GLEN DR | 43235-5015 | Active | 9229 | FEBCO | 765 | PVB | 0.750 | 74889 | LEFT SIDE OF HOUSE
980 | AUGUSTA GLEN DR | 43235-5097 | Active | 7379 | FEBCO | 765 | PVB | 0.750 | 74903 | RIGHT SIDE OF HOUSE
985 | AUGUSTA GLEN DR | 43235-5015 | Active | BB7852 | FEBCO | 765 | PVB | 0.750 | 74913 | LEFT SIDE OF HOUSE
986 | AUGUSTA GLEN DR | 43235-5097 | Active | 6268 | FEBCO | 765 | PVB | 0.750 | 74916 | RIGHT SIDE OF HOUSE
993 | AUGUSTA GLEN DR | 43235-5015 | Active | 8423 | FEBCO | 765 | PVB | 0.750 | 74944 | LEFT SIDE OF HOUSE
994 | AUGUSTA GLEN DR | 43235-5097 | Active | 6896 | FEBCO | 765 | PVB | 0.750 | 74948 | RIGHT SIDE OF HOUSE
100 | AUGUSTA GLEN DR | 43235-5093 | Active | 7105 | FEBCO | 765 | PVB | 0.750 | 53582 | LEFT SIDE OF HOUSE
1002 | AUGUSTA GLEN DR | 43235-5096 | Active | BI2034 | FEBCO | 765 | PVB | 0.750 | 53592 | RIGHT SIDE OF HOUSE
1009 | AUGUSTA GLEN DR | 43235-5093 | Active | 7377 | FEBCO | 765 | PVB | 0.750 | 53601 | LEFT SIDE OF HOUSE
1010 | AUGUSTA GLEN DR | 43235-5096 | Active | 2073 | FEBCO | 765 | PVB | 0.750 | 53613 | MECHANICAL ROOM - SE CORNER OF BLDG
1017 | AUGUSTA GLEN DR | 43235-5093 | Active | 5030 | FEBCO | 765 | PVB | 0.750 | 53627 | LEFT SIDE OF HOUSE
1018 | AUGUSTA GLEN DR | 43235-5096 | Active | 5592 | FEBCO | 765 | PVB | 0.750 | 53630 | RIGHT SIDE OF HOUSE
1022 | AUGUSTA GLEN DR | 43235-5096 | Active | 73281 | WATTS | 800QT | PVB | 0.750 | 53645 | SOUTH SIDE OF HOUSE
1024 | AUGUSTA GLEN DR | 43235-5096 | Active | 73096 | WATTS | 800QT | PVB | 0.750 | 53646 | NORTH SIDE OF RESIDENCE
1025 | AUGUSTA GLEN DR | 43235-5093 | Active | 5630 | FEBCO | 765 | PVB | 0.750 | 53650 | RIGHT SIDE OF HOUSE
1030 | AUGUSTA GLEN DR | 43235-5096 | Active | cab17547 | WILKINS | 720A | PVB | 0.750 | 53667 | SOUTH SIDE OF RESIDENCE
1032 | AUGUSTA GLEN DR | 43235-5096 | Active | 71302 | WATTS | 800QT | PVB | 0.750 | 53672 | NORTH SIDE OF RESIDENCE
1130 | AUTO MALL DR | 43228-3661 | Active | 12700 | WATTS | 007M1QT | DC | 0.750 | 96716 | WEST SIDE OF BLDG @ METER
1130 | AUTO MALL DR | 43228-3661 | Active | 1666150908 | AMES | 3000SS | DCDA | 6.000 | 96728 | WEST SIDE OF BLDG AT METER
1130 | AUTO MALL DR | 43228-3661 | Not Required by DOW | 3019795 | WILKINS | 975XLBMS | RP | 2.000 | 96729 | CAR WASH EQUIP ROOM
1130 | AUTO MALL DR | 43228-3661 | Active | 2860954 | WILKINS | 975XLBMS | RP | 2.000 | 96730 | WEST SIDE OF BLDG
1130 | AUTO MALL DR | 43228-3661 | Not Required by DOW | J039385 | FEBCO | 825YA | RP | 1.000 | 96732 | MECH ROOM AT WATER METER
1215 | AUTO MALL DR | 43228 | Active | 069294 | WATTS | 909 | RP | 1.500 | 3640963 | PUMP ROOM OUTSIDE DOOR ACCESS
1260 | AUTO MALL DR | 43228 | Active | 28416 | WATTS | LF919QT | RP | 2.000 | 3619783 | GARAGE
1260 | AUTO MALL DR | 43228 | Active | 1898290816 | AMES | 3000SS | DCDA | 6.000 | 3620069 | GARAGE
1260 | AUTO MALL DR | 43228 | Active | 25774 | WATTS | 007M1QT | DC | 0.750 | 3620070 | GARAGE
1360 | AUTO MALL DR | 43228-3662 | Active | F0311141047 | FEBCO | 876 | DCDA | 6.000 | 54802 | RISER ROOM
1360 | AUTO MALL DR | 43228-3662 | Active | H001653 | FEBCO | 805 | DC | 0.750 | 54803 | OUTSIDE
1360 | AUTO MALL DR | 43228-3662 | Active | L09311 | WILKINS | 975 | RP | 3.000 | 54804 | NORTH CENTRAL MECH AREA
1375 | AUTO MALL DR | 43228 | Not Required by DOW | 10387 | WATTS | 719QT | DC | 2.000 | 3608290 | CAR WASH WALL
1375 | AUTO MALL DR | 43228 | Active | 008039 | WATTS | LF909M1QT | RP | 2.000 | 3609489 | HOT BOX AT BEGINNING OF DRIVEWAY
1375 | AUTO MALL DR | 43228 | Active | 158430814 | WATTS | 774DCDA | DCDA | 6.000 | 3609490 | HOT BOX AT BEGINNING OF DRIVEWAY
1375 | AUTO MALL DR | 43228 | Active | 23010 | WATTS | 007M1QT | DC | 0.750 | 3613337 | HOT BOX RIGHT OF DRIVE
1395 | AUTO MALL DR | 43228 | Active | A392688 | WILKINS | 375XL | RP | 2.000 | 3613558 | NORTH METER ROOM
1395 | AUTO MALL DR | 43228 | Active | PC1434 | AMES | COLT 300GV | DCDA | 4.000 | 3613638 | NORTH METER ROOM
1395 | AUTO MALL DR | 43228 | Active | 37486 | AMES | 2000BM3 | DC | 0.750 | 3613639 | FIRE BY-PASS
1400 | AUTO MALL DR | 43228-3657 | Removed | 02998REM | WATTS | 009M2 | RP | 1.500 | 54905 | IN PARTS ROOM BY WATER METER (HATFIELD HYUNDAI)
1400 | AUTO MALL DR | 43228-3657 | Removed | 512366REM | WATTS | 909QT | RP | 1.000 | 54906 | REMOVED-IN LOFT ABOVE SERVICE GARAGE
1400 | AUTO MALL DR | 43228-3657 | Active | ACI2431 | WILKINS | 975XL2 | RP | 1.500 | 3639289 | IN PARTS ROOM BY WATER METER
1400 | AUTO MALL DR | 43228-3657 | Active | HC57927 | WILKINS | 350XLD | DC | 0.750 | 3653011 | IN PARTS ROOM BY WATER METER
1400 | AUTO MALL DR | 43228-3657 | Active | 27308B | WILKINS | 350ASTDA | DCDA | 6.000 | 3653012 | IN PARTS ROOM BY WATER METER
1455 | AUTO MALL DR | 43228-3658 | Removed | 31485REM | WATTS | 919AQT | RP | 1.000 | 55073 | IN SERVICE DEPT BREAKROOM ABOVE METER (JEEP EAGLE) REMOVED
1455 | AUTO MALL DR | 43228-3658 | Active | 25558 | WATTS | 007M1QT | DC | 0.750 | 3616955 | RISER ROOM
1455 | AUTO MALL DR | 43228-3658 | Active | 1892090616 | AMES | 3000SS | DCDA | 6.000 | 3616956 | RISER ROOM
1455 | AUTO MALL DR | 43228-3658 | Not Required by DOW | 085233 | WATTS | 009M2-FP | RP | 1.000 | 3618449 | HOSE STATION, N SERVICE BAY
1455 | AUTO MALL DR | 43228-3658 | Not Required by DOW | 032854 | WATTS | 009M2-FP | RP | 1.500 | 3618450 | HOSE STATION, N SERVICE BAY
1455 | AUTO MALL DR | 43228-3658 | Not Required by DOW | 104455 | WATTS | 009M3-FP | RP | 0.750 | 3618451 | HOSE STATION, HALLWAY CEILING
1455 | AUTO MALL DR | 43228-3658 | Active | 002298 | WATTS | 909 | RP | 2.500 | 3618452 | COMPLETE BUILDING, AT METER
1495 | AUTO MALL DR | 43228 | Active | R0206131526 | FEBCO | 856 | DCDA | 4.000 | 55147 | PARTS ROOM
1495 | AUTO MALL DR | 43228 | Active | A022551 | FEBCO | 805YB | DC | 0.750 | 55148 | PARTS ROOM
1495 | AUTO MALL DR | 43228 | Active | 280847 | WILKINS | 975XL | RP | 1.500 | 55149 | IN UTILITY ROOM BY METER
1500 | AUTO MALL DR | 43228-3660 | Removed | 179816REM | WATTS | 909M1QT | RP | 1.500 | 55188 | REMOVED-SERVICE DEPT STORE ROOM BY METER IN REAR OF BLDG (TOYOTA)
1500 | AUTO MALL DR | 43228-3660 | Active | 1063070214 | AMES | 5000SS | RPDA | 6.000 | 3607378 | RISER ROOM
1500 | AUTO MALL DR | 43228-3660 | Active | 13025 | AMES | 4000B | RP | 0.750 | 3607379 | RISER ROOM
1500 | AUTO MALL DR | 43228-3660 | Active | 3918866 | WILKINS | 975XL2 | RP | 2.000 | 3607380 | RISER ROOM
1500 | AUTO MALL DR | 43228-3660 | Not Required by DOW | 3983949 | WILKINS | 975XL | RP | 0.750 | 3607381 | HOSE, HOSE REEL
1455 | AUTO MALL DR UNIT A | 43228 | Active | 4289062 | WILKINS | 975XL2 | RP | 1.500 | 3619802 | HOT BOX
1194 | AUTUMN HILL DR | 43235-7508 | Active | G204901 | WILKINS | 720A | PVB | 0.750 | 92650 | FRONT OF HOUSE
1215 | AUTUMN HILL DR | 43235-7509 | Active | G242190 | WILKINS | 720A | PVB | 0.750 | 98785 | FRONT RIGHT
1849 | AUTUMN WIND DR | 43123 | Active | H167806 | FEBCO | 765 | PVB | 0.750 | 56398 | LEFT FRONT CORNER OF HOUSE
1935 | AUTUMN WIND DR | 43123-8363 | Active | CB409015 | WILKINS | 720A | PVB | 1.000 | 94449 | LEFT SIDE
1956 | AUTUMN WIND DR | 43123-8364 | Active | H383487 | FEBCO | 765 | PVB | 0.750 | 92564 | LEFT SIDE OF HOUSE
1968 | AUTUMN WIND DR | 43123-8364 | Active | ha50919 | FEBCO | 765 | PVB | 0.750 | 92592 | RIGHT SIDE OF HOUSE
2019 | AUTUMN WIND DR | 43123-8050 | Active | A006822 | WILKINS | 720A | PVB | 0.750 | 57033 | LEFT SIDE
2053 | AUTUMN WIND DR | 43123-8050 | Active | G212905 | WILKINS | 720A | PVB | 0.750 | 95390 | LEFT SIDE
8302 | AUTUMNWOOD WAY | 43017-8887 | Active | H132357 | FEBCO | 765 | PVB | 0.750 | 92199 | RIGHT FRONT
8317 | AUTUMNWOOD WAY | 43017-8888 | Active | T366475 | WILKINS | 720A | PVB | 0.750 | 3592561 | LEFT OF FRONT DOOR
8318 | AUTUMNWOOD WAY | 43017-8887 | Active | CB029142 | WILKINS | 720A | PVB | 0.750 | 103577 | RIGHT SIDE
8325 | AUTUMNWOOD WAY | 43017-8888 | Active | H321743 | FEBCO | 765 | PVB | 0.750 | 88949 | RIGHT SIDE
8326 | AUTUMNWOOD WAY | 43017-8887 | Active | F021335 | WILKINS | 720A | PVB | 0.750 | 97506 | left of front door
8334 | AUTUMNWOOD WAY | 43017-8887 | Active | T049639 | WILKINS | 720A | PVB | 0.750 | 100951 | FRONT LEFT OF FRONT DOOR
8341 | AUTUMNWOOD WAY | 43017-8888 | Active | A072768 | WILKINS | 720A | PVB | 0.750 | 73722 | RIGHT SIDE OF HOUSE
8342 | AUTUMNWOOD WAY | 43017-8887 | Active | H241820 | FEBCO | 765 | PVB | 0.750 | 73724 | RIGHT SIDE OF HOUSE
8349 | AUTUMNWOOD WAY | 43017-8888 | Active | CAA06492 | WILKINS | 720A | PVB | 0.750 | 3591416
8350 | AUTUMNWOOD WAY | 43017-8887 | Active | A135518 | WILKINS | 720A | PVB | 0.750 | 73742 | LEFT OF FRONT DOOR
8358 | AUTUMNWOOD WAY | 43017-8887 | Active | H874595 | FEBCO | 765 | PVB | 0.750 | 73755 | RIGHT HAND SIDE
8366 | AUTUMNWOOD WAY | 43017-8887 | Active | T060884 | WILKINS | 720A | PVB | 1.000 | 73762 | LEFT FRONT
8381 | AUTUMNWOOD WAY | 43017-8888 | Active | T154920 | WILKINS | 720A | PVB | 1.000 | 102900 | RIGHT SIDE
8389 | AUTUMNWOOD WAY | 43017-8888 | Active | T375128 | WILKINS | 720 | PVB | 0.750 | 3585089 | LEFT REAR
8405 | AUTUMNWOOD WAY | 43017-8909 | Not Required by DOW | 078873 | WATTS | LF909 | RP | 0.750 | 73806 | IN POOL PUMP ROOM
8405 | AUTUMNWOOD WAY | 43017-8909 | Not Required by DOW | 1074800 | WILKINS | 975XLBMS | RP | 1.000 | 98461 | LEFT FRONT SE
8405 | AUTUMNWOOD WAY | 43017-8909 | Active | 384523 | WATTS | LF009M3QT | RP | 0.750 | 3651963 | BSMNT AT WATER METER
5220 | AVALON AVE | 43229-4753 | Active | 35910 | WATTS | 919AQT | RP | 0.750 | 66433 | BOILER ROOM ABOVE DUCT WORK EAST SIDE - Avalon E.S.
5220 | AVALON AVE | 43229-4753 | Due Install |  |  |  | RP | 6.000 | 3629885
2967 | AVALON RD | 43221-2601 | Active | 296297 | WATTS | 800M4QT | PVB | 0.750 | 89656 | REAR OF HOUSE
2991 | AVALON RD | 43221-2601 | Active | T480661 | WILKINS | 720 | PVB | 0.750 | 3359758
3007 | AVALON RD | 43221-2603 | Active | T480275 | WILKINS | 720 | PVB | 0.750 | 3359760 | RIGHT SIDE
3068 | AVALON RD | 43221-2604 | Active | T386613 | Wilkins | 720A | PVB | 0.750 | 3359770 | Front center to right of entrance
9401 | AVEMORE CT | 43017-9672 | Active | G176763 | WILKINS | 720A | PVB | 0.750 | 74717 | LEFT SIDE
9406 | AVEMORE CT | 43017 | Active | FC8782 | FEBCO | 765 | PVB | 1.000 | 91225 | LEFT SIDE
9409 | AVEMORE CT | 43017 | Active | T081691 | WILKINS | 720A | PVB | 0.750 | 101822 | FRONT OF HOUSE
9417 | AVEMORE CT | 43017 | Active | 300175 | WILKINS | 420 | PVB | 1.000 | 93369 | LEFT SIDE
9422 | AVEMORE CT | 43017 | Active | G150284 | WILKINS | 720A | PVB | 1.000 | 74729 | LEFT FRONT CORNER OF HOUSE
9430 | AVEMORE CT | 43017 | Active | 243464 | WATTS | 800M4QT | PVB | 0.750 | 91876 | FRONT OF HOUSE RIGHT OF FRONT DOOR
9452 | AVEMORE CT | 43017 | Active | 057887 | WATTS | 800M4QT | PVB | 1.000 | 3650713 | FRONT RIGHT AT RIGHT OF WINDOW BEHIND BUSHES
9457 | AVEMORE CT | 43017 | Active | AK2661 | FEBCO | 765 | PVB | 0.750 | 89657 | RIGHT OF FRONT DOOR
9458 | AVEMORE CT | 43017 | Active | 430905 | WATTS | 009M2QT | RP | 1.000 | 89658 | RIGHT FRONT
9464 | AVEMORE CT | 43017-9490 | Active | CB161915 | WILKINS | 720A | PVB | 1.000 | 89659 | RIGHT SIDE
9470 | AVEMORE CT | 43017 | Active | CA8008 | FEBCO | 765 | PVB | 1.000 | 89660 | RIGHT CENTER WEST OF AC UNITS
9476 | AVEMORE CT | 43017 | Active | IE5501 | FEBCO | 765 | PVB | 1.000 | 87109 | REAR OF HOUSE WEST HIGH IN SKY BY DECK
9482 | AVEMORE CT | 43017 | Active | T024016 | WILKINS | 720A | PVB | 1.000 | 89661 | LEFT SIDE
9488 | AVEMORE CT | 43017 | Active | FL1966 | FEBCO | 765 | PVB | 1.000 | 89662 | FRONT OF HOUSE LEFT FRONT DOOR
6655 | AVERY MUIRFIELD DR | 43016 | Active | W187079 | WILKINS | 975 | RP | 1.000 | 70432 | NE METER/JANITOR CLOSET BTWN BATHROOMS AT WATER METER
6655 | AVERY MUIRFIELD DR | 43016 | Not Required by DOW | W187080 | WILKINS | 975XLBMS | RP | 1.000 | 70433 | NE METER CLOSET BETWEEN BATHROOMS
6695 | AVERY MUIRFIELD DR | 43016 | Not Required by DOW | W149859 | WILKINS | 975XL | RP | 1.500 | 70494 | NE OUTSIDE DR (6755) UTLTY RM AT DEDUCT METER
6695 | AVERY MUIRFIELD DR | 43016 | Active | W167508 | WILKINS | 975XLBMS | RP | 2.000 | 70495 | NE BACK OUTSIDE DR (6755 REAR) AT WATER METER NEED TO CALL FOR CODE
6760 | AVERY MUIRFIELD DR | 43017-1232 | Active | 19902 | Watts | 919QT | RP | 1.500 | 70606 | 6760 "B" -IN MECH ROOM AT WATER METER IN UNIT "B"
6760 | AVERY MUIRFIELD DR | 43017-1232 | Not Required by DOW | 70950 | WATTS | 009M-3 | RP | 0.750 | 70607 | 6750 "B" HOT WATER TANK ROOM DENTIST
6760 | AVERY MUIRFIELD DR | 43017-1232 | Not Required by DOW | 11500 | WATTS | 719QT | DC | 1.000 | 3625095 | 6750 "A" ABOVE CEILING IN OFFICE FOR OXYGEN ROOM - **HYPERBARIC THERAPY**
6805 | AVERY MUIRFIELD DR | 43016-7180 | Active | 27488 | AMES | 2000B | DC | 0.750 | 70729 | N MECH/RISER ROOM IN HALLWAY THRU #100
6805 | AVERY MUIRFIELD DR | 43016-7180 | Active | 1250590203 | AMES | 3000SS | DCDA | 4.000 | 70730 | N MECH/RISER ROOM
6805 | AVERY MUIRFIELD DR | 43016-7180 | Not Required by DOW | 809553 | WILKINS | 720A | PVB | 1.000 | 70731 | MID N MECH ROOM BY STAIR CASE
6805 | AVERY MUIRFIELD DR | 43016-7180 | Active | 86051 | WATTS | 009QT | RP | 1.500 | 70732 | N MECH/RISER ROOM AT WATER METER IN HALLWAY THRU SUITE 100 ATRMIS
6805 | AVERY MUIRFIELD DR | 43016-7180 | Removed | XO9061REM | WILKINS | 375ADA | RPDA | 4.000 | 94323 | REMOVED-IN MECH ROOM
4227 | AVERY RD | 43026-1003 | Active | 154295 | WATTS | 009M2QT | RP | 0.750 | 63341 | IN 4227 UNIT A MID S CLOET W/HWT AT WATER METER
4227 | AVERY RD | 43026-1003 | Active | 538553 | WATTS | 007M1QT | DC | 1.000 | 3649071 | IN 4235 UNIT W WALL BY HWT AT DOW METER - FIRE
4340 | AVERY RD | 43026 | Active | ABL8993 | WILKINS | 975XL | RP | 0.750 | 63730 | USE 6/3/15 CAG. NORTH SIDE OF DIXON ROAD
4388 | AVERY RD | 43026-1007 | Active | 11318 | AMES | 2000B | DC | 2.000 | 63863 | MECHANICAL ROOM
4388 | AVERY RD | 43026-1007 | Not Required by DOW | 593820 | WATTS | 909HWQT | RP | 1.000 | 63864 | BOILER ROOM
4388 | AVERY RD | 43026-1007 | Active | ACA10414 | WILKINS | 975XL2 | RP | 2.000 | 3636803 | BOILER ROOM ABOVE WALKWAY
4440 | AVERY RD | 43026-1008 | Removed | 4879REM | FEBCO | 765 | PVB | 1.000 | 64010 | ***REMOVED*** - NORTH SIDE
4440 | AVERY RD | 43026-1008 | Active | ABA33686 | WILKINS | 975XL2 | RP | 0.750 | 3632663 | IN BASEMENT IMMEDIATELY AFTER DOMESTIC WATER METER
4599 | AVERY RD | 43026-9786 | Not Required by DOW | W074777 | WILKINS | 975 | RP | 1.000 | 64428 | BOILER ROOM
4599 | AVERY RD | 43026-9786 | Removed | 164569REM | AMES | 3000SS | DCDA | 4.000 | 97018 | REMOVED - SPRINKLER ROOM MAINT DEPT
4599 | AVERY RD | 43026-9786 | Removed | 59918REM | AMES | 2000B | DC | 0.750 | 97019 | REMOVED - MAINT DEPT SPRINKLER ROOM
4599 | AVERY RD | 43026-9786 | Active | PC3953 | WATTS | 757DCDAGV | DCDA | 8.000 | 3611803 | METER RM S SIDE, WATER RM ACROSS FROM LEASING OFFICE
4599 | AVERY RD | 43026-9786 | Active | 211140 | WATTS | 007M3 | DC | 0.750 | 3611804 | METER RM S SIDE, WATER RM ACROSS FROM LEASING OFFICE
4599 | AVERY RD | 43026-9786 | Active | PD2324 | WATTS | 957 | RP | 4.000 | 3611805 | METER RM S SIDE, WATER RM ACROSS FROM LEASING OFFICE
4599 | AVERY RD | 43026-9786 | Active | 1354230624 | AMES | 4000SS | RP | 4.000 | 3657713 | SPRINKLER ROOM
4600 | AVERY RD | 43026-9718 | Not Required by DOW | 45185 | FEBCO | 825Y | RP | 2.000 | 64446 | NORTH SIDE OF HOUSE - GARAGE
4600 | AVERY RD | 43026-9718 | Active | 177535 | WATTS | 909 | RP | 4.000 | 64447 | MECHANICAL ROOM 182
4600 | AVERY RD | 43026-9718 | Not Required by DOW | 40424 | WATTS | 009QT | RP | 0.750 | 64448 | MECHANICAL ROOM 112
4600 | AVERY RD | 43026-9718 | Not Required by DOW | 412409 | WATTS | 909QT | RP | 0.750 | 64449 | MECHANICAL ROOM
4600 | AVERY RD | 43026-9718 | Not Required by DOW | 531 | WATTS | 007SSQT | DC | 3.000 | 64450 | MECHANICAL ROOM 182
4600 | AVERY RD | 43026-9718 | Active | ZF-0153 | AMES | COLT 300 | DCDA | 4.000 | 3636813 | MECHANICAL ROOM 182
4600 | AVERY RD | 43026-9718 | Active | 77125 | AMES | 2000BM3 | DC | 0.750 | 3659456 | MECHANICAL ROOM 182
4601 | AVERY RD | 43026 | Active | PD2354 | WATTS | 957 | RP | 4.000 | 3613036 | WATER ROOM ACROSS FROM LEASING OFFICE
4601 | AVERY RD | 43026 | Active | PC3955 | WATTS | 757 | DCDA | 8.000 | 3613208 | WATER ROOM ACROSS FROM LEASING OFFICE
4601 | AVERY RD | 43026 | Active | 211208 | WATTS | 007M3-FP | DC | 0.750 | 3613209 | WATER ROOM ACROSS FROM LEASING OFFICE
4601 | AVERY RD | 43026 | LPS - Active |  |  |  | LPC | 4.000 | 3658005 | DOMESTIC PUMP - WATER ROOM ACROSS FROM LEASING OFFICE
4972 | AVERY RD | 43026 | Active | WA-2576 | AMES | COLT-400 | RP | 4.000 | 3651107 | METER ROOM
4972 | AVERY RD | 43026 | Active | VB0743 | AMES | COLT-500GV | RPDA | 8.000 | 3652256 | METER ROOM
4972 | AVERY RD | 43026 | Active | 88232 | WATTS | LF919-QT | RP | 0.750 | 3652257 | METER ROOM
4972 | AVERY RD | 43026 | LPS - Active |  |  |  | LPC |  | 3657535 | DOMESTIC PUMP - PUMP ROOM
5018 | avery rd |  | Active | YL-1418 | AMES | COLT 400 | RP | 4.000 | 3659533
5018 | avery rd |  | Active | 11072230425 | AMES | 3000SS | DCDA | 8.000 | 3659534 | WEST MECHANICAL RISER ROOM
5018 | avery rd |  | Active | 90222 | AMES | 2000B | DC | 0.750 | 3659535 | WEST MECHANICAL RISER ROOM
5222 | AVERY RD | 43016- | Active | 113076 | AMES | 4000SS | RP | 4.000 | 87925 | IN HOT BOX AT PIT AT ENTRANCE IN BUSHES
5222 | AVERY RD | 43016- | Active | 39246 | AMES | 3000SS | DCDA | 6.000 | 88237 | IN METER PIT @ ENTRANCE
5222 | AVERY RD | 43016- | Active | 63166 | WATTS | 007M3 | DC | 0.750 | 88238 | IN METER PIT @ ENTRANCE
5222 | AVERY RD | 43016- | Removed | 239453REM | WATTS | 009M3QT | RP | 0.750 | 88757 | REMOVED-PUMP ROOM BACK OF PARTY HOUSE
5222 | AVERY RD | 43016- | Not Required by DOW | 19159 | WATTS | 919QT | RP | 2.000 | 92234 | BETWEEN PIT & HOT BOX AT ENTRANCE
5222 | AVERY RD | 43016- | Not Required by DOW | 21273 | WATTS | 919 | RP | 1.000 | 102686 | MECHANICAL ROOM
5284 | AVERY RD | 43016-9708 | Removed | 60109REM | WATTS | 009M2PCQT | RP | 0.750 | 89260 | SITE RAZED REMOVED
5284 | AVERY RD | 43016-9708 | Active | RE-1866 | WATTS | 957 | RP | 4.000 | 3630262 | HOT BOX SW PARKING LOT
5284 | AVERY RD | 43016-9708 | Active | RH-0547 | WATTS | 957 | RPDA | 6.000 | 3630263 | HOT BOX SW PARKING LOT
5284 | AVERY RD | 43016-9708 | Active | 70430 | WATTS | 919-QT | RP | 0.750 | 3630266 | HOT BOX SW PARKING LOT FIRE SIDE CAR
5284 | AVERY RD | 43016-9708 | Not Required by DOW | 4557598 | WILKINS | 975XL | RP | 1.500 | 3636779 | MAINT GARAGE
5298 | AVERY RD | 43016 | Active | TA-2416 | WATTS | 957 | RP | 4.000 | 3639092 | IN HOT BOX AT PIT
5298 | AVERY RD | 43016 | Active | TE-1593 | AMES | COLT 300GV | DCDA | 6.000 | 3639098 | IN PIT
5298 | AVERY RD | 43016 | Active | 56751 | AMES | 2000BM3 | DC | 0.750 | 3639099 | IN PIT
5303 | AVERY RD | 43016 | Not Required by DOW | 3940126 | WILKINS | 975XL2 | RP | 1.000 | 3609343 | 5315 -AVERY BROOK APTS -POOL MECH ROOM
5303 | AVERY RD | 43016 | Active | 1817411213 | AMES | 3000SS | DCDA | 6.000 | 3613436 | 5315 -AVERY BROOK APTS -METER HSE -AT MAIL KIOSK
5303 | AVERY RD | 43016 | Active | 21611 | WATTS | 007M1QT | DC | 0.750 | 3613437 | 5315 -AVERY BROOK APTS -METER HSE -AT MAIL KIOSK
5303 | AVERY RD | 43016 | Active | 1278310214 | AMES | 4000SS | RP | 3.000 | 3613438 | 5315 -AVERY BROOK APTS -METER HSE -AT MAIL KIOSK
5304 | AVERY RD | 43016 | Active | VK-0076 | AMES | COLT 400 | RP | 4.000 | 3652884 | HOTBOX NORTH OF DRIVE
5304 | AVERY RD | 43016 | Active | VK-0147 | AMES | 300-GV | DCDA | 8.000 | 3652885 | VAULT NORTH OF DRIVE
5304 | AVERY RD | 43016 | Active | 67075 | AMES | 2000BM3 | DC | 0.750 | 3652886 | VAULT NORTH OF DRIVE
5304 | AVERY RD | 43016 | Not Required by DOW | 28246 | WATTS | 919QT | RP | 1.000 | 3653102 | CLUBHOUSE MECH ROOM
5314 | AVERY RD | 43016 | Active | RC-0125 | AMES | COLT 500-GV | RPDA | 6.000 | 3624464 | BUILDING SW CORNER OF PROPERTY
5314 | AVERY RD | 43016 | Active | 64618 | WATTS | 919QT | RP | 0.750 | 3624465 | BUILDING SW CORNER OF PROPERTY
5314 | AVERY RD | 43016 | Active | RE-1894 | AMES | COLT 400 | RP | 4.000 | 3624466 | BUILDING SW CORNER OF PROPERTY
5314 | AVERY RD | 43016 | Not Required by DOW | CB638403 | WILKINS | 720A | PVB | 0.750 | 3648657 | REAR WATER ROOM BUILDING 5927 AVERY WOODS CROSSING
5378 | AVERY RD | 43016-6933 | Active | 2776721 | WILKINS | 975XLBMS | RP | 1.000 | 92428 | AT WATER METER UNDER WINDOW
5544 | AVERY RD | 43017 | Active | 3784963 | WILKINS | 975XL2 | RP | 0.750 | 3603090 | BY METER
5675 | AVERY RD | 43016 | Active | 230914 | WATTS | LF009M2QT | RP | 2.000 | 3656854 | HOTBOX LEFT OF DRIVE
5675 | AVERY RD | 43016 | Active | XE-3212 | AMES | COLT 300-GV | DCDA | 4.000 | 3656855 | HOTBOX LEFT OF DRIVE
5675 | AVERY RD | 43016 | Active | 73661 | AMES | 2000BM3 | DC | 0.750 | 3656856 | HOTBOX LEFT OF DRIVE
5675 | AVERY RD | 43016 | Not Required by DOW | ABA26271 | WILKINS | 975XL | RP | 1.000 | 3656857 | HOTBOX LEFT OF DRIVE
5689 | AVERY RD | 43016-8765 | Active | ABB11555 | WILKINS | 975XL2 | RP | 1.000 | 3589436 | MID E WALL IN WORK/CUBICAL AREA AT WATER METER
5695 | AVERY RD | 43016 | Not Required by DOW | 274937 | WATTS | 800QT | PVB | 1.000 | 67624 | RIGHT CENTER OUTSIDE ON NORTH WEST SIDE OF BLDG
5695 | AVERY RD | 43016 | Active | 56944 | WATTS | 009QT | RP | 1.500 | 67625 | MID N MENS ROOM ABOVE MOP SINK AT WATER METER
5704 | AVERY RD | 43016-8755 | Active | 439748 | WATTS | 009M3QT | RP | 0.750 | 88760 | NORTH SIDE OF BLDG AT METER
5720 | AVERY RD | 43016-8755 | Active | 05197 | WATTS | 009M3QT | RP | 0.750 | 67708 | DAYCARE NE LUNCH ROOM SINGLE DOOR CLOSET AT WATER METER
5720 | AVERY RD | 43016-8755 | Inactive | [5 empty] | 3636618 | WELL WTR USED IN OLDER W 1/2 LIMITED FIRE-WP SUMP-TOILETS
5725 | AVERY RD | 43016-8756 | Active | 32085A | APOLLO | RPLF4A | RP | 0.750 | 90456 | MID N CLOSET IN OFFICE AT WATER METER
5740 | AVERY RD | 43016-8755 | Active | 225560 | WATTS | 009M2QT | RP | 2.000 | 67766 | CAR WASH -AT WATER MTR MID MECH/METER RM
6025 | AVERY RD | 43016-8759 | Active | A05332 | WATTS | 009M3QT | RP | 0.750 | 93265 | IN BASEMENT
6055 | AVERY RD | 43016 | Active | 1946400318 | AMES | 3000SS | DCDA | 4.000 | 3632662 | SE MECH ROOM OUTSIDE DOOR
6055 | AVERY RD | 43016 | Active | 79913 | AMES | 2000B | DC | 0.750 | 3632677 | SE MECH ROOM OUTSIDE DOOR
6055 | AVERY RD | 43016 | Active | 4488900 | WILKINS | 975XL2 | RP | 2.000 | 3636141 | SE MECH ROOM OUTSIDE DOOR AT WATER METER
6100 | AVERY RD | 43016 | Active | 4229523 | WILKINS | 975XL2 | RP | 1.000 | 3629673 | MID S MECH/FURN ROOM AT WATER METER
6131 | AVERY RD | 43016 | Active | 17838 | WATTS | 919AQT | RP | 0.750 | 95956 | IN MECH ROOM AT WATER METER
6131 | AVERY RD | 43016 | Active | 110680 | WATTS | 007QT | DC | 0.750 | 95957 | EAST MECHANICAL ROOM -ABOVE METER LIMITED FIRE
6141 | AVERY RD | 43016-8761 | Active | 258733 | WILKINS | 975XL | RP | 1.500 | 69122 | NE OF WAREHOUSE AREA AT WATER METER
6151 | AVERY RD | 43016-9614 | Active | W068027 | WILKINS | 975XL2 | RP | 0.750 | 95931 | IN UTILITY ROOM AT WATER METER
6205 | AVERY RD | 43016 | Active | 216762 | WATTS | LF009M2QT | RP | 2.000 | 3654671 | IN HOT BOX LEFT OF DRIVE IN LINE WITH CAR WASH
6231 | AVERY RD | 43016 | Active | ACH1389 | WILKINS | 975XL2 | RP | 2.000 | 3654867 | rear storage room of Turkey Hill gas station
7100 | AVERY RD | 43016 | Active | T361341 | WILKINS | 720 | PVB | 0.750 | 3624725 | FRONT RIGHT IN COVE
7136 | AVERY RD | 43017 | Active | 40302 | WATTS | 919AQT | RP | 0.750 | 101477 | BASEMENT
7152 | AVERY RD | 43017 | Active | 5026 | FEBCO | 765 | PVB | 1.000 | 71509 | LEFT SIDE OF HOUSE
7164 | AVERY RD | 43017- | Active | 10551 | WATTS | 800M2QT | PVB | 1.000 | 71526 | BACK OF STONEWALL SOUTH OF ROAD
7179 | AVERY RD | 43017-2702 | Active | A00369 | WATTS | 009M2QT | RP | 1.500 | 91964 | MECH ROOM 114, IN PASTORIAL CTR -AT WATER METER (RECTORY)
7179 | AVERY RD | 43017-2702 | Not required by DOW | A05658 | WATTS | 009M2QT | RP | 1.000 | 92082 | WALL OF MECH ROOM 114, IN PASTORIAL CENTER ABOVE METER
7179 | AVERY RD | 43017-2702 | Active | T433613 | WILKINS | 720A | PVB | 0.750 | 3656024 | BEHING GYM UNDER PAVILLION
7240 | AVERY RD | 43017 | Active | W210497 | WILKINS | 975XLBMS | RP | 0.750 | 71670 | MECH ROOM UNDER HWT BRIGIDS GREEN ATHLETIC FIELD
7401 | AVERY RD | 43017- | Removed | 470391REM | WATTS | 909M1QT | RP | 1.500 | 71919 | USE 6/3/15 *****REMOVED*****SE OF SOFTBLL CONCESION BLDG APPROX 35' OFF AVERY RD
7401 | AVERY RD | 43017- | Active | 21463 | WATTS | 919qt | RP | 1.500 | 95260 | 7401 BLDG -AVERY RD S BLDG -MECH RM THRU MENS ROOM -FAC
7501 | AVERY RD | 43017 | Active | 255650 | WATTS | 009M2QT | RP | 1.000 | 72131 | 7501 BLDG -MIDDLE AVERY CONSESSION -MECH RM -FAC
7501 | AVERY RD | 43017 | Active | 333917 | WATTS | 909M1HWQT | RP | 1.500 | 90733 | 7605 BLDG -DAY BLDG -AVERY N CONCESSION -AT METER -FAC
8000 | AVERY RD | 43017 | Active | W274062 | WILKINS | 975XLBMS | RP | 1.500 | 90527 | Basement SOUTH WALL OF MECH.ROOM
8040 | AVERY RD | 43017 | Active | 36272 | WATTS | 919AQT | RP | 1.000 | 73243 | NORTHWEST CORNER OF BASEMENT
8155 | AVERY RD | 43017 | Active | F137563 | WILKINS | 720A | PVB | 0.750 | 99914 | RIGHT SIDE OF HOUSE BY GAS METER
8163 | AVERY RD | 43017 | Active | CB113820 | WILKINS | 720A | PVB | 0.750 | 3611438 | RIGHT SIDE
8171 | AVERY RD | 43017-9527 | Active | CB025662 | WILKINS | 720A | PVB | 0.750 | 102995 | RIGHT SIDE
8179 | AVERY RD | 43017-9527 | Active | G281069 | WILKINS | 720A | PVB | 1.000 | 87004 | RIGHT FRONT
8195 | AVERY RD | 43017-9527 | Active | 681750 | WATTS | 800M2QT | PVB | 1.000 | 97463 | LEFT CENTER
8705 | AVERY RD | 43017 | Not Required by DOW | 135388 | WILKINS | 975 | RP | 1.000 | 74204 | MECHANICAL ROOM SOUTH OF BOILER
8705 | AVERY RD | 43017 | Active | B03587 | WILKINS | 975 | RP | 4.000 | 74206 | MECHANICAL ROOM NW CORNER
8705 | AVERY RD | 43017 | Not Required by DOW | 402821 | WATTS | 009QT | RP | 1.000 | 74207 | MECHANICAL ROOM SOUTH OF BOILER
8705 | AVERY RD | 43017 | Due Install |  |  |  | DCDA | 6.000 | 3644716
8815 | AVERY RD | 43017 | Active | 603249 | WATTS | 909PCHWQT | RP | 0.750 | 74329 | SW CORNER MECHANICAL ROOM
8815 | AVERY RD | 43017 | Due Install |  |  |  | RP | 6.000 | 3641000 | IN HOT BOX AT PIT N OF S ENTRANCE DEER RUN ELEMTRY
8815 | AVERY RD | 43017 | Active | 47216 | WILKINS | 375 | RP | 3.000 | 3659338
7179 | AVERY RD UNIT A | 43017 | Not required by DOW | 2EL0342 | AMES | 2000SS | DC | 4.000 | 71548 | IN 7175 -SCHOOL- MECH/RISER/BOILER ROOM
7179 | AVERY RD UNIT A | 43017 | Not required by DOW | 100380 | WILKINS | 550 | DC | 1.000 | 71549 | BASEMENT AIR HANDLER RM N WALL ABOVE 48" RD DUT DUET
7179 | AVERY RD UNIT A | 43017 | Active | 149048 | WATTS | 909 | RP | 3.000 | 71550 | AT FRONT WALL BASEMENT AT WATER METER (SERVES CHURCH & SCHOOL)
7179 | AVERY RD UNIT A | 43017 | Not required by DOW | 22583 | WILKINS | 575 | RP | 0.750 | 71551 | BOILER ROOM CEILING BY AIR SEPERATOR
7179 | AVERY RD UNIT A | 43017 | Not required by DOW | 409366 | WATTS | 909QT | RP | 1.000 | 71552 | IN BOILER ROOM CEILING
7179 | AVERY RD UNIT A | 43017 | Active | N0704090117 | FEBCO | 876V | DCDA | 6.000 | 92814 | UNDER WEST STEPS OF CHURCH
7179 | AVERY RD UNIT A | 43017 | Active | H012134 | FEBCO | 805YB | DC | 0.750 | 92815 | UNDER WEST STEPS OF CHURCH
7179 | AVERY RD UNIT A | 43017 | Not required by DOW | 52089 | WATTS | LF919QT | RP | 1.000 | 3616835 | N WALL
5235 | AVERY RUN RD | 43016 | Active | 136089 | WATTS | LF009M2QT | RP | 1.000 | 3630251 | IN GREEN HOT BOX NEAR AVERY RD AND AVERY RUN RD
5235 | AVERY RUN RD | 43016 | Active | 116569 | WATTS | 774 | DCDA | 6.000 | 3630259 | GREEN HOT BOX LEFT OF DRIVE
5235 | AVERY RUN RD | 43016 | Active | 26973 | WATTS | 007M1-QT | DC | 0.750 | 3630260 | GREEN HOT BOX LEFT OF DRIVE
3757 | AVIARY DR | 43026 | Active | T432228 | WILKINS | 720A | PVB | 0.750 | 3652321 | LEFT SIDE
3765 | AVIARY DR | 43026 | Active | T411292 | WILKINS | 720A | PVB | 0.750 | 3650436 | RIGHT SIDE OF HOUSE
3769 | AVIARY LOOP | 43026 | Active | ABA639 | WILKINS | 720A | PVB | 0.750 | 3651566 | LEFT SIDE OF HOUSE
3772 | AVIARY LOOP | 43026 | Active | EAF6163 | WILKINS | 720A | PVB | 0.750 | 3652319 | RIGHT SIDE OF HOUSE
3780 | AVIARY LOOP | 43026 | Active | CAA54879 | WILKINS | 720A | PVB | 0.750 | 3651563
3799 | AVIARY LOOP | 43026 | Active | CB630417 | Wilkins | 720A | PVB | 0.750 | 3650149 | LEFT SIDE OF HOUSE
3808 | AVIARY LOOP | 43026 | Active | CAA06442 | WILKINS | 720A | PVB | 0.750 | 3651456
3812 | AVIARY LOOP | 43026 | Active | T411301 | WILKINS | 720A | PVB | 0.750 | 3651850 | RIGHT SIDE OF HOUSE
3824 | AVIARY LOOP | 43026 | Active | T418229 | WILKINS | 720A | PVB | 0.750 | 3652657
3845 | AVIARY LOOP | 43026 | Active | T418945 | WILKINS | 720 | PVB | 0.750 | 3653919 | RIGHT SIDE
3848 | AVIARY LOOP | 43026 | Active | T432199 | WILKINS | 720A | PVB | 0.750 | 3653169 | LEFT FRONT
3855 | AVIARY LOOP | 43026 | Active | CAF100 | WILKINS | 720A | PVB | 0.750 | 3653170 | RIGHT
3868 | AVIARY LOOP | 43026 | Active | T417661 | WILKINS | 720A | PVB | 0.750 | 3652327 | LEFT SIDE
3880 | AVIARY LOOP | 43026 | Active | CAA65285 | WILKINS | 720A | PVB | 0.750 | 3652648 | LEFT SIDE
3518 | AVIGNON PL | 43221-1517 | Active | 245561 | WATTS | 800M4FR | PVB | 0.750 | 103292 | 3506 AVIGNON, LEFT of the front door
3518 | AVIGNON PL | 43221-1517 | Active | T055364 | WILKINS | 720A | PVB | 1.000 | 103509 | 3511 RUE DE FLEUR, NEAR HOSE BIBB
3518 | AVIGNON PL | 43221-1517 | Active | T230715 | WILKINS | 720A | PVB | 0.750 | 3616708 | 3518 Avignon, left of the front door
3523 | AVIGNON PL | 43221-1571 | NULL | [5 empty] | 3359989
6149 | AVOCET CT | 43017-9514 | Removed | REMOVED | WILKINS | 720A | PVB | 0.750 | 91117 | RIGHT SIDE OF HOUSE
6150 | AVOCET CT | 43017-9514 | Active | 587243 | WILKINS | 720A | PVB | 0.750 | 69144 | RIGHT FRONT
6157 | AVOCET CT | 43017-9514 | Active | 817232 | WILKINS | 720A | PVB | 0.750 | 69176 | RIGHTSIDE OF HSE
6166 | AVOCET CT | 43017-9514 | Active | 192215 | WATTS | 800MQT | PVB | 0.750 | 69206 | RIGHT FRONT OFFSET
6174 | AVOCET CT | 43017-9514 | Active | CAA71200 | WILKINS | 720A | PVB | 0.750 | 69248 | RIGHT FRONT
352 | AVON CT | 43017 | Active | 371704 | WILKINS | 720A | PVB | 1.000 | 75101 | FRONT RIGHT SIDE OF BUILDING
89 | AVONDALE AVE | 43222-1410 | Active | 78596 | WATTS | LF919AQT | RP | 1.000 | 3360025 | BASEMENT BY WATER METER
89 | AVONDALE AVE | 43222-1410 | Active | 25600B | WILKINS | 350ASTDA | DCDA | 4.000 | 3652922 | BASEMENT S/W
89 | AVONDALE AVE | 43222-1410 | Active | HC53432 | WILKINS | 950XLD | DC | 0.750 | 3652923 | BASEMENT
15 | AVONDALE AVE | 43222-1413 | Not Required by DOW | 616731 | WATTS | 909QT | RP | 0.750 | 55403 | BOILER ROOM - Avondale E.S.
156 | AVONDALE AVE | 43222-1413 | Active | L45787 | WILKINS | 375 | RP | 3.000 | 96508 | MECH ROOM NW SIDE OF BLDG - Avondale E. S.
156 | AVONDALE AVE | 43222-1413 | Active | 01324 | AMES | 4000B | RP | 0.750 | 96509 | RISER ROOM - Avondale E. S.
156 | AVONDALE AVE | 43222-1413 | Active | 1043920108 | AMES | 5000SS | RPDA | 6.000 | 96510 | RISER ROOM - Avondale E. S.
104 | AVONDALE AVE | 43212-3401 | Active | CB544466 | WILKINS | 720A | PVB | 0.750 | 3360085 | LEFT SIDE
8202 | AVONDALE RIDGE CT | 43017-8630 | Active | 353535 | WILKINS | 720A | PVB | 0.750 | 73506 | RIGHT HAND SIDE
8210 | AVONDALE RIDGE CT | 43017-8630 | Active | H003969 | FEBCO | 765 | PVB | 0.750 | 73528 | OUTSIDE
8218 | AVONDALE RIDGE CT | 43017-8630 | Active | 3176444 | WILKINS | 975XLBMS | RP | 0.750 | 73543 | LEFT SIDE OF HOUSE
4801 | AVONDALE RIDGE DR | 43017-8623 | Active | F031384 | WILKINS | 720A | PVB | 0.750 | 97389 | LEFT SIDE OF HOUSE
4809 | AVONDALE RIDGE DR | 43017-8623 | Active | 3128875 | WILKINS | 975XL | RP | 0.750 | 97576 | RIGHT FRONT
4817 | AVONDALE RIDGE DR | 43017-8623 | Active | H143683 | FEBCO | 765 | PVB | 1.000 | 65136 | LEFT SIDE
4833 | AVONDALE RIDGE DR | 43017-8624 | Active | 150060 | WILKINS | 720A | PVB | 0.750 | 65184 | LT SIDE
4841 | AVONDALE RIDGE DR | 43017-8624 | Active | 209088 | WILKINS | 720A | PVB | 0.750 | 65199 | LEFT SIDE OF HOUSE
4849 | AVONDALE RIDGE DR | 43017-8624 | Active | T387136 | WILKINS | 720A | PVB | 0.750 | 65219 | LEFT FRONT
4852 | AVONDALE RIDGE DR | 43017-8622 | Active | 209010 | WILKINS | 720A | PVB | 0.750 | 65249 | LEFT FRONT
4860 | AVONDALE RIDGE DR | 43017 | Active | 279387 | WILKINS | 720A | PVB | 0.750 | 65260 | BACK OF HOUSE
4865 | AVONDALE RIDGE DR | 43017 | Replaced | REP375260 | WILKINS | 720A | PVB | 0.750 | 65266 | REPLACED- RH SIDE
4865 | AVONDALE RIDGE DR | 43017 | Active | T178712 | WILKINS | 720A | PVB | 0.750 | 3609322 | RIGHT SIDE
4868 | AVONDALE RIDGE DR | 43017 | Active | AK2183 | FEBCO | 765 | PVB | 0.750 | 65277 | LEFT FRONT
4873 | AVONDALE RIDGE DR | 43017-8626 | Active | T304568 | WILKINS | 720A | PVB | 0.750 | 65290 | LEFT SIDE
4881 | AVONDALE RIDGE DR | 43017-8626 | Active | T396178 | WILKINS | 720A | PVB | 1.000 | 65318 | RIGHT CENTER BY A/C
4897 | AVONDALE RIDGE DR | 43017-8626 | Active | CAA46710 | WILKINS | 720A | PVB | 0.750 | 65370 | RIGHT FRONT
5993 | AVONDALE WOODS BLVD | 43016 | Active | 823250 | WILKINS | 375A | RP | 6.000 | 102141 | 5215 AVERY N MECH/RISER/MAINT RM (MTR IN PIT) NATIONAL CHRCH RESIDNCE
5993 | AVONDALE WOODS BLVD | 43016 | Active | 1142300311 | WATTS | 774 | DCDA | 6.000 | 102142 | 5215 AVERY IN PIT S OF AVONDALE WDS @ ESTUARY/DELTA, NATIONAL CHURCH RESIDENCES
5993 | AVONDALE WOODS BLVD | 43016 | Active | 17620 | WATTS | 007M1 | DC | 0.750 | 102143 | IN PIT (PVT STREETS ESTUARY & DELTA LOOP) NATIONAL CHURCH RES
5993 | AVONDALE WOODS BLVD | 43016 | Not Required by DOW | 336736 | WATTS | 009M2 | RP | 2.000 | 3610071 | 5215 AVERY DR, MECH RM
6320 | AVONDALE WOODS BLVD | 43016 | Active | RK-2264 | WATTS | 957 | RP | 3.000 | 3630191 | NE ESTUARY LN & AVONDALE WOODS IN METER HOUSE
6320 | AVONDALE WOODS BLVD | 43016 | Active | RJ-2097 | AMES | 500-GV | RPDA | 8.000 | 3630192 | NE ESTUARY LN & AVONDALE WOODS IN METER HOUSE
6320 | AVONDALE WOODS BLVD | 43016 | Active | 71922 | WATTS | 919QT | RP | 0.750 | 3630193 | NE ESTUARY LN & AVONDALE WOODS METER HOUSE
6330 | AVONDALE WOODS BLVD | 43016 | Active | VNA02070 | WILKINS | 710A | PVB | 0.750 | 3653868 | LEFT SIDE OF HOUSE
6342 | AVONDALE WOODS BLVD | 43016 | Active | T345282 | WILKINS | 720A | PVB | 0.750 | 3641353
1535 | B DEWEY AV | 43219- | Active | 18140 | WATTS | 919AQT | RP | 1.000 | 99178 | AT WATER METER IN MECHANICAL ROOM
1535 | B DEWEY AV | 43219- | Active | 18840 | WATTS | 919AQT | RP | 0.750 | 99179 | MECHANICAL ROOM
4854 | BACKWORTH DR | 43123-8219 | Active | G208724 | WILKINS | 720A | PVB | 0.750 | 92918 | LEFT SIDE OF HOUSE
351 | BAILEY PL | 43235-4633 | Active | Hm45367 | FEBCO | 765 | PVB | 1.000 | 60933 | LEFT REAR BY A/C
175 | BAIRSFORD DR | 43232- | Due Install |  |  |  | RP | 6.000 | 3360429
1967 | BALD EAGLE DR | 43123-8046 | Active | G215422 | WILKINS | 720A | PVB | 0.750 | 56790 | LEFT SIDE OF HOUSE
2015 | BALD EAGLE DR | 43123-8048 | Active | EAD4833 | WILKINS | 720A | PVB | 0.750 | 88918 | LEFT SIDE
1799 | BALDRIDGE RD | 43221-3811 | Active | T223430 | WILKINS | 720A | PVB | 0.750 | 3360560 | LEFT SIDE
1849 | BALDRIDGE RD | 43221-3811 | Active | 792894 | WILKINS | 720A | PVB | 0.750 | 56399 | LEFT OF DOOR
1856 | BALDRIDGE RD | 43221-3812 | Removed | 23236REM | FEBCO | 765 | PVB | 1.000 | 89013 | REMOVED-RIGHT SIDE OF HOUSE
1856 | BALDRIDGE RD | 43221-3812 | Active | EAJ7960 | WILKINS | 720 | PVB | 0.750 | 3658606 | RIGHT FRONT
1870 | BALDRIDGE RD | 43221-4310 | Active | T366129 | WILKINS | 720A | PVB | 0.750 | 89704 | LEFT SIDE
1873 | BALDRIDGE RD | 43221-4309 | Active | G208579 | WILKINS | 720A | PVB | 0.750 | 92417 | FRONT LEFT
1877 | BALDRIDGE RD | 43221-4309 | Active | G245488 | WILKINS | 720A | PVB | 0.750 | 98586 | LEFT SIDE
1 | BALFOUR GREEN | 43054 | Active | T842098 | WILKINS | 720A | PVB | 0.750 | 101570 | REAR OF HOUSE
7 | BALFOURE CIR | 43017-8559 | Active | T295113 | WILKINS | 720A | PVB | 0.750 | 71854 | LEFT FRONT
7369 | BALFOURE CIR | 43017-8559 | Active | A133602 | WILKINS | 720A | PVB | 0.750 | 71861 | OUTSIDE
7382 | BALFOURE CIR | 43017-8257 | Active | T272910 | WILKINS | 720A | PVB | 0.750 | 89706 | BACK OF HOUSE
7388 | BALFOURE CIR | 43017-8257 | Active | T240342 | WILKINS | 720A | PVB | 0.750 | 3360631 | LEFT SIDE
7398 | BALFOURE CIR | 43017-8257 | Active | 752655 | WILKINS | 720A | PVB | 0.750 | 71897 | RIGHTSIDE
7405 | BALFOURE CIR | 43017-8561 | Active | hc79883 | FEBCO | 765 | PVB | 0.750 | 71925 | LEFT SIDE BY GAS METER
7406 | BALFOURE CIR | 43017-8257 | Active | 598461 | WATTS | 800M2QT | PVB | 1.000 | 71927 | SOUTH SIDE BACK BEHIND FIREPLACE
7411 | BALFOURE CIR | 43017-8561 | Active | t199465 | WILKINS | 720a | PVB | 0.750 | 87500 | RIGHT SIDE OF HOUSE
7418 | BALFOURE CIR | 43017-8257 | Active | 2019 | FEBCO | 765 | PVB | 0.750 | 71952 | NW CORNER OF HOUSE
7423 | BALFOURE CIR | 43017-8561 | Active | 209188 | WILKINS | 720A | PVB | 0.750 | 71960 | LEFT FRONT BY GAS
7430 | BALFOURE CIR | 43017-8257 | Removed | 494069REM | WATTS | 800M4QT | PVB | 0.750 | 71969 | RIGHT SIDE
7446 | BALFOURE CIR | 43017-8257 | Active | 438792 | WILKINS | 720A | PVB | 0.750 | 89707 | LEFT SIDE OF HOUSE
7455 | BALFOURE CIR | 43017-8539 | Replaced | REP792954 | WILKINS | 720A | PVB | 0.750 | 72023 | REPLACED- LEFT SIDE
7455 | BALFOURE CIR | 43017-8539 | Active | T197949 | WILKINS | 720A | PVB | 0.750 | 3610016 | LEFT SIDE
7460 | BALFOURE CIR | 43017-8257 | Active | EH7265 | FEBCO | 765 | PVB | 1.000 | 72030 | RIGHT OF FRONT DOOR
7463 | BALFOURE CIR | 43017-8539 | Active | cb287431 | WILKINS | 720A | PVB | 0.750 | 72035 | LEFT FRONT
7468 | BALFOURE CIR | 43017-8257 | Active | 375205 | WILKINS | 720A | PVB | 0.750 | 72045 | OUTSIDE
7471 | BALFOURE CIR | 43017-8539 | Active | 311114 | WILKINS | 720A | PVB | 0.750 | 72057 | OUTSIDE
7479 | BALFOURE CIR | 43017-8539 | Active | CB600372 | WILKINS | 720A | PVB | 0.750 | 72073 | LEFT FRONT
7484 | BALFOURE CIR | 43017-8257 | Active | H01715 | FEBCO | 765 | PVB | 0.750 | 72081 | OUTSIDE
7487 | BALFOURE CIR | 43017-8539 | Active | EAE8654 | WILKINS | 720A | PVB | 0.750 | 72086 | LEFT FRONT
7492 | BALFOURE CIR | 43017-8257 | Active | T230723 | WILKINS | 720A | PVB | 0.750 | 72102 | RIGHT CENTER
7503 | BALFOURE CIR | 43017-8558 | Active | 279664 | WILKINS | 720A | PVB | 0.750 | 72133 | LEFTSIDE
7516 | BALFOURE CIR | 43017-8566 | Active | E10338 | FEBCO | 765 | PVB | 1.000 | 72155 | LEFT SIDE OF HOUSE
7519 | BALFOURE CIR | 43017-8558 | Active | CB451928 | WILKINS | 720A | PVB | 0.750 | 72163 | LEFT FRONT
7524 | BALFOURE CIR | 43017-8566 | Active | 353505 | WILKINS | 720A | PVB | 0.750 | 72174 | RH SIDE
7527 | BALFOURE CIR | 43017-8558 | Active | F16480 | FEBCO | 765 | PVB | 1.000 | 72178 | LEFT RONT
7532 | BALFOURE CIR | 43017-8566 | Replaced | REPF18805 | FEBCO | 765 | PVB | 1.000 | 72189 | REPLACED- LEFT FRONT
7532 | BALFOURE CIR | 43017-8566 | Active | T229330 | WILKINS | 720A | PVB | 1.000 | 3609962 | LEFT FRONT
7543 | BALFOURE CIR | 43017-8558 | Active | G215493 | WILKINS | 720A | PVB | 0.750 | 95165 | RIGHT SIDE
7548 | BALFOURE CIR | 43017-8566 | Active | CB314995 | WILKINS | 720A | PVB | 0.750 | 72208 | RIGHT SIDE OF HOUSE
7551 | BALFOURE CIR | 43017-8558 | Active | G044000 | WILKINS | 720A | PVB | 0.750 | 72226 | RIGHT CENTER
5729 | BALLANTRAE CIR | 43016-6052 | Active | G186256 | WILKINS | 720A | PVB | 0.750 | 95332 | RIGHT FRONT
5737 | BALLANTRAE CIR | 43016 | Active | CAA31090 | WILKINS | 720A | PVB | 0.750 | 97227 | LEFT SIDE OF HOUSE
5742 | BALLANTRAE CIR | 43016-6057 | Active | 765979 | WILKINS | 720A | PVB | 0.750 | 67771 | LEFT FRONT
5745 | BALLANTRAE CIR | 43016-6052 | Active | 903214 | WILKINS | 720A | PVB | 0.750 | 67780 | FRONT RIGHT OF DOOR
5753 | BALLANTRAE CIR | 43016-6052 | Active | T346126 | WILKINS | 720A | PVB | 0.750 | 67825 | LEFT FRONT
5760 | BALLANTRAE CIR | 43016-6057 | Active | T481231 | WILKINS | 720A | PVB | 0.750 | 91090 | FRONT OF HOUSE RIGHT OF FRONT DOOR
5761 | BALLANTRAE CIR | 43016 | Active | T363351 | WILKINS | 720 | PVB | 0.750 | 3628086 | LEFT FRONT
6947 | BALLANTRAE LOOP | 43016-6035 | Active | cb287389 | WILKINS | 720A | PVB | 0.750 | 70991 | LEFT SIDE MIDDLE UNDER WINDOW
6948 | BALLANTRAE LOOP | 43016 | Active | 792650 | WILKINS | 720A | PVB | 0.750 | 70995 | OUTSIDE
6955 | BALLANTRAE LOOP | 43016-6035 | Active | H301773 | FEBCO | 765 | PVB | 0.750 | 90903 | LEFT FRONT
6956 | BALLANTRAE LOOP | 43016-6033 | Active | 875060 | WILKINS | 720A | PVB | 0.750 | 71019 | LEFT FRONT
6963 | BALLANTRAE LOOP | 43016-6035 | Replaced | REP955053 | WILKINS | 720A | PVB | 0.750 | 71035 | REPLACED- LEFT FRONT SIDE OF HOUSE
6963 | BALLANTRAE LOOP | 43016-6035 | Active | T139702 | WILKINS | 720A | PVB | 0.750 | 3611925 | LEFT FRONT
6964 | BALLANTRAE LOOP | 43016-6033 | Active | G245538 | WILKINS | 720A | PVB | 0.750 | 98568 | RIGHT FRONT
6971 | BALLANTRAE LOOP | 43016-6035 | Active | F136624 | WILKINS | 720A | PVB | 0.750 | 71052 | RIGHT SIDE
6972 | BALLANTRAE LOOP | 43016-6033 | Active | CB082970 | WILKINS | 720A | PVB | 0.750 | 71055 | RIGHT FRONT
6979 | BALLANTRAE LOOP | 43016-6035 | Active | 840034 | APOLLO/CONBRACO | PVB4A | PVB | 0.750 | 3588174 | RIGHT SIDE OF THE HOUSE
6987 | BALLANTRAE LOOP | 43016-6035 | Active | A135637 | WILKINS | 720A | PVB | 0.750 | 71101 | RIGHT HAND SIDE OF HOUSE (NORTH)
6988 | BALLANTRAE LOOP | 43016 | Active | T007419 | WILKINS | 720A | PVB | 0.750 | 71103 | FRONT LEFT OF FRONT DOOR
6989 | BALLANTRAE LOOP | 43016 | Active | H007177 | FEBCO | 765 | PVB | 0.750 | 71105 | RT SIDE OF HOUSE MIDDLE
6995 | BALLANTRAE LOOP | 43016-6035 | Active | 813563 | WILKINS | 720A | PVB | 0.750 | 71110 | FRONT OF HOUSE
6996 | BALLANTRAE LOOP | 43016-6033 | Active | H200433 | FEBCO | 765 | PVB | 0.750 | 71112 | LEFT FRONT
7002 | BALLANTRAE LOOP | 43016-6034 | Active | 564805 | WATTS | 800M4QT | PVB | 1.000 | 71248 | LEFT OF SIDE DOOR
7003 | BALLANTRAE LOOP | 43016-6038 | Active | G080923 | WILKINS | 720A | PVB | 0.750 | 71254 | NORTH SIDE OF HOUSE
7004 | BALLANTRAE LOOP | 43016-6034 | Active | G045471 | WILKINS | 720A | PVB | 0.750 | 71255 | RIGHT FRONT
7011 | BALLANTRAE LOOP | 43016 | Active | G169992 | WILKINS | 720A | PVB | 0.750 | 71280 | MIDDLE FRONT OF HOUSE (EAST)
7012 | BALLANTRAE LOOP | 43016 | Active | A151137 | WILKINS | 720A | PVB | 0.750 | 71281 | FRONT OF HOUSE
7015 | BALLANTRAE LOOP | 43016 | Active | 813662 | WILKINS | 720A | PVB | 0.750 | 71285 | RIGHT FRONT OF HSE
7019 | BALLANTRAE LOOP | 43016 | Active | H107414 | FEBCO | 765 | PVB | 0.750 | 71289 | RIGHT SIDE OF HSE
6486 | BALLANTRAE PL | 43016-6047 | Active | T387170 | WILKINS | 720A | PVB | 1.000 | 3596923 | LEFT FRONT
6492 | BALLANTRAE PL | 43016 | Active | CB114018 | WILKINS | 720A | PVB | 0.750 | 70035 | RIGHT CENTER
6493 | BALLANTRAE PL | 43016-6048 | Active | A135555 | WILKINS | 720A | PVB | 0.750 | 70036 | LEFT SIDE OF HOUSE
6500 | BALLANTRAE PL | 43016 | Active | CB987685 | WILKINS | 720A | PVB | 0.750 | 70106 | RIGHT FRONT
6501 | BALLANTRAE PL | 43016 | Active | CB440268 | WILKINS | 720A | PVB | 0.750 | 96610 | LEFT FRONT
6508 | BALLANTRAE PL | 43016 | Active | H755314 | FEBCO | 765 | PVB | 0.750 | 3602869 | FRONT RIGHT
6509 | BALLANTRAE PL | 43016-6050 | Active | H112051 | FEBCO | 765 | PVB | 0.750 | 70142 | LEFT FRONT
6517 | BALLANTRAE PL | 43016 | Active | caa46731 | WILKINS | 720A | PVB | 0.750 | 70156 | RIGHT CENTER BY GAS
6524 | BALLANTRAE PL | 43016-6049 | Active | A107211 | WILKINS | 720A | PVB | 0.750 | 70173 | LEFT FRONT IN BUSHES
6532 | BALLANTRAE PL | 43016 | Active | CB620322 | WILKINS | 720A | PVB | 0.750 | 70204 | LEFT FRONT
6533 | BALLANTRAE PL | 43016-6050 | Active | 239073 | WATTS | 800M4QT | PVB | 0.750 | 70208 | FRONT LEFT SIDE OF HOUSE
6540 | BALLANTRAE PL | 43016-6049 | Active | H115939 | FEBCO | 765 | PVB | 0.750 | 70214 | RIGHT SIDE
6548 | BALLANTRAE PL | 43016-6049 | Active | H312300 | FEBCO | 765 | PVB | 0.750 | 87372 | FRONT OF HOUSE - LEFT OF DOOR
6549 | BALLANTRAE PL | 43016 | Replaced | REPG044036 | WILKINS | 720A | PVB | 0.750 | 70220 | REPLACED- LEFT FRONT
6549 | BALLANTRAE PL | 43016 | Active | 563043 | APOLLO | PVB4A | PVB | 0.750 | 3611489 | LEFT FRONT
6556 | BALLANTRAE PL | 43016-6049 | Active | T294950 | WILKINS | 720A | PVB | 0.750 | 89708 | LEFT FRONT
6557 | BALLANTRAE PL | 43016 | Active | H038379 | FEBCO | 765 | PVB | 0.750 | 70246 | RIGHTSIDE
6564 | BALLANTRAE PL | 43016 | Active | G208752 | WILKINS | 720A | PVB | 0.750 | 92416 | FRONT LEFT IN COVE
6565 | BALLANTRAE PL | 43016 | Active | 779776 | WILKINS | 720A | PVB | 0.750 | 70256 | LEFT SIDE OF HOUSE
6572 | BALLANTRAE PL | 43016-6049 | Active | G045370 | WILKINS | 720A | PVB | 0.750 | 87606 | LEFT FRONT
6580 | BALLANTRAE PL | 43016-6049 | Active | G125053 | WILKINS | 720A | PVB | 0.750 | 87325 | RIGHT FRONT
6581 | BALLANTRAE PL | 43016 | Active | 817165 | WILKINS | 720A | PVB | 0.750 | 70276 | LEFT SIDE OF HOUSE
6588 | BALLANTRAE PL | 43016-6049 | Active | G086630 | WILKINS | 720A | PVB | 0.750 | 88619 | RIGHT FRONT
6596 | BALLANTRAE PL | 43016-6049 | Active | 60152 | WILKINS | 720A | PVB | 0.750 | 70291 | RIGHT SIDE
6604 | BALLANTRAE PL | 43016-6023 | Active | F034671 | WILKINS | 720A | PVB | 0.750 | 97238 | RIGHT FRONT
6607 | BALLANTRAE PL | 43016-6020 | Active | G216288 | WILKINS | 720A | PVB | 0.750 | 97079 | REAR OF HOUSE
6612 | BALLANTRAE PL | 43016-6023 | Active | 253067 | WATTS | 800M2QT | PVB | 0.750 | 89124 | RIGHT FRONT
6620 | BALLANTRAE PL | 43016 | Replaced | REP613860 | WATTS | 800M2QT | PVB | 1.000 | 89123 | REPLACED- SW CORNER OF HOUSE LEFT SIDE
6620 | BALLANTRAE PL | 43016 | Active | T429006 | WILKINS | 720A | PVB | 1.000 | 3611476 | LEFT FRONT
6636 | BALLANTRAE PL | 43016-6023 | Active | 902495 | WILKINS | 720A | PVB | 0.750 | 70406 | RIGHT FRONT
6639 | BALLANTRAE PL | 43016-6020 | Active | 996952 | WILKINS | 720A | PVB | 0.750 | 70410 | RIGHT CENTER OF HOUSE
6644 | BALLANTRAE PL | 43016-6023 | Active | 225959 | WATTS | 800QT | PVB | 0.750 | 70417 | RIGHT SIDE OF HOUSE
6647 | BALLANTRAE PL | 43016-6020 | Active | H095700 | FEBCO | 765 | PVB | 0.750 | 70420 | RIGHT FRONT
6652 | BALLANTRAE PL | 43016-6023 | Active | CB084308 | WILKINS | 720A | PVB | 0.750 | 91248 | RIGHT FRONT
6655 | BALLANTRAE PL | 43016 | Active | T081571 | WILKINS | 720A | PVB | 0.750 | 101408 | LEFT SIDE
6668 | BALLANTRAE PL | 43016-6023 | Active | 813462 | WILKINS | 720A | PVB | 0.750 | 70461 | LEFT FRONT
6671 | BALLANTRAE PL | 43016-6020 | Active | T411270 | WILKINS | 720A | PVB | 0.750 | 97236 | LEFT SIDE OF HOUSE
6684 | BALLANTRAE PL | 43016-6023 | Active | T295169 | WILKINS | 720A | PVB | 0.750 | 70481 | LH SIDE
6692 | BALLANTRAE PL | 43016-6023 | Active | CB026805 | WILKINS | 720A | PVB | 0.750 | 103109 | RIGHT FRONT
6700 | BALLANTRAE PL | 43016-6024 | Active | H448222 | FEBCO | 765 | PVB | 0.750 | 92171 | RIGHT SIDE OF HOUSE
6703 | BALLANTRAE PL | 43016-6021 | Active | 557883 | WATTS | 800QT | PVB | 1.000 | 87015 | RIGHT FRONT
6708 | BALLANTRAE PL | 43016 | Active | T086315 | WILKINS | 720A | PVB | 1.000 | 3594328 | RIGHT FRONT
6711 | BALLANTRAE PL | 43016-6021 | Active | G125355 | WILKINS | 720A | PVB | 0.750 | 95352 | LEFT FRONT
6724 | BALLANTRAE PL | 43016-6024 | Active | VAA1565 | WILKINS | 720A | PVB | 0.750 | 95675 | LEFT SIDE OF HOUSE
6732 | BALLANTRAE PL | 43016 | Active | G213636 | WILKINS | 720A | PVB | 0.750 | 96913 | RIGHT FRONT
6735 | BALLANTRAE PL | 43016-6021 | Active | H153530 | FEBCO | 765 | PVB | 0.750 | 70563 | RIGHT FRONT
6743 | BALLANTRAE PL | 43016-6021 | Active | H275593 | FEBCO | 765 | PVB | 0.750 | 70580 | LEFT FRONT
6748 | BALLANTRAE PL | 43016-6024 | Active | 274532 | WATTS | 800M4QT | PVB | 0.750 | 70583 | RIGHT SIDE OF HOUSE
6756 | BALLANTRAE PL | 43016-6024 | Active | CAA46453 | WILKINS | 720A | PVB | 0.750 | 70601 | RIGHT FRONT CORNER OF HOUSE
6759 | BALLANTRAE PL | 43016-6021 | Active | T272720 | WILKINS | 720A | PVB | 0.750 | 3594632 | LEFT REAR
6764 | BALLANTRAE PL | 43016-6024 | Active | C8629340 | WILKINS | 720A | PVB | 0.750 | 87531 | RIGHT FRONT
6767 | BALLANTRAE PL | 43016-6021 | Active | G037779 | WILKINS | 720A | PVB | 0.750 | 88395 | FRONT OF HOUSE LEFT FRONT DOOR
6775 | BALLANTRAE PL | 43016-6021 | Active | G176672 | WILKINS | 720A | PVB | 0.750 | 92064 | LEFT FRONT
6783 | BALLANTRAE PL | 43016-6021 | Active | T466434 | WILKINS | 720A | PVB | 0.750 | 92201 | FRONT RIGHT OF FRONT DOOR
6788 | BALLANTRAE PL | 43016-6025 | Active | H154130 | FEBCO | 765 | PVB | 0.750 | 70678 | RIGHT SIDE FRONT
6799 | BALLANTRAE PL | 43016-6021 | Replaced | REP955021 | WILKINS | 720A | PVB | 0.750 | 101981 | REPLACED- RIGHT SIDE OF HOUSE
6799 | BALLANTRAE PL | 43016-6021 | Active | T191704 | WILKINS | 720A | PVB | 0.750 | 3611528 | RIGHT SIDE OF HOUSE
6807 | BALLANTRAE PL | 43016-6022 | Active | G212926 | WILKINS | 720A | PVB | 0.750 | 95235 | RIGHT SIDE OF HOUSE
6812 | BALLANTRAE PL | 43016-6026 | Active | 285489 | WATTS | 009M2PCQT | RP | 1.000 | 91132 | LEFT SIDE
6820 | BALLANTRAE PL | 43016-6026 | Active | A082642 | WILKINS | 720A | PVB | 0.750 | 70758 | RIGHT SIDE OF HOUSE
6843 | BALLANTRAE PL | 43016-6022 | Active | cb205728 | WILKINS | 720A | PVB | 0.750 | 70809 | LEFT OF DOOR FRONT
6844 | BALLANTRAE PL | 43016-6026 | Active | CB508388 | WILKINS | 720A | PVB | 1.000 | 70815 | RIGHT FRONT
6851 | BALLANTRAE PL | 43016-6022 | Active | 902614 | WILKINS | 720A | PVB | 0.750 | 70835 | FRT OF HSE
6852 | BALLANTRAE PL | 43016-6026 | Active | A006658 | WILKINS | 720A | PVB | 0.750 | 70839 | RIGHT FRONT CORNER OF HOUSE
6859 | BALLANTRAE PL | 43016-6022 | Active | G513711 | WILKINS | 720A | PVB | 0.750 | 97806 | FRONT OF HOUSE RT.OF FRONT DOOR
6860 | BALLANTRAE PL | 43016-6026 | Active | T423931 | WILKINS | 720A | PVB | 0.750 | 70846 | RIGHT SIDE OF HOUSE
6868 | BALLANTRAE PL | 43016-6026 | Active | G086238 | WILKINS | 720A | PVB | 0.750 | 89161 | FRONT LEFT OF FRONT DOOR
6877 | BALLANTRAE PL | 43016-6022 | Active | A006789 | WILKINS | 720A | PVB | 0.750 | 70870 | LEFT OF GARAGE
6884 | BALLANTRAE PL | 43016-6026 | Active | H631876 | FEBCO | 765 | PVB | 0.750 | 92939 | LEFT SIDE OF HOUSE
6891 | BALLANTRAE PL | 43016-6022 | Active | G043804 | WILKINS | 720A | PVB | 0.750 | 91895 | RIGHT FRONT
6892 | BALLANTRAE PL | 43016 | Active | T188379 | WILKINS | 720A | PVB | 0.750 | 3613557 | FRONT RIGHT OF DOOR
6895 | BALLANTRAE PL | 43016-6022 | Active | H253892 | FEBCO | 765 | PVB | 0.750 | 90943 | FRONT LEFT OF DOOR
6900 | BALLANTRAE PL | 43016-6056 | Active | A008776 | WILKINS | 720A | PVB | 0.750 | 87203 | FRONT LEFT OF FRONT DOOR IN COVE
6903 | BALLANTRAE PL | 43016-6053 | Active | EAF5058 | WILKINS | 720A | PVB | 0.750 | 70914 | RIGHT REAR AT FENCE
6908 | BALLANTRAE PL | 43016-6056 | Active | A072736 | WILKINS | 720A | PVB | 0.750 | 70920 | LEFT REAR IN A/C COVE
6916 | BALLANTRAE PL | 43016-6056 | Active | G043862 | WILKINS | 720A | PVB | 0.750 | 91249 | LEFT FRONT
6924 | BALLANTRAE PL | 43016-6056 | Active | A135566 | WILKINS | 720A | PVB | 0.750 | 89076 | RIGHT SIDE OF HOUSE
6932 | BALLANTRAE PL | 43016-6033 | Active | H387414 | FEBCO | 765 | PVB | 0.750 | 90531 | LEFT SIDE MIDDLE BY AC OF HOUSE
6940 | BALLANTRAE PL | 43016-6033 | Active | 751335 | WILKINS | 720A | PVB | 0.750 | 70983 | FRONT OF HOUSE
5514 | BALLANTRAE WOODS DR | 43016 | Active | CB325617 | WILKINS | 720A | PVB | 0.750 | 3622812 | LEFT SIDE OF HOUSE
5517 | BALLANTRAE WOODS DR | 43016 | Active | CB674844 | WILKINS | 720 | PVB | 0.750 | 3640911 | LEFT FRONT
5544 | BALLANTRAE WOODS DR | 43016 | Active | T424177 | WILKINS | 720A | PVB | 0.750 | 3636523 | RIGHT SIDE
5553 | BALLANTRAE WOODS DR | 43016 | Active | T299930 | WILKINS | 720A | PVB | 0.750 | 3624378 | LEFT SIDE OF HOUSE
5583 | BALLANTRAE WOODS DR | 43016 | Active | CB630288 | WILKINS | 720A | PVB | 0.750 | 3638979 | RIGHT FRONT
5589 | BALLANTRAE WOODS DR | 43016 | Active | T41892 | WILKINS | 720A | PVB | 0.750 | 3626818 | RIGHT SIDE
5601 | BALLANTRAE WOODS DR | 43016 | Active | CB674712 | WILKINS | 720A | PVB | 0.750 | 3636893 | LEFT FRONT
5610 | BALLANTRAE WOODS DR | 43016 | Active | 452329 | WILKINS | 420 | PVB | 0.750 | 3633551 | RIGHT FRONT
5616 | BALLANTRAE WOODS DR | 43016 | Active | CAA31023 | WILKINS | 720 | PVB | 0.750 | 3641264 | LEFT SIDE
5622 | BALLANTRAE WOODS DR | 43016 | Active | T404493 | WILKINS | 720 | PVB | 0.750 | 3625117 | RIGHT FRONT
5625 | BALLANTRAE WOODS DR | 43016 | Active | CAA29687 | WILKINS | 720A | PVB | 0.750 | 3635435 | RIGHT SIDE OF HOUSE
5631 | BALLANTRAE WOODS DR | 43016 | Active | CB673071 | WILKINS | 720A | PVB | 0.750 | 3633458 | LEFT FRONT
5637 | BALLANTRAE WOODS DR | 43016 | Active | EAD4865 | WILKINS | 720A | PVB | 0.750 | 3632876 | LEFT SIDE OF THE HOUSE
5011 | BALLEYBRIDGE LN | 43017-8211 | Active | CB600639 | WILKINS | 720A | PVB | 0.750 | 3360705 | LEFT CENTER
8168 | BALLOCH CT | 43017-8709 | Active | 023194 | watts | 800 | PVB | 1.000 | 73450 | BACK CENTER AT DECK
8173 | BALLOCH CT | 43017-8709 | Active | 38216 | WATTS | 800M2QT | PVB | 1.000 | 73463 | SOUTH SIDE LEFT REAR
8174 | BALLOCH CT | 43017-8709 | Active | 444202 | WILKINS | 720A | PVB | 1.000 | 73464 | LEFT SIDE OF HOUSE NEAR FRONT
8186 | BALLOCH CT | 43017-8709 | Active | 955082 | WILKINS | 720A | PVB | 0.750 | 73478 | LEFT SIDE OF HOUSE
8189 | BALLOCH CT | 43017-8709 | Active | T461571 | WILKINS | 720A | PVB | 0.750 | 91651 | FRONT RIGHT OF DOOR
8197 | BALLOCH CT | 43017 | Active | 583638 | Watts | 800 | PVB | 1.000 | 73492 | RIGHT REAR
5030 | BALLYBRIDGE DR | 43017-8201 | Active | 638873 | WATTS | 800M4QT | PVB | 1.000 | 91029 | RIGHT SIDE
5035 | BALLYBRIDGE DR | 43017-8216 | Active | CB589638 | WILKINS | 720A | PVB | 0.750 | 65784 | RIGHT FRONT
5036 | BALLYBRIDGE DR | 43017-8201 | Active | 672892 | WILKINS | 720A | PVB | 0.750 | 65794 | FRONT RIGHT OF DOOR UNDER WINDOW
5041 | BALLYBRIDGE DR | 43017-8216 | Active | T409473 | WILKINS | 720A | PVB | 0.750 | 65802 | RIGHT SIDE - REPLACED CB544379
5047 | BALLYBRIDGE DR | 43017-8216 | Active | CB547232 | WILKINS | 720A | PVB | 0.750 | 65811 | LEFT SIDE OF HOUSE
5065 | BALLYBRIDGE DR | 43017-8216 | Active | cb388625 | WILKINS | 720A | PVB | 0.750 | 103160 | LEFT SIDE
5018 | BALLYBRIDGE LN | 43017-8201 | Active | H05178 | FEBCO | 765 | PVB | 1.000 | 65733 | RT CORNER
5824 | BALLYMEAD BLVD | 43016-4346 | Active | H069424 | FEBCO | 765 | PVB | 1.000 | 3360730 | BACK RIGHT SIDE OF HOUSE
5920 | BALLYMEAD BLVD | 43016- | Active | 385567 | WILKINS | 420 | PVB | 0.750 | 87740 | LEFT OF GUARD SHACK W SIDE OF SHACK
8002 | BALMORAL CT | 43017-8599 | Active | F119975 | WILKINS | 720A | PVB | 1.000 | 73194 | RIGHT CENTER
8010 | BALMORAL CT | 43017 | Active | T235945 | WILKINS | 720A | PVB | 0.750 | 73207 | RIGHT SIDE OF HOUSE
8015 | BALMORAL CT | 43017-8599 | Active | G150325 | WILKINS | 720A | PVB | 1.000 | 73208 | OUTSIDE NORTH SIDE
8025 | BALMORAL CT | 43017-8599 | Active | H264423 | FEBCO | 765 | PVB | 0.750 | 73220 | RIGHT HAND SIDE
8026 | BALMORAL CT | 43017-8599 | Active | 277975 | WILKINS | 720A | PVB | 1.000 | 73223 | LEFT SIDE OF HOUSE
8034 | BALMORAL CT | 43017-8599 | Active | E19168 | FEBCO | 765 | PVB | 1.000 | 73234 | LFET SIDE OF HOUSE
6098 | BALMORAL DR | 43017-8529 | Active | 595535 | WATTS | 800M4QT | PVB | 1.000 | 91111 | LEFT SIDE OF HOUSE
6106 | BALMORAL DR | 43017-8529 | Active | DJ8820 | FEBCO | 765 | PVB | 0.750 | 69025 | LEFT FRONT
6114 | BALMORAL DR | 43017-8529 | Active | T199214 | WILKINS | 720A | PVB | 0.750 | 69045 | RIGHT FRONT
6122 | BALMORAL DR | 43017-8529 | Active | cb987887 | WILKINS | 720A | PVB | 0.750 | 69074 | LEFT FRONT
6129 | BALMORAL DR | 43017-8528 | Active | 375358 | WILKINS | 720A | PVB | 0.750 | 69094 | FRONT 10' RIGHT OF DOOR
6130 | BALMORAL DR | 43017 | Removed | 11851REM | WATTS | 919AQT | RP | 0.750 | 89709 | REMOVED-BACK OF HOUSE
6130 | BALMORAL DR | 43017 | Active | 11811 | WATTS | 919AQT | RP | 0.750 | 91934 | BACK CENTER FOR IRRIGATION
6130 | BALMORAL DR | 43017 | Removed | 3940590REM | WILKINS | 975XL | RP | 0.750 | 3607372 | ***REMOVED***BACK CENTER FOR POOL
6146 | BALMORAL DR | 43017-8529 | Active | 444387 | WILKINS | 720A | PVB | 0.750 | 89710 | RIGHT SIDE CENTER OF HOUSE
6161 | BALMORAL DR | 43017-8528 | Active | H817071 | FEBCO | 765 | PVB | 1.000 | 69190 | RIGHT SIDE
6162 | BALMORAL DR | 43017-8529 | Active | H015960 | FEBCO | 765 | PVB | 0.750 | 69200 | LEFT FRONT
6169 | BALMORAL DR | 43017-8528 | Active | 813781 | WILKINS | 720A | PVB | 0.750 | 69220 | RIGHT SIDE
6170 | BALMORAL DR | 43017-8529 | Active | 513546 | WILKINS | 720A | PVB | 0.750 | 69222 | LEFT SIDE OF HOUSE
6177 | BALMORAL DR | 43017 | Active | 902574 | WILKINS | 720A | PVB | 0.750 | 69265 | FRONT OF HOUSE RIGHT FRONT DOOR
6178 | BALMORAL DR | 43017-8529 | Active | T340344 | WILKINS | 720A | PVB | 0.750 | 69266 | OUTSIDE
6186 | BALMORAL DR | 43017-8529 | Active | H007162 | FEBCO | 765 | PVB | 0.750 | 69286 | L/SIDE OF HSE
6194 | BALMORAL DR | 43017-8529 | Active | T305083 | WILKINS | 720A | PVB | 0.750 | 91622 | LEFT SIDE OF HOUSE
6201 | BALMORAL DR | 43017 | Active | H448121 | FEBCO | 765 | PVB | 1.000 | 91472 | RIGHT FRONT
6202 | BALMORAL DR | 43017-8529 | Active | G046878 | WILKINS | 720A | PVB | 0.750 | 91623 | LEFT SIDE
6210 | BALMORAL DR | 43017-8529 | Active | CB585204 | WILKINS | 720 | PVB | 0.750 | 3360770 | RIGHT SIDE OF HOUSE
6225 | BALMORAL DR | 43017-8595 | Active | T590444 | WILKINS | 720A | PVB | 1.000 | 69414 | FRONT LEFT OF FRONT DOOR
6226 | BALMORAL DR | 43017-8529 | Active | EK3573 | FEBCO | 765 | PVB | 1.000 | 69419 | LEFT HAND SIDE
6233 | BALMORAL DR | 43017-8595 | Active | DK6585 | FEBCO | 765 | PVB | 0.750 | 69437 | RIGHT SIDE
6241 | BALMORAL DR | 43017-8595 | Active | AC7315 | FEBCO | 765 | PVB | 0.750 | 69456 | LT SIDE REAR BY GAS METER
6242 | BALMORAL DR | 43017-8529 | Active | G230961 | WILKINS | 720A | PVB | 0.750 | 69460 | RIGHT HAND SIDE
5748 | BANAVIE CT | 43017-8710 | Active | 4897 | FEBCO | 765 | PVB | 0.750 | 67797 | LEFT SIDE OF HOUSE
5754 | BANAVIE CT | 43017 | Active | T191705 | Wilkins | 720A | PVB | 0.750 | 67828 | RIGHT SIDE
5757 | BANAVIE CT | 43017-8710 | Active | A133457 | WILKINS | 720A | PVB | 0.750 | 67841 | RIGHT FRONT
5760 | BANAVIE CT | 43017-8710 | Active | 617 | FEBCO | 765 | PVB | 1.000 | 67855 | LEFT SIDE OF HOUSE
5763 | BANAVIE CT | 43017-8710 | Active | T172108 | WILKINS | 720A | PVB | 1.000 | 67867 | NW SIDE OF HOUSE
5769 | BANAVIE CT | 43017 | Active | T082915 | WILKINS | 720A | PVB | 0.750 | 67885 | RIGHT HAND SIDE MIDDLE
5772 | BANAVIE CT | 43017-8710 | Active | DC6977 | FEBCO | 765 | PVB | 0.750 | 89711 | LEFT SIDE CENTER
5775 | BANAVIE CT | 43017 | Active | AH2288 | FEBCO | 765 | PVB | 0.750 | 67918 | LEFT SIDE OF HOUSE OUTSIDE
2198 | BANCROFT ST | 43219-1043 | Due Install |  |  |  | RP |  | 3360956
4160 | BANGLE CT | 43016-7333 | Active | CB234799 | WILKINS | 720-A | PVB | 0.750 | 92081 | RIGHT SIDE
4167 | BANGLE CT | 43016-7333 | Active | G251966 | WILKINS | 720A | PVB | 0.750 | 99159 | RIGHT SIDE
4168 | BANGLE CT | 43016-7333 | Active | G251690 | WILKINS | 720A | PVB | 0.750 | 99648 | RIGHT FRONT
4175 | BANGLE CT | 43016-7333 | Active | 665958 | WATTS | 800M4QT | PVB | 1.000 | 95275 | RIGHT SIDE FRONT
4184 | BANGLE CT | 43016-7333 | Active | 190687 | WILKINS | 720A | PVB | 0.750 | 95274 | LEFT SIDE OF HOUSE
4192 | BANGLE CT | 43016-7333 | Active | T034280 | WILKINS | 720A | PVB | 0.750 | 100624 | LEFT SIDE
4200 | BANGLE CT | 43016 | Active | T145864 | WILKINS | 720A | PVB | 0.750 | 103588 | RIGHT SIDE OF HOUSE
790 | BANK ST | 43206-1943 | Active | 835411 | WILKINS | 720A | PVB | 0.750 | 91437 | NORTHEAST CORNER BY ELECTRIC METER
50 | BANNOCKBURN BLVD | 43004-9785 | Active | 236050 | WATTS | LF009M2QT | RP | 1.000 | 3361077
50 | BANNOCKBURN BLVD | 43004-9785 | Active | 67422 | AMES | 2000B | DC | 0.750 | 3650874
50 | BANNOCKBURN BLVD | 43004-9785 | Active | VK-1374 | AMES | COLT 300ABF | DCDA | 4.000 | 3653554
11 | BANNOCKBURN BLVD | 43004- | Removed | Removed from service | WATTS | 800M4QT | PVB | 1.000 | 54056 | OUTSIDE BY A/C UNIT ON SOUTH WALL
115 | BANNOCKBURN BLVD | 43004- | Not Required by DOW | 345182 | WATTS | 009QT | RP | 1.000 | 54057 | POOL ROOM
115 | BANNOCKBURN BLVD | 43004- | Active | 47438 | WILKINS | 375AST | RP | 8.000 | 3650289
132 | BANNOCKBURN BLVD | 43004-9786 | Active | 8182 | FEBCO | 825YA | RP | 1.000 | 54663 | BASEMENT BY WATER METER
691 | BANSHEE DR | 43016 | Active | VAA15138 | WILKINS | 720A | PVB | 0.750 | 3658799 | RIGHT SIDE
6970 | BANSHEE DR | 43016 | Active | EAL2256 | WILKINS | 720A | PVB | 0.750 | 3659226 | RIGHT FRONT
2855 | BANWICK RD | 43232 | Active | 47229 | WATTS | 919QT | RP | 1.000 | 3609520 | GARAGE AREA NEXT TO SIDE DOOR
2876 | BANWICK RD | 43232-3838 | Removed | REMYE-3132 | AMES | COLT | RP | 3.000 | 3361150 | AT METER
2876 | BANWICK RD | 43232-3838 | Active | YJ-0726 | AMES | COLT 400 | RP | 3.000 | 3657916 | AT METER
2924 | BANWICK RD | 43232- | Active | 119166 | WILKINS | 975 | RP | 0.750 | 59581 | 2924 SIDE AT WATER METER BY MOP SINK UNDER COUNTER
1800 | BAR HARBOR RD | 43219 | Active | 00976 | WATTS | 007M1 | DCDA | 2.000 | 3649545 | BETWEEN ADDRESSES 2520 JOI AND 1762 REBECCA IN HOTBOX IN FIELD
1800 | BAR HARBOR RD | 43219 | Active | 61955 | WATTS | 007 | DC | 0.500 | 3649560 | BETWEEN ADDRESSES 2520 JOI AND 1762 REBECCA IN HOTBOX IN FIELD
1806 | BAR HARBOR RD | 43219 | Active | VB-0383 | AMES | COLT 300GV | DCDA | 6.000 | 3649546 | BETWEEN ADDRESSES 2520 JOI AND 1762 REBECCA IN HOTBOX IN FIELD
1806 | BAR HARBOR RD | 43219 | Active | 64230 | AMES | 2000BM3 | DC | 0.750 | 3649579 | BETWEEN ADDRESSES 2520 JOI AND 1762 REBECCA IN HOTBOX IN FIELD
1818 | BAR HARBOR RD | 43219 | Active | 01292 | WATTS | 007M1DCDA | DCDA | 2.000 | 3649460 | WEST OF 1ST BLDG IN HOTBOX
1818 | BAR HARBOR RD | 43219 | Active | 62325 | WATTS | LF007QT | DC | 0.500 | 3649461 | WEST OF 1ST BLDG IN HOTBOX
9010 | BARASSIE PL | 43017 | Active | CB485750 | WILKINS | 720A | PVB | 1.000 | 74495 | RIGHT HAND SIDE
9030 | BARASSIE PL | 43017 | Removed | T189321REM | WILKINS | 720A | PVB | 1.000 | 3610189 | RIGHT HAND SIDE
9045 | BARASSIE PL | 43017 | Active | H656399 | FEBCO | 765 | PVB | 0.750 | 97479 | left side of house
5752 | BARBARA DR | 43026 | Active | T084752 | WILKINS | 720A | PVB | 0.750 | 101934 | LEFT SIDE
5765 | BARBARA DR | 43026 | Active | T081555 | WILKINS | 720A | PVB | 0.750 | 101900 | RIGHT FRONT
5773 | BARBARA DR | 43026-7355 | Active | T205021 | WILKINS | 720-a | PVB | 0.750 | 67912 | RIGHT SIDE OF HOUSE
4859 | BARBEAU LN | 43026-6219 | Active | F005881 | WILKINS | 720A | PVB | 0.750 | 98827 | FRONT LEFT
4867 | BARBEAU LN | 43026-6219 | Active | CB674883 | WILKINS | 720A | PVB | 1.000 | 3599923 | RIGHT FRONT
4876 | BARBEAU LN | 43026-6219 | Replaced | REPG223059 | WILKINS | 720A | PVB | 0.750 | 95187 | REPLACED- LEFT SIDE
4876 | BARBEAU LN | 43026-6219 | Active | H792241 | FEBCO | 765 | PVB | 0.750 | 3611280 | LEFT FRONT
4881 | BARBEAU LN | 43026-6219 | Active | T382183 | WILKINS | 720A | PVB | 0.750 | 3599925 | RIGHT FRONT
4896 | BARBEAU LN | 43026-6219 | Active | CB073817 | WILKINS | 720A | PVB | 0.750 | 3599926 | LEFT FRONT
4897 | BARBEAU LN | 43026-6219 | Active | T346133 | WILKINS | 720A | PVB | 0.750 | 3599924 | LEFT FRONT
4917 | BARBEAU LN | 43026 | Active | VAA15153 | WILKINS | 720A | PVB | 0.750 | 3648953 | RIGHT SIDE OF HOUSE
4927 | BARBEAU LN | 43026 | Active | T419465 | WILKINS | 720A | PVB | 0.750 | 3646649 | RIGHT FRONT
1010 | BARBERRY LN | 43213-3310 | Active | CB993313 | WILKINS | 720A | PVB | 0.750 | 3361335 | RIGHT SIDE OF HOUSE
1107 | BARBERRY LN | 43213-3314 | Active | 263437 | WILKINS | 420 | PVB | 1.000 | 53898 | BACK OF HOUSE BY AC
7475 | BARDSTON DR | 43017 | Active | T339956 | WILKINS | 720A | PVB | 0.750 | 89713 | LEFT FRONT
7483 | BARDSTON DR | 43017-2412 | Active | 359034 | WILKINS | 720A | PVB | 0.750 | 89714 | BACK OF HOUSE
7497 | BARDSTON DR | 43017-2412 | Active | T308349 | WILKINS | 720 | PVB | 0.750 | 3361376 | RIGHT SIDE OF HOUSE
7539 | BARDSTON DR | 43017-2412 | Active | H516683 | FEBCO | 765 | PVB | 0.750 | 95273 | RIGHT SIDE OF HOUSE
7548 | BARDSTON DR | 43017 | Active | T417507 | WILKINS | 720A | PVB | 0.750 | 95294 | LEFT SDIE OF HOUSE
7485 | BARISTER DR | 43016-7020 | Active | 813422 | WILKINS | 720A | PVB | 0.750 | 72084 | LEFT SIDE
283 | BARKLEY W PL | 43213- | Due Install |  |  |  | RP |  | 3361450
698 | barksdale dr |  | Active | CAC09716 | WILKINS | 720A | PVB | 0.750 | 3659540 | LEFT FRONT
9039 | BARLEY LOFT DR | 43240-6043 | Inactive | H461413 | FEBCO | 765 | PVB | 0.750 | 92273 | BACK CENTER RIGHT OF ELECTRIC MTR LOW
9047 | BARLEY LOFT DR | 43240-6043 | Active | H494489 | FEBCO | 765 | PVB | 0.750 | 95667 | LEFT FRONT
1896 | BARNARD DR | 43065-8812 | Active | CB867298 | WILKINS | 720A | PVB | 0.750 | 3361509 | RIGHT CENTER BY A/C
930 | BARNETT RD | 43227-1110 | Active | 4494696 | WILKINS | 975XLTCU | RP | 0.750 | 3361633 | MID N WALL AT WATER MTR FURN ROOM
940 | BARNETT RD | 43227-1110 | Active | 4487127 | WILKINS | 975XLTCU | RP | 0.750 | 3361637 | S WALL AT WATER METER RESTROOM
960 | BARNETT RD | 43227-1110 | Not Required by DOW |  |  |  | RP |  | 3361643
101 | BARNETT RD | 43227-1375 | Not Required by DOW |  |  |  | RP |  | 3361649 | MTR IS IN RESTROOM IN SE CORNER UNDER SINK *SD*
1037 | BARNETT RD | 43227- | Active | 280519 | WATTS | LF009M3QT | RP | 0.750 | 3361653 | AT METER
1184 | BARNETT RD | 43227-1114 | Not Required by DOW | 631311 | WATTS | 909HWQT | RP | 1.000 | 54197 | BOILER ROOM
1184 | BARNETT RD | 43227-1114 | Not Required by DOW | 643989 | WATTS | 800M4QT | PVB | 1.000 | 92461 | STORAGE TANK
1184 | BARNETT RD | 43227-1114 | Not Required by DOW | 06618 | WATTS | LF719QT | DC | 1.000 | 3635730 | LIMITED FIRE
1184 | BARNETT RD | 43227-1114 | Active | 32397 | WATTS | 919QT | RP | 2.000 | 3635731 | AFTER DOMESTIC WATER METER
1300 | BARNETT RD | 43227- | Due Install |  |  |  | RP | 3.000 | 3361668
1300 | BARNETT RD | 43227- | Due Install |  |  |  | DCDA | 6.000 | 3640967
1370 | BARNETT RD | 43227-3269 | Active | L150433 | Zurn | 375 | RP | 3.000 | 3361677
1370 | BARNETT RD | 43227-3269 | Active | WK-0095 | Watts | 757 | DCDA | 6.000 | 3652291
1370 | BARNETT RD | 43227-3269 | Active | 232908 | Watts | 007M3 | DC | 0.750 | 3654532
1400 | BARNETT RD | 43227-3268 | Active | 1725220710 | AMES | 3000SS | DCDA | 6.000 | 99506 | FRONT OF BUILDING HOT BOX
1400 | BARNETT RD | 43227-3268 | Active | 16583 | WATTS | 007M1QT | DC | 0.750 | 99507 | FRONT OF BUILDING HOT BOX
1400 | BARNETT RD | 43227-3268 | Not Required by DOW | 27294 | AMES | 2000B | DC | 2.000 | 103840 | MAINTENANCE SHOP
1400 | BARNETT RD | 43227-3268 | Active | 32659 | WATTS | 919QT | RP | 2.000 | 3629822 | AT WATER METER
1184 | BARNETT RD REAR | 43227-1114 | Active | 71020 | WATTS | LF 919;QT | RP | 1.500 | 3599640 | BARNETT RD SPLASH PAD
5574 | BARNEY DR | 43016 | Active | CB857809 | WILKINS | 720A | PVB | 0.750 | 3361718 | LEFT FRONT
5598 | BARNEY DR | 43016 | Active | G204761 | WILKINS | 720A | PVB | 0.750 | 87107 | SOUTH SIDE OF HOUSE
4929 | BARNHURST LN | 43026-8183 | Active | 55426 | WATTS | 800M2QT | PVB | 1.000 | 65440 | RIGHT SIDE OF HOUSE
4628 | BARNWOOD DR | 43123-3663 | Active | T480586 | WILKINS | 720A | PVB | 0.750 | 3361759
4653 | BARNWOOD DR | 43123-3664 | Active | 293531 | WATTS | 800M4QT | PVB | 0.750 | 94499 | NW CORNER OF HOUSE OUTSIDE
4714 | BARNWOOD DR | 43123-3672 | Active | T555753 | WILKINS | 720A | PVB | 1.000 | 93388 | RIGHT SIDE OF HOUSE
4756 | BARNWOOD DR | 43123-3686 | Removed | H323047REM | FEBCO | 765 | PVB | 0.750 | 88925 | LEFT SIDE REMOVED
4756 | BARNWOOD DR | 43123-3686 | Active | CB440072 | wilkins | 720 | PVB | 0.750 | 3647012 | LEFT HOUSE
6778 | BARONET BL | 43017 | Active | T261314 | WILKINS | 720A | PVB | 0.750 | 3619960 | RIGHT FRONT
6794 | BARONET BL | 43017 | Active | T232778 | WILKINS | 720A | PVB | 0.750 | 3616482 | LEFT SIDE OF HOUSE BY GAS METER
6810 | BARONET BL | 43017 | Active | T315427 | WILKINS | 720A | PVB | 0.750 | 3632621 | RIGHT SIDE OF HOUSE
6741 | BARONET BLVD | 43017 | Active | CB072613 | WILKINS | 720 | PVB | 0.750 | 3605807 | LEFT SIDE
6746 | BARONET BLVD | 43017 | Active | CB153086 | WILKINS | 720A | PVB | 0.750 | 3605831 | RIGHT FRONT
6754 | BARONET BLVD | 43017 | Active | T147001 | WILKINS | 720A | PVB | 0.750 | 3605985 | LEFT FRONT
6759 | BARONET BLVD | 43017 | Active | T435076 | WILKINS | 720A | PVB | 0.750 | 3619916 | LEFT SIDE OF HOUSE
6762 | BARONET BLVD | 43017 | Active | CB325181 | WILKINS | 720A | PVB | 0.750 | 3622961 | FRONT LEFT CORNER
6765 | BARONET BLVD | 43017 | Active | CB072459 | WILKINS | 720A | PVB | 0.750 | 3603855 | RIGHT SIDE
6770 | BARONET BLVD | 43017 | Active | T261783 | WILKINS | 720A | PVB | 0.750 | 3622623 | LEFT FRONT
6773 | BARONET BLVD | 43017 | Active | T188101 | WILKINS | 720 | PVB | 0.750 | 3607493 | LEFT SIDE
6786 | BARONET BLVD | 43016 | Active | T386113 | WILKINS | 720A | PVB | 0.750 | 3629700 | FRONT RIGHT CENTER
6802 | BARONET BLVD | 43017 | Active | T234643 | WILKINS | 720A | PVB | 0.750 | 3621238 | FRONT RIGHT CORNER BY GAS METER
6595 | BARONSCOURT CIR | 43016-6088 | Active | H500759 | FEBCO | 765 | PVB | 0.750 | 96912 | RIGHT FRONT
6570 | BARONSCOURT LOOP | 43016-6080 | Active | G242422 | WILKINS | 720A | PVB | 0.750 | 98557 | RIGHT SIDE
6575 | BARONSCOURT LOOP | 43016-6087 | Active | A072767 | WILKINS | 720A | PVB | 0.750 | 70272 | RIGHT FRONT
6578 | BARONSCOURT LOOP | 43016-6080 | Active | T361212 | WILKINS | 720A | PVB | 0.750 | 87014 | LEFT FRONT
6579 | BARONSCOURT LOOP | 43016-6087 | Active | 234380 | APOLLO/CONBRACO | 4050402 | PVB | 0.750 | 90530 | RIGHT FRONT
6583 | BARONSCOURT LOOP | 43016-6087 | Active | CAA70295 | WILKINS | 720A | PVB | 0.750 | 70278 | LEFT SIDE OF HOUSE
6586 | BARONSCOURT LOOP | 43016-6080 | Active | H492992 | FEBCO | 765 | PVB | 0.750 | 95063 | RIGHT CENTER
6594 | BARONSCOURT LOOP | 43016-6080 | Active | EAJ0715 | WILKINS | 720A | PVB | 0.750 | 95125 | LEFT FRONT
6599 | BARONSCOURT LOOP | 43016-6088 | Active | 243508 | WATTS | 800M4FR | PVB | 0.750 | 75083 | FRONT OUTSIDE BY GARAGE
6602 | BARONSCOURT LOOP | 43016-6082 | Active | EAJ6638 | WILKINS | 720 | PVB | 0.750 | 70362 | LEFT SIDE FRONT
6603 | BARONSCOURT LOOP | 43016-6089 | Active | T070619 | WILKINS | 720A | PVB | 0.750 | 87413 | FRONT OF HOUSE LEFT OF FRONT DOOR
6607 | BARONSCOURT LOOP | 43016 | Active | T423027 | WILKINS | 720A | PVB | 1.000 | 87207 | LEFT SIDE OF HOUSE
6610 | BARONSCOURT LOOP | 43016-6082 | Active | G152230 | WILKINS | 720A | PVB | 0.750 | 93089 | FRONT OF HOUSE
6611 | BARONSCOURT LOOP | 43016 | Active | A072763 | WILKINS | 720A | PVB | 0.750 | 70375 | RIGHT FRONT CORNER OF HOUSE
6615 | BARONSCOURT LOOP | 43016-6090 | Active | 185290 | WILKINS | 720A | PVB | 0.750 | 88723 | RT SIDE OF HOUSE REAR
6618 | BARONSCOURT LOOP | 43016-6082 | Active | T417591 | WILKINS | 720A | PVB | 1.000 | 87435 | RIGHT SIDE OF HOUSE
6619 | BARONSCOURT LOOP | 43016-6090 | Active | G214134 | WILKINS | 720A | PVB | 0.750 | 96282 | RIGHT FRONT
6626 | BARONSCOURT LOOP | 43016-6082 | Active | F031615 | WILKINS | 720A | PVB | 0.750 | 97478 | LEFT SIDE OF HOUSE
6627 | BARONSCOURT LOOP | 43016 | Active | H323167 | FEBCO | 765 | PVB | 0.750 | 3596876 | LEFT SIDE
6631 | BARONSCOURT LOOP | 43016-6090 | Active | T424402 | WILKINS | 720A | PVB | 0.750 | 99170 | OUTSIDE, RIGHT REAR OF HOME
6634 | BARONSCOURT LOOP | 43016-6082 | Active | T304552 | WILKINS | 720A | PVB | 0.750 | 70404 | LEFT CENTER
6639 | BARONSCOURT LOOP | 43016-6090 | Replaced | REPG215462 | WILKINS | 720A | PVB | 0.750 | 97439 | REPLACED- RIGHT SIDE
6639 | BARONSCOURT LOOP | 43016-6090 | Active | CAA64778 | WILKINS | 720A | PVB | 0.750 | 3610184 | RIGHT SIDE
6642 | BARONSCOURT LOOP | 43016-6082 | Replaced | A135535REP | WILKINS | 720A | PVB | 0.750 | 92203 | *****REPLACED*****RIGHT SIDE
6642 | BARONSCOURT LOOP | 43016-6082 | Active | CB029267 | WILKINS | 720A | PVB | 0.750 | 3610223 | RIGHT SIDE
6643 | BARONSCOURT LOOP | 43016-6090 | Active | G171807 | WILKINS | 720A | PVB | 0.750 | 92436 | LEFT SIDE OF HOUSE
6647 | BARONSCOURT LOOP | 43016-6090 | Active | G043875 | WILKINS | 720A | PVB | 0.750 | 91812 | RIGHT FRONT
6650 | BARONSCOURT LOOP | 43016-6082 | Active | CAB81336 | WILKINS | 720A | PVB | 0.750 | 70424 | RIGHT FRONT
6651 | BARONSCOURT LOOP | 43016-6090 | Active | A038318 | WILKINS | 720A | PVB | 0.750 | 87356 | LEFT SIDE OF HOUSE
6655 | BARONSCOURT LOOP | 43016-6090 | Active | T418122 | WILKINS | 720A | PVB | 0.750 | 88824 | LEFT FRONT
6671 | BARONSCOURT LOOP | 43016-6090 | Active | cb288627 | WILKINS | 720A | PVB | 0.750 | 93394 | RIGHT FRONT
6675 | BARONSCOURT LOOP | 43016-6090 | Active | G176720 | WILKINS | 720A | PVB | 0.750 | 93090 | LEFT SIDE OF HOUSE
5779 | BARONSCOURT WAY | 43016 | Active | VAA3268 | WILKINS | 720A | PVB | 0.750 | 67941 | LEFT FRONT
5780 | BARONSCOURT WAY | 43016-6045 | Replaced | REPT046834 | WILKINS | 720A | PVB | 0.750 | 95186 | REPLACED- FRONT LEFT OF FRONT DOOR
5780 | BARONSCOURT WAY | 43016-6045 | Active | T178586 | WILKINS | 720A | PVB | 0.750 | 3609469 | FRONT LEFT OF FRONT DOOR
5787 | BARONSCOURT WAY | 43016-6046 | Active | G231082 | WILKINS | 720A | PVB | 0.750 | 3600427 | FRONT OF HOUSE
5788 | BARONSCOURT WAY | 43016-6045 | Replaced | REPT074582 | WILKINS | 720A | PVB | 0.750 | 67959 | REPLACED- RIGHT FRONT
5788 | BARONSCOURT WAY | 43016-6045 | Active | CB584777 | WILKINS | 720A | PVB | 0.750 | 3610076 | RIGHT FRONT
5795 | BARONSCOURT WAY | 43016-6046 | Active | H277552 | FEBCO | 765 | PVB | 0.750 | 87543 | RIGHT SIDE OF HOUSE
5796 | BARONSCOURT WAY | 43016-6045 | Active | CB157605 | WILKINS | 720A | PVB | 1.000 | 67974 | LEFT SIDE OF HOUSE
5803 | BARONSCOURT WAY | 43016-6085 | Active | CB001836 | WILKINS | 720A | PVB | 0.750 | 95562 | LEFT SIDE
5811 | BARONSCOURT WAY | 43016-6085 | Active | CB101239 | WILKINS | 720A | PVB | 0.750 | 3595192 | LEFT FRONT
5819 | BARONSCOURT WAY | 43016 | Active | T340350 | WILKINS | 720A | PVB | 0.750 | 91337 | LEFT SIDE
5820 | BARONSCOURT WAY | 43016-6077 | Active | CB603027 | WILKINS | 720A | PVB | 0.750 | 68077 | RIGHT FRONT
5827 | BARONSCOURT WAY | 43016-6085 | Active | T418175 | WILKINS | 720A | PVB | 0.750 | 68095 | LEFT FRONT
5835 | BARONSCOURT WAY | 43016-6085 | Active | T021902 | WILKINS | 720A | PVB | 0.750 | 99992 | LEFT FRONT
5836 | BARONSCOURT WAY | 43016-6077 | Active | 245173 | WATTS | 800M4QT | PVB | 0.750 | 68114 | LEFT FRONT
5843 | BARONSCOURT WAY | 43016-6085 | Active | H203814 | FEBCO | 765 | PVB | 0.750 | 68124 | RIGHT FRONT
5851 | BARONSCOURT WAY | 43016-6085 | Active | H333690 | FEBCO | 765 | PVB | 0.750 | 92435 | LEFT SIDE
5852 | BARONSCOURT WAY | 43016 | Removed | F006256REM | WILKINS | 720A | PVB | 0.750 | 98209 | REMOVED-RIGHT SIDE OF HOUSE (SOUTH)
5852 | BARONSCOURT WAY | 43016 | Active | CB078646 | WILKINS | 720A | PVB | 0.750 | 3607611 | RIGHT FRONT
5859 | BARONSCOURT WAY | 43016-6085 | Active | H195497 | FEBCO | 765 | PVB | 0.750 | 68168 | RIGHT FRONT
5860 | BARONSCOURT WAY | 43016-6077 | Active | G242147 | WILKINS | 720A | PVB | 0.750 | 99152 | OUTSIDE, LEFT SIDE OF HOME
5867 | BARONSCOURT WAY | 43016-6085 | Active | EAF4432 | WILKINS | 720A | PVB | 0.750 | 68186 | LEFT FRONT
5868 | BARONSCOURT WAY | 43016-6077 | Active | H449563 | FEBCO | 765 | PVB | 0.750 | 92432 | RIGHT SIDE OF HOUSE
5875 | BARONSCOURT WAY | 43016-6085 | Active | T345805 | WILKINS | 720A | PVB | 0.750 | 68205 | LEFT OF FRONT DOOR OUTSIDE
5884 | BARONSCOURT WAY | 43016-6077 | Active | H242307 | FEBCO | 765 | PVB | 1.000 | 68220 | LEFT FRONT
5891 | BARONSCOURT WAY | 43016-6085 | Active | CB953029 | WILKINS | 720A | PVB | 0.750 | 98559 | FRONT LEFT OF DOOR
5892 | BARONSCOURT WAY | 43016-6077 | Active | A151109 | WILKINS | 720A | PVB | 0.750 | 87379 | RIGHT SIDE OF HOUSE
5900 | BARONSCOURT WAY | 43016-6078 | Active | 181711 | WILKINS | 720A | PVB | 0.750 | 88673 | RIGHT SIDE OF HOUSE
5907 | BARONSCOURT WAY | 43016-6079 | Active | 176094 | WILKINS | 720A | PVB | 0.750 | 68290 | LEFT HAND SIDE
5908 | BARONSCOURT WAY | 43016-6078 | Active | F137569 | WILKINS | 720A | PVB | 0.750 | 68291 | RIGHT SIDE OF HOME
5916 | BARONSCOURT WAY | 43016-6078 | Active | T417884 | WILKINS | 720A | PVB | 0.75 | 68319 | LEFT SIDE OF HOME
5923 | BARONSCOURT WAY | 43016-6079 | Removed | A008667REM | WILKINS | 720A | PVB | 0.750 | 92202 | LEFT SIDE OF HOUSE
5924 | BARONSCOURT WAY | 43016 | Active | G218048 | WILKINS | 720A | PVB | 0.750 | 96914 | LEFT SIDE
5939 | BARONSCOURT WAY | 43016-6079 | Active | 343808 | WATTS | 800M4FR | PVB | 0.750 | 95317 | RIGHT SIDE OF HOUSE
5964 | BARONSCOURT WAY | 43016-6092 | Active | G217848 | WILKINS | 720A | PVB | 0.750 | 96144 | RIGHT SIDE
5972 | BARONSCOURT WAY | 43016 | Active | G107906 | WILKINS | 720A | PVB | 1.000 | 98208 | LEFT FRONT IN TALL GRASS
5973 | BARONSCOURT WAY | 43016-6079 | Active | A072794 | WILKINS | 720A | PVB | 0.750 | 68442 | LEFT HAND SIDE OF HOUSE (EAST)
5980 | BARONSCOURT WAY | 43016-6092 | Active | A072755 | WILKINS | 720A | PVB | 0.750 | 68458 | LEFT FRONT CORNER OF HOUSE
5997 | BARONSCOURT WAY | 43016 | Active | G043858 | WILKINS | 720A | PVB | 0.750 | 91948 | LEFT CENTER
6021 | BARONSCOURT WAY | 43016-6083 | Active | 373167 | WATTS | 800CMQT | PVB | 0.750 | 89022 | LEFT SIDE
6029 | BARONSCOURT WAY | 43016-6083 | Active | T293636 | WILKINS | 720A | PVB | 0.750 | 98745 | RIGHT FRONT
6045 | BARONSCOURT WAY | 43016-6091 | Active | 440625 | WILKINS | 420XL | PVB | 0.750 | 91198 | RIGHT FRONT
6053 | BARONSCOURT WAY | 43016-6091 | Active | G242327 | WILKINS | 720A | PVB | 0.750 | 99347 | RIGHT FRONT
6061 | BARONSCOURT WAY | 43016-6091 | Removed | G225488REM | WILKINS | 720A | PVB | 0.750 | 95936 | REMOVED-FRONT OF HOUSE
6061 | BARONSCOURT WAY | 43016-6091 | Active | T419156 | Wilkins | 720A | PVB | 0.750 | 3650625 | FRONT RIGHT
3430 | BARONSMEDE CT | 43221-1518 | Active | 72054 | WATTS | 800M4FR | PVB | 0.750 | 3361777 | BACK OF HOUSE
1545 | BARRINGTON RD | 43221-3836 | Active | F136408 | WILKINS | 720A | PVB | 0.750 | 100008 | LEFT SIDE OF HOUSE
1553 | BARRINGTON RD | 43221-3836 | Active | 621445 | WATTS | 800M4 | PVB | 1.000 | 55378 | LEFT SIDE OF HOUSE
1590 | BARRINGTON RD | 43221-3882 | Replaced | REPA151104 | WILKINS | 720A | PVB | 0.750 | 88317 | REPLACED- RIGHT HAND SIDE
1590 | BARRINGTON RD | 43221-3882 | Active | CB001264 | WILKINS | 720A | PVB | 0.750 | 3607857 | RIGHT HAND SIDE, FRONT
1608 | BARRINGTON RD | 43221-3837 | Active | T223596 | WILKINS | 720A | PVB | 0.750 | 3361806 | RIGHT SIDE OF THE HOUSE
1677 | BARRINGTON RD | 43221-3825 | Active | G176814 | WILKINS | 720A | PVB | 0.750 | 92075 | EAST WALL
1750 | BARRINGTON RD | 43221- | Inactive |  |  |  |  | 3.000 | 3361828
1751 | BARRINGTON RD | 43221-3838 | Active | EAG2822 | WILKINS | 720A | PVB | 0.750 | 99853 | REAR OF HOME
1767 | BARRINGTON RD | 43221-3838 | Active | T304768 | WILKINS | 720A | PVB | 0.750 | 99355 | RIGHT SIDE
1780 | BARRINGTON RD | 43221-3839 | Not Required by DOW | 29830 | WATTS | 007QT | DC | 0.750 | 56124 | EAST SIDE OF BASEMENT
1780 | BARRINGTON RD | 43221-3839 | Removed | 624802REM | WATTS | 909QT | RP | 1.000 | 56125 | REMOVED-IN THE BOILER ROOM
1780 | BARRINGTON RD | 43221-3839 | Not Required by DOW | 419906 | WILKINS | 950 | DC | 1.000 | 56126 | HALLWAY CEILING NEXT TO ELECTRICAL ROOM
1780 | BARRINGTON RD | 43221-3839 | Not Required by DOW | 434574 | WATTS | 909QT | RP | 1.000 | 56127 | CHILLER ROOM
1780 | BARRINGTON RD | 43221-3839 | Removed | 618226REM | WATTS | 909HWQT | RP | 1.000 | 56128 | REMOVED-BOILER ROOM
1780 | BARRINGTON RD | 43221-3839 | Removed | 1680190109REM | AMES | 3000SS | DCDA | 4.000 | 98932 | MECHANIC ROOM
1780 | BARRINGTON RD | 43221-3839 | Removed | 61633REM | AMES | 2000B | DC | 0.750 | 98933 | MECHANIC ROOM
1780 | BARRINGTON RD | 43221-3839 | Active | TF-1144 | WATTS | 957 | RP | 3.000 | 3633194 | MECHANIC ROOM
1780 | BARRINGTON RD | 43221-3839 | Not Required by DOW | 36015 | WATTS | LF919QT | RP | 2.000 | 3644829 | IN JANITOR CLOSET BY BOYS RESTROOM
1780 | BARRINGTON RD | 43221-3839 | Active | M12944 | WILKINS | 375ADA | RPDA | 6.000 | 3648556 | MECH ROOM
1780 | BARRINGTON RD | 43221-3839 | Active | 4856044 | WILKINS | 975XL2 | RP | 0.750 | 3648557 | MECH ROOM
1780 | BARRINGTON RD | 43221-3839 | Not Required by DOW | 70669 | WATTS | 919QT | RP | 1.000 | 3650253 | CHILLED WATER
7446 | BARRISTER DR | 43016 | Active | H245758 | FEBCO | 765 | PVB | 1.000 | 89211 | LEFT SIDE
7454 | BARRISTER DR | 43016-7019 | Active | T018790 | WILKINS | 720A | PVB | 0.750 | 91133 | right side of house
7461 | BARRISTER DR | 43016-7020 | Active | H176126 | FEBCO | 765 | PVB | 0.750 | 72034 | LEFT FRONT
7462 | BARRISTER DR | 43016-7019 | Active | T133164 | WILKINS | 720A | PVB | 0.750 | 103064 | LEFT SIDE OF HOUSE
7470 | BARRISTER DR | 43016-7019 | Active | T066545 | WILKINS | 720A | PVB | 0.750 | 102015 | RIGHT SIDE OF HOUSE
7478 | BARRISTER DR | 43016-7019 | Active | T258097 | WILKINS | 720 | PVB | 0.750 | 3592429 | RIGHT SIDE
7486 | BARRISTER DR | 43016-7019 | Active | H167690 | FEBCO | 765 | PVB | 0.750 | 72085 | LEFT SIDE OF HOUSE
7502 | BARRISTER DR | 43016 | Active | CB332957 | WILKINS | 720 | PVB | 0.750 | 3591536 | RIGHT SIDE
7519 | BARRISTER DR | 43016 | Active | CAB50078 | WILKINS | 720A | PVB | 0.750 | 3653174
7526 | BARRISTER DR | 43016 | Active | T385789 | Wilkins | 720A | PVB | 0.750 | 3646459 | RIGHT FRONT
7550 | BARRISTER DR | 43016 | Active | CB867190 | WILKINS | 720 | PVB | 0.750 | 3639458 | LEFT FRONT
7551 | BARRISTER DR | 43016 | Active | CAA46800 | WILKINS | 720 | PVB | 0.750 | 3644873 | LEFT SIDE
7566 | BARRISTER DR | 43016 | Active | T418815 | Wilkins | 720A | PVB | 0.750 | 3649532 | RIGHT FRONT
7574 | BARRISTER DR | 43016 | Active | T399461 | WILKINS | 720 | PVB | 0.750 | 3649256 | RIGHT FRONT
7575 | BARRISTER DR | 43016 | Active | EAE8252 | WILKINS | 720A | PVB | 0.750 | 3646993 | RIGHT FRONT
7582 | BARRISTER DR | 43016 | Active | CB629091 | WILKINS | 720A | PVB | 0.750 | 3646804 | LEFT CENTER
7583 | BARRISTER DR | 43016 | Active | ABA667 | WILKINS | 720A | PVB | 0.750 | 3652773 | RIGHT SIDE OF HOUSE
5685 | BARRONSMORE N WAY | 43016 | Active | CB073641 | WILKINS | 720A | PVB | 0.750 | 3607561 | RIGHT REAR
5693 | BARRONSMORE N WAY | 43016 | Removed | CB073535 | WILKINS | 720A | PVB | 0.750 | 3611510 | ***REPLACED*** LEFT SIDE BY GAS METER
5693 | BARRONSMORE N WAY | 43016 | Active | CAA69900 | WILKINS | 720A | PVB | 0.750 | 3632913 | LEFT FRONT
5709 | BARRONSMORE N WAY | 43016 | Active | T411340 | WILKINS | 720 | PVB | 0.750 | 3607544
5653 | BARRONSMORE S WAY | 43016 | Active | A013533 | APOLLO | PVB4A | PVB | 0.750 | 3604436 | left side of house
5661 | BARRONSMORE S WAY | 43016 | Active | 396210 | WATTS | 800M4FR | PVB | 0.750 | 3607488 | SE CORNER
5669 | BARRONSMORE S WAY | 43016 | Active | CB076707 | WILKINS | 720A | PVB | 0.750 | 3604046 | RIGHT FRONT
6830 | BARRONSMORE WAY | 43016-6054 | Replaced | REPA008602 | WILKINS | 720A | PVB | 0.750 | 70780 | REPLACED- LEFT SIDE OF HOME
6830 | BARRONSMORE WAY | 43016-6054 | Active | T197935 | WILKINS | 720A | PVB | 0.750 | 3611810 | LEFT FRONT
6837 | BARRONSMORE WAY | 43016 | Active | CB073575 | WILKINS | 720A | PVB | 0.750 | 3611864 | LEFT FRONT
6838 | BARRONSMORE WAY | 43016 | Active | A008588 | WILKINS | 720A | PVB | 0.750 | 70797 | RIGHT FRONT
6845 | BARRONSMORE WAY | 43016 | Active | T253893 | WILKINS | 720A | PVB | 0.750 | 3619965
3107 | BARRY TRACE CT UNIT IRRIG | 43017-2212 | Active | 16402 | WATTS | 800QT | PVB | 1.000 | 59983 | SOUTHEAST CORNER OF HOUSE
5655 | BARRY TRCE UNIT IRRIG | 43017-2203 | Active | 15845 | WATTS | 800QT | PVB | 1.000 | 67512 | EAST SIDE OF HOUSE 3112 DARTFORD
5688 | BARRY TRCE UNIT IRRIG | 43017-2230 | Active | 9396 | FEBCO | 765 | PVB | 1.000 | 67599 | NW CORNER OF HOUSE
5723 | BARRY TRCE UNIT IRRIG | 43017-2231 | Active | 7530 | FEBCO | 765 | PVB | 1.000 | 67719 | NE CORNER OF HOUSE
5730 | BARRY TRCE UNIT IRRIG | 43017-2249 | Active | 7224 | FEBCO | 765 | PVB | 1.000 | 67742 | NW CORNER OF HOUSE
4660 | BARRYMEDE CT | 43220-2802 | Active | G241622 | WILKINS | 720A | PVB | 1.000 | 99608 | LEFT SIDE OF HOUSE
775 | BARTFIELD DR | 43207-4153 | Active | NB-1202 | WATTS | 957 | RP | 3.000 | 102967 | MECHANIC ROOM EAST SIDE OF BUILDING - Cedarwood E. S.
775 | BARTFIELD DR | 43207-4153 | Not Required by DOW | 10437 | WATTS | 919QT | RP | 1.250 | 103114 | MECH ROOM ABOVE BOOSTER PUMP EAST MECH ROOM - Cedarwood E. S.
775 | BARTFIELD DR | 43207-4153 | Active | 1148190412 | WATTS | 774X | DCDA | 8.000 | 103115 | METER PIT @ ENTRANCE - Cedarwood E. S.
775 | BARTFIELD DR | 43207-4153 | Active | 20052 | WATTS | 007M2QT | DC | 0.750 | 103116 | METER PIT @ ENTRANCE - Cedarwood E. S.
379 | BARTHMAN AVE | 43207-1921 | Due Install |  |  |  | RP | 0.750 | 3362089
403 | BASSWOOD AVE | 43123-9202 | Active | 133404 | WATTS | 800M2QT | PVB | 0.750 | 89717 | LEFT
705 | BASSWOOD RD | 43207-3947 | Active | ABW6545 | WILKINS | 975XL | RP | 0.750 | 3654537
450 | BATTLES ST | 43054-8637 | Active | T133271 | WILKINS | 720A | PVB | 0.750 | 102621 | REAR
3898 | BAUGHMAN GRANT | 43054-9011 | Active | H479905 | FEBCO | 765 | PVB | 1.000 | 62079 | WEST OF FRONT ENTRY IN OFFSET
3954 | BAUGHMAN GRANT | 43054-8933 | Active | EAE8777 | FEBCO | 765 | PVB | 0.750 | 62351 | WEST SIDE OF HOUSE NEAR GAS METER
3980 | BAUGHMAN GRANT | 43054-8933 | Replaced | REPCC5720 | FEBCO | 765 | PVB | 0.750 | 101195 | REPLACED- LEFT OF FRONT DOOR
3980 | BAUGHMAN GRANT | 43054-8933 | Active | T361209 | WILKINS | 720A | PVB | 0.750 | 3609622 | LEFT OF FRONT DOOR
4000 | BAUGHMAN GRANT | 43054-8933 | Active | H651001 | FEBCO | 765 | PVB | 0.750 | 89718 | LEFT SIDE OF HOUSE
4060 | BAUGHMAN GRANT | 43054-8933 | Active | T209626 | WILKINS | 720A | PVB | 1.000 | 62792 | AT WATER SERVICE
4060 | BAUGHMAN GRANT | 43054-8933 | Active | 891683 | WILKINS | 975 | RP | 0.750 | 3640840 | AT WATER SERVICE
4090 | BAUGHMAN GRANT | 43054-8933 | Active | T374500 | WILKINS | 720A | PVB | 1.000 | 62858 | LEFT SIDE OF HOUSE
4130 | BAUGHMAN GRANT | 43054-8933 | Active | 5375 | FEBCO | 765 | PVB | 0.750 | 62991 | LEFT SIDE OF HOUSE
4158 | BAUGHMAN GRANT | 43054-8934 | Active | 381505 | WILKINS | 420 | PVB | 1.000 | 63113 | RIGHT FRONT
4184 | BAUGHMAN GRANT | 43054-8934 | Active | 03486 | WATTS | 800QT | PVB | 1.000 | 63185 | LEFT FRONT OF BLDG
4220 | BAUGHMAN GRANT | 43054-8935 | Active | A107029 | WILKINS | 720A | PVB | 0.750 | 63323 | RIGHT SIDE OF HOUSE
4040 | BAUGHMAN GRANT DR | 43054-8933 | Active | 618954 | WATTS | 800M2QT | PVB | 1.000 | 89481 | FRONT OF HOUSE
4040 | BAUGHMAN GRANT DR | 43054-8933 | Active | 3230677 | WILKINS | 975XL | RP | 0.750 | 96198 | AT WATER METER
6134 | BAUMEISTER DR | 43026 | Active | T084098 | WILKINS | 720A | PVB | 0.750 | 101628 | RIGHT SIDE OF HOUSE
6146 | BAUMEISTER DR | 43026 | Active | T304614 | WILKINS | 720A | PVB | 0.750 | 101617 | LEFT SIDE OF HOUSE
6157 | BAUMEISTER DR | 43026 | Active | T166213 | WILKINS | 720A | PVB | 0.750 | 3603091 | RIGHT SIDE
6182 | BAUMEISTER DR | 43026 | Active | CB101179 | WILKINS | 720A | PVB | 0.750 | 3602544 | FRONT OF HOUSE
6205 | BAUMEISTER DR | 43026 | Active | T084905 | WILKINS | 720A | PVB | 0.750 | 102257 | RIGHT FRONT
6206 | BAUMEISTER DR | 43026 | Active | T417959 | WILKINS | 720A | PVB | 0.750 | 3602908 | LEFT FRONT
6218 | BAUMEISTER DR | 43026 | Active | CB440051 | WILKINS | 720A | PVB | 0.750 | 3602653 | FRONT OF HOUSE
6230 | BAUMEISTER DR | 43026 | Active | CB154424 | WILKINS | 720A | PVB | 0.750 | 3602999 | LEFT SIDE OF HOUSE
6241 | BAUMEISTER DR | 43026 | Active | CB638610 | WILKINS | 720A | PVB | 0.750 | 3603306 | LEFT SIDE OF HOUSE
6242 | BAUMEISTER DR | 43026 | Active | T147264 | WILKINS | 720A | PVB | 0.750 | 3603318 | LEFT SIDE OF HOUSE BY GAS METER
6254 | BAUMEISTER DR | 43026 | Active | T230703 | WILKINS | 720A | PVB | 0.750 | 3603351 | LEFT SIDE OF THE HOUSE
6289 | BAUMEISTER DR | 43026 | Active | CB316437 | WILKINS | 720A | PVB | 0.750 | 3603331 | RIGHT SIDE OF HOUSE
6301 | BAUMEISTER DR | 43026 | Active | CB073901 | WILKINS | 720A | PVB | 0.750 | 3603316 | LEFT SIDE OF HOUSE
6325 | BAUMEISTER DR | 43026 | Active | VNA01140 | WILKINS | 710 | PVB | 0.750 | 3603307 | Right side of house
1040 | BAUMOCK BURN DR | 43235-2166 | Active | 565349 | APOLLO | 100 | PVB | 1.000 | 89719 | RIGHT SIDE MIDDLE BY AC
1052 | BAUMOCK BURN DR | 43235-2166 | Active | CAA34674 | WILKINS | 720A | PVB | 1.000 | 53728 | LEFT CENTER
1064 | BAUMOCK BURN DR | 43235-2166 | Active | T385871 | WILKINS | 720 | PVB | 0.750 | 3362368 | RIGHTS SIDE OF HOUSE
1076 | BAUMOCK BURN DR | 43235-2166 | Active | F082562 | WILKINS | 720A | PVB | 0.750 | 97451 | OUTSIDE FRONT RIGHT SIDE OF HOUSE
1093 | BAUMOCK BURN DR | 43235-2167 | Active | CAA46787 | WILKINS | 720A | PVB | 1.000 | 53846 | LEFT SIDE OF HOUSE
1105 | BAUMOCK BURN DR | 43235-2167 | Active | AG3512 | FEBCO | 765 | PVB | 1.000 | 94652 | BACK OF HOUSE SW UNDER ELEC METER
1108 | BAUMOCK BURN DR | 43235-2166 | Active | 151815 | WILKINS | 420 | PVB | 1.000 | 53899 | LEFT SIDE
1122 | BAUMOCK BURN DR | 43235-2166 | Active | CC0082 | FEBCO | 765 | PVB | 1.000 | 54001 | LEFT SIDE OF HOUSE
1133 | BAUMOCK BURN DR | 43235-2167 | Active | H05225 | FEBCO | 765 | PVB | 1.000 | 54027 | LEFT SIDE OF HOUSE NEAR FIRE PLACE
1139 | BAUMOCK BURN DR | 43235-2167 | Active | T363401 | WILKINS | 720A | PVB | 0.750 | 89721 | LEFT SIDE OF HOUSE
1145 | BAUMOCK BURN DR | 43235-2167 | Active | CAA47222 | WILKINS | 720A | PVB | 0.750 | 89722 | LEFT SIDE OF HOUSE
1148 | BAUMOCK BURN DR | 43235-5101 | Replaced | REP022967 | RAINBIRD | 150 | PVB | 1.500 | 3362378 | REPLACED- FRONT OF HOUSE
1148 | BAUMOCK BURN DR | 43235-5101 | Active | T520077 | WILKINS | 720A | PVB | 1.000 | 3611912 | FRONT OF HOUSE
1151 | BAUMOCK BURN DR | 43235-2167 | Active | H517521 | FEBCO | 765 | PVB | 0.750 | 97064 | LEFT FRONT OF HOUSE
1157 | BAUMOCK BURN DR | 43235-2167 | Active | 3644 | FEBCO | 765 | PVB | 1.000 | 54090 | FRONT OF HOUSE
1163 | BAUMOCK BURN DR | 43235-2167 | Active | CB092963 | WILKINS | 720 | PVB | 0.750 | 89723 | RIGHT SIDE OF HOUSE
1169 | BAUMOCK BURN DR | 43235-2167 | Active | T178650 | WILKINS | 720A | PVB | 0.750 | 89724 | LEFT FRONT
4081 | BAYBERRY CT | 43220-4928 | Active | T403536 | Wilkins | 720A | PVB | 0.750 | 3362558 | OUTSIDE
4090 | BAYBERRY CT | 43220-4928 | Active | 150285 | WILKINS | 720A | PVB | 0.750 | 89725 | FRONT OF HOUSE
5590 | BAYBROOK LN | 43016 | Active | HC0580 | FEBCO | 765 | PVB | 1.000 | 67346 | LEFT FRONT
4680 | BAYFORD CT | 43220-2803 | Active | 72802 | RAINBIRD | 100R | DC | 1.000 | 64782 | IN THE BASEMENT BESIDE THE WATER METER
4700 | BAYFORD CT | 43220-2803 | Active | T013469 | WILKINS | 720A | PVB | 0.750 | 99881 | RIGHT SIDE
4726 | BAYFORD CT | 43220-2803 | Active | AC4496 | FEBCO | 765 | PVB | 0.750 | 89726 | RIGHT SIDE MIDDLE
6809 | BEARCLOVER DR | 43016-6507 | Active | T459219 | WILKINS | 720A | PVB | 0.750 | 100094 | RIGHT SIDE
6810 | BEARCLOVER DR | 43016-6508 | Active | G045301 | WILKINS | 720A | PVB | 0.750 | 88528 | LEFT FRONT
6818 | BEARCLOVER DR | 43016 | Active | H722872 | FEBCO | 765 | PVB | 0.750 | 98617 | RIGHT FRONT
6825 | BEARCLOVER DR | 43016-6507 | Active | VAA11079 | WILKINS | 720A | PVB | 0.750 | 91159 | LEFT OF HOUSE
6826 | BEARCLOVER DR | 43016-6508 | Active | T294933 | WILKINS | 720A | PVB | 0.750 | 70772 | RIGHT SIDE OF HOUSE
6833 | BEARCLOVER DR | 43016-6507 | Active | F022369 | WILKINS | 720A | PVB | 0.750 | 97174 | LEFT SIDE, IN BISHOP RUN OFF OF CARAWAY AVE
6834 | BEARCLOVER DR | 43016-6508 | Replaced | REPG223051 | WILKINS | 720A | PVB | 0.750 | 102546 | REPLACED- RIGHT SIDE OF HOUSE
6834 | BEARCLOVER DR | 43016-6508 | Active | CB029552 | WILKINS | 720A | PVB | 0.750 | 3609941 | RIGHT SIDE OF HOUSE
4938 | BEATRICE DR UNIT A | 43227-2113 | Due Install |  |  |  | RP | 1.000 | 3362884
2375 | BEAUMONT RD | 43221-3903 | Active | A135510 | WILKINS | 720A | PVB | 0.750 | 58107 | LEFT SIDE OF HOUSE
638 | BEAUTYVIEW CT | 43214-2902 | Active | CB316401 | WILKINS | 720A | PVB | 0.750 | 3363256
184 | BECK ST | 43206-1209 | Active | 543703 | WILKINS | 720A | PVB | 0.750 | 56366 | RIGHT SIDE OF HOUSE
168 | BECKET AVE | 43235-7308 | Removed | 169563REM | WATTS | 909QT | RP | 0.750 | 55813 | MECHANICAL ROOM 2ND FLOOR - Gable E.S.
1680 | BECKET AVE | 43235-7308 | Removed | 48162REM | WATTS | 007PCQT | DC | 0.500 | 99472 | 2nd floor mechanical room - Gables E. S.
1680 | BECKET AVE | 43235-7308 | Active | 4973337 | WILKINS | 975XL2 | RP | 2.000 | 3635407 | AT WATER METER
1696 | BEDFORD RD | 43212-2002 | Active | EAD8183 | WILKINS | 720A | PVB | 0.750 | 3363585 | RIGHT SIDE
1716 | BEDFORD RD | 43212-2002 | Active | F136457 | WILKINS | 720A | PVB | 0.750 | 99962 | LEFT SIDE OF HOUSE
1759 | BEDFORD RD | 43212-2004 | Active | T299944 | WILKINS | 720 | PVB | 0.750 | 3363590 | LEFT SIDE OF HOUSE
1767 | BEDFORD RD | 43212-2004 | Active | G251909 | WILKINS | 720A | PVB | 0.750 | 98967 | RIGHT SIDE
1775 | BEDFORD RD | 43212-2004 | Active | EAB1131 | WILKINS | 720A | PVB | 0.750 | 102576 | FRONT RIGHT SIDE OF FRONT DOOR
1811 | BEDFORD RD | 43212-2004 | Active | CB828102 | WILKINS | 720A | PVB | 0.750 | 3363600 | RIGHT FRONT
1812 | BEDFORD RD | 43212-2003 | Active | CB987673 | WILKINS | 720A | PVB | 0.750 | 94639 | FRONT OF HOUSE RIGHT SIDE
1851 | BEDFORD RD | 43212-1007 | Active | 541546 | WILKINS | 720 | PVB | 0.750 | 3363603 | LEFT SIDE OF HOUSE
1858 | BEDFORD RD | 43212-1008 | Active | CB260755 | WILKINS | 720 | PVB | 0.750 | 3363605 | RIGHT SIDE
1885 | BEDFORD RD | 43212-1007 | Active | T023556 | WILKINS | 720 | PVB | 0.750 | 3363612 | LEFT SIDE OF HOUSE
1924 | BEDFORD RD | 43212-1009 | Active | H023226 | FEBCO | 765 | PVB | 0.750 | 100874 | FRONT OF HOUSE FAR LEFT SIDE
1974 | BEDFORD RD | 43212-1009 | Active | T361455 | WILKINS | 720A | PVB | 0.750 | 3363625 | RIGHT SIDE OF HOUSE
2050 | BEDFORD RD | 43212-1011 | Active | T065369 | WILKINS | 720A | PVB | 1.000 | 100509 | LEFT SIDE OF HOUSE
2055 | BEDFORD RD | 43212-1012 | Active | G200287 | WILKINS | 720A | PVB | 1.000 | 97043 | RIGHT SIDE-ON CORNER OF BEDFORD AND WALTHAM
1955 | BEECH NW RD | 43054 | Active | 38436C | WILKINS | 375AST | RP | 3.000 | 3657954 | EAST WATER ROOM
1955 | BEECH NW RD | 43054 | Active | 29629 | WILKINS | 350ASTDA | DCDA | 6.000 | 3657955
1955 | BEECH NW RD | 43054 | Active | HC66405 | WILKINS | 950XLD | DC | 0.750 | 3657956
1955 | BEECH NW RD | 43054 | LPS - Active |  |  |  | LPC |  | 3657957 | DOMESTIC BOOSTER PUMP - PUMP ROOM
2055 | beech nw rd |  | Active | 264294 | WATTS | LF009M2QT | RP | 2.000 | 3659339 | AT WATER METER
2055 | beech nw rd |  | Active | ZB-1105 | AMES | 300-GV | DCDA | 6.000 | 3659340 | AT WATER METER
2055 | beech nw rd |  | Active | 80402 | AMES | 2000 | DC | 0.750 | 3659341 | AT WATER METER
2055 | beech nw rd |  | LPS - Active |  |  |  | LPC |  | 3659620 | DOMESTIC PUMP -
2135 | BEECH NW RD | 43054 | Active | 101371 | WATTS | LF009M2QT | RP | 1.500 | 3652939 | HOTBOX AT NE CORNER
2910 | BEECH NW RD | 43031 | Active | 88670 | APOLLO | RPLF4A | RP | 12.000 | 3658059 | OFF JUGS ST 13970
1049 | beech rd |  | Active | 82456 | APOLLO | RPDA2LF | RPDA | 12.000 | 3656380 | SOUTH OF 161 EAST OF PROPERTY
1049 | beech rd |  | Active | 21577B | APOLLO | CVALF4A | DC | 0.500 | 3656381 | HOT BOX EAST OF PROPERTY
2570 | BEECH RD | 43054 | Active | UL-1175 | AMES | COLT 400 | RP | 10.000 | 3613266 | ON SMITHSMILL RD N W OF DRIVE IN BIG GREEN HOT BOX
2570 | BEECH RD | 43054 | Not Required by DOW | PI-0167 | AMES | COLT 200 | DC | 8.000 | 3615012 | MAIN RISER ROOM SIDE OF BUILDING
2570 | BEECH RD | 43054 | Not Required by DOW | 78076 | AMES | 2000B | DC | 0.750 | 3624954 | RISER ROOM
2570 | BEECH RD | 43054 | Not Required by DOW | 1912440317 | AMES | 3000SS | DCDA | 8.000 | 3624955 | RISER ROOM
2570 | BEECH RD | 43054 | Not Required by DOW | 16125 | WATTS | LF909M1 | RP | 8.000 | 3626366 | 2550 BEECH RD, INDUSTRIAL WATER, PUMP MECHANICAL ROOM
2570 | BEECH RD | 43054 | Not Required by DOW | 001329 | WATTS | LF909 | RP | 3.000 | 3626367 | 2550 BEECH RD, PUMP MECHANICAL ROOM
2570 | BEECH RD | 43054 | Not Required by DOW | 17280 | WATTS | LF909 | RP | 8.000 | 3648804 | MECHANICAL ROOM
2570 | BEECH RD | 43054 | Not Required by DOW | 015732 | WATTS | LF909 | RP | 2.000 | 3648805 | MECHANICAL ROOM
2570 | BEECH RD | 43054 | Not Required by DOW | 38407 | WATTS | LF909QT | RP | 0.750 | 3649593 | ELECTRIC ROOM 8 NORTH WALL
2570 | BEECH RD | 43054 | Not Required by DOW | 84025 | AMES | 2000SS | DC | 0.750 | 3649606 | BASEMENT MECH METER ROOM
2570 | BEECH RD | 43054 | Not Required by DOW | 1994230920 | AMES | 3000SS | DC | 8.000 | 3649621 | FIRE PUMP ROOM
2570 | BEECH RD | 43054 | Not Required by DOW | 82392 | AMES | 2000B | DC | 0.750 | 3649977 | 2560 BEECH RD FIRE PUMP ROOM DCDA BYPASS
2570 | BEECH RD | 43054 | Not Required by DOW | 1982580120 | AMES | 3000SS | DC | 8.000 | 3649978 | 2560 BEECH RD FIRE PUMP ROOM DCDA
2570 | BEECH RD | 43054 | Not Required by DOW | 66806 | WATTS | LF909 | RP | 2.000 | 3649979 | 2560 BEECH RD FIRE PUMP ROOM
2570 | BEECH RD | 43054 | Not Required by DOW | 91022 | WATTS | LF909M1QT | RP | 2.000 | 3652757 | RISER ROOM
2570 | BEECH RD | 43054 | Not Required by DOW | 05126 | AMES | 3000SS | DCDA | 8.000 | 3652758 | RISER ROOM
2570 | BEECH RD | 43054 | LPS - Active |  |  |  | LST |  | 3657429 | FIRE PUMP - PUMP ROOM (2540 BEECH RD - CMH 62)
2570 | BEECH RD | 43054 | LPS - Active |  |  |  | LST |  | 3657528 | FIRE PUMP - PUMP ROOM (2560 BEECH RD - CMH 59)
2570 | BEECH RD | 43054 | LPS - Active |  |  |  | LST |  | 3657529 | FIRE PUMP - PUMP ROOM (2700 BEECH RD - CMH 56)
2570 | BEECH RD | 43054 | LPS - Active |  |  |  | LST |  | 3658440 | FIRE PUMP - PUMP ROOM (2550 BEECH RD - CMH 53)
1225 | beech rd sw |  | New Construction |  |  |  | RP | 4.000 | 3659550
1225 | beech rd sw |  | New Construction |  |  |  | DCDA | 8.000 | 3659551
1225 | beech rd sw |  | New Construction |  |  |  | DC | 0.750 | 3659552
675 | BEECH SW RD | 43054 | Active | YK-2168 | AMES | COLT 400 | RP | 4.000 | 3659454
675 | BEECH SW RD | 43054 | Active | YK-1707 | AMES | LFCOLT 300-GV | DCDA | 8.000 | 3659588
675 | BEECH SW RD | 43054 | Active | 09545 | WATTS | LF 007M3 | DC | 0.750 | 3659589
785 | BEECH SW RD | 43054 | Active | WG-0232 | AMES | COLT 400 | RP | 4.000 | 3658066 | HOTBOX
785 | BEECH SW RD | 43054 | Active | XL-0445 | AMES | COLT 300-GV | DCDA | 8.000 | 3658067 | HOTBOX
785 | BEECH SW RD | 43054 | Active | 75231 | AMES | 2000BM3 | DC | 0.750 | 3658068
110 | BEECH SW RD | 43054 | Active | 74113 | APOLLO | RPLF4A | RP | 12.000 | 3641463 | AT METER PIT IN HOT BOX
1101 | BEECH SW RD | 43054 | Active | 74114 | APOLLO | RPLF4A | RP | 12.000 | 3641464 | AT METER PIT IN HOT BOX
1101 | BEECH SW RD | 43054 | Not Required by DOW | 20692 | WILKINS | 375AST | RP | 4.000 | 3646884 | CCNR (DC) LOWER DEVICE
1101 | BEECH SW RD | 43054 | Not Required by DOW | 20693 | WILKINS | 375AST | RP | 4.000 | 3646885 | CCNR (DC) UPPER DEVICE
1101 | BEECH SW RD | 43054 | Not Required by DOW | 058330 | WATTS | 007M1QT | DC | 2.000 | 3646886 | CCNR (DC)
1101 | BEECH SW RD | 43054 | Not Required by DOW | 21864 | WILKINS | 375AST | RP | 10.000 | 3646887 | UTILITY CLOSET (UTE) MAKE UP WATER TANKS
1101 | BEECH SW RD | 43054 | Not Required by DOW | 20957 | WILKINS | 375AST | RP | 3.000 | 3646888 | UTILITY CLOSET (UTE) - EXPANSION TANKS
1101 | BEECH SW RD | 43054 | Not Required by DOW | 183196 | WATTS | LF009M2QT | RP | 1.000 | 3646889 | CHEMICAL TREATMENT BUILDING - WATER TREATMENT
1101 | BEECH SW RD | 43054 | Not Required by DOW | 022768 | WATTS | LF009M2QT | RP | 2.000 | 3646890 | CHEMICAL TREATMENT BUILDING - COMPLETE BUILDING
1101 | BEECH SW RD | 43054 | Not Required by DOW | 21866 | WILKINS | 375AST | RP | 8.000 | 3646891 | MCP 6 TOWER WATER NEAR CHILLER NUMBER 5
1101 | BEECH SW RD | 43054 | Not Required by DOW | 21055 | WILKINS | 375AST | RP | 3.000 | 3646892 | CUB BUILDING NEAR CHILLER # 1 - COMPLETE BUILDING
1101 | BEECH SW RD | 43054 | Not Required by DOW | 21865 | WILKINS | 375AST | RP | 10.000 | 3646893 | PUMP HOUSE COMPLETE BUILDING/COOLING TOWERS
1101 | BEECH SW RD | 43054 | Not Required by DOW | 71609 | WATTS | LF919QT | RP | 1.000 | 3646894 | TRAILER DC-10
1101 | BEECH SW RD | 43054 | Not Required by DOW | 025058 | WATTS | LF009M2QT | RP | 2.000 | 3652422 | CTB#3
1101 | BEECH SW RD | 43054 | Not Required by DOW | 23768 | WILKINS | 375AST | RP |  | 3652667
1101 | BEECH SW RD | 43054 | Not Required by DOW | WD-0859 | WATTS | 957 | RP | 8.000 | 3652727 | AT MCU 12
1245 | BEECH SW RD | 43054 | Active | VD-0066 | AMES | COLT400 | RP | 4.000 | 3651781
1245 | BEECH SW RD | 43054 | Active | 81509 | APOLLO | 2021 | RPDA | 12.000 | 3651782
1245 | BEECH SW RD | 43054 | Active | 16617B | APOLLO | CVALF4A | DC | 0.500 | 3651833 | HOT BOXES OF GANTON PKWY
1275 | BEECH SW RD | 43054 | Active | XJ-2302 | AMES | COLT 400 | RP | 4.000 | 3657978 | HOTBOX BLDG 1
1275 | BEECH SW RD | 43054 | Active | XJ-1079 | AMES | COLT 300-GV | DCDA | 8.000 | 3657979
1275 | BEECH SW RD | 43054 | Active | 76162 | AMES | 2000BM3 | DC | 0.750 | 3657980
1500 | BEECH SW RD BLDG NORTH | 43054 | Active | 68864 | APOLLO | RPLF4A | RP | 8.000 | 3635720 | IN HOTBOX NW CORNER OF PROPERTY
1500 | BEECH SW RD BLDG NORTH | 43054 | Active | 69037 | APOLLO | RPDA2LF | RPDA | 12.000 | 3635721 | IN GREEN HOT BOX NW CORNER OF PROPERTY
1500 | BEECH SW RD BLDG NORTH | 43054 | Active | 9136020418 | CONBRACO | CVALF4A | RP | 0.500 | 3635722 | IN GREEN HOT BOX NW CORNER OF PROPERTY FIRE SIDE CAR
1500 | BEECH SW RD BLDG NORTH | 43054 | Not Required by DOW | 12983C | WILKINS | 375AST | RP | 4.000 | 3635723 | AREA A WATER ROOM, NORTH WALL, UPPER DEVICE
1500 | BEECH SW RD BLDG NORTH | 43054 | Not Required by DOW | 12984C | WILKINS | 375AST | RP | 4.000 | 3635724 | AREA A WATER ROOM, NORTH WALL, LOWER DEVICE
1500 | BEECH SW RD BLDG NORTH | 43054 | Not Required by DOW | B184106 | WILKINS | 375XL | RP | 2.000 | 3635725 | AREA A WATER ROOM NORTH WALL
1500 | BEECH SW RD BLDG NORTH | 43054 | Not Required by DOW | B094449 | WILKINS | 375XL | RP | 1.000 | 3635726 | AREA A WATER ROOM NORTH WALL
1500 | BEECH SW RD BLDG NORTH | 43054 | Not Required by DOW | B255581 | WILKINS | 375XL | RP | 1.500 | 3635727 | AREA A WATER ROOM NORTHEAST CORNER, UPPER DEVICE. EAST SIDE CHEM FEED
1500 | BEECH SW RD BLDG NORTH | 43054 | Not Required by DOW | B260917 | WILKINS | 375XL | RP | 1.500 | 3635728 | AREA A WATER ROOM NORTHEAST CORNER, UPPER DEVICE. WEST SIDE CHEM FEED
1500 | BEECH SW RD BLDG NORTH | 43054 | Not Required by DOW | 65966 | WATTS | 919 | RP | 1.000 | 3636724 | GUARD SHACK, 13085 WORTHINGTON RD
1500 | BEECH SW RD BLDG NORTH | 43054 | LPS - Active |  |  |  | LPC |  | 3636725 | DOMESTIC PUMP - NAO 1 WATER ROOM A
1500 | BEECH SW RD BLDG NORTH | 43054 | Not Required by DOW | 15258C | WILKINS | 375AST | RP | 3.000 | 3636731 | MECHANICAL ROOM ADMIN 13085 WORTHINGTON RD
1500 | BEECH SW RD BLDG NORTH | 43054 | Not Required by DOW | 16688C | WILKINS | 375AST | RP | 3.000 | 3636732 | MECH ROOM ADMIN BUILDING, 13085 WORTHINGTON RD
1500 | BEECH SW RD BLDG NORTH | 43054 | Not Required by DOW | B088625 | WILKINS | 375XL | RP | 1.000 | 3636733 | MECH ROOM ADMIN BUILDING, 13085 WORTHINGTON RD
1500 | BEECH SW RD BLDG NORTH | 43054 | Not Required by DOW | 12987C | WILKINS | 375AST | RP | 4.000 | 3636734 | BUILDING D WATER ROOM, 13085 WORTHINGTON RD
1500 | BEECH SW RD BLDG NORTH | 43054 | Not Required by DOW | 12988C | WILKINS | 375AST | RP | 4.000 | 3636735 | BUILDING D WATER ROOM, 13085 WORTHINGTON RD
1500 | BEECH SW RD BLDG NORTH | 43054 | Not Required by DOW | B184107 | WILKINS | 375XL | RP | 2.000 | 3636736 | BUILDING D WATER ROOM, 13085 WORTHINGTON RD
1500 | BEECH SW RD BLDG NORTH | 43054 | Not Required by DOW | B177678 | WILKINS | 375XL | RP | 1.000 | 3636737 | BUILDING D WATER ROOM, 13085 WORTHINGTON RD
1500 | BEECH SW RD BLDG NORTH | 43054 | Not Required by DOW | B246548 | WILKINS | 375XL | RP | 1.000 | 3636738 | BUILDING D WATER ROOM, 13085 WORTHINGTON RD
1500 | BEECH SW RD BLDG NORTH | 43054 | Not Required by DOW | B260916 | WILKINS | 375XL | RP | 1.500 | 3636739 | BUILDING D WATER ROOM, 13085 WORTHINGTON RD
1500 | BEECH SW RD BLDG NORTH | 43054 | LPS - Active |  |  |  | LPC |  | 3638478 | DOMESTIC PUMP - NAO 1 WATER ROOM D
1500 | BEECH SW RD BLDG NORTH | 43054 | LPS - Active |  |  |  | LPC |  | 3638479 | DOMESTIC PUMP - NAO 1/2 ADMIN
1500 | BEECH SW RD BLDG NORTH | 43054 | LPS - Active |  |  |  | LPC |  | 3638480 | DOMESTIC PUMP - NAO 2 WATER ROOM A
1500 | BEECH SW RD BLDG NORTH | 43054 | LPS - Active |  |  |  | LPC |  | 3638481 | DOMESTIC PUMP - NAO 2 WATER ROOM D
1500 | BEECH SW RD BLDG NORTH | 43054 | LPS - Active |  |  |  | LST |  | 3638482 | FIRE PUMP -
1500 | BEECH SW RD BLDG SOUTH | 43054 | Active | 73962 | APOLLO | RPLF4A | RP | 12.000 | 3648254 | SOUTH ENTRANCE RIGHT OF DRIVE IN HOT BOX
1500 | BEECH SW RD BLDG SOUTH | 43054 | Active | 73913 | APOLLO | RPDA2LF4A | RPDA | 12.000 | 3648255 | SOUTH ENTRANCE RIGHT OF DRIVE IN HOT BOX
1500 | BEECH SW RD BLDG SOUTH | 43054 | Active | 33857A | APOLLO | CVALF4A | RP | 0.500 | 3648256 | SOUTH ENTRANCE RIGHT OF DRIVE IN HOT BOX
1500 | BEECH SW RD BLDG SOUTH | 43054 | Not Required by DOW | 71039 | WATTS | 919 | RP | 1.000 | 3648433 | AT IRRIGATION METER BEHIND ACCESS COVER
1500 | BEECH SW RD BLDG TURNST | 43054 | Active | 79908 | APOLLO | LF4A | RP | 12.000 | 3651834
1500 | BEECH SW RD BLDG TURNST | 43054 | Active | 79946 | APOLLO | 2LF4A | RPDA | 12.000 | 3651835
1500 | BEECH SW RD BLDG TURNST | 43054 | Active | 05630B | APOLLO | CVALF4A | RP | 0.500 | 3651836 | HOTBOXES R ON ENTRANCE
1500 | BEECH SW RD BLDG TURNST | 43054 | LPS - Active |  |  |  | LPC |  | 3659463 | DOMESTIC PUMP - NAO 5 WATER ROOM A
1500 | BEECH SW RD BLDG TURNST | 43054 | LPS - Active |  |  |  | LPC |  | 3659464 | DOMESTIC PUMP - NAO 5 WATER ROOM D
1500 | BEECH SW RD BLDG TURNST | 43054 | LPS - Active |  |  |  | LPC |  | 3659465 | DOMESTIC PUMP - NAO 5/6 ADMIN
1500 | BEECH SW RD BLDG TURNST | 43054 | LPS - Active |  |  |  | LPC |  | 3659466 | DOMESTIC PUMP - NAO 6 WATER ROOM A
1500 | BEECH SW RD BLDG TURNST | 43054 | LPS - Active |  |  |  | LPC |  | 3659467 | DOMESTIC PUMP - NAO 6 WATER ROOM D
1500 | BEECH SW RD UNIT C | 43054 | LPS - Active |  |  |  | LPC |  | 3638483 | DOMESTIC PUMP - NAO 3 WATER ROOM A
1500 | BEECH SW RD UNIT C | 43054 | Active | 68894 | APOLLO | RPLF4A | RP | 12.000 | 3648750 | WEST OF SECURITY ENTRANCE GATE ON BEECH RD IN GREEN HOT BOX
1500 | BEECH SW RD UNIT C | 43054 | Active | 69042 | APOLLO | RPDA2LF | RPDA | 12.000 | 3648751 | WEST OF SECURITY ENTRANCE GATE ON BEECH RD IN GREEN HOT BOX
1500 | BEECH SW RD UNIT C | 43054 | Active | 913546 | APOLLO | CVALF4A | RP | 0.500 | 3648752 | WEST OF SECURITY ENTRANCE GATE ON BEECH RD IN GREEN HOT BOX
1500 | BEECH SW RD UNIT C | 43054 | LPS - Active |  |  |  | LPC |  | 3659461 | DOMESTIC PUMP - NAO 3 WATER ROOM D
1500 | BEECH SW RD UNIT C | 43054 | LPS - Active |  |  |  | LPC |  | 3659462 | DOMESTIC PUMP - NAO 3 ADMIN
4357 | BEECH WOOD LOOP | 43016-7345 | Active | 190895 | WILKINS | 720A | PVB | 0.750 | 92434 | RIGHT SIDE OF HOUSE
4365 | BEECH WOOD LOOP | 43016 | Active | T084763 | WILKINS | 720A | PVB | 0.750 | 102657 | Front of House
4373 | BEECH WOOD LOOP | 43016 | Active | T138210 | WILKINS | 720A | PVB | 0.750 | 103372 | RIGHT SIDE
4381 | BEECH WOOD LOOP | 43016-7345 | Active | G245465 | WILKINS | 720A | PVB | 0.750 | 92267 | RIGHT FRONT
4389 | BEECH WOOD LOOP | 43016-7345 | Active | G124345 | WILKINS | 720A | PVB | 0.750 | 95264 | FRONT OF HOUSE LEFT FRONT DOOR
4397 | BEECH WOOD LOOP | 43016 | Active | G173863 | WILKINS | 720A | PVB | 0.750 | 92069 | RIGHT SIDE
4405 | BEECH WOOD LOOP | 43016 | Active | hb49170 | FEBCO | 765 | PVB | 0.750 | 101324 | RIGHT SIDE OF HOUSE
4413 | BEECH WOOD LOOP | 43016 | Active | F022309 | WILKINS | 720A | PVB | 0.750 | 97158 | LEFT FRONT
3800 | BEECHAM CT | 43220-4933 | Active | 17146 | WATTS | 919AQT | RP | 0.750 | 95933 | BASEMENT AT METER
3808 | BEECHAM CT | 43220-4933 | Active | CB165333 | WILKINS | 720A | PVB | 1.000 | 89843 | FRONT LEFT OF HOUSE
3815 | BEECHAM CT | 43220-4933 | Active | 3117313 | WILKINS | 975XLBMS | RP | 0.750 | 61856 | RIGHT SIDE OF HOUSE
3820 | BEECHAM CT | 43220-4933 | Active | 588087 | WILKINS | 720A | PVB | 1.000 | 61867 | LEFT SIDE OF HOUSE
3823 | BEECHAM CT | 43220-4933 | Active | CAA33890 | WILKINS | 720A | PVB | 1.000 | 89846 | NORTH SIDE OF HOUSE
5797 | BEECHCROFT RD | 43229-2758 | Active | 4674197 | WILKINS | 975XL2 | RP | 1.500 | 3363967 | BASEMENT AT WATER METER SW CORNER OF BUILDING-SUITE B
5797 | BEECHCROFT RD | 43229-2758 | Not Required by DOW | 4681022 | WILKINS | 975XL | RP | 1.000 | 3638809 | BASEMENT ABOVE WATER METER SW CORNER OF BUILDING SUITE B
5905 | BEECHCROFT RD | 43229-9156 | Active | FD1484 | WATTS | 757A | DC | 6.000 | 87931 | FIRE PUMP ROOM
5905 | BEECHCROFT RD | 43229-9156 | Active | F0601191727 | FEBCO | 825 | RP | 2.500 | 88015 | PUMP ROOM
5905 | BEECHCROFT RD | 43229-9156 | Active | 17379 | WATTS | 909QT | RP | 0.750 | 95110 | MECH ROOM 1ST FLOOR
5905 | BEECHCROFT RD | 43229-9156 | Removed | A145329REM | WILKINS | 375XL | RP | 1.500 | 104157 | LEFT OF DRIVE
5905 | BEECHCROFT RD | 43229-9156 | Due Install |  |  |  | RP | 6.000 | 3655703 | VAULT LEFT OF DRIVE
6100 | BEECHCROFT RD | 43229-2703 | Replaced | REP197268 | WILKINS | 975 | RP | 1.000 | 68993 | REPLACED- BOILER ROOM - Beechcroft H.S.
6100 | BEECHCROFT RD | 43229-2703 | Replaced | REP133-10 | WATTS | 919QT | RP | 1.500 | 68994 | REPLACED- NORTH STORAGE ROOM FIELD HOUSE - Beechcroft H.S.
6100 | BEECHCROFT RD | 43229-2703 | Active | 4025 | WILKINS | 375 | RP | 4.000 | 68995 | BOILER ROOM - Beechcroft H.S.
6100 | BEECHCROFT RD | 43229-2703 | Not Required by DOW | 04211 | WATTS | 909QT | RP | 1.000 | 68996 | PENTHOUSE MECHANICAL ROOM--BEECHCROFT H.S.
6100 | BEECHCROFT RD | 43229-2703 | Not Required by DOW | 3382306 | WILKINS | 975 | RP | 1.000 | 3609706 | BOILER ROOM - Beechcroft H.S.
6100 | BEECHCROFT RD | 43229-2703 | Not Required by DOW | 3940250 | WILKINS | 975 | RP | 1.500 | 3609708 | NORTH STORAGE ROOM - Beechcroft H.S.
6161 | BEECHCROFT RD | 43229- | Removed | 298717REM | WATTS | 800M4QT | PVB | 0.750 | 96894 | REAR OF CHURCH BY AC - 6161 BEECHCROFT RD
4596 | BEECHER CT | 43054-8901 | Active | 443103 | WILKINS | 720A | PVB | 0.750 | 64426 | SOUTH SIDE OF HOUSE, OUTSIDE
4599 | BEECHER CT | 43054-8901 | Active | 58531 | WATTS | 009M2QT | RP | 0.750 | 64429 | BASEMENT
4619 | BEECHER CT | 43054-8901 | Active | A13178 | FEBCO | 765 | PVB | 1.000 | 64589 | RIGHT FRONT
4628 | BEECHER CT | 43054-8901 | Active | DE5168 | FEBCO | 765 | PVB | 1.000 | 64615 | SOUTH SIDE NEXT TO GAS METER
4635 | BEECHER CT | 43054-8901 | Active | cb269649 | WILKINS | 720A | PVB | 1.000 | 64645 | EAST SIDE
4647 | BEECHER CT | 43054-8901 | Active | T604041 | WILKINS | 720A | PVB | 1.000 | 64679 | FRONT RIGHT
4658 | BEECHER CT | 43054-8901 | Active | DH5403 | FEBCO | 763 | PVB | 1.000 | 64712 | NORTH SIDE OF HOUSE NEXT TO GARAGE
4661 | BEECHER CT | 43054-8901 | Active | H471615 | FEBCO | 765 | PVB | 1.000 | 64720 | NORTH SIDE OF HOUSE
4679 | BEECHER CT | 43054-8901 | Active | 301250 | WILKINS | 720A | PVB | 1.000 | 64779 | FRONT OF HOUSE
4305 | BEECHGROVE DR | 43123-3503 | Active | CAB79191 | WILKINS | 720A | PVB | 0.750 | 101486 | FRONT LEFT SIDE OF HOUSE
1111 | BEECHVIEW N DR | 43085- | Active | 46970 | WILKINS | 975 | RP | 0.750 | 53943 | BASEMENT AT WATER METER
5710 | BEECHWOOD CT | 43026-9009 | Active | T046752 | WILKINS | 720A | PVB | 0.750 | 100836 | LEFT FRONT CORNER
5733 | BEECHWOOD CT | 43026-9009 | Active | T410794 | WILKINS | 720 | PVB | 0.750 | 3364592 | RIGHT SIDE
455 | BEECHWOOD RD | 43213-2313 | Active | 66466 | AMES | 2000B | DC | 0.750 | 101505 | BEECHWOOD ELEMENTARY MECHANIC ROOM
455 | BEECHWOOD RD | 43213-2313 | Active | 175700 | AMES | 3000 | DCDA | 4.000 | 101507 | BEECHWOOD ELEMENTARY MECH ROOM
455 | BEECHWOOD RD | 43213-2313 | Active | 25902 | APOLLO/CONBRACO | 4020002 | RP | 3.000 | 101578 | BOILER ROOM
455 | BEECHWOOD RD | 43213-2313 | Not Required by DOW | 359897 | APOLLO/CONBRACO | 4020402 | RP | 0.750 | 101579 | MECHANICAL ROOM
635 | BEECHWOOD RD | 43213-2806 | Active | 088804 | WATTS | LF009M2QT | RP | 1.500 | 3650562 | HOTBOX located in dog park, next to parking lot entrance off Washburn St.
823 | BEECHWOOD RD | 43213-2941 | Active | 256378 | WATTS | LF009M3QT | RP | 0.750 | 3364693 | FURNACE/HWT ROOM AT WATER METER
825 | BEECHWOOD RD | 43213-2941 | Active | 95079 | WATTS | 919QT | RP | 0.750 | 3364695 | FURNACE/HWT ROOM AT WATER METER
827 | BEECHWOOD RD | 43213-2941 | Inactive | 252534 | WATTS | LF009M3QT | RP | 0.750 | 3364696 | IN REAR MECH ROOM
900 | BEECHWOOD RD | 43227 | Active | W074822 | WILKINS | 975 | RP | 1.000 | 74454 | MECH ROOM CENTER OF BUILDING
132 | BEECHWOOD RD | 43227-2013 | Active | 06529 | WATTS | 919AQT | RP | 0.750 | 87503 | MECH ROOM
8403 | BEESWING CT | 43017 | Active | CB602865 | WILKINS | 720A | PVB | 0.750 | 3364792
8415 | BEESWING CT | 43017-9724 | Active | 577173 | WATTS | 800M4QT | PVB | 1.000 | 87256 | LEFT FRONT
8418 | BEESWING CT | 43017 | Active | HC68287 | FEBCO | 765 | PVB | 1.000 | 73824 | FRONT OF HOUSE LEFT OF FRONT DOOR
8426 | BEESWING CT | 43017 | Active | 02326 | FEBCO | 765 | PVB | 1.000 | 73838 | LEFT SIDE OF HOUSE
8443 | BEESWING CT | 43017 | Active | T082568 | WILKINS | 720A | PVB | 1.000 | 73864 | RIGHT HAND FRONT OF HOUSE
1675 | BEGGROW ST | 43137 | Active | TJ-2334 | WATTS | 957 | RP | 3.000 | 3646897 | PUMP HOUSE # 1
1675 | BEGGROW ST | 43137 | Active | 1981610120 | AMES | 3000 | DCDA | 8.000 | 3646898
1675 | BEGGROW ST | 43137 | Active | 83439 | AMES | 2000B | DC | 0.750 | 3646900 | PUMP HOUSE
1675 | BEGGROW ST | 43137 | Not Required by DOW | 151272 | WATTS | LF009M2QT | RP | 2.000 | 3646904 | PUMP HOUSE # 1
1675 | BEGGROW ST | 43137 | LPS - Active |  |  |  | LST |  | 3646926 | FIRE PUMP -
1815 | BEGGROW ST | 43137 | Active | 144142 | WATTS | LF009M2QT | RP | 2.000 | 3646896 | PUMP HOUSE # 2
1815 | BEGGROW ST | 43137 | Active | 1987300420 | AMES | 3000ss | DCDA | 8.000 | 3646901
1815 | BEGGROW ST | 43137 | Active | 83779 | AMES | 2000B | DC | 0.750 | 3646902
1815 | BEGGROW ST | 43137 | Not Required by DOW | 149101 | WATTS | LF009M2QT | RP | 2.000 | 3646903 | PUMP HOUSE # 2
1815 | BEGGROW ST | 43137 | LPS - Active |  |  |  | LST |  | 3646929 | FIRE PUMP - IN PUMP HOUSE NORTH SIDE OF PROPERTY
1901 | BEGGROW ST | 43137 | Active | 4596566 | WILKINS | 975XL2 | RP | 2.000 | 3632894 | PUMP HOUSE WEST WALL
1901 | BEGGROW ST | 43137 | Not Required by DOW | J043841 | FEBCO | 825Y | RP | 2.000 | 3632895
1901 | BEGGROW ST | 43137 | Active | 1944630518 | AMES | 3000SS | DCDA | 8.000 | 3632918 | PUMP HOUSE
1901 | BEGGROW ST | 43137 | Active | 80591 | AMES | 2000B | DC | 0.750 | 3632919 | PUMP HOUSE
1901 | BEGGROW ST | 43137 | LPS - Active |  |  |  | LST |  | 3633169 | FIRE PUMP - PUMP HOUSE
1840 | BELCHER DR | 43224-1390 | Not Required by DOW | [5 empty] | 3364811
1930 | BELCHER DR | 43224-1392 | Not Required by DOW |  |  |  | RP |  | 3649415
1980 | BELCHER DR | 43224-1372 | Due Install |  |  |  | RP | 4.000 | 3364814
1989 | BELCHER DR | 43224- | Active | VJ-1139 | AMES | COLT 400 | RP | 6.000 | 3364815
2394 | BELCHER DR | 43224-1571 | Due Install |  |  |  |  | 6.000 | 3364890
4765 | BELFIELD CT | 43017-2595 | Active | T132435 | WILKINS | 720A | PVB | 0.750 | 91156 | REAR RIGHT BY A.C.
4807 | BELFIELD CT | 43017 | Active | G025487 | WILKINS | 720A | PVB | 0.750 | 65122 | RIGHT SIDE OF HOUSE
4698 | BELFIELD DR | 43017 | Active | 02974 | FEBCO | 765 | PVB | 1.000 | 3365001 | RIGHT SIDE IN MIDDLE
4718 | BELFIELD DR | 43017 | Active | G044016 | WILKINS | 720A | PVB | 0.750 | 89849 | LEFT OF HOUSE
4731 | BELFIELD DR | 43017 | Active | 446193 | WATTS | 800M4FR | PVB | 0.750 | 64904 | UNDER FRONT RIGHT WINDOW
4822 | BELFIELD DR | 43016-4140 | Active | T013207 | WILKINS | 720A | PVB | 1.000 | 65156 | RIGHT SIDE OF HOUSE
4862 | BELFIELD DR | 43016-4140 | Active | T191718 | WILKINS | 720A | PVB | 0.750 | 87319 | LEFT OF GARAGE SOUTH EAST SIDE OF HOUSE
4870 | BELFIELD DR | 43016-4140 | Active | 263367 | WATTS | 800M4QT | PVB | 1.000 | 65280 | RIGHTSIDE CENTER
4878 | BELFIELD DR | 43016-4184 | Active | H339728 | FEBCO | 765 | PVB | 0.750 | 65306 | OUTSIDE FRONT LEFT
4886 | BELFIELD DR | 43016-4184 | Active | G215319 | WILKINS | 720A | PVB | 0.750 | 97244 | RIGHT SIDE
1938 | BELGRAVE DR | 43220-3024 | Active | AC5008 | FEBCO | 765 | PVB | 0.750 | 56690 | WEST OF FRONT DOOR
1951 | BELGRAVE DR | 43220-3023 | Active | CAA25710 | WILKINS | 720A | PVB | 1.000 | 87118 | Right side of house
1985 | BELGRAVE DR | 43220-3023 | Active | H338551 | FEBCO | 765 | PVB | 0.750 | 100692 | RIGHT SIDE OF HOUSE
1986 | BELGRAVE DR | 43220-3024 | Active | F137586 | WILKINS | 720A | PVB | 0.750 | 100420 | LEFT SIDE OF HOUSE
1995 | BELGRAVE DR | 43220-3023 | Active | T471576 | WILKINS | 720A | PVB | 1.000 | 56889 | NORTH EAST CORNER OF HOUSE OUTSIDE
8844 | BELISLE CT | 43017-9406 | Active | CB639213 | WILKINS | 720A | PVB | 1.000 | 3365074 | BACK OF HOUSE
8890 | BELISLE CT | 43017 | Active | B019453 | WATTS | 800M4QT | PVB | 1.000 | 91510 | FRONT LEFT OF DOOR
4706 | BELL CLASSIC DR | 43123 | Active | EAJ6440 | WILKINS | 720A | PVB | 0.750 | 3648860 | LEFT SIDE OF HOUSE
4720 | BELL CLASSIC DR | 43123 | Active | CB555994 | WILKINS | 720A | PVB | 0.750 | 3636652 | LEFT SIDE
4734 | BELL CLASSIC DR | 43123 | Active | CB154436 | WILKINS | 720A | PVB | 0.750 | 3611434 | RIGHT SIDE
4748 | BELL CLASSIC DR | 43123 | Active | CB597735 | WILKINS | 720A | PVB | 0.750 | 3638796 | FRONT OF HOUSE
4762 | BELL CLASSIC DR | 43123 | Active | CB674754 | WILKINS | 720A | PVB | 0.750 | 3618374 | LEFT REAR
4776 | BELL CLASSIC DR | 43123 | Active | CB084396 | WILKINS | 720A | PVB | 0.750 | 3604055 | LEFT SIDE
4790 | BELL CLASSIC DR | 43123 | Active | ABA676 | WILKINS | 710 | PVB | 0.750 | 3655271 | LEFT FRONT
4804 | BELL CLASSIC DR | 43123 | Active | CB597915 | WILKINS | 720A | PVB | 0.750 | 3638988 | RIGHT SIDE
4820 | BELL CLASSIC DR | 43123 | Active | CB874727 | WILKINS | 720A | PVB | 0.750 | 3650111 | RIGHT SIDE
5938 | BELL CLASSIC DR | 43081 | Active | CB014097 | WILKINS | 720A | PVB | 0.750 | 3602721 | SW CORNER BY PORCH
6419 | BELL CROSSING LOOP | 43081 | Active | CB867247 | WILKINS | 720A | PVB | 0.750 | 3650485 | RIGHT SIDE
6450 | BELL CROSSING LOOP | 43081 | Active | T419456 | Wilkins | 720A | PVB | 0.750 | 3650381 | LEFT FRONT
6506 | BELL CROSSING LOOP | 43081 | Active | T459111 | WILKINS | 720A | PVB | 0.750 | 3650515 | RIGHT SIDE OF HOUSE
7450 | BELLAIRE AV | 43017 | Active | 83501 | WATTS | 009QT | RP | 0.750 | 72007 | IN BASEMENT BY METER
7455 | BELLAIRE AV | 43017 | Active | W068015 | WILKINS | 975 | RP | 0.750 | 72024 | BASEMENT AT WATER METER WELL
7606 | BELLAIRE AV | 43017-8446 | Active | H206100 | FEBCO | 765 | PVB | 0.750 | 72326 | LEFT SIDE OF HOUSE
4400 | BELLAIRE AVE | 43017 | Active | 170206 | WATTS | 009QT | RP | 0.750 | 63912 | NEXT TO WATER METER IN GARAGE
7360 | BELLAIRE AVE | 43017-9195 | Active | 4775699 | WILKINS | 975XL2 | RP | 0.750 | 71853 | UTILITY ROOM UNDER ELECTRIC BOX
7400 | BELLAIRE AVE | 43017 | Active | 40603 | WATTS | 919AQT | RP | 0.750 | 71911 | BASEMENT
7488 | BELLAIRE AVE | 43017 | Active | 108443 | WATTS | 009QT | RP | 0.750 | 72089 | SE BSMNT AT BK DOOR WELL PUMP & TANK
7530 | BELLAIRE AVE | 43017 | Active | W046871 | WILKINS | 975XL | RP | 0.750 | 72185 | BASEMENT
7535 | BELLAIRE AVE | 43017 | Active | 468860 | WILKINS | 975XLBMS | RP | 0.750 | 72195 | BASEMENT
7575 | BELLAIRE AVE | 43017 | Active | 108876 | WATTS | 009M2PCQT | RP | 0.750 | 72264 | IN BASEMENT AT WATER
7575 | BELLAIRE AVE | 43017 | Active | CB885389 | WILKINS | 720 | PVB | 0.750 | 3639610 | BACK OF HOUSE
7585 | BELLAIRE AVE | 43017 | Active | 4663852 | WILKINS | 975XL2 | RP | 0.750 | 72277 | IN BASEMENT AT METER
7605 | BELLAIRE AVE | 43017-8447 | Active | W008061 | WILKINS | 975XLBMS | RP | 0.750 | 72325 | FURNACE ROOM AT WATER METER
7630 | BELLAIRE AVE | 43017-8446 | Active | 4271 | WATTS | 995QT | RP | 0.750 | 72375 | BASEMENT NORTH WALL
7660 | BELLAIRE AVE | 43017 | Active | A68219 | WATTS | 009M3QT | RP | 0.750 | 72442 | IN BASEMENT AT WATER METER
4395 | BELLAIRE CT | 43017 | Active | 299463 | WATTS | LF009M3QT | RP | 0.750 | 63885 | BASEMENT AT METER
4398 | BELLAIRE CT | 43017-9746 | Active | W046935 | WILKINS | 975 | RP | 0.750 | 63896 | BASEMENT AT METER CLOSET
4410 | BELLAIRE CT | 43017 | Active | W046908 | WILKINS | 975XL | RP | 0.750 | 63959 | BASEMENT BY METER
4766 | BELLANN RD | 43221-5504 | Active | 145896 | WATTS | 009M3QT | RP | 0.750 | 64983 | IN BASEMENT NORTH END OF HOUSE
6452 | BELLBROOK PL | 43085-2988 | Active | G231118 | WILKINS | 720A | PVB | 0.750 | 69957 | FRONT OF HOUSE LEFT OF FRONT DOOR
6464 | BELLBROOK PL | 43085-2988 | Active | 335540 | WILKINS | 720A | PVB | 0.750 | 89850 | RIGHT FRONT
6478 | BELLBROOK PL | 43085-2988 | Active | 28880 | FEBCO | 765 | PVB | 1.000 | 89857 | FRONT LEFT IN OFFSET
6481 | BELLBROOK PL | 43085-2988 | Active | T131854 | WILKINS | 720A | PVB | 0.750 | 89859 | RIGHT SIDE
6490 | BELLBROOK PL | 43085-2988 | Active | CB481099 | WILKINS | 720A | PVB | 1.000 | 70031 | RIGHT REAR OF HOUSE
6493 | BELLBROOK PL | 43085-2988 | Active | AC5013 | FEBCO | 765 | PVB | 0.750 | 96921 | REAR WEST SIDE BY AC UNIT
6502 | BELLBROOK PL | 43085-2988 | Active | A83174 | FEBCO | 765 | PVB | 1.000 | 89861 | FRONT OF HOUSE
4401 | BELLE APPLE ST | 43123 | Active | T434268 | WILKINS | 720A | PVB | 0.750 | 3653955 | RIGHT SIDE OF HOUSE
77 | BELLE ST | 43215 | Active | WA-0777 | AMES | COLT 200 | DC | 6.000 | 3650221 | Mech Rm N side of Bldg.
77 | BELLE ST | 43215 | Active | 31114 | WILKINS | 375 | RP | 6.000 | 3650222 | MECHANICAL ROOM ON NORTH SIDE OF BUILDING
77 | BELLE ST | 43215 | TEMP WTR REMOVED | 4415420REM | WILKINS | 975XL2 | RP | 1.000 | 3650223 | TEMPORARY CONSTRUCTION METER - NEAR ELEVATOR/STAIR TOWER
76 | BELLEPOINT PLACE | 43017-8567 | Active | b052605 | WATTS | 800M4QT | PVB | 1.000 | 72435 | NORTH RIGHT SIDE
7616 | BELLEPOINT PLACE CT | 43017 | Active | G215228 | WILKINS | 720A | PVB | 0.750 | 95222 | RIGHT SIDE OF HOUSE
7633 | BELLEPOINT PLACE CT | 43017-8567 | Removed | CB010621REM | WILKINS | 720A | PVB | 0.750 | 102964 | FRONT OF HOUSE
50 | BELLEVUE AVE | 43207-2412 | Due Install |  |  |  | RP | 0.750 | 3365212 | AKA 2181 S 3RD
22 | BELLEVUE AVE | 43207-2817 | Active | 4973877 | WILKINS | 975XL | RP | 0.750 | 3628235
1943 | BELLFLOWER CT | 43123-8346 | Replaced | REPG050730 | WILKINS | 720A | PVB | 0.750 | 56704 | REPLACED- OUTSIDE
1943 | BELLFLOWER CT | 43123-8346 | Active | CB583050 | WILKINS | 720A | PVB | 0.750 | 3610191 | LEFT SIDE
6268 | BELLOW VALLEY DR | 43016 | Active | T470995 | WILKINS | 720A | PVB | 1.000 | 102083 | FRONT LEFT OF DOOR
6276 | BELLOW VALLEY DR | 43016-8585 | Active | G204865 | WILKINS | 720A | PVB | 0.750 | 92074 | LEFT SIDE OF HOUSE
6292 | BELLOW VALLEY DR | 43016-8586 | Active | F031337 | WILKINS | 720A | PVB | 0.750 | 69571 | LEFT SIDE OF HOUSE
6293 | BELLOW VALLEY DR | 43016-8588 | Active | H152886 | FEBCO | 765 | PVB | 0.750 | 69574 | RIGHT SIDE
6300 | BELLOW VALLEY DR | 43016-8586 | Active | AC5812 | FEBCO | 765 | PVB | 0.750 | 69589 | LEFT FRONT
4525 | BELLROSE LN | 43220-3069 | Active | G281068 | WILKINS | 720A | PVB | 1.000 | 99185 | LEFT SIDE
4539 | BELLROSE LN | 43220-3069 | Active | 289791 | WATTS | 009M2-FP | RP | 1.000 | 101253 | BASEMENT
4540 | BELLROSE LN | 43220-3013 | Active | W226828 | WILKINS | 975XL | RP | 0.750 | 88825 | BACK OF HOUSE
4551 | BELLROSE LN | 43220-3069 | Active | 2348385 | WILKINS | 975XL | RP | 0.750 | 88832 | LEFT HAND SIDE OF HOME
4090 | BELMONT PL | 43054-8984 | Active | H099853 | FEBCO | 765 | PVB | 1.000 | 62859 | LEFT SIDE OF HOUSE BY AC
4100 | BELMONT PL | 43054-8984 | Active | 019844 | WATTS | 800M4QT | PVB | 1.000 | 62901 | SOUTHWEST, FRONT OF HOUSE
4107 | BELMONT PL | 43054-8984 | Active | 301849 | WATTS | 800CMQT | PVB | 0.750 | 62935 | LEFT REAR IN COVE
4120 | BELMONT PL | 43054-8984 | Active | 295360 | WATTS | 800M4QT | PVB | 0.750 | 62968 | BACK OF HOUSE
4121 | BELMONT PL | 43054-8984 | Active | CE3108 | FEBCO | 765 | PVB | 0.750 | 62974 | BY GAS METER ON RIGHT SIDE OF HOUSE
4141 | BELMONT PL | 43054-8984 | Active | CR4141 | WILKINS | 720A | PVB | 0.750 | 63023 | FRONT OF HOUSE
4142 | BELMONT PL | 43054 | Active | H185377 | FEBCO | 765 | PVB | 0.750 | 63058 | RIGHT SIDE OF HOUSE
4159 | BELMONT PL | 43054-8984 | Active | 6251627 | WILKINS | 720A | PVB | 0.750 | 63115 | FRONT OF HOUSE
4160 | BELMONT PL | 43054-8984 | Active | FC8805 | FEBCO | 765 | PVB | 1.000 | 63117 | NORTH SIDE OF RESIDENCE (SERIAL # FC8805) Left side of house
4177 | BELMONT PL | 43054-8984 | Active | 006065 | WATTS | 800QT | PVB | 0.750 | 63162 | FRONT OF HOUSE
4178 | BELMONT PL | 43054-8984 | Active | 117536 | FEBCO | 765 | PVB | 1.000 | 63170 | NE (REAR OF HOUSE)
6290 | BELVEDERE GREEN BL | 43016 | Active | T408960 | WILKINS | 720A | PVB | 0.750 | 94664 | RIGHT FRONT
6379 | BELVEDERE GREEN BL | 43016-9421 | Active | 902661 | WILKINS | 720A | PVB | 0.750 | 69832 | LEFTSIDE OF HOUSE BEHIND BUSHES
6250 | BELVEDERE GREEN BLVD | 43016- | Active | 5014549 | WILKINS | 975XL2 | RP | 1.000 | 69475 | NW CORNER BELVEDERE RD AND AVERY
6258 | BELVEDERE GREEN BLVD | 43016-8582 | Active | T229939 | WILKINS | 720A | PVB | 0.750 | 69497 | RIGHT FRONT
6263 | BELVEDERE GREEN BLVD | 43016 | Active | T339968 | WILKINS | 720A | PVB | 0.750 | 69505 | Right Side of House
6266 | BELVEDERE GREEN BLVD | 43016-8582 | Active | 138687 | WATTS | 800QT | PVB | 0.750 | 69517 | RIGHT SIDE
6271 | BELVEDERE GREEN BLVD | 43016-8583 | Active | 554060 | WATTS | 800M4QT | PVB | 1.000 | 69533 | LEFT FRONT CORNER OF HOUSE
6274 | BELVEDERE GREEN BLVD | 43016-8582 | Active | CB629145 | WILKINS | 720A | PVB | 0.750 | 69536 | RIGHT FRONT
6279 | BELVEDERE GREEN BLVD | 43016-8584 | Active | T070824 | WILKINS | 720A | PVB | 0.750 | 69550 | LEFT SIDE OF HOUSE
6282 | BELVEDERE GREEN BLVD | 43016 | Active | VAA2776 | WILKINS | 720A | PVB | 0.750 | 94840 | FRONT OF HOUSE R OF GARAGE
6298 | BELVEDERE GREEN BLVD | 43016-8582 | Active | G045410 | WILKINS | 720A | PVB | 0.750 | 69581 | SW CORNER OF HOUSE
6306 | BELVEDERE GREEN BLVD | 43016-8582 | Active | 141195 | WATTS | 009QT | RP | 0.750 | 69633 | IN BASEMENT @ METER
6311 | BELVEDERE GREEN BLVD | 43016 | Active | CB555949 | WILKINS | 720A | PVB | 0.750 | 69644 | RIGHT CENTER
6314 | BELVEDERE GREEN BLVD | 43016 | Active | 166989 | WATTS | 009M2PCQT | RP | 1.000 | 69649 | BY WATER METER IN BASEMENT
6371 | BELVEDERE GREEN BLVD | 43016 | Active | 89747 | WATTS | 009QT | RP | 0.750 | 69810 | BASEMENT BY WATER METER
115 | BELVIDERE AVE | 43223-1183 | Active | 53973 | AMES | 2000B | DC | 0.750 | 95313 | MECH ROOM
115 | BELVIDERE AVE | 43223-1183 | Active | 159414 | AMES | 3000SS | DCDA | 4.000 | 95481 | MECH ROOM
115 | BELVIDERE AVE | 43223-1183 | Active | 09138 | WATTS | 919ZQT | RP | 2.000 | 95482 | METER ROOM UNDER STAIRS
866 | BELWORTH SQ | 43054-9074 | Active | A135558 | WILKINS | 720A | PVB | 0.750 | 74162 | RIGHT SIDE FRONT
8683 | BELWORTH SQ | 43054-9074 | Active | F005859 | WILKINS | 720A | PVB | 0.750 | 74179 | RIGHT FRONT
8688 | BELWORTH SQ | 43054-9073 | Active | A006723 | WILKINS | 720A | PVB | 0.750 | 74184 | FRONT OF HOUSE
8693 | BELWORTH SQ | 43054-9074 | Active | CB583110 | WILKINS | 720A | PVB | 0.750 | 74187 | RIGHT SIDE OF HOUSE
8708 | BELWORTH SQ | 43054-9073 | Active | 822891 | WILKINS | 720A | PVB | 0.750 | 74210 | Left Side Middle
8711 | BELWORTH SQ | 43054-9074 | Active | 902532 | WILKINS | 720A | PVB | 0.750 | 74214 | REAR CORNER
8750 | BELWORTH SQ | 43054-9073 | Active | W341600 | WILKINS | 975XL | RP | 0.750 | 97666 | At water meter
8780 | BELWORTH SQ | 43054 | Active | 874930 | WILKINS | 720A | PVB | 0.750 | 74276 | Right side of house
8790 | BELWORTH SQ | 43054-9073 | Active | G043666 | WILKINS | 720A | PVB | 0.750 | 92178 | LEFT SIDE OF BLDG
1452 | BEMAN CT | 43228-7045 | Active | CAA37489 | WILKINS | 720A | PVB | 0.750 | 3362837 | LEFT FRONT
3077 | BEMBRIDGE RD | 43221-2201 | Active | EAD4394 | WILKINS | 720A | PVB | 0.750 | 59914 | FRONT HOME
3082 | BEMBRIDGE RD | 43221-2202 | Active | F006183 | WILKINS | 720A | PVB | 0.750 | 59925 | FRONT MIDDLE OF HOME
3125 | BEMBRIDGE RD | 43221-2203 | Active | 665982 | WATTS | 800M2QT | PVB | 1.000 | 89863 | BACK OF HOUSE
3145 | BEMBRIDGE RD | 43221-2203 | Active | T188368 | WILKINS | 720A | PVB | 0.750 | 3365841 | FRONT OF HOUSE
3154 | BEMBRIDGE RD | 43221-2204 | Active | AD4929 | FEBCO | 765 | PVB | 0.750 | 60072 | RIGHT SIDE OF HOUSE REAR S.E.CORNER
3169 | BEMBRIDGE RD | 43221-2203 | Removed | T042202REM | WILKINS | 720A | PVB | 0.750 | 101833 | FRONT OF HOUSE
3188 | BEMBRIDGE RD | 43221-2204 | Active | A06112 | WATTS | 009M2PCQT | RP | 1.000 | 89108 | IN BASEMENT - BELOW WATER METERS
3143 | BENBROOK POND DR | 43026-5011 | Active | T191483 | WILKINS | 720A | PVB | 0.750 | 95067 | LEFT SIDE OF HOUSE
3144 | BENBROOK POND DR | 43026 | Active | G214972 | WILKINS | 720A | PVB | 0.750 | 95189 | RIGHT SIDE OF HOUSE
3151 | BENBROOK POND DR | 43026-5011 | Active | G215121 | WILKINS | 720A | PVB | 0.750 | 95190 | LEFT SIDE OF HOUSE
3159 | BENBROOK POND DR | 43026-5011 | Active | G215123 | WILKINS | 720A | PVB | 0.750 | 95188 | RIGHT SIDE OF HOUSE
3167 | BENBROOK POND DR | 43026-5011 | Active | G213872 | WILKINS | 720A | PVB | 0.750 | 95656 | RIGHT SIDE OF HOUSE
3168 | BENBROOK POND DR | 43026 | Active | CB620364 | WILKINS | 720A | PVB | 0.750 | 3587410 | RIGHT FRONT
3175 | BENBROOK POND DR | 43026-5011 | Active | CAB48902 | WILKINS | 720A | PVB | 0.750 | 3592386
3208 | BENBROOK POND DR | 43026 | Active | G215239 | WILKINS | 720A | PVB | 0.750 | 94818 | RIGHT FRONT
3231 | BENBROOK POND DR | 43026-5014 | Active | h932444 | FEBCO | 765 | PVB | 0.750 | 91768 | RIGHT SIDE OF HOUSE
1646 | BENDELOW DR | 43228-7009 | Active | EAJ0387 | WILKINS | 720 | PVB | 0.750 | 3365883 | LEFT SIDE
4544 | BENDERTON CT | 43220-3019 | Active | CB485742 | WILKINS | 720A | PVB | 1.000 | 64321 | NORTH SIDE OF HOUSE - OUTSIDE
4545 | BENDERTON CT | 43220-3019 | Active | 185504 | WILKINS | 720A | PVB | 0.750 | 88645 | LEFT SIDE OF HOUSE
4569 | BENDERTON CT | 43220-3019 | Active | 06008 | FEBCO | 765 | PVB | 1.000 | 64368 | OUTSIDE
6685 | BENNELL DR | 43068- | Due Install |  |  |  | RP | 6.000 | 3366008
6685 | BENNELL DR | 43068- | Active | 4769850 | WILKINS | 975XL | RP | 0.750 | 3640811 | BUILDING 1 CRAWL SPACE AT THE MAIN FEED
6685 | BENNELL DR | 43068- | Active | 4761220 | WILKINS | 975XL | RP | 0.750 | 3640812 | BUILDING 2 CRAWL SPACE AT THE MAIN FEED
6685 | BENNELL DR | 43068- | Active | 4703919 | WILKINS | 975XL | RP | 0.750 | 3640813 | BUILDING 3 CRAWL SPACE AT THE MAIN FEED
6685 | BENNELL DR | 43068- | Active | 4753328 | WILKINS | 975XL | RP | 0.750 | 3640814 | BUILDING 4 CRAWL SPACE AT THE MAIN FEED
6685 | BENNELL DR | 43068- | Active | 4769858 | WILKINS | 975XL | RP | 0.750 | 3640817 | BUILDING 5 CRAWL SPACE AT THE MAIN FEED
6685 | BENNELL DR | 43068- | Active | 4774839 | WILKINS | 975XL | RP | 0.750 | 3640818 | BUILDING 6 CRAWL SPACE AT THE MAIN FEED
6685 | BENNELL DR | 43068- | Active | 4703924 | WILKINS | 975XL | RP | 0.750 | 3640819 | BUILDING 7 CRAWL SPACE AT THE MAIN FEED
6685 | BENNELL DR | 43068- | Active | 4769849 | WILKINS | 975XL | RP | 0.750 | 3640820 | BUILDING 8 CRAWL SPACE AT THE MAIN FEED
6685 | BENNELL DR | 43068- | Active | 4703905 | WILKINS | 975XL | RP | 0.750 | 3640821 | BUILDING 9 CRAWL SPACE AT THE MAIN FEED
6685 | BENNELL DR | 43068- | Active | 4761232 | WILKINS | 975XL | RP | 0.750 | 3640822 | BUILDING 10 CRAWL SPACE AT THE MAIN FEED
6685 | BENNELL DR | 43068- | Active | 4769840 | WILKINS | 975XL | RP | 0.750 | 3640823 | BUILDING 11 CRAWL SPACE AT THE MAIN FEED
6685 | BENNELL DR | 43068- | Active | 4769399 | WILKINS | 975XL | RP | 0.750 | 3640825 | BUILDING 12 CRAWL SPACE AT THE MAIN FEED
6685 | BENNELL DR | 43068- | Active | 4703913 | WILKINS | 975XL | RP | 0.750 | 3640826 | BUILDING 13 CRAWL SPACE AT THE MAIN FEED
6685 | BENNELL DR | 43068- | Active | 4734944 | WILKINS | 975XL | RP | 0.750 | 3640827 | BUILDING 14 CRAWL SPACE AT THE MAIN FEED
6685 | BENNELL DR | 43068- | Active | 4761234 | WILKINS | 975XL | RP | 0.750 | 3640829 | BUILDING 15 CRAWL SPACE AT THE MAIN FEED
6685 | BENNELL DR | 43068- | Active | 4703920 | WILKINS | 975XL | RP | 0.750 | 3640830 | BUILDING 16 CRAWL SPACE AT THE MAIN FEED
6685 | BENNELL DR | 43068- | Active | 4753311 | WILKINS | 975XL | RP | 0.750 | 3640831 | BUILDING 17 CRAWL SPACE AT THE MAIN FEED
6685 | BENNELL DR | 43068- | Active | 4784287 | WILKINS | 975XL | RP | 0.750 | 3640832 | BUILDING 18 CRAWL SPACE AT THE MAIN FEED
5360 | BENNINGTON HILL DR | 43220-6252 | Active | W614587 | WILKINS | 720A | PVB | 1.000 | 66732 | LEFT- FRONT OF HOUSE NEXT TO DRIVEWAY
5377 | BENNINGTON HILL DR | 43220-6253 | Active | T166264 | WILKINS | 720 | PVB | 0.750 | 3366215 | FRONT OF HOUSE
5402 | BENNINGTON HILL DR | 43220-6252 | Active | H461531 | FEBCO | 765 | PVB | 0.750 | 91962 | NORTH SIDE OF HOUSE-Double-device in 5402 Bennington Hill
5393 | BENNINGTON WOOD CT | 43220-2221 | Active | DD8255 | FEBCO | 765 | PVB | 1.000 | 66775 | LEFT SIDE OF HOUSE - OUTSIDE
5395 | BENNINGTON WOOD CT | 43220-2221 | Active | cb639246 | WILKINS | 720A | PVB | 1.000 | 66780 | RIGHT SIDE OF HOUSE OUTSIDE
3064 | BENNISON CT | 43026-8508 | Active | CB039001 | WILKINS | 720A | PVB | 0.750 | 3366234 | LEFT SIDE OF HOUSE
3150 | BENNISON CT | 43026-8508 | Active | eaa3600 | WILKINS | 720A | PVB | 1.000 | 60057 | EAST END OF RESIDENCE / RIGHT FRONT INSIDE FENCE
5535 | BENPATRICK CT | 43081-8212 | Active | H002605 | FEBCO | 765 | PVB | 0.750 | 67195 | OUTSIDE
4541 | BENT CREEK PL | 43123-3661 | Active | 509014 | WILKINS | 720A | PVB | 0.750 | 89869 | RIGHT SIDE OF HOUSE
4542 | BENT CREEK PL | 43123-3661 | Active | G216434 | WILKINS | 720A | PVB | 0.750 | 87475 | FRONT OF HOUSE
4542 | BENT CREEK PL | 43123-3661 | Removed | 627823REM | WATTS | 909QT | RP | 0.750 | 96432 | REMOVED- BASEMENT AT METER
4551 | BENT CREEK PL | 43123-3661 | Active | T231673 | WILKINS | 720A | PVB | 0.750 | 95817 | LEFT SIDE
835 | BENT OAK DR | 43004-8821 | Active | T042162 | WILKINS | 720A | PVB | 0.750 | 100623 | RIGHT SIDE
836 | BENT OAK DR | 43004-8824 | Active | CB209153 | WILKINS | 720A | PVB | 0.750 | 3621352 | RH CORNER OF HOUSE (EXT)
843 | BENT OAK DR | 43004- | Active | ABN5653 | WILKINS | 975 | RP | 0.750 | 100093 | CORNER OF BENT OAK & KENNEDY
844 | BENT OAK DR | 43004- | Active | 3787965 | WILKINS | 975XL | RP | 0.750 | 101977 | ENTRYWAY @ BENT OAK & KENNEDY BY FENCE
707 | BENT TREE BLVD | 43235-4986 | Not Required by DOW | CB197744 | WILKINS | 720A | PVB | 1.000 | 71365 | SOUTH SIDE OUTSIDE KITCHEN DOOR BY SHED
7070 | BENT TREE BLVD | 43235-4986 | Active | 0001421 | AMES | 2000B | DC | 0.750 | 71366 | MECH/RISER ROOM OFF KITCHEN
7070 | BENT TREE BLVD | 43235-4986 | Active | 19574 | WATTS | 909M1QT | RP | 2.000 | 71367 | MECH/RISER ROOM OFF KITCHEN AT WATER METER
7070 | BENT TREE BLVD | 43235-4986 | Active | 3HM0212 | AMES | 3000SS | DCDA | 4.000 | 71368 | MECH ROOM NEXT TO KITCHEN
7070 | BENT TREE BLVD | 43235-4986 | LPS - Active |  |  |  | LST |  | 3636236 | FIRE PUMP - MECH ROOM OFF KITCHEN
7090 | BENT TREE BLVD | 43235- | Not Required by DOW | ACA3613 | WILKINS | 975XL2 | RP | 2.000 | 3366302 | STAND ALONE POOL HSE/BLDG BEHIND RENT OFFICE -SAW MILL VILL APTS
7090 | BENT TREE BLVD | 43235- | Active | XB-1377 | AMES | COLT400 | RP | 8.000 | 3648694 | HOTBOX AT ENTRANCE BOTH 8 IN
7090 | BENT TREE BLVD | 43235- | Not Required by DOW | 30657 | WATTS | 950XL | DC | 4.000 | 3654461
7090 | BENT TREE BLVD | 43235- | Active | 40493A | WILKINS | 350AST | DC | 4.000 | 3654623 | HOTBOX AT ENTRANCE BOTH 8 IN & 4 IN
7150 | BENT TREE BLVD | 43235-4978 | Active | 4100597 | WILKINS | 975XL | RP | 1.000 | 71506 | UNDER FAKE ROCK N SIBBY LN ENTRNCE
7150 | BENT TREE BLVD | 43235-4978 | Active | 2536314 | WILKINS | 975XLBMS | RP | 1.000 | 95567 | 100' S OF SIBBY LN ENTRNCE FAKE ROCK, AT F/BOX
7150 | BENT TREE BLVD | 43235-4978 | Active | 3128898 | WILKINS | 975XL2 | RP | 0.750 | 99676 | POOL ROOM
7041 | BENT TREE BLVD UNIT A | 43235-3916 | Active | 01842 | WATTS | LF909M1QT | RP | 1.500 | 71307 | HOT WATER TANK CLOSET BY BATHROOMS
7041 | BENT TREE BLVD UNIT A | 43235-3916 | Active | T415570 | WILKINS | 720A | PVB | 0.750 | 97786 | front of building left of entrance
7041 | BENT TREE BLVD UNIT A | 43235-3916 | Active | 2CL0525 | AMES | 2000SS | DC | 4.000 | 3622849 | IN PIT FOR FIRE BY DOOR 9 (2 PITS ON PROP)
7041 | BENT TREE BLVD UNIT A | 43235-3916 | Due Install |  |  |  | RP | 4.000 | 3654615
5101 | BENTLEY LN | 43220-7210 | Active | 4371132 | WILKINS | 975XL2 | RP | 1.500 | 66028 | BOILER ROOM
5101 | BENTLEY LN | 43220-7210 | Active | 61508 | WATTS | 009QT | RP | 0.500 | 66029 | BOILER ROOM
2720 | BERBER ST | 43065-8692 | Removed | T074578REM | WILKINS | 720A | PVB | 0.750 | 100945 | LEFT SIDE
5309 | BERINGER DR | 43026-7007 | Active | T070614 | WILKINS | 720A | PVB | 0.750 | 91389 | RIGHT SIDE
5343 | BERINGER DR | 43026-7007 | Active | T038638 | WILKINS | 720A | PVB | 0.750 | 100173 | LEFT SIDE OF HOUSE
5358 | BERINGER DR | 43026-7008 | Active | CB205788 | WILKINS | 720A | PVB | 0.750 | 3366399 | RIGHT SIDE
5394 | BERINGER DR | 43026-7008 | Active | CB448637 | WILKINS | 720A | PVB | 0.750 | 66776 | SIDE OF HOUSE
897 | BERKELEY RD | 43206- | Active | 292380 | WATTS | LF009M3QT | RP | 0.750 | 3647061 | BY METER IN BOX
727 | BERKLEY N SQ | 43054-8994 | Active | G185984 | WILKINS | 720A | PVB | 0.750 | 71732 | SIDE OF HOUSE
7302 | BERKLEY N SQ | 43054-8995 | Active | H2220 | FEBCO | 765 | PVB | 0.750 | 71783 | FRONT OF HOUSE
7303 | BERKLEY N SQ | 43054-8998 | Active | A65320 | FEBCO | 765 | PVB | 0.750 | 71784 | RIGHT SIDE OF HOUSE
7320 | BERKLEY N SQ | 43054-8995 | Active | BL7085 | FEBCO | 765 | PVB | 0.750 | 71798 | RIGHT SIDE OF HOUSE
7336 | BERKLEY N SQ | 43054- | Replaced | REP542774 | WILKINS | 720A | PVB | 0.750 | 71829 | REPLACED- RIGHT SIDE
7336 | BERKLEY N SQ | 43054- | Active | T188119 | WILKINS | 720A | PVB | 0.750 | 3611555 | RIGHT SIDE
7350 | BERKLEY N SQ | 43054-8995 | Active | 148765 | WILKINS | 720A | PVB | 0.750 | 71841 | LEFT SIDE
3174 | BERKLEY POINTE DR | 43230-4881 | Active | T166337 | WILKINS | 720 | PVB | 0.750 | 3366722 | RIGHT SIDE OF HOUSE
7257 | BERKLEY S SQ | 43054-8997 | Replaced | REPCB008249 | WILKINS | 720A | PVB | 0.750 | 71699 | REPLACED- SE CORNER OF HOUSE
7257 | BERKLEY S SQ | 43054-8997 | Active | EAE8745 | WILKINS | 720A | PVB | 0.750 | 3612976 | SE CORNER OF HOUSE
7273 | BERKLEY S SQ | 43054-8997 | Active | 159966 | WATTS | 800QT | PVB | 1.000 | 71728 | SOUTH SIDE
7285 | BERKLEY S SQ | 43054-8997 | Active | CH1985 | FEBCO | 765 | PVB | 0.750 | 71746 | RIGHT SIDE OF HOUSE
7290 | BERKLEY S SQ | 43054 | Active | 5823 | FEBCO | 765 | PVB | 0.750 | 71753 | LEFT FRONT
7301 | BERKLEY S SQ | 43054-8864 | Active | 383516 | WATTS | 800M4QT | PVB | 0.750 | 71780 | OUTSIDE WEST WALL OF HOUSE
7318 | BERKLEY S SQ | 43054-8865 | Active | T432583 | WILKINS | 720A | PVB | 0.750 | 3366709
7319 | BERKLEY S SQ | 43054- | Active | 320397 | WILKINS | 720A | PVB | 0.750 | 71795 | RIGHT HAND SIDE
7333 | BERKLEY S SQ | 43054- | Active | H020500 | FEBCO | 765 | PVB | 0.750 | 97723 | right of house
7334 | BERKLEY S SQ | 43054-8865 | Active | G125366 | WILKINS | 720A | PVB | 0.750 | 71822 | FRONT OF HOUSE
1543 | BERKSHIRE RD | 43221-3905 | Active | G517818 | WILKINS | 720A | PVB | 0.750 | 97042 | LEFT SIDE
1564 | BERKSHIRE RD | 43221-3908 | Active | EAJ6243 | WILKINS | 720A | PVB | 0.750 | 3366793 | LEFT SIDE OF HOUSE
1589 | BERKSHIRE RD | 43221-3907 | Active | CAB78170 | WILKINS | 720A | PVB | 0.750 | 3366800
1644 | BERKSHIRE RD | 43221-3908 | Active | CAA07434 | WILKINS | 720A | PVB | 0.750 | 3366813 | BACK OF HOUSE
1697 | BERKSHIRE RD | 43221-3813 | Active | F031347 | WILKINS | 720A | PVB | 0.750 | 97289 | FRONT OF HOUSE
1698 | BERKSHIRE RD | 43221-3801 | Active | G186840 | WILKINS | 720A | PVB | 0.750 | 92177 | RIGHT SIDE
1722 | BERKSHIRE RD | 43221-3801 | Replaced | REP677195 | RAINBIRD | AC4000 | DC | 0.750 | 55950 | REPLACED- LEFT SIDE OF HOUSE
1722 | BERKSHIRE RD | 43221-3801 | Under renovation | 019842 | WATTS | LF800M4QT | PVB | 0.750 | 3611397 | LEFT SIDE OF HOUSE
1755 | BERKSHIRE RD | 43221-3835 | Active | AD5308 | FEBCO | 765 | PVB | 0.750 | 56032 | BACK OF HOUSE
1851 | BERKSHIRE RD | 43221-3816 | Active | 813185 | WILKINS | 720A | PVB | 0.750 | 56420 | RIGHT SIDE OF HOUSE
1873 | BERKSHIRE RD | 43221-3816 | Active | H541722 | FEBCO | 765 | PVB | 0.750 | 97233 | LEFT SIDE OF HOUSE
1905 | BERKSHIRE RD | 43221-3745 | Active | h782294 | APOLLO | PVB4A | PVB | 0.750 | 98852 | RIGHT SIDE
1923 | BERKSHIRE RD | 43221-3745 | Active | 321025 | WATTS | 800M4QT | PVB | 0.750 | 98352 | LEFT SIDE OF HOUSE TOWARDS FRONT
1931 | BERKSHIRE RD | 43221-3745 | Active | F137531 | WILKINS | 720A | PVB | 0.750 | 99746 | RIGHT SIDE OF FRONT DOOR
1961 | BERKSHIRE RD | 43221-3745 | Active | CB214661 | WILKINS | 720 | PVB | 0.750 | 3366851 | RIGHT SIDE OF HOUSE
1966 | BERKSHIRE RD | 43221-3746 | Active | CAA99256 | WILKINS | 720A | PVB | 1.000 | 87365 | WEST SIDE
1983 | BERKSHIRE RD | 43221-3745 | Active | T166267 | WILKINS | 720A | PVB | 0.750 | 3366856 | LEFT SIDE AND FRONT CORNER
1988 | BERKSHIRE RD | 43221-3746 | Active | CB597897 | WILKINS | 720A | PVB | 0.750 | 3606303 | FRONT WEST CORNER
1998 | BERKSHIRE RD | 43221-3746 | Active | LC653349 | WILKINS | 720A | PVB | 0.750 | 89870 | LEFT CENTER BY A/C
1998 | BERKSHIRE RD | 43221-3746 | Active | EAE8197 | WILKINS | 720A | PVB | 0.750 | 3655646 | WEST SIDE OF HOUSE
2004 | BERKSHIRE RD | 43221-3772 | Active | 327605 | WATTS | 800 M4 | PVB | 0.750 | 98846 | Front Left
2005 | BERKSHIRE RD | 43221-3771 | Active | T433673 | WILKINS | 720 | PVB | 0.750 | 3366859 | RIGHT SIDE OF HOUSE
2010 | BERKSHIRE RD | 43221-3772 | Active | VAA10681 | WILKINS | 720A | PVB | 0.750 | 3366860 | RIGHT SIDE
2024 | BERKSHIRE RD | 43221-3772 | Active | H911771 | FEBCO | 765 | PVB | 0.750 | 57058 | RIGHT OF FRONT DOOR
2036 | BERKSHIRE RD | 43221-3772 | Active | DK6606 | FEBCO | 765 | PVB | 0.750 | 57084 | FRONT SE CORNER OF HOUSE
525 | BERNHARD RD | 43213-2852 | Active | 162238 | WATTS | 009M2QT | RP | 0.750 | 66487 | IN BOILER ROOM N WALL
104 | BERNHARD RD | 43227-1231 | Active | 101987 | WATTS | 800M4QT | PVB | 0.750 | 53699 | REAR OF HOME
3885 | BERRY LEAF LN | 43026-3105 | Active | 62727 | WATTS | 009QT | RP | 1.000 | 62056 | MECHANICAL ROOM (HOT WATER TANK)
3925 | BERRY LEAF LN | 43026-3140 | Active | 63698 | WATTS | 009QT | RP | 1.000 | 62225 | MECHANICAL ROOM AT 3931
3960 | BERRY LEAF LN | 43026- | Active | T065309 | WILKINS | 720A | PVB | 1.000 | 89872 | BACKSIDE OF NORTH GAURD SHACK
2467 | BERWICK BLVD | 43209-2807 | Active | 601455 | WILKINS | 720A | PVB | 0.750 | 58380 | FRONT OF HOUSE
2862 | BERWICK BLVD | 43209-3001 | Active | AD5312 | FEBCO | 765 | PVB | 0.750 | 59459 | LEFT SIDE OF HOUSE
2915 | BERWICK BLVD | 43209-3002 | Active | AF2046 | FEBCO | 765 | PVB | 1.000 | 89727 | FRONT OF HOUSE
2538 | BERWYN RD | 43221-3206 | Active | 01609 | FEBCO | 765 | PVB | 1.000 | 89728 | LEFT SIDE
2555 | BERWYN RD | 43221-3205 | Active | T131873 | WILKINS | 720A | PVB | 0.750 | 101964 | LEFT SIDE OF HOUSE
2563 | BERWYN RD | 43221-3205 | Active | T390882 | WILKINS | 720A | PVB | 0.750 | 3367486 | LEFT SIDE
2571 | BERWYN RD | 43221-3205 | Active | H203618 | FEBCO | 765 | PVB | 0.750 | 91377 | LEFT SIDE OF HOUSE
2610 | BERWYN RD | 43221-3208 | Active | AM9462 | FEBCO | 765 | PVB | 1.000 | 89729 | SOUTH SIDE OF HOUSE
2621 | BERWYN RD | 43221-3207 | Active | T189012 | WILKINS | 720A | PVB | 0.750 | 3367498 | LEFT REAR
2631 | BERWYN RD | 43221-3207 | Active | T361524 | WILKINS | 720A | PVB | 1.000 | 58825 | RIGHT SIDE OF HOUSE
2636 | BERWYN RD | 43221-3208 | Active | T386313 | WILKINS | 720 | PVB | 0.750 | 3367500 | RIGHT SIDE OF HOUSE
2655 | BERWYN RD | 43221-3207 | Replaced | REPT180155 | WILKINS | 720A | PVB | 1.000 | 58902 | REPLACED- OUTSIDE SE CORNER OF HOUSE BY GAS METER
2655 | BERWYN RD | 43221-3207 | Removed | T247423REM | WILKINS | 720A | PVB | 1.000 | 3611836 | OUTSIDE SE CORNER OF HOUSE BY GAS METER
2661 | BERWYN RD | 43221-3207 | Active | T237143 | WILKINS | 720-A | PVB | 0.750 | 3367506 | FRONT OF HOUSE BEHIND STONE WALL
2668 | BERWYN RD | 43221-3208 | Active | T337481 | WILKINS | 720A | PVB | 0.750 | 87495 | FRONT OF HOUSE
2698 | BERWYN RD | 43221-3208 | Active | 209076 | WILKINS | 720A | PVB | 0.750 | 89730 | FFRONT OF HOUSE
2717 | BERWYN RD | 43221-3209 | Active | T433563 | WILKINS | 720 | PVB | 0.750 | 3367517 | RIGHT SIDIE OF HOUSE
711 | BETHEL RD | 43214-1901 | Not Required by DOW | 96268 | WATTS | LF919QT | RP | 0.500 | 71424 | BESIDE ICE MACHINE
711 | BETHEL RD | 43214-1901 | Removed | 031027REM | WATTS | 800M4QT | PVB | 1.000 | 88190 | WEST SIDE OF BLDG
711 | BETHEL RD | 43214-1901 | Active | AMA12969 | WILKINS | 975XL3 | RP | 1.500 | 3636494
733 | BETHEL RD | 43214-1901 | Not Required by DOW | T223923 | WILKINS | 720A | PVB | 1.000 | 71807 | 733 BETHEL E OF DRIVE THRU WINDOW IN REAR OF BLDG
733 | BETHEL RD | 43214-1901 | Active | ALA16066 | WILKINS | 975XL3 | RP | 1.000 | 3658779 | BASEMENT AT METER.
737 | BETHEL RD | 43214-1901 | Not Required by DOW | H03726 | FEBCO | 825Y | RP | 0.750 | 71864 | 734 BETHEL RD, METER ROOM SOUTH EXIT DOOR
737 | BETHEL RD | 43214-1901 | Active | W005536 | WILKINS | 975XL | RP | 1.500 | 71865 | 734 BETHEL RD, METER ROOM SOUTH EXIT DOOR
739 | BETHEL RD | 43214-1901 | Not Required by DOW | 1111111739 | HYDRO-GAP | XX | AG | 1.000 | 71887 | ABOVE 3 COMPARTMENT SINK--AIR GAP
739 | BETHEL RD | 43214-1901 | Not Required by DOW | 252502 | WATTS | 009M2QT | RP | 1.000 | 71888 | SE CORNER IN JANITORS CLOSET ABOVE THE WATER METER
739 | BETHEL RD | 43214-1901 | Active | AMA07278 | WILKINS | 975XL3 | RP | 1.500 | 3636492 | SE CORNER IN JANITORS CLOSET ABOVE THE WATER METER
747 | BETHEL RD | 43214-1901 | Active | 30414 | WATTS | LF919-QT | RP | 1.500 | 3367569 | REAR OF 747 BETHEL [ MICRO CENTER ]
747 | BETHEL RD | 43214-1901 | Active | 37219B | WILKINS | 350ASTDA | DCDA | 6.000 | 3635987 | REAR OF 749 BETHEL ( EUROLIFE FURNITURE )
747 | BETHEL RD | 43214-1901 | Active | HC7-8800 | WILKINS | 950XLD | DC | 0.750 | 3657153 | REAR OF 749 BETHEL ( EUROLIFE FURNITURE )
749 | BETHEL RD | 43214-1901 | Active | 352748 | WILKINS | 975XL | RP | 1.000 | 72094 | INSIDE AT BACK OF BLDG IN WATER METER RM (EUROLIFE FURNITURE)
751 | BETHEL RD | 43214-1901 | Active | 352750 | WILKINS | 975 | RP | 1.000 | 72141 | HWH ROOM - INCOMING WATER FOR 783 NOVACARE
751 | BETHEL RD | 43214-1901 | Removed | H13562REM | WATTS | 909QT | RP | 1.000 | 72142 | REMOVED-IN WT ROOM ABOVE 10' OFF FLOOR -- MICHAEL'S MEATS
751 | BETHEL RD | 43214-1901 | Active | 3402379 | WILKINS | 975XL | RP | 1.500 | 100330 | INSIDE BACK ENTRANCE OF 763 BETHEL RD
751 | BETHEL RD | 43214-1901 | Active | 11828 | WATTS | 919QT | RP | 1.500 | 100331 | 771 Bethel Rd Chipotle, STORE ROOM
751 | BETHEL RD | 43214-1901 | Due Install |  |  |  | RP | 2.000 | 3630088 | HOT BOX AT PIT (1-MAN LID IN SIDWLK 2-MAN PIT)
751 | BETHEL RD | 43214-1901 | Active | 093449 | WATTS | 007M1 | DC | 0.750 | 3644937 | FIVE GUYS - THREE COMPARTMENT SINK
751 | BETHEL RD | 43214-1901 | Active | 3477529 | WILKINS | 975 | RP | 1.000 | 3644938 | 763 Five Guys above mop sink on wall
760 | BETHEL RD | 43214-1900 | Active | 4636899 | WILKINS | 975XL2 | RP | 1.500 | 3367571 | BEHIND CO2 CANNISTERS BY WALKIN COOLER AT WATER METER
778 | BETHEL RD | 43214-1900 | Active | 3149 | CALEFFI | 574 | RP | 0.500 | 3367575 | AT METER
784 | BETHEL RD | 43214-1900 | Active | 3788750 | WILKINS | 975 | RP | 1.000 | 3367578
788 | BETHEL RD | 43214-1900 | Active | ABA35602 | WILKINS | 975XL2 | RP | 0.750 | 3367580 | AT METER BEHIND ICE MACHINE
795 | BETHEL RD | 43214-1901 | Active | 77695 | WATTS | 919AQT | RP | 0.750 | 3643503 | TWO METERS IN 795 UNIT AT 3/4 INCH METER IN BATHROOM IN BOX
796 | BETHEL RD | 43214-1900 | Active | 3940110 | WILKINS | 975xl2 | RP | 1.000 | 3367585 | AT METER BY MOP SINK
798 | BETHEL RD | 43214-1900 | Active | ala50887 | WILKINS | 975XL3 | RP | 0.750 | 3367586
802 | BETHEL RD | 43214-1900 | Active | 4552271 | WILKINS | 975XL2 | RP | 0.750 | 3367587 | BACK BATHROOM UNDER SINK AT WATER METER
803 | BETHEL RD | 43214-1903 | Active | 24589 | WATTS | 919-QT | RP | 1.500 | 3367610 | TWO METERS IN 795 UNIT AT 1.5 INCH METER NEXT WALL BY COOLERS
805 | BETHEL RD | 43214-1903 | Active | 084300 | WATTS | LF909QT | RP | 1.000 | 3367590 | STOCK ROOM OF MARSHALS LEFT OF TRASH COMPACTOR. ON LEFT OF TWO METERS
808 | BETHEL RD | 43214-1900 | Active | CFA6614 | WILKINS | 975XL2 | RP | 0.500 | 3367593 | AT METER IN WOMENS RESTROOM
810 | BETHEL RD | 43214-1900 | Active | CFA6467 | WILKINS | 975XL2 | RP | 0.500 | 3367594 | AT METER WEST WALL OF KITCHEN BY SINK
813 | BETHEL RD | 43214-1903 | Inactive |  |  |  | RP | 1.000 | 3367595 | AT METER IN N BATHROOM USE AS STORAGE
814 | BETHEL RD | 43214-1900 | Active | J006381 | FEBCO | 825Y | RP | 0.750 | 3367596 | AT METER
816 | BETHEL RD | 43214-1900 | Active | 32533 | WATTS | 919ZQT | RP | 0.750 | 73440 | REAR IN KITCHEN AT WATER METER UNDR TABLE
817 | BETHEL RD | 43214-1903 | Active | 163250 | WATTS | LF009M2QT | RP | 2.000 | 3367597 | SW MECH ROOM AT WATER METER IN 813
823 | BETHEL RD | 43214-1903 | Due Install |  |  |  | RP | 0.750 | 3367599 | AT WATER METER BACK BATHROOM
825 | BETHEL RD | 43214-1903 | Active | 38112 | WATTS | 009M2QT | RP | 0.750 | 73596 | UTILITY ROOM REAR OF UNIT
827 | BETHEL RD | 43214-1903 | Active | 5000483 | WILKINS | 975XL2 | RP | 0.750 | 98234
830 | BETHEL RD | 43214-1900 | Active | 102759 | WATTS | 009M2QT | RP | 1.500 | 73649 | IN KITCHEN BESIDE 3 COMP SINK
833 | BETHEL RD | 43214-1903 | Active | 78731 | WATTS | 919 | RP | 0.750 | 3367602 | AT WATER METER
855 | BETHEL RD | 43214-1903 | NULL | [5 empty] | 3367608 | AT METER
863 | BETHEL RD | 43214-1903 | Due Install |  |  |  | RP | 0.750 | 3367609 | DOLLAR TREE NW AT METER
867 | BETHEL RD | 43214-1903 | Active | ABB20526 | WILKINS | 975XL2 | RP | 0.750 | 3639686 | RESTROOM
875 | BETHEL RD | 43214-1903 | Active | 310473 | WATTS | 909M1QT | RP | 1.500 | 74246 | SW CORNER OF BUILDING BY WATER METER
878 | BETHEL RD | 43214-1904 | Not Required by DOW | 1332208 | WILKINS | 975XLBMS | RP | 1.500 | 74273 | 0 USE 6/3/15 CAG. REAR OF BMARKET MECH ROOM
878 | BETHEL RD | 43214-1904 | Active | 049803 | WATTS | LF009M2QT | RP | 1.500 | 74274 | MID BACK UTILITY ROOM AT WATER METER OUTSIDE DOOR
889 | BETHEL RD | 43214-1903 | Active | 682701 | WILKINS | 975 | RP | 2.000 | 74382 | IN 885 NW MECH/METER ROOM AT WATER METER SERVS 885 & 889
889 | BETHEL RD | 43214-1903 | Active | 40252 | AMES | 2000B | DC | 0.750 | 88356 | MID W RISER ROOM AT FDC -OUTSIDE DR
889 | BETHEL RD | 43214-1903 | Active | 1366970904 | AMES | 3000SS | DCDA | 4.000 | 88357 | W RISER ROOM DR AT FDC -OUTSIDE DR
900 | BETHEL RD | 43214-1906 | Not Required by DOW | 2563197 | WILKINS | 950XLT | DC | 1.250 | 74455 | MECH ROOM ABOVE METER -FOR LIMITED FIRE
900 | BETHEL RD | 43214-1906 | Not Required by DOW | 100173 | FEBCO | 825Y | RP | 0.750 | 74456 | NE MECH ROOM THRU OFFICE BY METER
900 | BETHEL RD | 43214-1906 | Not Required by DOW | 113532 | WATTS | 009QT | RP | 0.750 | 74457 | NE MECH ROOM THRU OFFICE BY METER
900 | BETHEL RD | 43214-1906 | Removed | 42013REM | WILKINS | 975XL2 | RP | 2.000 | 74459 | NE MECH ROOM THRU OFFICE AT WATER METER REMOVED
900 | BETHEL RD | 43214-1906 | Active | 4393668 | WILKINS | 975XL2 | RP | 2.000 | 3624629 | NE MECH ROOM THRU OFFICE AT WATER METER
930 | BETHEL RD | 43214-1906 | Active | A002858 | FEBCO | 805 | DC | 0.750 | 74663 | HOT WATER TANK ROOM SOUTH CENTER
930 | BETHEL RD | 43214-1906 | Not Required by DOW | 577988 | WILKINS | 975 | RP | 1.000 | 74664 | OUTSIDE MECHANICAL ROOM
930 | BETHEL RD | 43214-1906 | Active | 9705011259 | FEBCO | 876 | DCDA | 4.000 | 74665 | HOT WATER TANK ROOM SOUTH CENTER
930 | BETHEL RD | 43214-1906 | Active | N1101310549 | FEBCO | 880V | RP | 3.000 | 74666 | MECH ROOM
933 | BETHEL RD | 43214-1905 | Removed | 006448REM | WATTS | LF800M4 | PVB | 0.750 | 74675 | REMOVED - SOUTHWEST CORNER OF BUILDING OUTSIDE (outside by drive thru)
933 | BETHEL RD | 43214-1905 | Active | 615144 | WATTS | 909QT | RP | 1.000 | 91961 | BACK ROOM (Stock Room)
965 | BETHEL RD | 43214-1905 | Active | 08964 | WATTS | 919QT | RP | 1.500 | 92952 | BACK OF BLDG
965 | BETHEL RD | 43214-1905 | Not Required by DOW | 614581 | WATTS | 909HWQT | RP | 1.000 | 97677 | by rear door
974 | BETHEL RD | 43214-2467 | Not Required by DOW | 954688 | WILKINS | 720A | PVB | 2.000 | 74871 | CENTER REAR MECH ROOM
974 | BETHEL RD | 43214-2467 | Removed | W175368REM | WILKINS | 975 | RP | 0.750 | 74872 | REMOVED-NEXT TO VACCUM PUMP
974 | BETHEL RD | 43214-2467 | Active | 409392 | WATTS | 909M1QT | RP | 2.000 | 74873 | MECH ROOM BY REAR DOOR
974 | BETHEL RD | 43214-2467 | Removed | W175316REM | WILKINS | 975XL | RP | 0.750 | 3607341 | REMOVED-DENTAL EQUIPMENT, JANITOR CLOSET
974 | BETHEL RD | 43214-2467 | Not Required by DOW | W175368 | WILKINS | 975 | RP | 0.750 | 3618456
975 | BETHEL RD | 43214-1905 | Active | ABA88961 | WILKINS | 975XL2 | RP | 0.750 | 74876 | IN 875 W MECH ROOM AT WATER METER
975 | BETHEL RD | 43214-1905 | Removed | 83709REM | WATTS | 009M3QT | RP | 0.750 | 74914 | REMOVED - W MECH ROOM ABOVE METER
985 | BETHEL RD | 43214-1905 | Not Required by DOW | OH2392 | FEBCO | 765 | PVB | 0.750 | 91545 | LEFT REAR
985 | BETHEL RD | 43214-1905 | Active | ABA09185 | WILKINS | 975XL2 | RP | 0.750 | 96815 | SUITE A MECH ROOM AT WATER METER GO THRU KITCHENETTE
999 | BETHEL RD | 43214-1981 | Active | ABH7394 | WILKINS | 975XL2 | RP | 1.000 | 3650532 | SW ROOM OF UNIT C AT WATER METER
104 | BETHEL RD | 43220- | Replaced | A01244REM | WATTS | 009M2PCQT | RP | 1.000 | 53693 | REPLACED- LEFT SIDE OF BLDG (1045 BETHEL RD)
1041 | BETHEL RD | 43220- | Removed | 81096REM | WATTS | 009M3QT | RP | 0.750 | 88707 | REMOVED - BOILER ROOM MIDDLE OF BLDG
1041 | BETHEL RD | 43220- | Not Required by DOW | 5005132 | WILKINS | 975XL2 | RP | 1.000 | 3611309 | OUTSIDE SE OF UNIT 1041 E END
1041 | BETHEL RD | 43220- | Active | ACG4221 | WILKINS | 975XL2 | RP | 1.500 | 3650627 | SE MECH/WATER MTR AREA OF UNIT 1041
1064 | BETHEL RD | 43220-2610 | Due Install |  |  |  | RP |  | 3367611 | IN MECH/METER ROOM THRU MENS ROOM AT WATER METER
1092 | BETHEL RD | 43220-2610 | Active | AMA09531 | WILKINS | 975 | RP | 1.500 | 3367612
1151 | BETHEL RD | 43220-2775 | Active | 138326 | WATTS | 009M2QT | RP | 2.000 | 54066 | IN 1161 BSMNT W IN MTR CLOSET BTWN STAIR CASES
1151 | BETHEL RD | 43220-2775 | Not Required by DOW | 06666 | WATTS | 919 | RP | 0.500 | 54068 | IN 1151 #304 DDS STERILIZATION RM
1151 | BETHEL RD | 43220-2775 | Not Required by DOW | 200361 | WATTS | 009QT | RP | 0.500 | 54069 | 1151 #304 DDS UTILTY CLOSET
1151 | BETHEL RD | 43220-2775 | Not Required by DOW | 277389 | WATTS | 009QT | RP | 0.500 | 74996 | 1151 #301 DDS MID RM ON WALL
1151 | BETHEL RD | 43220-2775 | Not Required by DOW | 280822 | WATTS | 009PCQT | RP | 0.500 | 74997 | 1151 #301 DDS MID RM ON WALL
1151 | BETHEL RD | 43220-2775 | Not Required by DOW | 172137 | WATTS | 009QT | RP | 0.500 | 92123 | MECH ROOM SUITE 203
1265 | BETHEL RD | 43220-2682 | Active | 75386 | WATTS | 919 | RP | 1.000 | 54478 | AT WATER METER
1297 | BETHEL RD | 43220-2611 | Due Install |  |  |  | RP | 0.750 | 3367625
1299 | BETHEL RD | 43220-2611 | Active | 71784 | WATTS | LF919QT | RP | 0.750 | 3367626 | BACK BATHROOM AT WATER METER BEHIND PICTURE
1325 | BETHEL RD | 43220-2611 | Active | 18277 | WATTS | LF919QT | RP | 1.500 | 3367627 | WEST SIDE WASH ROOM AT WATER METER
1331 | BETHEL RD | 43220- | Active | 339873 | WATTS | 909M1QT | RP | 1.500 | 54709 | BLDG #1 1329 BETHEL MIDDLE MECH/RISER ROOM AT WATER METER
1331 | BETHEL RD | 43220- | Active | 9908121145 | FEBCO | 876 | DCDA | 6.000 | 54710 | BLDG #1 1329 BETHEL, CENTER MECH/RISER ROOM
1331 | BETHEL RD | 43220- | Removed | 587276REM | WILKINS | 720A | PVB | 0.750 | 75025 | 1329 BETHEL RD, REAR OF BUILDING REMOVED
1331 | BETHEL RD | 43220- | Active | A011792 | FEBCO | 805YB | DC | 0.750 | 89217 | 1329 BETHEL RD, MECHANICAL ROOM
1331 | BETHEL RD | 43220- | Removed | F136685REM | WILKINS | 720A | PVB | 0.750 | 100494 | 1329 BETHEL RD, REAR OF 1341 BETHEL RD REMOVED
1331 | BETHEL RD | 43220- | Not Required by DOW | 54383 | WATTS | 919AQT | RP | 0.750 | 3618601 | ART ROOM CLOSET ROOM 319
1365 | BETHEL RD | 43220-2611 | Active | W187107 | WILKINS | 975XL | RP | 1.000 | 54814 | SW BACK BSMNT WALL AT WATER INLET (MTR IN F/BOX ON GODOWN)
1380 | BETHEL RD | 43220-2685 | Active | 42629 | WATTS | LF919QT | RP | 2.000 | 3367633 | HOT BOX NW CORNER OF PROP.
1401 | BETHEL RD | 43220-2611 | Active | 3637337 | WILKINS | 975XL | RP | 1.000 | 54922 | MECHANICAL ROOM
1434 | BETHEL RD | 43220-2002 | Active | 3837248 | WILKINS | 975XL | RP | 1.000 | 89083 | AT WATER METER STR #9147
1440 | BETHEL RD | 43220-2002 | Due Install |  |  |  | RP | 1.500 | 3367635 | REAR OF 1466-1470 BETHEL NW CORNER SUSHI PLACE
1478 | BETHEL RD | 43220-2002 | Active | 1025171 | WILKINS | 975 | RP | 1.500 | 55104 | NW AREA AT WATER MTR HWT/MOP SINK CITY EGG/OLD COSI OUT FRONT BLDG
1480 | BETHEL RD | 43220-2002 | Active | 128324 | WATTS | 009QT | RP | 2.000 | 55109 | IN 1488 UNIT AT/ABOVE WATER MTR -ACCESS THRU 1490 DINING RM
1505 | BETHEL RD | 43220-2055 | Active | A07486 | WATTS | 009M2QT | RP | 1.000 | 3633255 | BASEMENT MECH ROOM
1515 | BETHEL RD | 43220-2056 | Not Required by DOW | 42207 | WATTS | 009M2QT | RP | 1.500 | 89733 | UNDER BACK STAIR CASE
1515 | BETHEL RD | 43220-2056 | Active | 4995507 | WILKINS | 975XL2 | RP | 1.000 | 3633584 | MECH ROOM CENTER BASEMENT
1520 | BETHEL RD | 43220-2004 | Active | 103373 | WATTS | 009M2QT | RP | 1.500 | 55292 | IN STORAGE NW CORNER OF 1520 BATFLIP BASEBALL
1525 | BETHEL RD | 43220-2054 | Active | 07829 | WATTS | 009M2QT | RP | 1.000 | 89734 | MECH ROOM BASEMENT
1525 | BETHEL RD | 43220-2054 | Due Install |  |  |  | RP | 1.000 | 3657100 | MECH ROOM BASEMENT
1536 | BETHEL RD | 43220- | Active | AMA13039 | WILKINS | 975XL3 | RP | 1.500 | 3367637 | IN 5227 AT WATER METER IN ISTANBUL MARKET MNGR OFFICE
1540 | BETHEL RD | 43220-2004 | Active | 119258 | WATTS | 009QT | RP | 2.000 | 55338 | BACK MECH RM N END, BEHIND 5220 BETHEL RD
1545 | BETHEL RD | 43220-2011 | Active | 4077189 | WILKINS | 975XL | RP | 1.000 | 3367638 | BACK MECH/METER ROOM AT WATER METER
1545 | BETHEL RD | 43220-2011 | Active | A721710 | WILKINS | 350 | DC | 1.000 | 3633871 | BACK MECH/METER ROOM AT WATER METER
1555 | BETHEL RD | 43220-2003 | Active | PRD00149911-195 | ARI | RP-500 | RP | 1.000 | 3367639 | AT WATER MTR BACK UTLTY/HWT/ELECTRIC ROOM
1600 | BETHEL RD | 43220-2008 | Due Install |  |  |  | RP | 1.000 | 3367642
1601 | BETHEL RD | 43220-2006 | Active | G192025 | WILKINS | 720A | PVB | 1.000 | 55565 | NORTH SIDE OF BUILDING
1601 | BETHEL RD | 43220-2006 | Due Install |  |  |  | RP | 0.750 | 3656440
1625 | BETHEL RD | 43220-2071 | Not Required by DOW | 375231 | WILKINS | 720A | PVB | 0.750 | 89735 | FRONT OF BLDG
1625 | BETHEL RD | 43220-2071 | Active | 139863 | WATTS | LF009M2QT | RP | 1.000 | 3633395
1707 | BETHEL RD | 43220-1810 | Active | 39714 | WATTS | 919QT | RP | 2.000 | 3367643 | FRONT BSMNT WALL BY HWT AT WATER METER
1717 | BETHEL RD | 43220-1884 | Active | 4059830 | WILKINS | 975XL2 | RP | 1.500 | 3367645 | MECHANICAL ROOM
1727 | BETHEL RD | 43220-1836 | Removed | 10646REM | WATTS | 919QT | RP | 1.250 | 55978 | MECHANICAL ROOM REMOVED
1727 | BETHEL RD | 43220-1836 | Active | B243922 | WILKINS | 375 | RP | 1.500 | 3633197 | MECHANICAL ROOM
1735 | BETHEL RD | 43220-1870 | Removed | 76264REM | WATTS | 009M3QT | RP | 0.750 | 55991 | **REMOVED** - BOILER ROOM EAST WALL
1735 | BETHEL RD | 43220-1870 | Active | AMA09802 | ZURN | 975XL3 | RP | 1.500 | 3629879 | BASEMENT MECH ROOM
1800 | BETHEL RD | 43220-1866 | Active | 568768 | WATTS | 909QT | RP | 1.000 | 56183 | MECHANICAL ROOM IN BASEMENT BY METER
1895 | BETHEL RD | 43220-1869 | Active | 4600174 | WILKINS |  | RP | 1.500 | 3367648 | BASEMENT EAST WALL AT WATER METER
1914 | BETHEL RD | 43220-1802 | Active | T471318 | WILKINS | 720A | PVB | 1.000 | 89736 | SOUTH OF 1918 BETHEL RD WEST OF EXIT DOOR
2000 | BETHEL RD | 43220-5810 | Not Required by DOW | 3841460 | WILKINS | 975XLBMS | RP | 0.750 | 56977 | X-RAY ROOM DENTAL OFFICE
2000 | BETHEL RD | 43220-5810 | Removed | 320133REM | WILKINS | 975XL | RP | 0.500 | 56978 | REMOVED-X RAY ROOM DENTAL OFFICE
2000 | BETHEL RD | 43220-5810 | Active | 4509108 | WILKINS | 975XL2 | RP | 1.500 | 3633774 | IN DENTIST OFFICE IN SMALL CABINET AT WATER METER
2001 | BETHEL RD | 43220-1867 | Active | ZE-0416 | WATTS | LF757 | DCDA | 4.000 | 3367652 | SPRINKLER ROOM/ OUTSIDE DOOR ON W WALL OF BUILDING GO TO OFFICE FOR ACCESS
2001 | BETHEL RD | 43220-1867 | Active | ABU5899 | WIKINS | 975XL2 | RP | 1.000 | 3658267 | SPRINKLER ROOM/ OUTSIDE DOOR ON W WALL OF BUILDING GO TO OFFICE FOR ACCESS
2001 | BETHEL RD | 43220-1867 | Active | 10067 | WATTS | LF007M3QT | DC | 0.750 | 3659348 | SPRINKLER ROOM/ OUTSIDE DOOR ON W WALL OF BUILDING GO TO OFFICE FOR ACCESS
2090 | BETHEL RD | 43220- | Active | 305715 | WATTS | 909M1QT | RP | 2.000 | 57183 | BACK/NE LOADING DOCK AT WATER METER KROGERS
2090 | BETHEL RD | 43220- | Not Required by DOW | 338368 | WILKINS | 975 | RP | 2.000 | 57184 | ABOVE CEILING @ ENTRY
2090 | BETHEL RD | 43220- | Not Required by DOW | 343733 | WILKINS | 975XL | RP | 2.000 | 57185 | BACK MEZZ COMPRESSOR ROOM
2090 | BETHEL RD | 43220- | Removed | 3LL0743REM | AMES | 3000 | DCDA | 4.000 | 57186 | **REMOVED/MOVED** LOADING DOCK BY WATER METER (SERIAL #3LL0743)
2090 | BETHEL RD | 43220- | Removed | B08868REM | WATTS | 007M3QT | DC | 0.750 | 57187 | **REMOVED/MOVED** LOADKING DOCK BY WATER EMTER
2090 | BETHEL RD | 43220- | Replaced | REP16991 | WATTS | 800MQT | PVB | 0.500 | 87344 | REPLACED- AT SINK IN BAKERY DEPT
2090 | BETHEL RD | 43220- | Not Required by DOW | 47833 | WATTS | 008PCQT | PVB | 0.500 | 90501 | AT SINK IN DONATOS
2090 | BETHEL RD | 43220- | Not Required by DOW | 181134 | WATTS | 008 pcqt | SVB | 0.500 | 90502 | PRODUCE PREP AT SINK
2090 | BETHEL RD | 43220- | Not Required by DOW | 61153 | WATTS | 008PCQT | SVB | 0.500 | 90503 | AT SINK IN BUTCHER SHOP
2090 | BETHEL RD | 43220- | Not Required by DOW | 29682 | WATTS | 008PCQT | SVB | 0.500 | 90504 | AT SINK IN MEAT DEPT removed
2090 | BETHEL RD | 43220- | Not Required by DOW | 63858 | WATTS | 008PCQT | SVB | 0.500 | 99414 | DELI BY SINKS
2090 | BETHEL RD | 43220- | Removed | 18135REM | WATTS | 008 pcqt | SVB | 0.500 | 3351129 | AT SINK IN BAKERY DEPT REMOVED
2090 | BETHEL RD | 43220- | Removed | 133338REM | AMES | 4000SS | RP | 6.000 | 3648618 | **REMOVED** NE LOADING DOCK AREA
2090 | BETHEL RD | 43220- | Active | 1077930221 | AMES | 5000SS | RPDA | 6.000 | 3651876 | NE/BACK LOADING DOCK AREA OF KROGERS
2090 | BETHEL RD | 43220- | Active | 15096 | AMES | 4000B | RP | 0.750 | 3652008 | NE/BACK LOADING DOCK AREA OF KROGERS
2100 | BETHEL RD | 43220-1807 | Active | 3809095 | WILKINS | 975XL | RP | 0.750 | 3604329 | MECHANICAL ROOM
2121 | BETHEL RD | 43220-1804 | Not Required by DOW | T223675 | WILKINS | 720 | PVB | 0.750 | 3367654 | FRONT OF BUILDING
2121 | BETHEL RD | 43220-1804 | Active | ACL6332 | WILKINS | 975XL2 | RP | 1.500 | 3633421 | MECH ROOM AT METER
2136 | BETHEL RD | 43220-5824 | Active | 4705022 | WILKINS | 975XL2 | RP | 1.500 | 57410 | NW BK STORAGE AREA AT WTR METER
2136 | BETHEL RD | 43220-5824 | Removed | A03875REM | WATTS | 009M2QT | RP | 1.000 | 92622 | NW BK STORAGE AREA AT WTR METER REMOVED
2201 | BETHEL RD | 43220- | Active | 43978 | WATTS | LF919AQT | RP | 1.000 | 57616 | POOL EQUIPMENT ROOM
2285 | BETHEL RD | 43220- | Active | XA-0985 | AMES | COLT400 | RP | 6.000 | 3367655 | HOT BOX AT PIT NEAR MAIL KIOSK
2425 | BETHEL RD | 43220-2292 | Removed | W630802REM | WILKINS | 720A | PVB | 1.000 | 95878 | ***REMOVED*** NW CORNER OF BLDG OUTSIDE RIGHT FRONT OF CHURCH
2425 | BETHEL RD | 43220-2292 | Active | X44959 | WILKINS | 375A | RP | 3.000 | 3633715 | AT WATER METER BSMNT MECH/BOILER RM OUTSIDE DR
2480 | BETHEL RD | 43220-2293 | Active | 309548 | WATTS | 909QT | RP | 1.000 | 58418 | POOL EQUIPMENT ROOM IN SIDE POOL AND PARTY HOUSE
2510 | BETHEL RD | 43220-2293 | Not Required by DOW | AKE3144 | WILKINS | 375 | RP | 2.000 | 3367658
2510 | BETHEL RD | 43220-2293 | Active | AKE1327 | WILKINS | 375 | RP | 2.000 | 3656809
2522 | BETHEL RD | 43220-2293 | Active | B22042 | WILKINS | 375 | RP | 0.750 | 3367659 | AT METER DONATOS PIZZA
2530 | BETHEL RD | 43220-2293 | Active | 167070 | WATTS | LF009M2QT | RP | 1.000 | 58562 | ABOVE METER
2555 | BETHEL RD | 43220-2224 | Active | 1009542 | WILKINS | 975XLBMS | RP | 1.500 | 58624 | SOUTH MIDDLE STORAGE ROOM
2626 | BETHEL RD | 43220-6108 | Not Required by DOW | 103831 | WATTS | 007QT | DC | 1.000 | 58805 | NORTH SIDE MECHANICAL ROOM
2626 | BETHEL RD | 43220-6108 | Not Required by DOW | A48392 | FEBCO | 825Y | RP | 1.500 | 58806 | NORTH SIDE MECHANICAL ROOM
2626 | BETHEL RD | 43220-6108 | Active | 563394 | WILKINS | 975 | RP | 1.500 | 58807 | MID N MECH ROOM AT WATER METER OUTSIDE DOOR
2626 | BETHEL RD | 43220-6108 | Not Required by DOW | 3898313 | WILKINS | 975XL | RP | 0.750 | 3603481 | IN TIM HORTONS BEHIND OVENS 9' HIGH
2640 | BETHEL RD | 43220-6108 | Active | 37652 | WATTS | 919QT | RP | 1.000 | 102290 | WEST WALL BESIDE SHOP RESTROOM
2645 | BETHEL RD | 43220-2224 | Not Required by DOW | 223811 | WATTS | 009QT | RP | 0.500 | 58852 | IN BASEMENT ON NORTH WALL IN SOUTH SIDE OF BASEMENT
2645 | BETHEL RD | 43220-2224 | Not Required by DOW | 484142 | WATTS | 800M4QT | PVB | 1.000 | 58853 | ON E SIDE OF BUILDING BETWEEN DOOR
2645 | BETHEL RD | 43220-2224 | Active | 580153 | WATTS | 909QT | RP | 1.000 | 58854 | EAST SIDE CORNER OF BASEMENT ABOVE WATER METER
2671 | BETHEL RD | 43220- | Active | 263413 | WATTS | 007M1QT | DC | 1.000 | 58931 | MECH ROOM NEXT TO POOL FILTER
2700 | BETHEL RD | 43220-2217 | Active | W282923 | WILKINS | 975XLBMS | RP | 2.000 | 90323 | WALLMART N WALL GARDEN CNTR WALLMART
2700 | BETHEL RD | 43220-2217 | Active | L32972 | WILKINS | 375 | RP | 3.000 | 90324 | WALLMART N CENTER BACK BLDG RISER/PUMP RM -AT SUB MTR
2700 | BETHEL RD | 43220-2217 | Active | 268917 | WATTS | 800M4QT | PVB | 0.750 | 90325 | WALLMART PRODUCE PREP SW BY SINK WALLMART
2700 | BETHEL RD | 43220-2217 | Active | 268736 | WATTS | 800M4FR | PVB | 0.750 | 90326 | WALLMART SEAFOOD AREA N OF DBLE DR WALLMART
2700 | BETHEL RD | 43220-2217 | Replaced | REP6948 | WATTS | 008PCQT | SVB | 0.750 | 90327 | REPLACED- DELI BY SINK WALLMART
2700 | BETHEL RD | 43220-2217 | Active | 1505960406 | AMES | 2000SS | DC | 8.000 | 90660 | WALLMART N CENTER BACK BLDG PUMP/RISER RM WALLMART
2700 | BETHEL RD | 43220-2217 | Removed | A94333REM | WATTS | 009PCQT | RP | 0.500 | 97932 | REMOVED-BEHIND ICE MACHINE
2700 | BETHEL RD | 43220-2217 | Active | A96334 | WATTS | 009QT | RP | 0.500 | 97962 | IN CHILI VERDE RIGHT OF ICE MACH MID 4852-56 SAWMILL CHILI VERDE
2700 | BETHEL RD | 43220-2217 | Active | 241739 | WILKINS | 950XLT2 | DC | 0.750 | 97974 | Theater(NOW FUNCITY)-CONCESSION KITCH RIGHT OF ICE MACHINE
2700 | BETHEL RD | 43220-2217 | Active | 52134 | WATTS | 009M2PCQT | RP | 1.000 | 99415 | IN CHILI VERDE 4' N OF 4852 BK DR-HIGH-BHND CEILNG TILE 4852-56 CHILI VERDE
2700 | BETHEL RD | 43220-2217 | Removed | 08288REM | WATTS | 008PCQT | PVB | 0.750 | 3607743 | WALLMART E WALL PETCARE ABOVE AQUARIUM, SINK WALMART
2700 | BETHEL RD | 43220-2217 | Active | 391404 | WILKINS | 420XL | PVB | 0.750 | 3611500 | WALLMART DELI BY SINK WALLMART
2700 | BETHEL RD | 43220-2217 | Due Install |  |  |  | RP | 10.000 | 3636473 | IN HOT BOX AT PIT BEHIND WALLMART
2700 | BETHEL RD | 43220-2217 | Active | 15590 | WATTS | LF008 | PVB | 0.750 | 3650246 | WALLMART - 2700 BETHEL RD - BAKERY WASH SINK
2700 | BETHEL RD | 43220-2217 | Active | 15603 | WATTS | LF008 | PVB | 0.750 | 3650247 | WALLMART - 2700 BETHEL RD - PRODUCE WASH SINK
2700 | BETHEL RD | 43220-2217 | Active | 15592 | WATTS | LF008 | PVB | 0.750 | 3650248 | WALLMART - 2700 BETHEL RD - MEAT DEPARTMENT WASH SINK
2700 | BETHEL RD | 43220-2217 | Active | 4601214 | WILKINS | 975XL2 | RP | 0.750 | 3658738 | REAR OF STORE IN 4816
2704 | BETHEL RD | 43220-2217 | Not Required by DOW | 21618 | WATTS | 009M2QT | RP | 1.500 | 59036 | NEXT TO HOT WATER TANK
2704 | BETHEL RD | 43220-2217 | Active | 320705 | WATTS | 909M1QT | RP | 2.000 | 59037 | SPRINKLER RISER ROOM
2704 | BETHEL RD | 43220-2217 | Active | A007032 | FEBCO | 805Y | DC | 0.750 | 59038 | METER PIT -- FOR FIRE PROTECTION BYPASS
2704 | BETHEL RD | 43220-2217 | Active | 9803191449 | FEBCO | 856 | DCDA | 4.000 | 59039 | OUTSIDE IN PIT
2730 | BETHEL RD | 43220-2217 | Active | 4767184 | WILKINS | 975XL2 | RP | 0.750 | 3367661 | BSMNT AT WATER MTR
2730 | BETHEL RD | 43220-2217 | Active | TL-2392 | WATTS | 957 | RPDA | 3.000 | 3624942 | BSMNT
2730 | BETHEL RD | 43220-2217 | Active | 83957 | WATTS | 919QT | RP | 0.750 | 3643525 | BSMNT
2750 | BETHEL RD | 43220-2217 | Active | 18466 | WATTS | 009QT | RP | 1.500 | 59208 | NORTHWEST CORNER BY WATER METER (MCDONALD'S)
2750 | BETHEL RD | 43220-2217 | Active | 32072 | WATTS | 800QT | PVB | 1.500 | 59209 | NORTHWEST CORNER OF BUILDING BY WATER METER
2750 | BETHEL RD | 43220-2217 | Due Install |  |  |  | RP | 1.500 | 3656309 | NORTHWEST CORNER BY WATER METER (MCDONALD'S)
2797 | BETHEL RD | 43220-2226 | Active | 118338 | WATTS | 709 | DCDA | 6.000 | 59297 | N SPRINKLER ROOM INN TOWN SUITES
2797 | BETHEL RD | 43220-2226 | Active | 33968 | WATTS | 007M1 | DC | 0.750 | 59298 | SPRINKLER ROOM
2797 | BETHEL RD | 43220-2226 | Active | WF-3708 | WATTS | 957 | RP | 4.000 | 3632437 | MECHANICAL ROOM
2829 | BETHEL RD | 43220-2226 | Removed | 252109REM | WATTS | 909M1QT | RP | 1.500 | 59394 | NE CORNER OF CARWASH--BP OIL REMOVED
2829 | BETHEL RD | 43220-2226 | Removed | 86536REM | WILKINS | 975 | RP | 1.000 | 59396 | CAR WASH MECHANICAL ROOM -- BP OIL REMOVED
2829 | BETHEL RD | 43220-2226 | Active | 181847 | WATTS | LF009M2QT | RP | 1.000 | 3641169 | AT METER
2880 | BETHEL RD | 43220-6111 | Active | 1009523 | WILKINS | 975XLBMS | RP | 1.500 | 59493 | AT WATER METER; IN BASEMENT MECHANICAL ROOM
2880 | BETHEL RD | 43220-6111 | Active | 941832 | WILKINS | 950 | DC | 0.750 | 59494 | IN BASEMENT IN MECHANICAL ROOM
2880 | BETHEL RD | 43220-6111 | Active | D06970 | WILKINS | 950 | DCDA | 3.000 | 59495 | IN THE BASEMENT IN MECHANICAL ROOM
2886 | BETHEL RD | 43220- | Active | 3575977 | WILKINS | 950XL | DC | 0.750 | 103225 | METER BLDG WEST OF DRIVE EAST END OF GARAGE
2886 | BETHEL RD | 43220- | Active | 266B | WILKINS | 350 | DCDA | 6.000 | 103266 | METER BUILDING - WEST OF DRIVE EAST END OF GARAGE
2886 | BETHEL RD | 43220- | Active | X25800 | WILKINS | 375 | RP | 3.000 | 103267 | METER BUILDING WEST OF DRIVE EAST END OF GARAGE A
2894 | BETHEL RD | 43220- | Active | 260069 | WATTS | 909M1QT | RP | 2.000 | 59531 | 2888 BETHEL RD, IN MECHANICAL ROOM OF CAR WASH NORTH SIDE
2894 | BETHEL RD | 43220- | Not Required by DOW | 424401 | WATTS | 909M1QT | RP | 1.500 | 59532 | 2888 BETHEL RD, MECHANICAL ROOM OF CAR WASH NORTH SIDE
2990 | BETHEL RD | 43220-6111 | Not Required by DOW | 200000214 | WATTS | 800QT | PVB | 1.500 | 59667 | IN JANITOR ROOM AT WATER METER
2990 | BETHEL RD | 43220-6111 | Active | 75432 | WATTS | 009M1QT | RP | 2.000 | 59668 | JANITOR RM AT WATER METER
3000 | BETHEL RD | 43220-2262 | Active | L05021 | WILKINS | 375 | RP | 3.000 | 59758 | SPRINKLER VALVE ROOM
3000 | BETHEL RD | 43220-2262 | Not Required by DOW | 050647 | WATTS | LF800M4QT | PVB | 1.000 | 59759 | RIGHT OF FRONT DOOR
3000 | BETHEL RD | 43220-2262 | Not Required by DOW | 516096 | WATTS | 909QT | RP | 0.750 | 59760 | BOILER ROOM
3000 | BETHEL RD | 43220-2262 | Active | CL-0339 | AMES | 400N | RP | 4.000 | 59761 | MECHANICAL ROOM/SPRINKLER SYSTEM
3001 | BETHEL RD | 43220-2285 | Active | SK-1726 | WATTS | 957 | RP | 3.000 | 3367664 | Carport SW corner of property
3001 | BETHEL RD | 43220-2285 | Active | SK-1761 | WATTS | 957 | RPDA | 6.000 | 3638854 | Carport SW corner of property
3001 | BETHEL RD | 43220-2285 | Active | 77730 | WATTS | 919 | RP | 0.750 | 3638855 | Carport SW corner of property
1830 | BETHEL RD REAR | 43220-1809 | Not Required by DOW | 164050 | WATTS | 007M1QT | DC | 1.000 | 56339 | EAST WALL MECHANICAL ROOM
1830 | BETHEL RD REAR | 43220-1809 | Not Required by DOW | 181466 | FEBCO | 825Y | RP | 1.000 | 56340 | MECHANICAL ROOM REAR OF BUILDING
1830 | BETHEL RD REAR | 43220-1809 | Active | 847321 | WILKINS | 975XLBMS | RP | 1.500 | 56341 | MECHANICAL ROOM NORTH SIDE OF BUILING AT METER. HAS OUTSIDE DOOR.
1960 | BETHEL RD SUITE 150 | 43220 | Due Install |  |  |  | RP | 0.750 | 3480681 | METER S END OF BUILDING UNDER STAIRS
1960 | BETHEL RD UNIT 250 | 43220-1815 | Active | T024262 | WILKINS | 720A | PVB | 1.000 | 87427 | NORTH SIDE OF BUILDING
1960 | BETHEL RD UNIT 250 | 43220-1815 | Due Install |  |  |  | RP | 0.750 | 3659304 | METER S END OF BUILDING UNDER STAIRS
2800 | BETHEL RD UNIT A | 43220-6110 | Inactive | 03401 | WATTS | 009 | RP | 1.500 | 59317 | AT WATER METER IN STORAGE/MECH ROOM OF CAR WASH
2800 | BETHEL RD UNIT A | 43220-6110 | Active | 5008504 | WILKINS | 975XL2 | RP | 1.500 | 99789 | IN CONVIENIENCE STORE AT WATER METER
805 | BETHEL RD UNIT REAR | 43214-1903 | Due Install |  |  |  | RP | 1.000 | 3367591
805 | BETHEL RD UNIT REAR | 43214-1903 | Active | ZB-0015 | AMES | COLT 300-GV | DCDA | 6.000 | 3626881
805 | BETHEL RD UNIT REAR | 43214-1903 | Active | 80258 | AMES | 2000BM3 | DC | 0.750 | 3659248
525 | BETHEL REED PK | 43220-1812 | Not Required by DOW | 01142 | WATTS | 919QT | RP | 1.500 | 3610192 | 5200 BETHEL REED PARK
5259 | BETHEL REED PK | 43220-1812 | Not Required by DOW | 07106 | WATTS | 919QT | RP | 1.000 | 3610193 | 5248 BETHEL REED PARK
5259 | BETHEL REED PK | 43220-1812 | Active | AMA03564 | WILKINS | 975XL3 | RP | 2.000 | 3610194 | HOT BOX
5259 | BETHEL REED PK | 43220-1812 | Not Required by DOW | W186814 | WILKINS | 975XL | RP | 1.000 | 3610196 | HOT BOX
5259 | BETHEL REED PK | 43220-1812 | Active | 1428030605 | AMES | 3000SS | DCDA | 6.000 | 3610198 | PIT
5259 | BETHEL REED PK | 43220-1812 | Active | 64844 | WATTS | 007M1QT | DC | 0.750 | 3610199 | PIT
5411 | BETHEL SAWMILL CTR | 43235-7204 | Active | ZC-0386 | AMES | 300-GV | DCDA | 3.000 | 3367677 | COLUMBUS GOLD/ MANAGERS OFFICE
5411 | BETHEL SAWMILL CTR | 43235-7204 | Active | 2770805 | WATTS | LF009M2QT | RP | 1.500 | 3658268 | COLUMBUS GOLD/ MANAGERS OFFICE
5411 | BETHEL SAWMILL CTR | 43235-7204 | Active | 80504 | AMES | 2000BM3 | DC | 0.750 | 3658876 | COLUMBUS GOLD/ MANAGERS OFFICE
5425 | BETHEL SAWMILL CTR | 43235-7204 | Due Install |  |  |  | RP | 0.750 | 3367678 | CBD SHOP STOCK ROOM AT METER
5429 | BETHEL SAWMILL CTR | 43235-7204 | Active | 5030595 | WILKINS | 975XL2 | RP | 1.000 | 3658877 | SW CORNER OF MULTI UNIT SPACE BY SOUTHMOST BACK DOOR
5433 | BETHEL SAWMILL CTR | 43235-7204 | Active | ALA51963 | WILKINS | 975XL2 | RP | 0.750 | 3367679 | RIGHT RESTROOM BACK OF HOUSE
5437 | BETHEL SAWMILL CTR | 43235- | Due Install |  |  |  | RP | 0.750 | 3367681
5445 | BETHEL SAWMILL CTR | 43235-7204 | Due Install |  |  |  | RP | 0.750 | 3367682 | METER IN BACK RIGHT OF KITCHEN IN SMALL CLOSET.
6931 | BETSEY PL | 43085-2305 | Active | A133775 | WILKINS | 720A | PVB | 0.750 | 70972 | LEFT SIDE OF HOUSE
3570 | BEULAH PARK DR | 43123 | Active | 590390 | WATTS | 009 | RP | 0.750 | 3654612 | HOT BOX
3571 | BEULAH PARK DR | 43123 | Active | 590356 | WATTS | 009 | RP | 0.750 | 3654613 | HOT BOX
3672 | BEULAH PARK DR | 43123 | Active | EAF4499 | WILKINS | 720 | PVB | 0.750 | 3652556 | LEFT SIDE
3688 | BEULAH PARK DR | 43123 | Active | VNA01111 | WILKINS | 710A | PVB | 0.750 | 3658284
3754 | BEULAH PARK DR | 43123 | Active | WA-1616 | AMES | 400 | RP | 3.000 | 3653189 | HOT BOX
6701 | BEVELHYMER RD | 43054-6016 | Active | 294737 | WATTS | 009M2QT | RP | 1.000 | 88305 | S.W. CORNER OF BLDG BY WTR MTR
6701 | BEVELHYMER RD | 43054-6016 | Not Required by DOW | 272706 | WATTS | 009M2QT | RP | 1.000 | 91819 | sw corner of room b2
6851 | BEVELHYMER RD | 43054-9764 | Active | W067895 | WILKINS | 975 | RP | 0.750 | 70836 | BASEMENT
6880 | BEVELHYMER RD | 43054-9743 | Active | 221003 | WATTS | 009M3QT | RP | 0.750 | 87930 | BASEMENT AT METER
6895 | BEVELHYMER RD | 43054 | Active | 104431 | WATTS | LF009M2QT | RP | 1.500 | 3655752 | IN HOT BOX
6895 | BEVELHYMER RD | 43054 | Active | 93544 | WATTS | LF-919 | RP | 0.750 | 3655754 | IN HOT BOX
6895 | BEVELHYMER RD | 43054 | Active | WC-1873 | AMES | 500-GV | RPDA | 6.000 | 3655755 | IN HOT BOX
7800 | BEVELHYMER RD | 43054-8224 | Not Required by DOW | A11846 | WATTS | 009M2QT | RP | 2.000 | 91163 | INWASH BLDG- MECH ROOM
7800 | BEVELHYMER RD | 43054-8224 | Not Required by DOW | 2256967 | WILKINS | 975XL | RP | 2.000 | 91165 | AFTER MAIN SHUT OFF IN MAIN BLDG
7800 | BEVELHYMER RD | 43054-8224 | Active | 1450340805 | AMES | 3000SS | DCDA | 6.000 | 92608 | METER PIT
7800 | BEVELHYMER RD | 43054-8224 | Active | 1275581113 | AMES | 4000SS | RP | 3.000 | 92610 | HOT BOX BY METER PIT
7800 | BEVELHYMER RD | 43054-8224 | Not Required by DOW | 643971 | WATTS | 800QT | PVB | 1.000 | 93413 | MECH ROOM AT MAIN BLDG AT WATER METER
7800 | BEVELHYMER RD | 43054-8224 | Not Required by DOW | 619598 | WATTS | 909QT | RP | 1.000 | 99375 | SEASONAL BUILDING
7800 | BEVELHYMER RD | 43054-8224 | Active | 08805 | AMES | 2000BM3 | DC | 0.750 | 102363 | METER PIT
7950 | BEVELHYMER RD | 43054- | Active | 4429615XLTCU | WILKINS | 975XL2 | RP | 2.000 | 3599080 | IN RR/CONCESSION STAND
7950 | BEVELHYMER RD | 43054- | Safe storage | [5 empty] | 3627942 | POND FOR IRRIGATION. NOT CONNECTED TO DOMESTIC PLUMBING PER MS. WHITE.
248 | BEVERLY PL | 43085-3801 | Active | H143251 | FEBCO | 765 | PVB | 1.000 | 58417 | RIGHT SIDE OF HSE
276 | BEVERLY PL | 43085-3801 | Active | CB993295 | WILKINS | 720 | PVB | 0.750 | 3368163 | LEFTSIDE OF HOUSE
192 | BEVERLY RD | 43221-4206 | Active | T346045 | WILKINS | 720A | PVB | 0.750 | 3368193 | Front right of house
1928 | BEVERLY RD | 43221-4206 | Active | 3576619 | WILKINS | 975 | RP | 0.750 | 3368194 | FRONT OF HOUSE
1937 | BEVERLY RD | 43221-4205 | Active | EAK6858 | WILKINS | 720A | PVB | 0.750 | 97304 | LEFT FRONT CORNER
1951 | BEVERLY RD | 43221-4205 | Active | 12191 | WATTS | 800M3 | PVB | 0.750 | 3368200 | right side
1957 | BEVERLY RD | 43221-4205 | Active | F031672 | WILKINS | 720A | PVB | 0.750 | 95385 | LEFT SIDE OF HOUSE
1971 | BEVERLY RD | 43221-4205 | Active | CB215255 | Wilkins | 720A | PVB | 1.000 | 89739 | RIGHT SIDE OF HOUSE
2041 | BEVERLY RD | 43221-4207 | Active | T236932 | WILKINS | 720A | PVB | 0.750 | 3368214 | FRONT RIGHT
3494 | BEXVIE AVE | 43227-3766 | Active | 589243 | WILKINS | 975 | RP | 1.000 | 60843 | REST ROOM AT WATER METER
3631 | BEXVIE AVE | 43227-3770 | Active | 4871045 | WILKINS | 975XL | RP | 1.000 | 100870
3420 | BEXVIE AVE UNIT C | 43227-3790 | Not Required by DOW |  |  |  | RP | 0.750 | 3368260
3420 | BEXVIE AVE UNIT E | 43227-3790 | Active | ABB13524 | WILKINS | 975 | RP | 1.000 | 3368261 | METER IN UNIT D
3420 | BEXVIE AVE UNIT G | 43227-3790 | Active | ABA24959 | WILKINS | 975 | RP | 0.750 | 3368262 | MTR BY HOT WATER HEATER
4219 | BIBURY CT | 43221-4931 | Active | A13155 | FEBCO | 765 | PVB | 0.750 | 63318 | RT SIDE
4220 | BIBURY CT | 43221-4931 | Active | H586800 | FEBCO | 765 | PVB | 0.750 | 3653089 | RIGHT CENTER BY A/C
4223 | BIBURY CT | 43221-4931 | Active | AK2650 | FEBCO | 765 | PVB | 1.000 | 63334 | WEST SIDE
4230 | BIBURY CT | 43221-4931 | Active | t258909 | WILKINS | 720 | PVB | 1.000 | 63352 | RIGHT SIDE OF HOUSE
4236 | BIBURY CT | 43221-4931 | Active | H245305 | FEBCO | 765 | PVB | 1.000 | 63372 | REAR OF HOUSE
8192 | BIBURY LN | 43016-7440 | Active | G126931 | WILKINS | 720A | PVB | 0.750 | 95266 | RIGHT SIDE OF HOUSE
8200 | BIBURY LN | 43016 | Active | T147260 | WILKINS | 720 | PVB | 0.750 | 3603283 | LEFT SIDE OF HOUSE
8207 | BIBURY LN | 43016-7354 | Active | H850738 | FEBCO | 765 | PVB | 0.750 | 91190 | RIGHT FRONT
8215 | BIBURY LN | 43016-7354 | Active | T147042 | WILKINS | 720A | PVB | 0.750 | 3597587 | LEFT FRONT
8231 | BIBURY LN | 43016-7354 | Active | CB016512 | WILKINS | 720A | PVB | 0.750 | 103384 | LEFT SIDE BY GAS METER
8239 | BIBURY LN | 43016-7354 | Active | A215109 | WILKINS | 720A | PVB | 1.000 | 91453 | FRONT LEFT
8263 | BIBURY LN | 43016-7354 | Active | H461477 | FEBCO | 765 | PVB | 0.750 | 95276 | LEFT SIDE OF HOUSE
8264 | BIBURY LN | 43016-7353 | Active | A151012 | WILKINS | 720A | PVB | 0.750 | 87443 | LEFT FRONT
8272 | BIBURY LN | 43016-7353 | Active | T415566 | WILKINS | 720A | PVB | 0.750 | 3596997 | FRONT JUST RIGHT OF DOOR
8280 | BIBURY LN | 43016-7353 | Removed | H447416REM | FEBCO | 765 | PVB | 0.750 | 91592 | REMOVED-FRONT OF HOUSE LEFT FRONT DOOR
8280 | BIBURY LN | 43016-7353 | Active | T236994 | WILKINS | 720A | PVB | 0.750 | 3607340 | FRONT LEFT OF DOOR
3848 | BICKLEY PL | 43220-4715 | Active | EAE9920 | WILKINS | 720A | PVB | 0.750 | 3368275
3887 | BICKLEY PL | 43220-4714 | Active | 001447 | WATTS | 800M2QT | PVB | 1.000 | 102603 | FRONT CENTER
4001 | BICKLEY PL | 43220- | Active | T584066 | WILKINS | 720A | PVB | 0.750 | 87177 | 4011 BICKLEY PL, IN COURT YARD FRONT OF HOUSE
4011 | BICKLEY PL | 43220-4611 | Active | T584477 | WILKINS | 720A | PVB | 1.000 | 3650577 | IN COURTYARD FRONT OF HOUSE
4023 | BICKLEY PL | 43220-4611 | Active | 65053 | WATTS | 919QT | RP | 0.750 | 3368290 | BASEMENT BY WATER METER
4024 | BICKLEY PL | 43220-4612 | Active | CB794184 | WILKINS | 720A | PVB | 1.000 | 62702 | NORTH
4035 | BICKLEY PL | 43220-4611 | Active | T295546 | WILKINS | 720A | PVB | 0.750 | 62710 | FRONT OF HOUSE
7165 | BIDDICK | 43054-8765 | Active | CB093053 | WILKINS | 720A | PVB | 0.750 | 94847 | LEFT SIDE OF HOUSE
7171 | BIDDICK | 43054- | Active | T230720 | WILKINS | 720A | PVB | 0.750 | 3615284 | REAR OF THE HOUSE
7181 | BIDDICK | 43054-8765 | Active | H275999 | FEBCO | 765 | PVB | 0.750 | 87007 | LEFT SIDE OF HOUSE
7184 | BIDDICK | 43054-8765 | Active | T133274 | WILKINS | 720A | PVB | 0.750 | 103315 | LEFT FRONT
7201 | BIDDICK | 43054-8765 | Active | H096772 | FEBCO | 765 | PVB | 0.750 | 71623 | FRONT RIIGHT IN COVE
7202 | BIDDICK | 43054-8765 | Active | H245029 | FEBCO | 765 | PVB | 0.750 | 71624 | LEFT SIDE OF HOUSE
7217 | BIDDICK | 43054-8765 | Active | AD5980 | FEBCO | 765 | PVB | 0.750 | 71640 | LEFT SIDE OF HOUSE
7218 | BIDDICK | 43054-8765 | Active | G086199 | WILKINS | 720A | PVB | 0.750 | 89245 | RIGHT SIDE OF HOUSE
7235 | BIDDICK | 43054 | Active | 81179 | WILKINS | 720A | PVB | 0.750 | 71666 | RT SIDE
7236 | BIDDICK | 43054-8765 | Active | G046648 | WILKINS | 720A | PVB | 0.750 | 92103 | FRONT OF HOUSE
7253 | BIDDICK | 43054-8765 | Active | CAA31056 | WILKINS | 720A | PVB | 0.750 | 71697 | RIGHT SIDE OF HOUSE
7254 | BIDDICK | 43054 | Active | H245039 | FEBCO | 765 | PVB | 0.750 | 71698 | LEFT SIDE OF HOUSE
7276 | BIDDICK | 43054-8765 | Active | H245100 | FEBCO | 765 | PVB | 0.750 | 71733 | LEFT FRONT BY GAS MTR
4162 | BIDLE CT | 43016-7923 | Active | F022287 | WILKINS | 720A | PVB | 0.750 | 88649 | LEFT SIDE OF HOUSE
4163 | BIDLE CT | 43016 | Active | CB083056 | WILKINS | 720 | PVB | 0.750 | 3603411 | RIGHT SIDE OF HOUSE
4170 | BIDLE CT | 43016-7923 | Active | 337104 | WILKINS | 720A | PVB | 0.750 | 3597590 | LEFT FRONT
4171 | BIDLE CT | 43016-7923 | Active | G183869 | WILKINS | 720A | PVB | 0.750 | 92355 | RIGHT FRONT
4178 | BIDLE CT | 43016-7923 | Active | H205994 | FEBCO | 765 | PVB | 0.750 | 87010 | RIGHT OF FRONT DOOR
4179 | BIDLE CT | 43016-7923 | Active | 903251 | WILKINS | 720A | PVB | 0.750 | 88650 | RIGHT SIDE OF HOUSE
4187 | BIDLE CT | 43016-7923 | Active | A133969 | WILKINS | 720A | PVB | 0.750 | 95277 | FRONT LEFT OF DOOR IN CORNER
1899 | BIERSTAD DR | 43065-8816 | Active | T415384 | WILKINS | 720A | PVB | 0.750 | 3368367 | LEFT SIDE OF HOUSE BEHIND WHITE PRIVACY FENCE
3412 | BIG RUN RD | 43123 | Active | 158552 | WATTS | 009M2PCQT | RP | 0.750 | 60640 | IN PLANTING BEHIND WALL
3800 | BIG RUN S RD | 43123 | Active | RC-2302 | AMES | 400 | RP | 4.000 | 3623046 | HOT BOX OFF OF BIG RUN SOUTH
3800 | BIG RUN S RD | 43123 | Active | RE-1389 | AMES | 300 | DCDA | 8.000 | 3623047 | METER PIT OFF OF BIG RUN S BY HOT BOX
3800 | BIG RUN S RD | 43123 | Active | 47768 | AMES | 2000BM3 | DC | 0.750 | 3623048 | METER PIT OFF OF BIG RUN S BY HOT BOX FIRE PROTECTION BYPASS
4828 | BIG RUN S RD | 43123 | Active | TB-1447 | AMES | COLT400 | RP | 8.000 | 3641497 | HOTBOX
4900 | BIG RUN SOUTH RD | 43123-9692 | Active | 104724 | WATTS | 009M3QT | RP | 0.750 | 65375 | JANITOR CLOSET IN NURSERY
4351 | BIG SKY CT | 43230-1388 | Active | B29830 | APOLLO | PVB4A | PVB | 1.000 | 89742 | LEFT SIDE
2176 | BIGBY HOLLOW ST | 43228-9757 | Active | AC4291 | FEBCO | 765 | PVB | 0.750 | 57520 | FRONT OF HOUSE
2437 | BILLINGSLEY RD | 43235-1925 | Active | 363890 | WATTS | 909M1QT | RP | 2.000 | 96673 | 2435 NE CORNER AT WALL-CARSOURCE-E OF NTB CAR PAINT/DETAIL AREA
2439 | BILLINGSLEY RD | 43235- | Active | 363890 | WILKINS | 975XL | RP | 1.500 | 58276 | 2437 BILLINGSLEY NE AT WATER MTR NE SERV GARAGE NTB/TIRE KNGDOM W BLDG
2439 | BILLINGSLEY RD | 43235- | Active | N1208141000 | FEBCO | 856 | DCDA | 6.000 | 103298 | 2435 BILLNGSLEY PIT NE PROP E OF DRVWAY CAR SOURCE
2439 | BILLINGSLEY RD | 43235- | Active | H018118 | FEBCO | 805YB | DC | 0.750 | 103299 | 2435 BILLINGSLEY - PIT NE PROP (E OF DRVWAY) CAR SOURCE
2441 | BILLINGSLEY RD | 43235-1925 | Active | 113583 | WATTS | 009M2QT | RP | 1.500 | 58293 | AT WATER MTR - NW OIL STORAGE ROOM (OUTSIDE DOOR) GREAT LAKES HYUNDAI
2441 | BILLINGSLEY RD | 43235-1925 | Active | 1346090504 | AMES | 3000SS | DCDA | 6.000 | 58294 | PIT - NW MOUND OFF BILLINGSLEY RD
2441 | BILLINGSLEY RD | 43235-1925 | Active | 60716 | WATTS | 007QT | DC | 0.750 | 58295 | PIT - NW PROPERTY OFF BILLINGSLEY RD
2445 | BILLINGSLEY RD | 43235-1925 | Active | 47893 | WATTS | 009QT | RP | 2.000 | 58305 | NE THRU PARTS AT WATER METER BY FIRE RISER
2445 | BILLINGSLEY RD | 43235-1925 | Active | 134609 | AMES | 3000SS | DCDA | 6.000 | 3648795 | IN PIT E OF ENTRANCE
2445 | BILLINGSLEY RD | 43235-1925 | Active | 60716 | WATTS | 007M1QT | DC | 0.750 | 3649094 | IN PIT E OF ENTRANCE
2445 | BILLINGSLEY RD | 43235-1925 | Not Required by DOW | 213733 | WATTS | LF009M2QT | RP | 1.000 | 3649855 | NORTH SIDE OF BUILDING
2455 | BILLINGSLEY RD | 43235-1925 | Not Required by DOW | W187936 | WILKINS | 975XLBMS | RP | 1.000 | 96623 | USED CAR BLDG MECH ROOM
2455 | BILLINGSLEY RD | 43235-1925 | Active | NB-1271 | WATTS | 957 | RP | 6.000 | 102658 | IN HOT BOX AT PIT W OF ENTRANCE
2455 | BILLINGSLEY RD | 43235-1925 | Not Required by DOW | 45348 | WATTS | 919AQT | RP | 0.750 | 102918 | JANITOR
2455 | BILLINGSLEY RD | 43235-1925 | Not Required by DOW | ABA49877 | WILKINS | 975XL2 | RP | 0.750 | 103071 | INSIDE CAR WASH WEST WALL
2510 | BILLINGSLEY RD | 43235-1990 | Active | 879381 | APOLLO | RPLF4A | RP | 1.500 | 3368741 | IN 2510 IN MECH/FURN ROOM AT WATER METER
2520 | BILLINGSLEY RD | 43235-1990 | Active | 879367 | APOLLO | RPLF4A | RP | 1.500 | 3368742 | IN 2520 FURN/UTLTY ROOM AT WATER METER
2538 | BILLINGSLEY RD | 43235-1990 | Active | 879383 | APOLLO | RPLF4A | RP | 1.500 | 3368743 | IN 2538 FURN/UTILTY CLOSET AT WATER METER.
2539 | BILLINGSLEY RD | 43235-5975 | Not Required by DOW | 258578 | WILKINS | 975XL | RP | 0.750 | 58572 | BEHIND BOOTH LEFT SIDE UP HIGH
2539 | BILLINGSLEY RD | 43235-5975 | Active | 259889 | WILKINS | 975XL | RP | 2.000 | 58573 | AT WATER METER SW GARAGE REPAIR AREA
2539 | BILLINGSLEY RD | 43235-5975 | Active | 06719 | WILKINS | 475V | RP | 6.000 | 100761 | AT WATER METER SW REPAIR GARAGE AREA
2549 | BILLINGSLEY RD | 43235- | Active | 989926 | WILKINS | 975XL | RP | 1.000 | 58598 | NW FURN/ELEC/METER CLOSET AT WATER METER
2580 | BILLINGSLEY RD | 43235-1990 | Active | 879417 | APOLLO | RPLF4A | RP | 1.500 | 3368745 | IN 2510 FURN/UTLTY ROOM AT WATER METER
2589 | BILLINGSLEY RD | 43235 | Active | 20161 | WATTS | LF919QT | RP | 1.500 | 3616730 | HOT BOX AT W EXIT DR - 2589 RICART CHEVY DEALERSHIP
2589 | BILLINGSLEY RD | 43235 | Active | PK1069 | AMES | COLT 300GV | DCDA | 8.000 | 3617017 | HOT BOX AT W EXIT DRIVE RICART CHEVROLET
2589 | BILLINGSLEY RD | 43235 | Active | 40738 | AMES | 2000BM3 | DC | 0.750 | 3617020 | HOT BOX AT W EXIT DRIVE RICART CHEVROLET
2600 | BILLINGSLEY RD | 43235-1924 | Active | B269613 | WILKINS | 375 | RP | 1.500 | 3368746 | S UNIT MID UTILITY/FURN ROOM AT WATER METER
2620 | BILLINGSLEY RD | 43235-1924 | Active | B269625 | WILKINS | 375 | RP | 1.500 | 3368747 | S UNIT MID UTLITY/FURN ROOM AT WATER METER
2635 | BILLINGSLEY RD | 43235-1904 | Active | 113407 | WATTS | 009M2QT | RP | 1.500 | 58833 | BACK MECH ROOM BY GAS MTR OUSIDE DR AT WATER METER
2640 | BILLINGSLEY RD | 43235-1924 | Active | 14318 | WATTS | 919 | RP | 1.500 | 3368748 | IN 2640 FURN/UTLTY CLOSET AT WATER METER
2661 | BILLINGSLEY RD | 43235-1904 | Active | 235821 | WATTS | 909M1QT | RP | 1.500 | 58915 | BASEMENT UTILITY LAUNDRY ROOM
2670 | BILLINGSLEY RD | 43235-1924 | Active | 291409 | WATTS | 909M1QT | RP | 2.000 | 58929 | IN 2670 UNIT FURN/UTLTY ROOM AT WATER METER
2696 | BILLINGSLEY RD | 43235-1924 | Active | 4656155 | WILKINS | 975 | RP | 1.500 | 3368749 | IN 2696 FURN/UTLTY ROOM AT WATER METER
2735 | BILLINGSLEY RD | 43235- | Not Required by DOW | F0510251000 | FEBCO | 870 | DC | 6.000 | 87220 | NW CORNER RISER ROOM OF GOLF SMITH
2735 | BILLINGSLEY RD | 43235- | Not Required by DOW | U0802 | CONBRACO | 4020802 | RP | 2.000 | 87221 | NW CORNER RISER ROOM OF GOLFSMITH
2735 | BILLINGSLEY RD | 43235- | Not Required by DOW | 07027 | WATTS | 919QT | RP | 2.000 | 91074 | 7690 NEW MARKET W SIDE CLOSET AT SUB METER - HAUGLAND RISER RM
2735 | BILLINGSLEY RD | 43235- | Active | LJ-0056 | AMES | COLT 400 | RP | 6.000 | 100592 | NE MECH/METER ROOM OUTSIDE DR BEHIND HAUGLAND SCHOOL
2735 | BILLINGSLEY RD | 43235- | Not Required by DOW | N0609500151 | FEBCO | 870V | DC | 4.000 | 101103 | 7690 NEW MARKET RISER ROOM HAUGLAND KID'S CLUB
2735 | BILLINGSLEY RD | 43235- | Not Required by DOW | N0684250536 | FEBCO | 870V | DC | 4.000 | 101104 | 7690 NEW MARKET SE POOL MECH/RISER RM BY DOCK AREA -HAUGLAND
2777 | BILLINGSLEY RD | 43235-5988 | Not Required by DOW | 740091 | WATTS | 860M4QT | PVB | 1.000 | 99339 | SW BY WATER METER IN BACK OF STORE
2777 | BILLINGSLEY RD | 43235-5988 | Active | 13079 | WATTS | 919AQT | RP | 1.500 | 99340 | SE AT WATER METER BY DO0R TOCO BELL
6188 | BILLINGTON DR | 43213-3479 | Active | CAA67126 | WILKINS | 720A | PVB | 1.000 | 69291 | SOUTH SIDE.
2426 | BILLITON CT | 43220-2804 | Active | G262969 | WILKINS | 720A | PVB | 1.000 | 95007 | LEFT SIDE OF HOUSE
2438 | BILLITON CT | 43220-2804 | Active | T295535 | WILKINS | 720A | PVB | 0.750 | 3368767 | LEFT SIDE OF THE HOUSE TOWARDS BACK CORNER
2450 | BILLITON CT | 43220-2804 | Active | H517356 | FEBCO | 765 | PVB | 0.750 | 95550 | FRONT OF HOUSE
2462 | BILLITON CT | 43220-2804 | Active | 02438 | FEBCO | 765 | PVB | 1.000 | 58374 | OUTSIDE
2465 | BILLITON CT | 43220-2804 | Active | CB153234 | WILKINS | 720A | PVB | 0.750 | 3368770
2475 | BILLITON CT | 43220-2804 | Active | T196956 | WILKINS | 720A | PVB | 0.750 | 3368772 | left side
2486 | BILLITON CT | 43220-2804 | Active | W593288 | WILKINS | 720A | PVB | 1.000 | 58434 | BACK OF HOUSE (SERIAL #W593288)
2494 | BILLITON CT | 43220-2804 | Active | EK3642 | FEBCO | 765 | PVB | 1.000 | 58449 | FRONT OF HOUSE.
4380 | BILTMORE CT | 43054-9678 | Active | H527359 | FEBCO | 765 | PVB | 0.750 | 63843 | LEFT REAR OF HOUSE
4381 | BILTMORE CT | 43054-9678 | Replaced | REP19054 | WATTS | 800M2QT | PVB | 1.000 | 63848 | REPLACED- LEFT SIDE OF HOUSE
4381 | BILTMORE CT | 43054-9678 | Active | 010680 | WATTS | 800 | PVB | 1.000 | 3609629 | LEFT SIDE OF HOUSE
4392 | BILTMORE CT | 43054-9678 | Active | T230966 | WILKINS | 720A | PVB | 0.750 | 63871 | LEFT SIDE OF HOUSE
4393 | BILTMORE CT | 43054-9678 | Replaced | REP335385 | WILKINS | 720A | PVB | 0.750 | 63874 | REPLACED- RIGHT SIDE OF HOUSE
4393 | BILTMORE CT | 43054-9678 | Active | CB081348 | WILKINS | 720A | PVB | 0.750 | 3611326 | RIGHT SIDE OF HOUSE
223 | BINNS BLVD | 43204-2500 | Active | 158228 | WATTS | 800M4QT | PVB | 1.000 | 57679 | NORTHSIDE OF HOUSE
108 | BINNS BLVD | 43204-2381 | Active | 156002 | AMES | 3000SS | DCDA | 6.000 | 95312 | MECH ROOM - Binns E.S.
1080 | BINNS BLVD | 43204-2381 | Active | 08085 | WATTS | 007M1PCQT | DC | 0.750 | 95401 | MECH ROOM - Binns E. S.
1080 | BINNS BLVD | 43204-2381 | Active | 2298 | WATTS | 957RPDA-GV | RP | 3.000 | 95402 | 1ST FLOOR MECH ROOM - Binns E. S.
1080 | BINNS BLVD | 43204-2381 | Active | 16689 | WATTS | 009PCQT | RP | 1.000 | 95403 | 1ST FLOOR MECH ROOM - Binns E. S.
5772 | BIRCH BARK CIR | 43123-8795 | Active | T372348 | WILKINS | 720A | PVB | 0.750 | 3369204 | LEFT SIDE OF HOUSE
5847 | BIRCH BARK CIR | 43123-8796 | Active | H675906 | FEBCO | 765 | PVB | 0.750 | 68125 | LEFT SIDE OF HOUSE
5857 | BIRCH BARK CIR | 43123-8796 | Active | H419302 | FEBCO | 765 | PVB | 0.750 | 91098 | LEFT SIDE OF HOUSE
5882 | BIRCH BARK CIR | 43123-8796 | Active | G216074 | WILKINS | 720A | PVB | 0.750 | 97095 | RIGHT SIDE
5917 | BIRCH BARK CIR | 43123-8508 | Active | CB078526 | WILKINS | 720A | PVB | 0.750 | 68320 | LEFT SIDE OF HOUSE
5957 | BIRCH BARK CIR | 43123-8508 | Active | FAH2756 | WILKINS | 720A | PVB | 0.750 | 3369228 | LEFT FRONT
5757 | BIRCH BARK CT | 43123-8794 | Active | CB050466 | WILKINS | 720A | PVB | 0.750 | 67842 | WEST SIDE OF BUILDING NEXT TO FRONT ALCOVE
5773 | BIRCH BARK CT | 43123-8794 | Active | 320468 | WILKINS | 720A | PVB | 0.750 | 67913 | OUTSIDE
5783 | BIRCH BARK CT | 43123-8794 | Active | H004652 | FEBCO | 765 | PVB | 0.750 | 67947 | SIDE OF HOUSE
5793 | BIRCH BARK CT | 43123-8794 | Active | CH9866 | FEBCO | 745 | PVB | 0.750 | 67967 | OUTSIDE
5813 | BIRCH BARK CT | 43123-8794 | Active | T065574 | WILKINS | 720A | PVB | 1.000 | 68059 | LEFT SIDE OF HOUSE
2162 | BIRCH BARK TR | 43123-8509 | Removed | H008257REM | FEBCO | 765 | PVB | 0.750 | 57484 | REMOVED-RIGHT SIDE FRONT
2162 | BIRCH BARK TR | 43123-8509 | Active | T191482 | WILKINS | 720A | PVB | 0.750 | 3611307 | RIGHT SIDE FRONT
2177 | BIRCH BARK TR | 43123-8510 | Active | T677856 | WILKINS | 720A | PVB | 1.000 | 57523 | LEFT SIDE OF HOUSE
2182 | BIRCH BARK TR | 43123-8509 | Active | H115866 | FEBCO | 765 | PVB | 0.750 | 57537 | SIDE OF HSE
2192 | BIRCH BARK TR | 43123-8509 | Active | H115938 | FEBCO | 765 | PVB | 0.750 | 89749 | BACK OF HOUSE
2197 | BIRCH BARK TR | 43123-8510 | Active | G176135 | WILKINS | 720A | PVB | 0.750 | 92111 | RIGHT HAND SIDE
2202 | BIRCH BARK TR | 43123-8512 | Active | CB011494 | WILKINS | 720A | PVB | 0.750 | 102873 | RIGHT FRONT SIDE
2207 | BIRCH BARK TR | 43123-8511 | Active | G176739 | WILKINS | 720A | PVB | 0.750 | 92114 | LEFT SIDE
2242 | BIRCH BARK TR | 43123-8797 | Active | 811767 | WILKINS | 720A | PVB | 0.750 | 57721 | RH SIDE
2252 | BIRCH BARK TR | 43123-8797 | Active | G231076 | WILKINS | 720A | PVB | 0.750 | 98409 | LEFT SIDE
2445 | BIRCH BARK TR | 43123-8725 | Active | 257442 | WILKINS | 720A | PVB | 0.750 | 58306 | WEST SIDE OF HOUSE
2466 | BIRCH BARK TR | 43123-8725 | Active | 27641 | FEBCO | 765 | PVB | 0.750 | 58377 | E SIDE
1009 | BIRCH RUN | 43123 | Active | EAK1970 | WILKINS | 720A | PVB | 0.750 | 3656910 | LEFT SIDE
1029 | BIRCH RUN | 43123 | Active | CAA69415 | WILKINS | 720A | PVB | 0.750 | 3654720 | LEFT SIDE OF HOUSE
1040 | BIRCH RUN | 43123 | Active | CAA30829 | WILKINS | 720A | PVB | 0.750 | 3655884 | LEFT SIDE OF THE HOUSE
1049 | BIRCH RUN | 43123 | Active | CAA54828 | WILKINS | 720A | PVB | 0.750 | 3654149 | RIGHT FRONT
918 | BIRCHMONT RD | 43220-4121 | Active | 79080 | WATTS | 800QT | PVB | 1.000 | 89751 | EAST SIDE
938 | BIRCHMONT RD | 43220-4121 | Active | 153555 | WATTS | LF009M2QT | RP | 1.000 | 3369386 | RIGHT FRONT
965 | BIRCHMONT RD | 43220-4120 | Active | H387607 | FEBCO | 765 | PVB | 0.750 | 97618 | right side
100 | BIRCHMONT RD | 43220-4116 | Active | T117272 | WILKINS | 720A | PVB | 1.000 | 53598 | NE CORNER OF HOUSE
8769 | BIRGHAM N CT | 43017-9718 | Active | T231714 | WILKINS | 720A | PVB | 0.750 | 3369435 | LEFT FRONT
8783 | BIRGHAM N CT | 43017 | Active | CB113242 | WILKINS | 720A | PVB | 0.750 | 3609531 | LEFT SIDE OF HOUSE
8797 | BIRGHAM N CT | 43017 | Active | A174702 | WILKINS | 720A | PVB | 1.000 | 74292 | LEFT SIDE OF HOUSE
8811 | BIRGHAM N CT | 43017 | Active | 1211 | FEBCO | 765 | PVB | 1.000 | 74328 | FRONT LEFT FAR LEFT
8820 | BIRGHAM N CT | 43017 | Active | TS199 | CONBRACO | 4V500 | PVB | 1.000 | 74341 | FRONT LEFT
8830 | BIRGHAM N CT | 43017 | Active | 143534 | WILKINS | 420 | PVB | 0.750 | 74345 | FRONT OF HOUSE
8839 | BIRGHAM N CT | 43017 | Active | H25113 | FEBCO | 825Y | RP | 0.750 | 74348 | AT METER IN BASEMENT
8840 | BIRGHAM N CT | 43017 | Active | W614553 | WILKINS | 720A | PVB | 0.750 | 74350 | LEFT SIDE OUTSIDE
8853 | BIRGHAM N CT | 43017 | Replaced | REP213917 | WATTS | 800M4QT | PVB | 0.750 | 74360 | REPLACED- RIGHT SIDE OF GAS METER
8853 | BIRGHAM N CT | 43017 | Active | cb363133 | WILKINS | 720A | PVB | 0.750 | 3609872 | RIGHT SIDE OF GAS METER
8860 | BIRGHAM N CT | 43017 | Active | 339330 | WILKINS | 720A | PVB | 0.750 | 96401 | BACK OF HOUSE
8867 | BIRGHAM N CT | 43017 | Active | H085937 | FEBCO | 765 | PVB | 1.000 | 74368 | LEFT FRONT
8615 | BIRGHAM S CT | 43017 | Active | 531701 | WILKINS | 720A | PVB | 0.750 | 74121 | RIGHT SIDE
8629 | BIRGHAM S CT | 43017-9719 | Active | 01172T | CONBRACO | 40205T | RP | 1.000 | 74128 | BASEMENT AT WATER METER
8643 | BIRGHAM S CT | 43017 | Replaced | REP644644 | WILKINS | 720A | PVB | 0.750 | 74142 | REPLACED- NORTH SIDE
8643 | BIRGHAM S CT | 43017 | Active | T252154 | WILKINS | 720A | PVB | 0.750 | 3611285 | NORTH SIDE
8650 | BIRGHAM S CT | 43017-9719 | Active | A107265 | WILKINS | 720A | PVB | 0.750 | 74149 | BACK OF HOUSE
8657 | BIRGHAM S CT | 43017 | Active | 375245 | WILKINS | 720A | PVB | 0.750 | 74157 | FRONT LEFT OF DOOR BY ELEC MTR
8680 | BIRGHAM S CT | 43017 | Active | H023268 | FEBCO | 765 | PVB | 0.750 | 100823 | LEFT REAR
8685 | BIRGHAM S CT | 43017 | Active | CB113236 | WILKINS | 720A | PVB | 0.750 | 3608295 | LEFT SIDE OF HOUSE
8710 | BIRGHAM S CT | 43017 | Active | 614622 | WILKINS | 720A | PVB | 1.000 | 74213 | OUTSIDE
8713 | BIRGHAM S CT | 43017-9719 | Active | 811935 | WILKINS | 720A | PVB | 0.750 | 74216 | FRONT RIGHT OF FRONT DOOR
8727 | BIRGHAM S CT | 43017 | Active | CB639273 | WILKINS | 720A | PVB | 1.000 | 3369444 | FRONT RIGHT CORNER
8741 | BIRGHAM S CT | 43017 | Active | T341306 | WILKINS | 720A | PVB | 0.750 | 3369445 | RIGHT SIDE
8755 | BIRGHAM S CT | 43017-9719 | Active | CB363175 | WILKINS | 720A | PVB | 0.750 | 99354 | LEFT CENTER BETWEEN A/C UNITS
1960 | BIRKDALE DR | 43232-3028 | NULL | [5 empty] | 3369492
4275 | BIRNAM CT | 43221-4939 | Active | AF1739 | FEBCO | 765 | PVB | 1.000 | 63486 | LEFT SIDE OF HOUSE (SERIAL # AF1739)
4281 | BIRNAM CT | 43221-4939 | Replaced | REP79138634 | FEBCO | 765 | PVB | 1.000 | 63511 | REPLACED- FRONT OF HOUSE
4281 | BIRNAM CT | 43221-4939 | Active | EG9627 | FEBCO | 765 | PVB | 1.000 | 3609960 | FRONT OF HOUSE
4286 | BIRNAM CT | 43221-4939 | Active | 31813 | WATTS | 009M2PCQT | RP | 1.000 | 63538 | BASEMENT MECHANICAL ROOM
4294 | BIRNAM CT | 43221 | Active | T300091 | WILKINS | 720A | PVB | 0.750 | 3629457 | RIGHT SIDE OF HOUSE
6876 | BISHOPS CROSSING CIR | 43016-8022 | Active | t524005 | WILKINS | 720A | PVB | 0.750 | 97093 | LEFT SIDE
6891 | BISHOPS CROSSING CIR | 43016-8020 | Active | T034722 | WILKINS | 720A | PVB | 0.750 | 103122 | RIGHT SIDE OF HOME
6892 | BISHOPS CROSSING CIR | 43016 | Active | cb635616 | WILKINS | 720A | PVB | 0.750 | 95631 | RIGHT FRONT
6907 | BISHOPS CROSSING CIR | 43016-8021 | Active | A153357 | WILKINS | 720A | PVB | 0.750 | 87582 | RIGHT SIDE
6915 | BISHOPS CROSSING CIR | 43016-8021 | Active | G223114 | WILKINS | 720A | PVB | 0.750 | 91095 | RIGHT SIDE OF HOUSE
6939 | BISHOPS CROSSING CIR | 43016-8021 | Active | H024314 | FEBCO | 765 | PVB | 0.750 | 101302 | RIGHT SIDE
6947 | BISHOPS CROSSING CIR | 43016-8021 | Active | 185384 | WILKINS | 720A | PVB | 0.750 | 88626 | RIGHT SIDE OF HOUSE
6846 | BISHOPS WOOD DR | 43054-8827 | Active | CAA25759 | WILKINS | 720A | PVB | 1.000 | 88696 | BACK OF HOUSE
6806 | BISHOPS WOOD RD | 43054 | Active | 3504031 | WILKINS | 975XL | RP | 0.750 | 70743 | ENTRY WAY BISHOP WOODS AND HARLEM RD
6816 | BISHOPS WOOD RD | 43054-8827 | Active | 226032 | watts | 800m4qt | PVB | 0.750 | 87453 | RIGHT SIDE OF HOUSE
6826 | BISHOPS WOOD RD | 43054-8827 | Active | EAE8681 | WILKINS | 720 | PVB | 0.750 | 70773 | RIGHT SIDE
6847 | BISHOPS WOOD RD | 43054-8646 | Active | 601637 | WILKINS | 720A | PVB | 0.750 | 70820 | RIGHT SIDE
3575 | BIXBY RD | 43125-9454 | Active | 117987 | WATTS | 709 | DCDA | 6.000 | 61131 | INSIDE PIT BESIDE FRONT PARKING LOT
3575 | BIXBY RD | 43125-9454 | Not Required by DOW | 200174 | WATTS | 009QT | RP | 2.000 | 61132 | IN WORSHIP CENTER MECH ROOM
3575 | BIXBY RD | 43125-9454 | Active | 33524 | WATTS | 007QT | DC | 0.750 | 61133 | INSIDE PIT BESIDE FRONT PARTING LOT
3575 | BIXBY RD | 43125-9454 | Not Required by DOW | 353084 | WILKINS | 975 | RP | 1.000 | 61134 | IN HALLWAY BY SERVICE DOOR IN EAST SIDE elem school
3575 | BIXBY RD | 43125-9454 | Not Required by DOW | 528866 | WILKINS | 975 | RP | 2.000 | 61135 | IN MEN'S RESTROOM AT WATER METER
3575 | BIXBY RD | 43125-9454 | Not Required by DOW | 97856 | WATTS | 009M2QT | RP | 1.500 | 61136 | WATER METER ROOM MEN'S RESTROOM
3575 | BIXBY RD | 43125-9454 | Active | 156452 | WATTS | LF009M2QT | RP | 2.000 | 3647065 | IN HOT BOX BY PIT BY DRIVE ENTRY
3860 | BIXBY RD | 43125 | Active | 156150 | WATTS | 009QT | RP | 0.750 | 61968 | NEXT TO SHELTER HOUSE. under fake rock
3860 | BIXBY RD | 43125 | Active | 611649 | WATTS | 909HWQT | RP | 1.000 | 98129 | MAIN BUILDING BEHIND WATERHEATER
3860 | BIXBY RD | 43125 | Due Install |  |  |  | RP | 1.500 | 3636207
3900 | BIXBY RD | 43125-9510 | Active | 04918 | AMES | 4000B | RP | 1.500 | 62097 | MEZZANINE BESDIE DUST COLLECTORS
3900 | BIXBY RD | 43125-9510 | Active | 24148 | WILKINS | 375A | RP | 6.000 | 101303 | COOLING TOWER PUMP HOUSE LOWER LEVEL
3900 | BIXBY RD | 43125-9510 | Active | U33343 | WILKINS | 350A | DC | 6.000 | 101307 | MAINTENANCE SHOP
3900 | BIXBY RD | 43125-9510 | Active | 55027 | WILKINS | 375 | RP | 3.000 | 102239 | FRONT OFFICE BOILER ROOM
3900 | BIXBY RD | 43125-9510 | Active | 34217 | WILKINS | 350A | DC | 3.000 | 102240 | FRONT OFFICE BOILER ROOM
3900 | BIXBY RD | 43125-9510 | Active | ZE-0791 | WATTS | 957 | RP | 6.000 | 3639533 | Cooling Tower Lower Boiler Room
4001 | BIXBY RD | 43125-9454 | Removed | A19400REM | WATTS | 909QT | RP | 0.750 | 62651 | REMOVED-PUMP ROOM 014 CEILING -- FOR CHILL WATER SYSTEM
4001 | BIXBY RD | 43125-9454 | Removed | 145522REM | WATTS | 909M1QT | RP | 1.500 | 62652 | REMOVED-THERMAL BUILDING ABOVE BOILER #2
4001 | BIXBY RD | 43125-9454 | Active | 1967840618 | AMES | 3000SS | DCDA | 8.000 | 3635130 | METER ROOM
4001 | BIXBY RD | 43125-9454 | Active | 19410C | WILKINS | 375AST | RP | 4.000 | 3635131 | AT WATER METER
4001 | BIXBY RD | 43125-9454 | Active | 82116 | AMES | 2000B | DC | 0.750 | 3641022 | METER ROOM
4100 | BIXBY RD | 43125-9625 | Active | 102805 | AMES | 3000 | DCDA | 4.000 | 62902 | WEST SIDE OF BUILDING IN MECHANICAL ROOM
4100 | BIXBY RD | 43125-9625 | Active | 8858 | AMES | 2000SS | DC | 0.750 | 62903 | WEST SIDE OF BUILDING IN MECHANICAL ROOM
4100 | BIXBY RD | 43125-9625 | Active | 923725 | WILKINS | 975 | RP | 2.000 | 62904 | MECHANICAL ROOM
4200 | BIXBY RD | 43125 | Active | 167935 | WATTS | 909RP | RP | 3.000 | 63231 | MID W MECH/WATER METER ROOM AT WATER METER OUTSIDE DOOR
4200 | BIXBY RD | 43125 | Not required by DOW | 59149 | WATTS | 919QT | RP | 0.750 | 63232 | 2ND FLOOR BOILER RM
4200 | BIXBY RD | 43125 | Active | 89148 | WATTS | LF919QT | RP | 0.750 | 3636518 | IN HOT BOX AT W ENTRANCE
4200 | BIXBY RD | 43125 | Active | TA-2670 | WATTS | 957 | RPDA | 4.000 | 3636539 | IN HOT BOX AT W ENTRANCE
7264 | BLACK ABBEY CT | 43017 | Active | A006785 | WILKINS | 720A | PVB | 0.750 | 71707 | RIGHT SIDE OF HOUSE
1 | BLACK AND GOLD BLVD | 43211-2091 | Not Required by DOW | J00150 | WILKINS | 350 | DC | 6.000 | 53409 | SECTOR 1 SPRINKLER ROOM
1 | BLACK AND GOLD BLVD | 43211-2091 | Not Required by DOW | 153365 | FEBCO | 805Y | RP | 2.000 | 53410 | SE CORNER WATER ROOM
1 | BLACK AND GOLD BLVD | 43211-2091 | Not Required by DOW | 16435 | WILKINS | 975 | RP | 6.000 | 53411 | SECTOR 8 ROOM 111
1 | BLACK AND GOLD BLVD | 43211-2091 | Not Required by DOW | 205230 | WATTS | 909 | RP | 4.000 | 53412 | LOCKER RM
1 | BLACK AND GOLD BLVD | 43211-2091 | Not Required by DOW | 24205 | WILKINS | 975 | RP | 6.000 | 53413 | SECTOR 5 ROOM 162
1 | BLACK AND GOLD BLVD | 43211-2091 | Not Required by DOW | B25807 | WILKINS | 975 | RP | 4.000 | 53414 | SECTOR 3 ROOM 135
1 | BLACK AND GOLD BLVD | 43211-2091 | Not Required by DOW | B26219 | WILKINS | 975 | RP | 6.000 | 53416 | SECTOR 1 ROOM 130
1 | BLACK AND GOLD BLVD | 43211-2091 | Not Required by DOW | 338523 | WATTS | 909M1QT | RP | 1.500 | 53417 | CONCESSION SECTOR 7
1 | BLACK AND GOLD BLVD | 43211-2091 | Not Required by DOW | 338527 | WATTS | 909M1QT | RP | 1.500 | 53418 | SECTOR #2 CONSESSION
1 | BLACK AND GOLD BLVD | 43211-2091 | Not Required by DOW | 500244 | WILKINS | 350 | DC | 6.000 | 53419 | SECTOR 5
1 | BLACK AND GOLD BLVD | 43211-2091 | Not Required by DOW | 9904271326 | FEBCO | 870V | DC | 6.000 | 53420 | HOME LOCKER ROOM NE CORNER
1 | BLACK AND GOLD BLVD | 43211-2091 | Not Required by DOW | 9904301409 | FEBCO | 880V | RP | 4.000 | 53421 | CREW LOCKER ROOM STORAGE ROOM
1 | BLACK AND GOLD BLVD | 43211-2091 | Not Required by DOW | J00149 | WILKINS | 350 | DC | 6.000 | 53422 | SECTOR #8 SPRINKLER RISER ROOM
1 | BLACK AND GOLD BLVD | 43211-2091 | Not Required by DOW | X13728 | WILKINS | 375A | RP | 4.000 | 96639 | EAST PARRT OF COMPLEX IN SPRINKLER VALVE ROOM
1 | BLACK AND GOLD BLVD | 43211-2091 | Active | UF-0491 | AMES | COLT 400 | RP | 8.000 | 3628284 | IN HOT BOX AT PIT NORTHEAST SECTION OF PROPERTY NORTH OF PARKING LOT
1 | BLACK AND GOLD BLVD | 43211-2091 | Not Required by DOW | TA-1546 | WATTS | 957 | RP | 4.000 | 3648806 | FIELD HOUSE FOR PRACTICE FIELD - LEFT OF DOOR IN FIELD HOUSE
1 | BLACK AND GOLD BLVD | 43211-2091 | Not Required by DOW | 216401 | WATTS | LF009M2 | RP | 1.000 | 3650133 | MECH ROOM
1 | BLACK AND GOLD BLVD | 43211-2091 | Not Required by DOW | 1077301020 | AMES | 5000 | RPDA | 6.000 | 3653096 | nw riser room
1 | BLACK AND GOLD BLVD | 43211-2091 | Not Required by DOW | 15086 | AMES | 4000B | RP | 0.750 | 3653097 | nw riser room
2 | BLACK KETTLE TR | 43017-3594 | Active | T038480 | WILKINS | 720A | PVB | 0.750 | 100117 | RIGHT SIDE OF HOUSE
3939 | BLACK PINE DR | 43123-1194 | Active | T363964 | WILKINS | 720A | PVB | 0.750 | 3598235 | OUTSIDE
3974 | BLACK PINE DR | 43123-1194 | Active | 337152 | WILKINS | 720A | PVB | 0.750 | 87585 | LEFT SIDE OF HOME
4832 | BLACK SYCAMORE DR | 43231 | Active | T305950 | WILKINS | 720A | PVB | 0.750 | 3635412 | RIGHT SIDE
4863 | BLACK SYCAMORE DR | 43231 | Active | EAE8268 | WILKINS | 720A | PVB | 0.750 | 3624535 | LEFT SIDE OF HOUSE
4879 | BLACK SYCAMORE DR | 43231 | Active | T419152 | WILKINS | 720A | PVB | 0.750 | 3624543 | LEFT SIDE
4887 | BLACK SYCAMORE DR | 43231 | Active | CB620523 | Wilkins | 720 | PVB | 0.750 | 3624663 | Left side of house
4973 | BLACK SYCAMORE DR | 43231 | Active | CB079389 | WILKINS | 720A | PVB | 0.750 | 3621174 | LEFT SIDE OF THE HOUSE
4981 | BLACK SYCAMORE DR | 43231 | Active | T424528 | WILKINS | 720A | PVB | 0.750 | 3648293
7234 | blacklick ridge blvd |  | Active | 134992102 | AMES | 4000SS | RP | 6.000 | 3659284
1192 | BLACKSMITH DR | 43081-8019 | Active | G124433 | WILKINS | 720A | PVB | 0.750 | 95902 | LEFT SIDE OF HOUSE
1248 | BLACKSMITH DR | 43081-8019 | Active | G172125 | WILKINS | 720A | PVB | 0.750 | 54402 | LEFT SIDE OF HOUSE
5018 | BLACKSTONE EDGE DR | 43054 | Active | CB153994 | WILKINS | 720 | PVB | 0.750 | 3601882 | RIGHT SIDE OF HOUSE
5019 | BLACKSTONE EDGE DR | 43054 | Active | T034838 | WILKINS | 720A | PVB | 0.750 | 100622 | OUTSIDE
5096 | BLACKSTONE EDGE DR | 43054 | Active | T198196 | WILKINS | 720A | PVB | 0.750 | 3603226 | RIGHT SIDE
5102 | BLACKSTONE EDGE DR | 43054 | Active | CB262909 | WILKINS | 720A | PVB | 0.750 | 3603225 | Right Front
6431 | BLACKWOOD DR | 43081 | Active | CB828360 | WILKINS | 720A | PVB | 0.750 | 3648550 | LEFT SIDE OF HOUSE
6437 | BLACKWOOD DR | 43081 | Active | EAE8232 | WILKINS | 720A | PVB | 0.750 | 3648595 | RIGHT SIDE OF HOUSE
6443 | BLACKWOOD DR | 43081 | Active | CB915280 |  | 720A | PVB | 0.750 | 3648893 | LEFT SIDE OF HOUSE
7003 | BLAKEMORE LN | 43016-7189 | Replaced | REPG045390 | WILKINS | 720A | PVB | 0.750 | 88295 | REPLACED- LEFT SIDE
7003 | BLAKEMORE LN | 43016-7189 | Active | T187878 | WILKINS | 720A | PVB | 0.750 | 3608218 | LEFT FRONT
7026 | BLAKEMORE LN | 43016-7190 | Active | G215570 | WILKINS | 720A | PVB | 0.750 | 95299 | LEFT SIDE OF HOUSE
7035 | BLAKEMORE LN | 43016-7189 | Active | T153438 | WILKINS | 720A | PVB | 0.750 | 91189 | RIGHT
7042 | BLAKEMORE LN | 43016-7190 | Active | F006155 | WILKINS | 720A | PVB | 0.750 | 98432 | RIGHT SIDE OF HOUSE
7043 | BLAKEMORE LN | 43016-7189 | Active | Cb590760 | WILKINS | 720A | PVB | 0.750 | 95298 | RIGHT FRONT
7050 | BLAKEMORE LN | 43016-7190 | Active | T407302 | WILKINS | 720A | PVB | 0.750 | 92005 | LEFT FRONT
7058 | BLAKEMORE LN | 43016-7190 | Active | T337695 | WILKINS | 720A | PVB | 0.750 | 97857 | RIGHT FRONT
8640 | BLANCA CT | 43065-9558 | Active | H287625 | FEBCO | 765 | PVB | 0.750 | 87388 | REAR OF HOME BY AC
471 | BLANDINGS CT | 43085-2290 | Active | G281137 | Wilkins | 720A | PVB | 1.000 | 91715 | RIGHT SIDE FRONT
493 | BLANDINGS CT | 43085-2290 | Active | T239975 | Wilkins | 720A | PVB | 0.750 | 65442 | FRONT OF HOUSE
588 | BLAVERLY DR | 43054-8641 | Active | CB987019 | WILKINS | 720A | PVB | 0.750 | 3586233 | LEFT SIDE OF HOUSE
5925 | BLAVERLY DR | 43054-8696 | Active | A083315 | WILKINS | 720A | PVB | 0.750 | 87743 | LEFT SIDE OF HOUSE
4906 | BLAZER PKWY | 43017- | Active | 365347 | WILKINS | 720A | PVB | 1.500 | 91128 | SW COMPLEX W ENTRANCE N OF 2ND W OF FRANTZ - 4900 BLAZER PKWY
4906 | BLAZER PKWY | 43017- | Due Install |  |  |  | RP | 6.000 | 3636379 | IN HOT BOX AT PIT SW COMPLEX N OF 2ND HYD W FRANTZ
5050 | BLAZER PKWY | 43017-3361 | Removed | W14248REM | WILKINS | 575 (MOD-III) | RP | 1.500 | 65855 | REMOVED - 1ST FLOOR MECH RM
5050 | BLAZER PKWY | 43017-3361 | Removed | REM193694 | WATTS | 007QT | DC | 1.000 | 65856 | ***REMOVED***SUITE 201 CLOSET WITH O2 & NYTRO IN THE MIDDLE OF THE DR OFFICE
5050 | BLAZER PKWY | 43017-3361 | Active | ACA16088 | WILKINS | 975XL2 | RP | 2.000 | 3635472 | AT WATER METER S MECH ROOM DOOR CODE 5021
5110 | BLAZER PKWY | 43017 | Active | 23174C | WILKINS | 375AST | RP | 6.000 | 3370149 | IN HOT BOX AT PIT W OF ENTRANCE
5148 | BLAZER PKWY | 43017-1371 | Not Required by DOW | W002136 | WILKINS | 975 | RP | 1.000 | 66124 | S MECH/FURN RM UNIT A LAW OFFICES
5148 | BLAZER PKWY | 43017-1371 | Active | 1295977 | WILKINS | 975 | RP | 2.000 | 66125 | S MECH/FURN RM UNIT A LAW OFFICES
5148 | BLAZER PKWY | 43017-1371 | Active | 05243 | AMES | 2000SS | DC | 1.000 | 66126 | S MECH/FURN RM UNIT A LAW OFFICES FOR SPRINKLRS
5148 | BLAZER PKWY | 43017-1371 | Active | 109704 | WATTS | 007DCDA | DCDA | 6.000 | 3635214 | IN PIT ON FIRE LINE Left Side Of Entrance Road
5148 | BLAZER PKWY | 43017-1371 | Active | 47277 | WATTS | 007M1QT | DC | 0.750 | 3635215 | IN PIT ON FIRE LINE
5151 | BLAZER PKWY | 43017-3327 | Removed | 130228REM | WILKINS | 975 | RP | 0.750 | 66155 | REMOVED - ABOVE BOILER IN BOILER ROOM
5151 | BLAZER PKWY | 43017-3327 | Active | 142256 | WATTS | 909 | RP | 3.000 | 66156 | SUITE C LOADING DOCK MECH/RISER RM Outside Dr AT WATER METER DUAL SET
5151 | BLAZER PKWY | 43017-3327 | Removed | 143659REM | WATTS | 009QT | RP | 1.000 | 66157 | REMOVED - MECH ROOM NORTH WALL
5151 | BLAZER PKWY | 43017-3327 | Active | 178895 | WATTS | 909 | RP | 4.000 | 66158 | SUITE C LOADING DOCK MECH/RISER Outside Door AT WATER METER DUAL SET
5151 | BLAZER PKWY | 43017-3327 | Removed | 266536REM | WATTS | 909QT | RP | 0.750 | 66159 | REMOVED - MECHANICAL RM ABOVE BOILERS
5151 | BLAZER PKWY | 43017-3327 | Active | 39831 | WATTS | 007QT | DC | 0.750 | 66160 | IN PIT NE OF BUILDING BY BICYCLE PATH BY ROAD
5151 | BLAZER PKWY | 43017-3327 | Active | 3HN1749 | AMES | 3000SS | DCDA | 6.000 | 66161 | IN PIT N/E OF BUILDING
5151 | BLAZER PKWY | 43017-3327 | Removed | 484735REM | WATTS | 909QT | RP | 1.000 | 66162 | REMOVED - BOILER ROOM ABOVE GAS BOILER
5152 | BLAZER PKWY | 43017-7315 | Active | 04959 | AMES | 2000B | DC | 1.000 | 66166 | N MECH RM N.OSD OF 5152 BLDG FOR FIRE SPRINKLRS
5152 | BLAZER PKWY | 43017-7315 | Not Required by DOW | 162302 | WILKINS | 420 | PVB | 1.000 | 66167 | AT OUTSIDE DR N MECH RM 5152 BLDG OUTSIDE
5152 | BLAZER PKWY | 43017-7315 | Replaced | REPA29377 | WATTS | 009PCQT | RP | 0.500 | 90806 | REPLACED- MECHROOM
5152 | BLAZER PKWY | 43017-7315 | Not Required by DOW | A239889 | WILKINS | 375 | RP | 0.750 | 104030 | N MECH RM N.OSD OF 5152 BLDG BY FILTERS-HWTS-COMPRESSORS
5152 | BLAZER PKWY | 43017-7315 | Active | 163856 | WATTS | 009 | RP | 2.000 | 3654368 | N MECH RM N.OSD OF 5152 BLDG BY FILTERS-HWTS-COMPRESSORS
5156 | BLAZER PKWY | 43017-7317 | Active | 163862 | WATTS | 009QT | RP | 2.000 | 66190 | E MECH RM BY RM 120 "FIRE ALARMS"
5156 | BLAZER PKWY | 43017-7317 | Not Required by DOW | 162380 | WILKINS | 420 | PVB | 1.000 | 66191 | E SIDE BESIDE ELECTRIC MTRS OUTSIDE
5156 | BLAZER PKWY | 43017-7317 | Active | 04966 | AMES | 2000B | DC | 1.000 | 93178 | E MECH RM BY RM 120 "FIRE ALARMS" FOR SPRINKLRS
5160 | BLAZER PKWY | 43017-1339 | Due Install |  |  |  | RP | 3.000 | 3650932 | IN HOT BOX AT PIT
5160 | BLAZER PKWY | 43017-1339 | Due Install |  |  |  | DCDA | 6.000 | 3650933 | IN PIT
5185 | BLAZER PKWY | 43017 | Active | 021603 | WATTS | LF909M1QT | RP | 2.000 | 3639688 | Middle South Mechanixal-Riser Rm
5185 | BLAZER PKWY | 43017 | Not Required by DOW | 021600 | WATTS | LF909M1QT | RP | 2.000 | 3639689 | Middle South Mechanixal-Riser Rm
5185 | BLAZER PKWY | 43017 | Active | 1980391219 | AMES | 3000SS | DCDA | 6.000 | 3641020 | Middle South Mechanixal-Riser Rm
5185 | BLAZER PKWY | 43017 | Active | 29904 | WATTS | 007M1-QT | DC | 0.750 | 3641021 | Middle South Mechanixal-Riser Rm
5195 | BLAZER PKWY | 43017 | Active | 40109 | WATTS | 919QT | RP | 2.000 | 3652129 | Middle North Mechanixal-Riser Rm
5195 | BLAZER PKWY | 43017 | Active | 18491 | WILKINS | 350ASTDA | DCDA | 6.000 | 3652130 | Middle North Mechanixal-Riser Rm
5195 | BLAZER PKWY | 43017 | Active | HC36185 | WILKINS | 950XLD | DC | 0.750 | 3652131 | Middle North Mechanixal-Riser Rm
5195 | BLAZER PKWY | 43017 | Not Required by DOW | ACB9389 | WILKINS | 975 | RP | 1.500 | 3652735 | Middle North Mechanixal-Riser Rm
5200 | BLAZER PKWY | 43017-5309 | Not Required by DOW | 1039801 | WILKINS | 975 | RP | 0.750 | 66314 | TW ROOM L 129
5200 | BLAZER PKWY | 43017-5309 | Not Required by DOW | 140361 | WATTS | 909 | RP | 3.000 | 66316 | DA BOILER ROOM CEILING
5200 | BLAZER PKWY | 43017-5309 | Not Required by DOW | 152968 | WATTS | 909 | RP | 3.000 | 66318 | TE BOILER-MECHANICAL ROOM
5200 | BLAZER PKWY | 43017-5309 | Not Required by DOW | 194476 | WATTS | 909 | RP | 3.000 | 66319 | TE BOILER-MECHANICAL ROOM
5200 | BLAZER PKWY | 43017-5309 | Not Required by DOW | 152970 | WATTS | 909 | RP | 3.000 | 66320 | TE BOILER-MECHANICAL ROOM
5200 | BLAZER PKWY | 43017-5309 | Not Required by DOW | 154336 | WATTS | 009 | RP | 3.000 | 66321 | TE High Bay ROOM 171
5200 | BLAZER PKWY | 43017-5309 | Removed | 173620REM | WATTS | 009M2PCQT | RP | 0.750 | 66322 | REMOVED-TE BLDG ROOM 222
5200 | BLAZER PKWY | 43017-5309 | Not Required by DOW | 18314 | WILKINS | 975 | RP | 4.000 | 66323 | DA BOILER ROOM Domestic
5200 | BLAZER PKWY | 43017-5309 | Not Required by DOW | 18318 | WILKINS | 975 | RP | 4.000 | 66324 | DA Boiler Rm Domestic
5200 | BLAZER PKWY | 43017-5309 | Not Required by DOW | 1861 | AMES | 2000B | DC | 0.750 | 66325 | DA BLDG D PUMP RM
5200 | BLAZER PKWY | 43017-5309 | Removed | 192027REM | WATTS | 909 | RP | 4.000 | 66326 | REMOVED-BY WELL HOUSE PUMPS
5200 | BLAZER PKWY | 43017-5309 | Removed | 244532REM | WATTS | 909HWQT | RP | 0.750 | 66327 | REMOVED-CHEMICAL PILOT PLANT
5200 | BLAZER PKWY | 43017-5309 | Not Required by DOW | 318962 | WATTS | 009M1PCQT | RP | 1.500 | 66328 | TE BOILER-MECHANICAL ROOM
5200 | BLAZER PKWY | 43017-5309 | Not Required by DOW | 318549 | WATTS | 009M1PCQT | RP | 2.000 | 66329 | TE BOILER-MECHANICAL ROOM
5200 | BLAZER PKWY | 43017-5309 | Removed | 365391REM | WATTS | 909M1QT | RP | 1.500 | 66330 | REMOVED-CHEMICAL PILOT PLANT
5200 | BLAZER PKWY | 43017-5309 | Not Required by DOW | 3KM0231 | AMES | 3000SS | DCDA | 8.000 | 66331 | DA Fire Pump Room
5200 | BLAZER PKWY | 43017-5309 | Not Required by DOW | 468794 | WATTS | 909QT | RP | 0.750 | 66333 | REALALITY LAB TECH WEST ABOVE CEILING
5200 | BLAZER PKWY | 43017-5309 | Removed | 476270REM | WATTS | 909HWQT | RP | 0.750 | 66334 | REMOVED-RESEARCH SHIPPING OFFICE
5200 | BLAZER PKWY | 43017-5309 | Not Required by DOW | 4C00093 | AMES | 4000CIV | RP | 4.000 | 66335 | DA BLDG DOCK AREA Antifreeze Loop
5200 | BLAZER PKWY | 43017-5309 | Not Required by DOW | 4KM0445 | AMES | 4000CIV | RP | 8.000 | 66336 | T.E. Boiler Room Fire Sprinklers
5200 | BLAZER PKWY | 43017-5309 | Removed | 569759REM | WATTS | 909QT | RP | 0.750 | 66337 | REMOVED-BEHIND BOIL BY MAINT OFFICE
5200 | BLAZER PKWY | 43017-5309 | Not Required by DOW | 570750 | WATTS | 909HWQT | RP | 0.750 | 66338 | TW BASEMENT CAGE 12
5200 | BLAZER PKWY | 43017-5309 | Removed | 571533REM | WATTS | 909HWQT | RP | 0.750 | 66339 | REMOVED-BOILER ROOM ABOVE 1 AND 2 CHILLER
5200 | BLAZER PKWY | 43017-5309 | Removed | 589215REM | WATTS | 909HWQT | RP | 1.000 | 66340 | REMOVED-CENTRAL PIOLET PLANT
5200 | BLAZER PKWY | 43017-5309 | Removed | 607461REM | WILKINS | 975A | RP | 2.000 | 66341 | REMOVED-FOUNDRY ROOM TW
5200 | BLAZER PKWY | 43017-5309 | Removed | 683355REM | WATTS | 009M2PCQT | RP | 0.750 | 66342 | REMOVED-CENTRAL PIOLET PLANT
5200 | BLAZER PKWY | 43017-5309 | Removed | 9446REM | WATTS | 009QT | RP | 0.500 | 66343 | REMOVED-DS BLDG 3RD DLOORICE MACHINE
5200 | BLAZER PKWY | 43017-5309 | Removed | 975REM | WATTS | 909HWM1QT | RP | 1.500 | 66344 | REMOVED-CENTRAL PIOLET PLANT
5200 | BLAZER PKWY | 43017-5309 | Not Required by DOW | AT656 | CONBRACO | 40205A2 | RP | 1.000 | 66346 | 6TH FLOOR MECHANICAL ROOM MIDDLE ISLE CEILING
5200 | BLAZER PKWY | 43017-5309 | Removed | L12469REM | WILKINS | 375 | RP | 3.000 | 66347 | REMOVED-BESIDE CITY WATER MAIN
5200 | BLAZER PKWY | 43017-5309 | Not Required by DOW | L12497 | WILKINS | 375 | RP | 3.000 | 66348 | TW Basement Mech RM B-2
5200 | BLAZER PKWY | 43017-5309 | Removed | 476REM | WATTS | 909HWQT | RP | 0.750 | 98764 | REMOVED-SHIPPING OFFICE DOCK - TW BUILDING
5200 | BLAZER PKWY | 43017-5309 | Not Required by DOW | 577981 | WILKINS | 975XL | RP | 1.000 | 100740 | DA #2 MECH RM ACROSS FROM KITCHEN
5200 | BLAZER PKWY | 43017-5309 | Removed | 319544REM | WATTS | 009M1PCQT | RP | 2.000 | 100741 | REMOVED-TE BOILER ROOM, HIGH
5200 | BLAZER PKWY | 43017-5309 | Removed | 65576REM | WATTS | 009M2PCQT | RP | 0.750 | 100742 | REMOVED-TE - 121 LAB ABOVE CEILING
5200 | BLAZER PKWY | 43017-5309 | Not Required by DOW | L12496 | WILKINS | 375 | RP | 3.000 | 100743 | TW BASEMENT Mech Rm B-2
5200 | BLAZER PKWY | 43017-5309 | Not Required by DOW | 628351 | WATTS | 909HWQT | RP | 0.750 | 102301 | DA TUNNEL BY COMPUTER ROOM
5200 | BLAZER PKWY | 43017-5309 | Not Required by DOW | 338531 | WATTS | 909HWM1QT | RP | 1.500 | 102302 | TW L168 NEAR DOCK
5200 | BLAZER PKWY | 43017-5309 | Active | 12984 | AMES | 4000B | RP | 2.000 | 103921 | TW DOCK AREA FIRE SPRINKLER ANTI FREEZE LINE
5200 | BLAZER PKWY | 43017-5309 | Active | 13172 | AMES | 4000B | RP | 2.000 | 103923 | TW BASEMENT Cage 23 Antifreeze Loop
5200 | BLAZER PKWY | 43017-5309 | Active | 1272520813 | AMES | 4000SS | RP | 4.000 | 103929 | TW BASEMENT RM B9 Antifreeze Loop
5200 | BLAZER PKWY | 43017-5309 | Not Required by DOW | 476270 | WATTS | 909 | RP | 0.750 | 3607902 | TECH WEST DOCK
5200 | BLAZER PKWY | 43017-5309 | LPS - Active |  |  |  | LPC |  | 3633765 | DOMESTIC PUMP -
5200 | BLAZER PKWY | 43017-5309 | LPS - Active |  |  |  | LPC |  | 3635414 | DOMESTIC PUMP -
5200 | BLAZER PKWY | 43017-5309 | LPS - Active |  |  |  | LST |  | 3635415 | FIRE BOOSTER PUMP - 5200 BLAZER (INEOS)
5200 | BLAZER PKWY | 43017-5309 | Not Required by DOW | 244532 | WATTS | 909M1QT | RP | 1.500 | 3636658 | TECH WEST 1ST FLOOR, PILOT PLANT
5200 | BLAZER PKWY | 43017-5309 | Not Required by DOW | 80701 | WATTS | 009QT | RP | 0.750 | 3656267 | TE SML ROOM ABOVE COMPUTER
5200 | BLAZER PKWY | 43017-5309 | Active | WE-1477 | AMES | 420 | RP | 8.000 | 3656268 | HOT BOX N OF DRIVE
5200 | BLAZER PKWY | 43017-5309 | Active | WF-0059 | AMES | 420 | RP | 8.000 | 3656269 | HOT BOX N OF DRIVE
5200 | BLAZER PKWY | 43017-5309 | Not Required by DOW | 262666 | WATTS | LF209QT | RP | 1.500 | 3656270
5520 | BLAZER PKWY | 43016-1525 | Active | 4314519 | WILKINS | 975 | RP | 1.000 | 67157 | METER ROOM N CENTER(BACK) OUTSIDE DBLE DOORS
5520 | BLAZER PKWY | 43016-1525 | Not Required by DOW | 665483 | WILKINS | 720A | PVB | 1.000 | 67158 | NORTH SIDE BACK OF BLDG -AT MTR RM DOORS
5520 | BLAZER PKWY | 43016-1525 | Not Required by DOW | 08402 | WATTS | 919 | RP | 0.500 | 3620017 | 5500 BLAZER PKWY MENS WAREHSE AT STEAM PRESS MACHINE
5550 | BLAZER PKWY | 43017 | Active | 008734 | FEBCO | 805Y | DC | 0.750 | 67239 | E RISER/METER ROOM OUTSIDE DOOR
5550 | BLAZER PKWY | 43017 | Not Required by DOW | 111585 | WATTS | 009M2PCQT | RP | 1.000 | 67240 | MECHANICAL ROOM
5550 | BLAZER PKWY | 43017 | Active | 881603 | WILKINS | 975XL | RP | 1.500 | 67241 | E METER/RISER RM AT METER (DUAL SET) OUTSIDE DR
5550 | BLAZER PKWY | 43017 | Active | 881616 | WILKINS | 975XL | RP | 1.500 | 67242 | E METER/RISER RM AT METER (DUAL SET) OUTSIDE DOOR
5550 | BLAZER PKWY | 43017 | Active | 9810211251 | FEBCO | 856 | DCDA | 4.000 | 67243 | E RISER/METER RM OUTSIDE DR
5550 | BLAZER PKWY | 43017 | Not Required by DOW | 3078190 | WILKINS | 975XLBMS | RP | 1.500 | 97202 | SPRINKLER ROOM
5550 | BLAZER PKWY | 43017 | LPS - In Review |  |  |  | LPC |  | 3624408 | LOW PRESSURE SUSTAINING DEVICE FOR BOOSTER PUMP
5550 | BLAZER PKWY | 43017 | LPS - In Review |  |  |  | LPC |  | 3624409 | LOW PRESSURE SUSTAINING DEVICE FOR BOOSTER PUMP
5600 | BLAZER PKWY | 43017-3554 | Active | 3B01295 | AMES | 3000SS | DCDA | 4.000 | 67368 | SPRINKLER ROOM OSD
5600 | BLAZER PKWY | 43017-3554 | Active | 731631 | WILKINS | 975XL | RP | 1.500 | 67369 | METER ROOM OSD LABELED SPRINKLER ROOM
5600 | BLAZER PKWY | 43017-3554 | Active | 731635 | WILKINS | 975XL | RP | 1.500 | 67370 | METER ROOM OSD SPRINKLER ROOM
5600 | BLAZER PKWY | 43017-3554 | Not Required by DOW | 756728 | WILKINS | 975XL | RP | 1.000 | 67371 | PUMP ROOM INSIDE OFF HALLWAY
5600 | BLAZER PKWY | 43017-3554 | Active | 23811 | AMES | 2000B | DC | 0.750 | 87689 | OSD LABELED SPRINKLER ROOM
5600 | BLAZER PKWY | 43017-3554 | Active | 3078198 | WILKINS | 975XLBMS | RP | 1.500 | 97271 | SPRINKLER ROOM NORTH SIDE OF BLDG OSD
5650 | BLAZER PKWY | 43017-3562 | Active | 114089 | AMES | 3000SS | DCDA | 3.000 | 67500 | MECH ROOM OFF HALLWAY TO RIGHT OF LOBBY
5650 | BLAZER PKWY | 43017-3562 | Active | 19782 | AMES | 2000SS | DC | 0.750 | 67501 | MECH ROOM OFF HALLWAY TO RIGHT OF LOBBY
5650 | BLAZER PKWY | 43017-3562 | Not Required by DOW | 263787 | FEBCO | 825Y | RP | 1.500 | 67502 | FRONT BUILDING, JANITORS CLOSET
5650 | BLAZER PKWY | 43017-3562 | Active | 350079 | WATTS | 909M1QT | RP | 2.000 | 67503 | FRONT BUILDING, JANITORS CLOSET
5700 | BLAZER PKWY | 43017-3665 | Not Required by DOW | 113584 | WATTS | 009M2QT | RP | 1.500 | 67639 | IN METER ROOM BY FRONT DOOR
5700 | BLAZER PKWY | 43017-3665 | Active | 280539 | WILKINS | 975XL | RP | 2.000 | 67640 | IN METER ROOM IN FRONT OF BUILDING
5700 | BLAZER PKWY | 43017-3665 | Active | IH4487 | AMES | COLT 300BF | DCDA | 4.000 | 96194 | MECH ROOM OFF MAIN LOBBY
5700 | BLAZER PKWY | 43017-3665 | Active | 14183 | AMES | 2000BM3 | DC | 0.750 | 96195 | MECH ROOM OFF LOBBY
5750 | BLAZER PKWY | 43017 | Active | 3123 | FLOMATIC | RPZE | RP | 1.000 | 67809 | BASEMENT OF PUMP SIDE, COLS SIDE OF TANK
5750 | BLAZER PKWY | 43017 | Inactive | 339694 | WATTS | 909HWM1QT | RP | 2.000 | 88979 | IN PUMP ROOM FOR CITY WATER UNDER PUMP #2, COLS SIDE OF TANK
5750 | BLAZER PKWY | 43017 | Active | 3KM0428 | AMES | 3000SS | DCDA | 4.000 | 88980 | APPARATUS BAY
5750 | BLAZER PKWY | 43017 | Active | 0003525 | AMES | 2000B | DC | 0.750 | 88981 | APPARATUS BAY
5805 | BLAZER PKWY | 43017 | Active | 310986 | WATTS | 009M1PCQT | RP | 1.500 | 68027 | COMMERICAL MECHANICAL ROOM BOTTOM BACKFLOW PREVENTOR
5805 | BLAZER PKWY | 43017 | Active | 311094 | WATTS | 009M1QT | RP | 1.500 | 68028 | COMMERCIAL L BUILDING MECHANICAL ROOM TOP BACKFLOW PREVENTOR
5805 | BLAZER PKWY | 43017 | Active | 312012 | WATTS | 909HWM1QT | RP | 2.000 | 68029 | TOWER MECHANICAL ROOM AT STEPS BOTTOM BACKFLOW PREVENTOR
5805 | BLAZER PKWY | 43017 | Active | 313242 | WATTS | 909HWM1QT | RP | 2.000 | 68030 | SOUTHWALL OF TOWER MECHANICAL ROOM
5805 | BLAZER PKWY | 43017 | Active | 313303 | WATTS | 909HWM1QT | RP | 2.000 | 68031 | TOWER MECHANICAL ROOM AT STEPS TOP BACKFLOW PREVENTION
5805 | BLAZER PKWY | 43017 | Active | 90304 | WATTS | 009M2PCQT | RP | 1.000 | 68032 | SOUTHWALL OF TOWER MECHANICAL ROOM -MARRIOTT HOTEL
5805 | BLAZER PKWY | 43017 | Active | 9611141420 | FEBCO | 805Y | DCDA | 6.000 | 68033 | IN PIT BY S ENTRANCE
5805 | BLAZER PKWY | 43017 | Active | A001685 | FEBCO | 805 | DC | 0.750 | 68034 | IN PIT BY S ENTRANCE
5805 | BLAZER PKWY | 43017 | Due Install |  |  |  | RP | 4.000 | 3633907 | IN HOT BOX AT PIT - DOMESTIC MARRIOTT HOTEL
5805 | BLAZER PKWY | 43017 | LPS - Active |  |  |  | LPC |  | 3635013 | DOMESTIC PUMP -
5805 | BLAZER PKWY | 43017 | LPS - Active |  |  |  | LST |  | 3635018 | PUMP FIRE LINE
6035 | BLAZER PKWY | 43017-3578 | Not Required by DOW | Cb794436 | WILKINS | 720A | PVB | 1.000 | 68758 | IN NW MECHANICAL ROOM
6035 | BLAZER PKWY | 43017-3578 | Active | 378822 | WILKINS | 950 | DC | 1.000 | 68759 | NW MECH ROOM AT WATER METER LIMITED FIRE
6035 | BLAZER PKWY | 43017-3578 | Active | 486731 | WILKINS | 975 | RP | 2.000 | 68760 | NW MECH ROOM AT WATER METER Outside Door LONGHORN STEAK HSE
6035 | BLAZER PKWY | 43017-3578 | LPS - Active | 7112 | WATTS | 1024 | LPC |  | 3649406 | DOMESTIC PUMP - NW MECH ROOM
5200 | BLAZER PKWY UNIT B | 43017 | Not Required by DOW | 581050 | WATTS | 909HWQT | RP | 1.000 | 66349 | DS #1 MAKE UP WATER 6TH FL BY OLD FREIGHT ELEVATOR
5200 | BLAZER PKWY UNIT B | 43017 | Removed | 234407REM | WATTS | 909HWM1QT | RP | 2.000 | 66350 | REMOVED-BY WATER SOFTNER & 190R CHILLER
5200 | BLAZER PKWY UNIT B | 43017 | Active | 291553 | WILKINS | 975 | RP | 2.000 | 66351 | DS #1 ANTIFREEZE SPRINKLER 1ST FL BY DOCK ROLL-UP DR
5200 | BLAZER PKWY UNIT B | 43017 | Not Required by DOW | 3714 | CONBRACO | 4020902 | RP | 2.500 | 66352 | DS #1 DOMESTIC WATER MECH RM 1ST FL BTWN AHU 3+4
5200 | BLAZER PKWY UNIT B | 43017 | Removed | 656REM | CONBRACO | 4020502 | RP | 1.000 | 66353 | REMOVED-6TH FLOOR MECHANICAL ROOM --CEILING
5200 | BLAZER PKWY UNIT B | 43017 | Not Required by DOW | N7056 | APOLLO/CONBRACO | 4020902 | RP | 2.500 | 66354 | DS #1 DOMESTIC WATER MECH RM 1ST FL BTWN AHU 3+4
5200 | BLAZER PKWY UNIT B | 43017 | Not Required by DOW | GD2115 | WATTS | 957 | RP | 3.000 | 89520 | TECH W #3 BSMNT CAGE #12 DOMESTIC WATER
5200 | BLAZER PKWY UNIT B | 43017 | Not Required by DOW | GE2621 | WATTS | 957 | RP | 3.000 | 89521 | TECH W #3 BSMNT CAGE #12 DOMESTIC WATER
5200 | BLAZER PKWY UNIT B | 43017 | Removed | 57798REM | WILKINS | 975A | RP | 1.000 | 90482 | REMOVED-DA #2 MECH RM ACROSS FROM KITCHEN
5200 | BLAZER PKWY UNIT B | 43017 | LPS - Active |  |  |  | LPC |  | 3633763 | DOMESTIC PUMP -
5200 | BLAZER PKWY UNIT B | 43017 | LPS - Active |  |  |  | LPC |  | 3635417 | DOMESTIC PUMP -
5200 | BLAZER PKWY UNIT B | 43017 | LPS - Active |  |  |  | LST |  | 3635418 | FIRE BOOSTER PUMP - 5240 BLAZER (QUANTUM HEALATHCARE N ADMIN #2)
5200 | BLAZER PKWY UNIT B | 43017 | Active | WF-0067 | AMES | 420 | RP | 8.000 | 3656271 | HOT BOX S OF DRIVE
5200 | BLAZER PKWY UNIT B | 43017 | Active | XB-1373 | AMES | 420 | RP | 8.000 | 3656272 | HOT BOX S OF DRIVE
5200 | BLAZER PKWY UNIT B | 43017 | LPS - Active |  |  |  | LST |  | 3657702 | FIRE BOOSTER PUMP - 5260 BLAZER (QUANTUM HEALTHCARE N ADMIN #1)
827 | BLEDSOE DR | 43119-8781 | Active | EAC4402 | WILKINS | 720A | PVB | 0.750 | 3370194 | RIGHT SIDE OF HOUSE
497 | BLENDON RAVINE CT | 43230-4213 | Active | 880144 | WILKINS | 720A | PVB | 1.000 | 65530 | LEFT SIDE OF HOUSE
5028 | BLENDON RAVINE CT | 43230-4213 | Active | 289663 | WATTS | 009 | RP | 0.750 | 3370233 | FRONT OF HOUSE LEFT SIDE
307 | BLENHEIM RD | 43214-3217 | Active | T315304 | WILKINS | 720A | PVB | 0.750 | 3370385
716 | BLESSINGTON CT | 43017 | Removed | CB143561REM | WILKINS | 720A | PVB | 1.000 | 71519 | LH SIDE
7170 | BLESSINGTON CT | 43017 | Active | CAB63131 | WILKINS | 720A | PVB | 1.000 | 98558 | LEFT FRONT
7180 | BLESSINGTON CT | 43017-2401 | Active | 500424 | WILKINS | 720A | PVB | 0.750 | 89757 | LEFT SIDE
7181 | BLESSINGTON CT | 43017-2401 | Active | T375994 | WILKINS | 720A | PVB | 0.750 | 75084 | RIGHT FRONT
2693 | BLOSSOM AVE | 43231-2919 | Active | 4814922 | WILKINS | 975XL2 | RP | 0.750 | 3370623 | BASEMENT BY WATER HEATER
200 | BLUE JAY DR | 43235-4606 | Active | T082112 | WILKINS | 720A | PVB | 0.750 | 101451 | BACK YARD, RIGHT SIDE
214 | BLUE JAY DR | 43235-4606 | Active | T464108 | WILKINS | 720A | PVB | 0.750 | 101450 | RIGHT SIDE
431 | BLUE RIVER CT | 43230-4504 | Active | CAA52615 | WILKINS | 720A | PVB | 0.750 | 89761 | REAR OF HOUSE, RIGHT SIDE
5589 | BLUE STAR DR | 43123-8020 | Active | 997053 | WILKINS | 720A | PVB | 0.750 | 67342 | LEFT SIDE OF HOUSE
5773 | BLUE STAR DR | 43123 | Active | CAB09358 | Wilkins | 720A | PVB | 0.750 | 3613425 | RIGHT FRONT
5785 | BLUE STAR DR | 43123 | Active | CB023511 | WILKINS | 720A | PVB | 0.750 | 3621362 | LEFT FRONT
5788 | BLUE STAR DR | 43123 | Active | CB598398 | WILKINS | 720A | PVB | 0.750 | 3611439 | LEFT FRONT
5799 | BLUE STAR DR | 43123 | Active | CB658194 | WILKINS | 720 | PVB | 0.750 | 3616770 | Right Side
5800 | BLUE STAR DR | 43123 | Active | T337811 | WILKINS | 720A | PVB | 0.750 | 3611729 | OUTSIDE
5812 | BLUE STAR DR | 43123 | Active | CB994483 | WILKINS | 720 | PVB | 0.750 | 3609834 | RIGHT FRONT
5824 | BLUE STAR DR | 43123 | Active | T361885 | WILKINS | 720A | PVB | 0.750 | 3613056 | RIGHT FRONT
5833 | BLUE STAR DR | 43123 | Active | T390895 | WILKINS | 720A | PVB | 0.750 | 3624315
5836 | BLUE STAR DR | 43123 | Active | T338420 | Wilkins | 720A | PVB | 0.750 | 3616882 | Left side of house
5851 | BLUE STAR DR | 43123 | Active | CAA29570 | WILKINS | 720A | PVB | 0.750 | 3628071 | LEFT FRONT
5876 | BLUE STAR DR | 43123 | Active | T411012 | WILKINS | 720A | PVB | 0.750 | 3609522 | RIGHT SIDE
5888 | BLUE STAR DR | 43123 | Active | CB556060 | WILKINS | 720A | PVB | 0.750 | 3611879 | RIGHT SIDE FRONT
5910 | BLUE STAR DR | 43123 | Active | CB598419 | WILKINS | 720A | PVB | 0.750 | 3624526 | OUTSIDE
5919 | BLUE STAR DR | 43123 | Active | 1870080915 | AMES | 3000SS | DCDA | 8.000 | 3613371 | METER PIT NE CORNER OF PROPERTY
5919 | BLUE STAR DR | 43123 | Active | 39949 | AMES | 2000BM3 | DC | 0.750 | 3613699 | METER PIT NE CORNER OF PROPERTY
5919 | BLUE STAR DR | 43123 | Active | PG-3130 | WATTS | 957 | RP | 4.000 | 3613700 | HOT BOX AT METER PIT
5919 | BLUE STAR DR | 43123 | Not Required by DOW | 61485 | WATTS | 009 | RP | 0.750 | 3613701 | IN BOILER ROOM
5954 | BLUE STAR DR | 43123 | Active | T442234 | WILKINS | 720A | PVB | 0.750 | 3620050 | RIGHT FRONT
5966 | BLUE STAR DR | 43123 | Active | HD94187 | FEBCO | 765 | PVB | 0.750 | 3613522 | RIGHT FRONT
5976 | BLUE STAR DR | 43123 | Active | CB994258 | Wilkins | 720A | PVB | 0.750 | 3609483 | RIGHT FRONT
5985 | BLUE STAR DR | 43123 | Active | T241528 | WILKINS | 720A | PVB | 0.750 | 3650024 | LEFT FRONT
2229 | BLUEBELL LN | 43123-8785 | Active | H869338 | FEBCO | 765 | PVB | 0.750 | 57678 | OUTSIDE
1351 | BLUEBERRY COVE | 43123 | Active | VAA6058 | WILKINS | 720 | PVB | 0.750 | 3659021 | LEFT FRONT
5040 | BLUEJACKET RD | 43081- | Active | 329892 | WATTS | LF009M2QT | RP | 1.000 | 95336 | POOL HOUSE MECH ROOM 5060
3037 | BLUERIDGE RD | 43219-1614 | Active | 903280 | WILKINS | 720A | PVB | 0.750 | 59846 | LEFT SIDE HOME
1350 | blueverry cv |  | Active | EAL2239 | WILKINS | 720A | PVB | 0.750 | 3659522 | RIGHT SIDE
5535 | BLUEWYNNE PL | 43228- | Active | QK-2522 | AMES | COLT 400 | RP | 3.000 | 3622636 | HOT BOX AT ENTRANCE
5535 | BLUEWYNNE PL | 43228- | Active | QL-1833 | AMES | COLT 300GV | DCDA | 6.000 | 3622637 | PIT BY ENTRANCE
5535 | BLUEWYNNE PL | 43228- | Active | 46276 | AMES | 2000BM3 | DC | 0.750 | 3622638 | PIT BY ENTRANCE
1845 | BLUFF AVE | 43212-3223 | Active | T461572 | WILKINS | 720A | PVB | 0.750 | 3371276 | FRONT CENTER
1857 | BLUFF AVE | 43212- | Active | T434876 | WILKINS | 720 | PVB | 0.750 | 3651376 | RIGHT FRONT
1860 | BLUFF AVE | 43212-3224 | Active | 140020 | WATTS | 800M4QT | PVB | 0.750 | 56434 | RIGHT OF FRONT DOOR AT OFFSET
909 | BLUFF RIDGE DR | 43235-1725 | Active | EAE8847 | WILKINS | 720A | PVB | 1.000 | 74527 | LEFT SIDE OF HOUSE
910 | BLUFF RIDGE DR | 43235-1726 | Active | CB263015 | WILKINS | 720 | PVB | 0.750 | 3371293 | LEFT FRONT OF THE HOUSE
946 | BLUFF RIDGE DR | 43235-1726 | Active | DJ0947 | FEBCO | 765 | PVB | 1.000 | 74740 | RIGHT FRONT
960 | BLUFF RIDGE DR | 43235-1726 | Active | T475169 | WILKINS | 720A | PVB | 0.750 | 3371299 | LEFT CENTER BY FENCE
707 | BLUFFPOINT CT | 43235-2178 | Active | CB288709 | WILKINS | 720A | PVB | 0.750 | 89762 | RIGHT SIDE
7077 | BLUFFPOINT CT | 43235-2178 | Active | H571047 | FEBCO | 765 | PVB | 0.750 | 101534 | LEFT SIDE
7090 | BLUFFPOINT CT | 43235-2178 | Active | T295493 | WILKINS | 720A | PVB | 0.750 | 3371304 | LEFT OF GARAGE DOORS
964 | BLUFFPOINT DR | 43235-2156 | Active | 365051 | WATTS | 800M4FR | PVB | 0.750 | 3371305 | LEFT SIDE OF HOUSE
980 | BLUFFPOINT DR | 43235-2156 | Active | CD5220 | FEBCO | 765 | PVB | 0.750 | 74904 | RIGHT HAND SIDE
985 | BLUFFPOINT DR | 43235-2157 | Active | T411069 | WILKINS | 720A | PVB | 0.750 | 89763 | RIGHT FRONT
988 | BLUFFPOINT DR | 43235-2156 | Active | CB987655 | WILKINS | 720A | PVB | 0.750 | 97308 | RIGHT FRONT
999 | BLUFFPOINT DR | 43235-2157 | Active | t204985 | WILKINS | 720A | PVB | 0.750 | 87155 | LEFT SIDE OF HOUSE
103 | BLUFFPOINT DR | 43235-2156 | Active | 42146 | WATTS | 800QT | PVB | 0.750 | 53673 | LEFTSIDE
1046 | BLUFFPOINT DR | 43235-2156 | Active | 72080 | WATTS | 800QT | PVB | 0.750 | 87157 | LEFT FRONT
1059 | BLUFFPOINT DR | 43235-2177 | Active | T427901 | WILKINS | 720A | PVB | 0.750 | 89765 | RIGHT SIDE OF HOUSE
1090 | BLUFFPOINT DR | 43235-2156 | Active | 90855 | WATTS | 800M4QT | PVB | 0.750 | 87156 | RIGHT SIDE OF HOUSE
7116 | BLUFFSTREAM CT | 43235-5120 | Active | A19311 | FEBCO | 765 | PVB | 1.000 | 87159 | RIGHT SIDE OF HOUSE
7117 | BLUFFSTREAM CT | 43235-5120 | Active | 23948 | WATTS | 800M4 | PVB | 1.000 | 71449 | LEFT SIDE OF HOUSE
7122 | BLUFFSTREAM CT | 43235-5120 | Active | H206194 | FEBCO | 765 | PVB | 0.750 | 71465 | SW CORNER OF HOUSE
7128 | BLUFFSTREAM CT | 43235-5120 | Active | H491530 | FEBCO | 765 | PVB | 0.750 | 71469 | SOUTH SIDE OF HOUSE
7133 | BLUFFSTREAM CT | 43235-5120 | Active | EAJ6934 | WILKINS | 720A | PVB | 1.000 | 71475 | FRONT RIGHT OF FRONT DOOR
7146 | BLUFFSTREAM CT | 43235-5120 | Active | HE82592 | FEBCO | 765 | PVB | 1.000 | 89766 | RIGHT FRONT
7152 | BLUFFSTREAM CT | 43235-5120 | Active | T259161 | WILKINS | 720A | PVB | 1.000 | 87161 | RIGHT SIDE OF HOUSE
7176 | BLUFFSTREAM CT | 43235-5120 | Active | HF21328 | FEBCO | 765 | PVB | 1.000 | 71545 | LEFT FRONT
679 | BLUFFVIEW DR | 43235-1775 | Active | J069846 | FEBCO | 825Y | RP | 0.750 | 70681 | REAR OF HOUSE UNDER DECK
685 | BLUFFVIEW DR | 43235-1775 | Active | AE3934 | FEBCO | 765 | PVB | 1.000 | 89767 | FRONT RIGHT OF DOOR
716 | BLUFFVIEW DR | 43235-1777 | Active | T473986 | WILKINS | 720A | PVB | 1.000 | 89769 | FRONT OF HOUSE LEFT OF FT DOOR
727 | BLUFFVIEW DR | 43235-1727 | Active | H142418 | FEBCO | 765 | PVB | 1.000 | 71715 | FRONT CENTER OF HOUSE LEFT FRONT DOOR
728 | BLUFFVIEW DR | 43235-1777 | Active | 497018 | WATTS | 800QT | PVB | 1.000 | 87300 | FRONT LEFT
741 | BLUFFVIEW DR | 43235-1727 | Active | T292930 | WILKINS | 720A | PVB | 0.750 | 89770 | FRONT LEFT - FAR LEFT
769 | BLUFFVIEW DR | 43235-1727 | Active | H095696 | FEBCO | 765 | PVB | 0.750 | 72518 | FRONT RIGHT OF FRONT DOOR
778 | BLUFFVIEW DR | 43235-1777 | Active | AK1979 | FEBCO | 765 | PVB | 1.000 | 90119 | FRONT RIGHT OF DOOR
801 | BLUFFVIEW DR | 43235-1727 | Removed | H336000REM | FEBCO | 765 | PVB | 0.750 | 73202 | REAR OF HOUSE RIGHT OF DECK
801 | BLUFFVIEW DR | 43235-1727 | Active | H335927 | FEBCO | 765 | PVB | 0.750 | 73203 | FRONT OF HOUSE LEFT OF DOOR
810 | BLUFFVIEW DR | 43235-1728 | Active | BC6980 | FEBCO | 765 | PVB | 0.750 | 90447 | LEFT OF FRONT DOOR
812 | BLUFFVIEW DR | 43235-1728 | Active | G214476 | WILKINS | 720A | PVB | 0.750 | 95692 | WEST SIDE OF HOUSE
836 | BLUFFVIEW DR | 43235-1728 | Active | H848897 | FEBCO | 765 | PVB | 0.750 | 98551 | OUTSIDE FRONT - RIGHT SIDE OF HOUSE
847 | BLUFFVIEW DR | 43235-1727 | Active | 336784 | WATTS | 800CMQT | PVB | 0.750 | 101385 | BACK OF HOUSE
850 | BLUFFVIEW DR | 43235-1728 | Active | 6149 | FEBCO | 765 | PVB | 1.000 | 73973 | REAR OF HOUSE
889 | BLUFFVIEW DR | 43235-1727 | Active | T065384 | WILKINS | 720A | PVB | 1.000 | 74383 | RIGHT SIDE
900 | BLUFFVIEW DR | 43235-1728 | Active | 92081 | FEBCO | 765 | PVB | 1.000 | 74460 | 2 WINDOWS LEFT OF FRONT DOOR IN BUSHES
901 | BLUFFVIEW DR | 43235-1776 | Active | AK2011 | FEBCO | 765 | PVB | 1.000 | 89773 | FRONT OF HOUSE
833 | BLUFFWAY DR | 43235-1729 | Active | 841742 | WILKINS | 720A | PVB | 1.000 | 89771 | LEFT HAND SIDE
991 | BLUFFWAY DR | 43235- | Active | A471949 | WILKINS | 375 | RP | 0.750 | 91384 | SW LINWORTH & BLUFFWAY AT FORD BOX WALL/BUSHES
112 | BLUFFWAY DR | 43235- | Active | 1150880805 | AMES | 4000SS | RP | 3.000 | 94464 | IN HOT BOX AT PIT BLUFFWAY DR.AND VARICK ST.
1125 | BLUFFWAY DR | 43235- | Active | 145494 | AMES | 3000SS | DCDA | 6.000 | 94465 | METER PIT BLUFFWAY DR AND VARICK ST
1125 | BLUFFWAY DR | 43235- | Active | 65911 | WATTS | 007M1QT | DC | 0.750 | 94466 | METER PIT BLUFFWAY DR AND VARICK ST.
6150 | BLUNDEN RD | 43016- | Active | 4FN0619 | AMES | 4000SS | RP | 6.000 | 69145 | METER ROOM -- GARAGE G-5 -NW AVERY CRSNG & LAKESIDE CRSNG (PVT STRETS)
6150 | BLUNDEN RD | 43016- | Not Required by DOW | 557771 | FEBCO | 950xl | DC | 1.000 | 69146 | MECHANICAL ROOM OFF HALL MIDDLE OF BLDG
4368 | BLYTHE RD | 43224-2005 | Active | 606880 | RAINBIRD | 100 | PVB | 1.000 | 63824 | FRONT, RIGHT OF PORCH
6092 | BOARDWALK ST | 43229-2557 | Active | 108007 | WATTS | 009QT | RP | 2.000 | 68968 | METER ROOM BEHIND RESTROOM
6092 | BOARDWALK ST | 43229-2557 | Active | 71414 | WATTS | 009QT | RP | 1.000 | 68969 | METER ROOM
6092 | BOARDWALK ST | 43229-2557 | In Review | [5 empty] | 3632761 | METER ROOM
3670 | BOATHOUSE DR | 43026-2600 | Active | 3043534 | WILKINS | 975XL | RP | 1.000 | 97493 | Basement
3671 | BOATHOUSE DR | 43026-2603 | Active | ead4942 | WILKINS | 720A | PVB | 0.750 | 89774 | FRONT LEFT
3681 | BOATHOUSE DR | 43026-2603 | Active | 22708 | WATTS | 800M2QT | PVB | 1.000 | 61455 | LEFT SIDE
3698 | BOATHOUSE DR | 43026-2600 | Active | T230340 | WILKINS | 720A | PVB | 0.750 | 96098 | LEFT FRONT
3739 | BOATHOUSE DR | 43026-2602 | Replaced | REPRH419 | CONBRACO | 4050502 | PVB | 1.000 | 102568 | REPLACED- LEFT OF HOUSE
3739 | BOATHOUSE DR | 43026-2602 | Active | T252157 | WILKINS | 720A | PVB | 1.000 | 3609870 | LEFT OF HOUSE
708 | BOBCAT AVE | 43212 | Active | V57043 | WILKINS | 350ADA | DCDA | 6.000 | 3646027 | RISER ROOM ON BOWMAN WAY
708 | BOBCAT AVE | 43212 | Active | 4904673 | WILKINS | 950XLD | DC | 0.750 | 3651700 | RISER ROOM ON BOWMAN WAY
708 | BOBCAT AVE | 43212 | Active | Q15002 | WILKINS | 475 | RP | 4.000 | 3651708 | IN RISER ROOM AT METER SETTING
787 | BOBCAT AVE | 43212 | Active | 17809 | WILKINS | 375AST | RP | 3.000 | 3641243 | METER ROOM 791
787 | BOBCAT AVE | 43212 | Active | 1980290120 | AMES | 3000SS | DCDA | 4.000 | 3644619 | METER ROOM 791
787 | BOBCAT AVE | 43212 | Active | 83222 | AMES | 2000B | DC | 0.750 | 3644620 | METER ROOM 791
787 | BOBCAT AVE | 43212 | Not Required by DOW | B334131 | WILKINS | 375XL | RP | 1.500 | 3648711 | WEST SIDE OF BUILDING CENTER SECTION FIRST FLOOR
800 | BOBCAT AVE | 43212 | Active | 283238 | WATTS | 009M2QT | RP | 0.750 | 99244 | S SIDE OF MECH ROOM
800 | BOBCAT AVE | 43212 | Active | 277012 | WATTS | 009M2QT | RP | 2.000 | 99297 | NEXT TO METER SETTING
805 | BOBCAT AVE | 43212 | Active | MF-6783 | WATTS | 957 | RP | 4.000 | 103716 | MECHANICAL ROOM
805 | BOBCAT AVE | 43212 | Active | 1739780311 | AMES | 3000SS | DCDA | 6.000 | 103726 | RISER ROOM NW CORNER
805 | BOBCAT AVE | 43212 | Active | 17667 | WATTS | 007M1QT | DC | 0.750 | 103727 | RISER ROOM NW CORNER
805 | BOBCAT AVE | 43212 | Active | 462947 | WATTS | 909M1QT | RP | 2.000 | 103835 | MECHANICAL ROOM NW
828 | BOBCAT AVE | 43212 | Active | L108588 | WILKINS | 375 | RP | 4.000 | 3622617 | IN METER ROOM EAST SIDE OF BLDG BY OVERHEAD DOORS
828 | BOBCAT AVE | 43212 | Not Required by DOW | B099188 | WILKINS | 375 | RP | 1.500 | 3622618 | IN METER ROOM
828 | BOBCAT AVE | 43212 | Active | 1915390517 | AMES | 3000SS | DCDA | 6.000 | 3623168 | IN METER ROOM EAST SIDE BLDG
828 | BOBCAT AVE | 43212 | Active | 26717 | WATTS | 007M1QT | DC | 0.750 | 3623169 | IN METER ROOM
949 | BOBCAT AVE | 43212 | Active | 2994 | AMES | COLT 400 | RP | 3.000 | 3613546 | E SIDE OF BOBCAT AT FIRST ST BEHIND WALL
960 | BOBCAT AVE | 43212 | Active | 21836 | WATTS | 919QT | RP | 1.500 | 3624873 | WEST METER ROOM LOWER LEVEL
960 | BOBCAT AVE | 43212 | Active | 1926901017 | AMES | 3000SS | DCDA | 8.000 | 3629742 | WEST METER ROOM LOWER LEVEL
960 | BOBCAT AVE | 43212 | Active | 78911 | AMES | 2000B | DC | 0.750 | 3629743 | WEST METER ROOM LOWER LEVEL
117 | BOBCAT AVE | 43212 | Active | SG2158 | WATTS | 957 | RP | 3.000 | 3635788
1175 | BOBCAT AVE | 43212 | Not Required by DOW | 031916 | WATTS | 009 | RP | 1.500 | 3635789
1175 | BOBCAT AVE | 43212 | Active | 1073240518 | AMES | 5000S | RPDA | 4.000 | 3635790 | NW CORNER
1175 | BOBCAT AVE | 43212 | Active | 14396 | AMES | 4000B | RP | 0.750 | 3635791 | NW CORNER
850 | BOBCAT AVE UNIT A | 43212-3838 | Active | ABU5894 | WILKINS | 975XL2 | RP | 1.000 | 3443150 | BASEMENT. OSD DIRECTLY AFTER METER
850 | BOBCAT AVE UNIT B | 43212- | Active | 4746553 | WILKINS | 975XL2 | RP | 0.750 | 3639304 | OSD NE BSMNT OF S BLDG 850 (S OF DOCK) AT SUMP PUMP BELOW METER
850 | BOBCAT AVE UNIT B | 43212- | Due Install |  |  |  | RP | 1.000 | 3658893 | OSD NE BSMNT OF S BLDG 850 (S OF DOCK)
296 | BOHLEN DR | 43026 | Active | T293852 | WILKINS | 720A | PVB | 0.750 | 89775 | RIGHT FRONT CORNER
2968 | BOHLEN DR | 43026-8139 | Active | T166475 | WILKINS | 720A | PVB | 0.750 | 3582347 | LEFT SIDE
2978 | BOHLEN DR | 43026-8139 | Active | H083715 | FEBCO | 765 | PVB | 1.000 | 59640 | LEFT FRONT
2986 | BOHLEN DR | 43026-8139 | Active | H083621 | FEBCO | 765 | PVB | 1.000 | 59650 | RIGHT FRONT
3015 | BOHLEN DR | 43026-8502 | Active | SA7010 | WATTS | 800M4QT | PVB | 0.750 | 98896 | RIGHT SIDE OF HOUSE
3075 | BOHLEN DR | 43026-8502 | Active | DD0705 | FEBCO | 765 | PVB | 1.000 | 59912 | N/W CORNER
1200 | BOLTONFIELD ST | 43228 | Active | 092279 | WATTS | LF009M2QT | RP | 1.500 | 3649615 | HOTBOX
1200 | BOLTONFIELD ST | 43228 | Active | VC-0231 | AMES | COLT 300GV | DCDA | 6.000 | 3649616 | HOTBOX
1200 | BOLTONFIELD ST | 43228 | Active | 65105 | AMES | 2000BM3 | DC | 0.750 | 3649617 | HOTBOX FIRE 3/4 SIDE CAR
1200 | BOLTONFIELD ST | 43228 | Not Required by DOW | 211324 | WATTS | LF009M2QT | RP | 1.000 | 3649707 | IRRIGATION HOTBOX
1225 | BOLTONFIELD ST | 43228 | Active | WD-1656 | AMES | RP400 | RP | 3.000 | 3655090 | WATER ROOM E WALL
1225 | BOLTONFIELD ST | 43228 | Active | 32403 | WATTS | 007M1QT | DC | 0.750 | 3655095 | RISER ROOM E WALL
1225 | BOLTONFIELD ST | 43228 | Active | 1103190322 | AMES | 3000 | DCDA | 6.000 | 3655748 | RISER ROOM E WALL
1250 | BOLTONFIELD ST | 43228-3683 | Active | A04045 | WATTS | 009M2QT | RP | 1.000 | 93242 | WEST SIDE OF FIRE PUMP ROOM
1250 | BOLTONFIELD ST | 43228-3683 | Active | 156998 | AMES | 3000SS | DCDA | 8.000 | 93243 | FIRE PUMP ROOM
1250 | BOLTONFIELD ST | 43228-3683 | Active | 54869 | AMES | 2000B | DC | 0.750 | 93244 | FIRE PUMP ROOM
1299 | BOLTONFIELD ST | 43228-3693 | Removed | 1311585REM | WILKINS | 975XLBMS | RP | 2.000 | 54549 | OUTSIDE ABOVE METER PIT
1299 | BOLTONFIELD ST | 43228-3693 | Active | 914424 | WILKINS | 975XLBMS | RP | 2.000 | 54550 | FIRE PUMP ROOM
1299 | BOLTONFIELD ST | 43228-3693 | Not Required by DOW | 98911 | AMES | 2000SS | DC | 8.000 | 54551 | FIRE PUMP ROOM
1299 | BOLTONFIELD ST | 43228-3693 | Active | 194141 | AMES | 3000SS | DCDA | 8.000 | 3633654 | IN PIT
1299 | BOLTONFIELD ST | 43228-3693 | Active | 80616 | AMES | 2000B | DC | 0.750 | 3649157 | IN PIT
1300 | BOLTONFIELD ST | 43228-3696 | Active | 117140 | FEBCO | 805 | DC | 0.750 | 54576 | METER PIT FRONT OF BUILDING AT STREET
1300 | BOLTONFIELD ST | 43228-3696 | Not Required by DOW | 07026 | FEBCO | 805Y | DC | 2.000 | 54577 | WASH ALLEY
1300 | BOLTONFIELD ST | 43228-3696 | Not Required by DOW | 600166 | WATTS | 909QT | RP | 1.000 | 54578 | BOILER ROOM
1300 | BOLTONFIELD ST | 43228-3696 | Active | 9707221048 | FEBCO | 806 | DCDA | 6.000 | 54579 | METER PIT FRONT OF BUILDING AT STREET
1300 | BOLTONFIELD ST | 43228-3696 | Not Required by DOW | 9809141315 | FEBCO | 860 | RP | 4.000 | 54580 | WASTE WATER ROOM
1300 | BOLTONFIELD ST | 43228-3696 | Removed | GH224REM | APOLLO/CONBRACO | 40207A2 | RP | 1.500 | 54581 | INSIDE NW CORNER
1300 | BOLTONFIELD ST | 43228-3696 | Active | 9855G | WILKINS | 375ASTR | RP | 3.00 | 54582 | SW CORNER INSIDE BLDG
1300 | BOLTONFIELD ST | 43228-3696 | Active | 42265c | WILKINS | 375ASTR | RP | 3.000 | 54583 | NW CORNER INSIDE
1331 | BOLTONFIELD ST | 43228-3697 | Active | 2GN0692 | AMES | 2000-DC | DC | 10.000 | 54711 | FIRE PUMP ROOM
1331 | BOLTONFIELD ST | 43228-3697 | Active | 627752 | WILKINS | 975XL | RP | 2.000 | 54712 | S.E. CORNER OF BUILDING IN MECH ROOM
1331 | BOLTONFIELD ST | 43228-3697 | Not Required by DOW | 716867 | WILKINS | 975 | RP | 1.250 | 54713 | SE CORNER OF BLDG IN MECH ROOM -- FIRE PUMP ROOM
1331 | BOLTONFIELD ST | 43228-3697 | LPS - Active |  |  |  | LST |  | 3636596 | FIRE BOOSTER PUMP
1360 | BOLTONFIELD ST | 43228-3696 | Active | 304221 | WATTS | 909M1QT | RP | 2.000 | 54805 | NORTH END OF BUILDING AT WATER METER
1360 | BOLTONFIELD ST | 43228-3696 | Not Required by DOW | 307251 | WATTS | 909M1QT | RP | 2.000 | 54806 | NORTH END OF BUILDING AT WATER METER
1360 | BOLTONFIELD ST | 43228-3696 | Active | BK5963 | FEBCO | 805Y | DC | 0.750 | 54807 | FRONT OF BUILDING AT WEST END AT STREET IN PIT
1360 | BOLTONFIELD ST | 43228-3696 | Active | 9610241342 | FEBCO | 856 | DCDA | 6.000 | 54808 | FRONT OF BLDG AT WEST END AT STREET IN PIT
1500 | BOLTONFIELD ST | 43228-3669 | Not Required by DOW | 137181 | WATTS | 007M1 | DC | 1.000 | 55189 | CEILING HALLWAY (OUTSIDE OF BREAK AREA)
1500 | BOLTONFIELD ST | 43228-3669 | Active | 154748 | WATTS | 909 | RP | 3.000 | 55190 | ROOM 54
1500 | BOLTONFIELD ST | 43228-3669 | Active | 21N0047 | AMES | 2000SS | DC | 8.000 | 55191 | FRONT OF BUILDING CENTER IN RISER ROOM (S# 21N0047)
1500 | BOLTONFIELD ST | 43228-3669 | Not Required by DOW | 416961 | WATTS | 909M1QT | RP | 1.25 | 55192 | SPRINKLER ROOM
1500 | BOLTONFIELD ST | 43228-3669 | Not Required by DOW | W208389 | WILKINS | 975XL | RP | 1.500 | 86950 | NEW BUILDING NE CORNER OF BUILDING
1500 | BOLTONFIELD ST | 43228-3669 | Not Required by DOW | 433185 | WATTS | 909M1QT | RP | 1.250 | 98119 | SPRINKLER ROOM FRONT OF BUILDING
1500 | BOLTONFIELD ST | 43228-3669 | Due Install |  |  |  | DCDA | 6.000 | 3635618 | MTR PIT
5083 | BOMAR DR | 43026-7120 | Active | T295248 | WILKINS | 720A | PVB | 0.750 | 65968 | LEFT HAND SIDE
5720 | BONALY CT | 43016-9439 | Active | G208709 | WILKINS | 720A | PVB | 0.750 | 92323 | LEFT SIDE
5721 | BONALY CT | 43016-9439 | Active | 817071 | WILKINS | 720A | PVB | 1.000 | 67715 | LEFT FRONT
5728 | BONALY CT | 43016-9439 | Active | H153965 | FEBCO | 765 | PVB | 0.750 | 67735 | FRONT LEFT
5729 | BONALY CT | 43016 | Active | A007427 | WILKINS | 720A | PVB | 1.000 | 67739 | LEFT FRONT
5736 | BONALY CT | 43016-9439 | Active | A150778 | WILKINS | 720A | PVB | 0.750 | 67756 | LEFT FRONT
5737 | BONALY CT | 43016-9439 | Active | T418226 | WILKINS | 720A | PVB | 0.750 | 67759 | RT SIDE
5744 | BONALY CT | 43016-9439 | Active | T025245 | WILKINS | 720A | PVB | 0.750 | 67777 | LEFT SIDE FRONT
5745 | BONALY CT | 43016-9439 | Active | 996884 | WILKINS | 720A | PVB | 0.750 | 67781 | OUTSIDE LEFT FRONT
5752 | BONALY CT | 43016-9439 | Active | T096925 | WILKINS | 720 | PVB | 0.750 | 100919 | LEFT SIDE OF HOUSE
5753 | BONALY CT | 43016 | Active | T231326 | WILKINS | 720A | PVB | 0.750 | 3588854 | RIGHT SIDE OF HOUSE
5761 | BONALY CT | 43016 | Active | T411376 | WILKINS | 720A | PVB | 0.750 | 67861 | SIDE OF HOUSE
5768 | BONALY CT | 43016-9439 | Active | T097013 | WILKINS | 720A | PVB | 0.750 | 67882 | LEFT SIDE FRONT
5769 | BONALY CT | 43016-9439 | Active | A151142 | WILKINS | 720A | PVB | 0.750 | 67886 | LEFT HAND SIDE OF HOUSE
5776 | BONALY CT | 43016 | Active | T146660 | WILKINS | 720A | PVB | 0.750 | 3603168 | FRONT OF HOUSE LEFT CORNER UNDER WINDOW
5784 | BONALY CT | 43016-9439 | Active | F006172 | WILKINS | 720A | PVB | 0.750 | 3600428 | LEFT SIDE
5792 | BONALY CT | 43016-9439 | Active | G215364 | WILKINS | 720A | PVB | 0.750 | 92663 | LEFT SIDE
515 | BONHAM AVE | 43211-2619 | Active | 537545 | WILKINS | 975XL | RP | 0.750 | 66131 | N.W. CORNER OFFICE AT WATER METER
999 | BONHAM AVE | 43211-2901 | Active | 281445 | WATTS | LF009M3QT | RP | 0.750 | 3371787 | AT WATER METER
100 | BONHAM AVE | 43211-2904 | Active | 180801 | WATTS | 909 | RP | 3.000 | 92433 | WEST WALL OF MECH ROOM
1000 | BONHAM AVE | 43211-2904 | Active | 25132 | AMES | 2000B | DC | 2.000 | 92493 | ELECTRICAL/MECH ROOM N SIDE OF THE BUILDING
4322 | BONNIE AVE | 43123- | Active | 092304 | WATTS | LF009MQT | RP | 1.500 | 3371875 | HOTBOX AT SW CORNER OF SENIOR CENTER
6865 | BONNIE BRAE LN | 43235-2173 | Active | FL0730 | FEBCO | 765 | PVB | 1.000 | 89776 | RIGHT SIDE OF HOUSE
6873 | BONNIE BRAE LN | 43235-2173 | Active | BB4683 | FEBCO | 765 | PVB | 0.750 | 89777 | LEFT SIDE
6881 | BONNIE BRAE LN | 43235-2173 | Active | T034544 | WILKINS | 720A | PVB | 0.750 | 99882 | LEFT FRONT
6897 | BONNIE BRAE LN | 43235-2173 | Replaced | REP162833 | WATTS | 800M4QT | PVB | 1.000 | 70899 | REPLACED- SOUTH SIDE
6897 | BONNIE BRAE LN | 43235-2173 | Active | 017331 | WATTS | 800M4QT | PVB | 1.000 | 3610235 | SOUTH SIDE/LEFT FRONT
6920 | BONNIE BRAE LN | 43235-2172 | Active | T230478 | WILKINS | 720A | PVB | 0.750 | 70945 | BACK CENTER BY ELEC MTR
6949 | BONNIE BRAE LN | 43235-2175 | Active | G215419 | WILKINS | 720 | PVB | 0.750 | 3371887 | RIGHT SIDE
6952 | BONNIE BRAE LN | 43235-2172 | Active | H871851 | FEBCO | 765 | PVB | 0.750 | 3371888 | LEFT SIDE OF HOUSE
6955 | BONNIE BRAE LN | 43235-2175 | Active | 311421 | WATTS | 800M4QT | PVB | 0.750 | 71011 | FRONT LEFT SIDE
6967 | BONNIE BRAE LN | 43235-2175 | Active | 875387 | WATTS | 800M4FR | PVB | 1.000 | 3371891 | LEFT FRONT
3557 | BONNIE CT | 43228- | Active | WC-1619 | AMES | 400 | RP | 6.000 | 3361774 | HOT BOX, DCDA INSIDE BUILDING IS VER ISO
6258 | BONO CT | 43016-8516 | Active | 393195 | WATTS | 800M4QT | PVB | 0.750 | 96910 | RIGHT SIDE
526 | BOONE ST | 43215- | Due Install |  |  |  | RP | 2.000 | 3371919 | BSMNT AT WATER METER
700 | BORDEAUX CT | 43016 | Active | CB262877 | WILKINS | 720A | PVB | 0.750 | 3618170 | Front of house
7008 | BORDEAUX CT | 43016-6121 | Active | G086218 | WILKINS | 720A | PVB | 0.750 | 91097 | RH SIDE OF HOUSE
7016 | BORDEAUX CT | 43016-6121 | Active | G046657 | WILKINS | 720A | PVB | 0.750 | 90442 | RIGHT FRONT BY GAS MTR
7017 | BORDEAUX CT | 43016-6121 | Active | 3143563 | WILKINS | 975XL | RP | 1.000 | 97456 | Basement
7024 | BORDEAUX CT | 43016-6121 | Active | G186272 | WILKINS | 720A | PVB | 0.750 | 91826 | LEFT SIDE
7025 | BORDEAUX CT | 43016-6121 | Active | H448175 | FEBCO | 765 | PVB | 0.750 | 92940 | FRONT RIGHT OF DR IN COVE
7032 | BORDEAUX CT | 43016-6121 | Active | 185503 | WILKINS | 720A | PVB | 0.750 | 89365 | LEFT SIDE OF HOUSE
7037 | BORDEAUX CT | 43016-6121 | Active | H380009 | FEBCO | 765 | PVB | 0.750 | 93425 | LEFT CENTER
7040 | BORDEAUX CT | 43016-6121 | Active | G046038 | WILKINS | 720A | PVB | 0.750 | 98212 | RIGHT FRONT
7045 | BORDEAUX CT | 43016-6121 | Active | F022313 | WILKINS | 720A | PVB | 0.750 | 97165 | FRONT OF HOUSE
7048 | BORDEAUX CT | 43016-6121 | Active | H901714 | FEBCO | 765 | PVB | 0.750 | 98555 | LEFT SIDE OF HOUSE
7056 | BORDEAUX CT | 43016-6121 | Active | HA01966 | CASH ACME | RP100 | RP | 1.000 | 99835 | LEFT SIDE UNDER DECK
4094 | BORGE WAY | 43016-7377 | Active | H312653 | FEBCO | 765 | PVB | 0.750 | 95280 | RIGHT SIDE
4102 | BORGE WAY | 43016- | Active | T146910 | WILKINS | 720A | PVB | 0.750 | 3597636 | RIGHT FRONT
4110 | BORGE WAY | 43016-7266 | Active | Cb092583 | Wilkins | 720 | PVB | 0.750 | 62939 | LEFT SIDE OF HOUSE
4118 | BORGE WAY | 43016-7266 | Active | T084846 | WILKINS | 720A | PVB | 0.750 | 3597631 | RIGHT FRONT
4126 | BORGE WAY | 43016-7266 | Active | G050416 | WILKINS | 720A | PVB | 0.750 | 89373 | RIGHT SIDE
4134 | BORGE WAY | 43016-7266 | Active | 232166 | WATTS | LF009M2QT | RP | 1.000 | 95279 | FRONT SIDE OF HOUSE
4142 | BORGE WAY | 43016-7266 | Active | A038271 | WILKINS | 720A | PVB | 0.750 | 87011 | RIGHT SIDE OF HOUSE
4150 | BORGE WAY | 43016-7266 | Active | G043938 | WILKINS | 720A | PVB | 0.750 | 91439 | RIGHT SIDE
4158 | BORGE WAY | 43016-7266 | Active | G043943 | WILKINS | 720A | PVB | 0.750 | 95278 | right side
4166 | BORGE WAY | 43016-7266 | Active | A133771 | WILKINS | 720A | PVB | 0.750 | 88394 | FRONT OF HOUSE
4174 | BORGE WAY | 43016-7266 | Active | CAA47280 | WILKINS | 720A | PVB | 0.750 | 100359 | LEFT SIDE
4182 | BORGE WAY | 43016-7266 | Active | T311009 | WILKINS | 720A | PVB | 0.750 | 102720 | LEFT SIDE OS HOUSE
4190 | BORGE WAY | 43016- | Active | CB029148 | WILKINS | 720A | PVB | 0.750 | 103187 | LEFT SIDE
4198 | BORGE WAY | 43016-7266 | Active | 255238 | WATTS | 800QT | PVB | 0.750 | 87528 | OUTSIDE
1403 | BORROR RD | 43123 | Active | CB992527 | WILKINS | 720A | PVB | 0.750 | 3653342 | LEFT SIDE OF HOUSE
1721 | BOSTWICK RD | 43227-3322 | Active | T304559 | WILKINS | 720A | PVB | 0.750 | 96024 | LEFT SIDE OF HOUSE
1365 | BOSWORTH PL | 43229-1325 | Active | F006248 | WILKINS | 720A | PVB | 0.750 | 98204 | RIGHT SIDE
1 | BOTTOMLEY CRES | 43054-8965 | Active | EAA3336 | WILKINS | 720A | PVB | 1.000 | 53423 | SOUTH SIDE OF OFFSET BY PORCH
2 | BOTTOMLEY CRES | 43054-8909 | Active | 916206 | FEBCO | 765 | PVB | 1.000 | 56904 | LEFT OF FRONT DOOR
3 | BOTTOMLEY CRES | 43054-8965 | Active | 278119 | WILKINS | 975XL | RP | 1.000 | 59674 | NE CORNER OF BASEMENT
3 | BOTTOMLEY CRES | 43054-8965 | Active | EAB5655 | WILKINS | 720A | PVB | 0.750 | 100171 | FRONT OF HOUSE
4 | BOTTOMLEY CRES | 43054-8909 | Active | 255207 | Wilkins | 420 | PVB | 1.000 | 62490 | EAST FRONT SIDE CORNER
5 | BOUCHER RD | 43016-7348 | Active | G176892 | WILKINS | 720A | PVB | 0.750 | 92068 | LEFT SIDE
4232 | BOULDER CREEK DR | 43230-1393 | Active | 01653 | WATTS | 800M4QT | PVB | 1.000 | 96116
4282 | BOULDER CREEK DR | 43230-1394 | Active | T436244 | WILKINS | 720A | PVB | 0.750 | 3371758 | LEFT SIDE OF HOUSE
7069 | BOWERMOSS DR | 43054-9487 | Active | 185569 | WILKINS | 720A | PVB | 0.750 | 88383 | LEFT SIDE OF HOUSE
7070 | BOWERMOSS DR | 43054-9485 | Active | 953349 | WATTS | 800QT | PVB | 1.000 | 71369 | RIGHT SIDE OF HOUSE
7077 | BOWERMOSS DR | 43054-9487 | Active | H335969 | FEBCO | 765 | PVB | 0.750 | 71374 | RIGHT SIDE OF HOUSE
7085 | BOWERMOSS DR | 43054-9487 | Active | 673062 | WILKINS | 720A | PVB | 0.750 | 71387 | RIGHT SIDE OF HOUSE
7093 | BOWERMOSS DR | 43054-9487 | Active | CAA31016 | WILKINS | 720A | PVB | 0.750 | 3372495 | Left Side
7100 | BOWERMOSS DR | 43054-9485 | Active | 154078 | FEBCO | 765 | PVB | 0.750 | 71413 | RIGHT SIDE
7101 | BOWERMOSS DR | 43054-9487 | Active | F137533 | WILKINS | 720A | PVB | 0.750 | 100893 | LEFT SIDE
7108 | BOWERMOSS DR | 43054-9485 | Active | T146798 | WILKINS | 720 | PVB | 0.750 | 71422 | LEFT SIDE
7115 | BOWERMOSS DR | 43054-9400 | Active | 444356 | WILKINS | 720A | PVB | 1.000 | 71447 | LEFT SIDE OF HOUSE
7123 | BOWERMOSS DR | 43054-9400 | Active | T097085 | WILKINS | 720A | PVB | 0.750 | 102865 | RIGHT SIDE
7131 | BOWERMOSS DR | 43054-9832 | Active | A135456 | WILKINS | 720A | PVB | 0.750 | 71474 | RIGHT SIDE OF HOUSE NEAR A/C
7137 | BOWERMOSS DR | 43054-9832 | Active | T135483 | WILKINS | 720A | PVB | 0.750 | 102863 | LEFT SIDE
7140 | BOWERMOSS DR | 43054-9486 | NULL | EA13409 | WILKINS | 720 | PVB | 0.750 | 3538231
7145 | BOWERMOSS DR | 43054-9832 | Active | T674735 | WILKINS | 720 | PVB | 1.000 | 71499 | LEFT SIDE OF HOUSE
6532 | BOWERY PEAK LN | 43081 | Active | EAE8761 | WILKINS | 720A | PVB | 0.750 | 3656061 | LEFT FRONT
6554 | BOWERY PEAK LN | 43081 | Active | T480576 | WILKINS | 720A | PVB | 0.750 | 3656524 | RIGHT FRONT OF HOUSE
6560 | BOWERY PEAK LN | 43081 | Active | EAK1966 | WILKINS | 720 | PVB | 0.750 | 3655789 | RIGHT SIDE
6576 | BOWERY PEAK LN | 43081 | Active | EAL1417 | WILKINS | 720A | PVB | 0.750 | 3653949 | RIGHT OF HOUSE
6646 | BOWERY PEAK LN | 43081 | Active | EAF6041 | WILKINS | 720A | PVB | 0.750 | 3653907 | RIGHT SIDE OF HOUSE
6843 | BOWLES CT | 43017-8575 | Active | H069967 | FEBCO | 765 | PVB | 0.750 | 70810 | RIGHT HAND SIDE
4145 | BOWMANSROOT CT | 43026-3006 | Active | T476379 | WILKINS | 720A | PVB | 1.000 | 101413 | BACK OF NE CORNER OF HOUSE
4170 | BOWMANSROOT CT | 43026-3006 | Active | 814799 | WATTS | 800M4QT | PVB | 1.000 | 103592 | RIGHT SIDE OF HOUSE
4171 | BOWMANSROOT CT | 43026-3006 | Removed | 14340REM | FEBCO | 765 | PVB | 0.750 | 63143 | OUTSIDE- SOUTH SIDE
4181 | BOWMANSROOT CT | 43026-3006 | Active | CB964384 | WILKINS | 720A | PVB | 1.000 | 101387 | RIGHT FRONT CORNER OF HOUSE
4191 | BOWMANSROOT CT | 43026-3006 | Removed | 785689REM | WATTS | 800M4QT | PVB | 1.000 | 101317 | WEST SIDE OF HOUSE IN THE MIDDLE
4200 | BOWMANSROOT CT | 43026-3006 | Active | G246823 | WILKINS | 720A | PVB | 0.750 | 98831 | LEFT SIDE OF HOUSE
3472 | BOXELDER PL | 43221-4711 | Active | 56484 | FEBCO | 765 | PVB | 1.000 | 60807 | REAR OF HOUSE
3485 | BOXELDER PL | 43221-4711 | Active | CB073897 | WILKINS | 720A | PVB | 0.750 | 3372510 | RIGHT FRONT CORNER OF HOUSE
605 | BOXFORD LN | 43213-2603 | Active | 647649 | WATTS | 800M4QT | PVB | 1.000 | 68795 | SOUTHEAST CORNER OF HOUSE-OUTSIDE
619 | BOXFORD LN | 43213-2603 | Active | T291518 | WILKINS | 720A | PVB | 1.000 | 3372512 | SOUTH SIDE OF HOUSE
633 | BOXFORD LN | 43213-2603 | Active | DA9459 | FEBCO | 765 | PVB | 1.000 | 69722 | RIGHT SIDE OF HOUSE
160 | BOYD DR | 43085-2635 | Active | T304897 | WILKINS | 720A | PVB | 0.750 | 55514 | RIGHT SIDE OF HOUSE
777 | BOYLSTON CT | 43016-9488 | Active | T329020 | WILKINS | 720A | PVB | 0.750 | 92059 | RIGHT SIDE
7772 | BOYLSTON CT | 43016-9488 | Active | T230847 | WILKINS | 720A | PVB | 0.750 | 72776 | FRONT OF HOUSE
7779 | BOYLSTON CT | 43016-9488 | Active | 835434 | WILKINS | 720A | PVB | 0.750 | 72786 | RIGHT SIDE
7780 | BOYLSTON CT | 43016-9488 | Active | G216803 | WILKINS | 720A | PVB | 0.750 | 92058 | FRONT OF HOUSE LEFT OF FRONT DOOR
7787 | BOYLSTON CT | 43016-9488 | Active | G050364 | WILKINS | 720A | PVB | 0.750 | 72802 | LEFT HAND SINK OF HOUSE
7788 | BOYLSTON CT | 43016-9488 | Active | 792714 | WILKINS | 720A | PVB | 0.750 | 72803 | LEFT FRONT
7795 | BOYLSTON CT | 43016-9488 | Active | T363421 | WILKINS | 720A | PVB | 0.750 | 72816 | FRONT OF HOUSE, CENTER
7796 | BOYLSTON CT | 43016-9488 | Active | H158648 | FEBCO | 765 | PVB | 1.000 | 72817 | LEFT SIDE OF HOUSE
7803 | BOYLSTON CT | 43016-9488 | Active | 556356 | WILKINS | 720A | PVB | 1.000 | 72830 | LEFT OF DOOR
7811 | BOYLSTON CT | 43016-9488 | Active | 997088 | WILKINS | 720A | PVB | 0.750 | 72838 | RH SIDE
2796 | BRACKLEY RD | 43220-4246 | Active | G103490 | WILKINS | 720A | PVB | 0.750 | 59296 | LEFT SIDE OF HOUSE
201 | BRADENTON AVE | 43017-3540 | Active | W599122 | WILKINS | 720A | PVB | 1.500 | 57018 | MECH ROOM ABOVE WATER METER ON IRRIGATION LINE
201 | BRADENTON AVE | 43017-3540 | Active | AMA04275 | WILKINS | 975XL3 | RP | 1.500 | 3656922 | MECH ROOM
211 | BRADENTON AVE | 43017-3541 | Active | W599121 | WILKINS | 720A | PVB | 1.500 | 57316 | IN MECH ROOM AB0VE METER
230 | BRADENTON AVE | 43017-7515 | Active | T308560 | WILKINS | 720A | PVB | 0.750 | 3372625 | INSIDE UTILITY ROOM
252 | BRADENTON AVE | 43017-7504 | Active | T055383 | WILKINS | 720A | PVB | 1.000 | 90163 | LEFT SIDE REAR BY ELEC.METERS
252 | BRADENTON AVE | 43017-7504 | Due Install |  |  |  | RP | 1.500 | 3635023 | AT WATER METER
270 | BRADENTON AVE | 43017-7584 | Replaced | REP92007 | FEBCO | 765 | PVB | 1.250 | 99848 | REPLACED- FRONT -RIGHT OF FRT DR BY A/C IN COVE
270 | BRADENTON AVE | 43017-7584 | Not Required by DOW | 414232 | WILKINS | 720A | PVB | 0.750 | 3611949 | FRONT -RIGHT OF FRT DR BY A/C IN COVE
270 | BRADENTON AVE | 43017-7584 | Active | 5005123 | WILKINS | 975XL2 | RP | 1.000 | 3636327 | MECH/ELECTRICAL ROOM AT WATER METER
300 | BRADENTON AVE | 43017 | Active | H012412 | FEBCO | 765 | PVB | 1.500 | 99849 | WEST SIDE CENTER BY AC UNITS - 5656 FRANTZ RD
492 | BRADENTON AVE | 43017-7532 | Active | 274528 | WATTS | 909M1QT | RP | 1.500 | 65434 | MECHANICAL ROOM NEXT TO METER
4930 | BRADENTON AVE | 43017-7599 | Active | T011360 | WILKINS | 720A | PVB | 2.000 | 65443 | INSIDE MECHANICAL ROOM
5000 | BRADENTON AVE | 43017 | Active | 259960 | WATTS | LFOO9M2QT | RP | 2.000 | 3372630 | IN MID MECH/FIRE PUMP ROOM AT WATER METER
5000 | BRADENTON AVE | 43017 | Active | YG-1671 | AMES | COLT 300BF | DCDA | 6.000 | 3639108 | IN VAULT AT ENTRANCE LEFT OF MAIN DRIVE
5000 | BRADENTON AVE | 43017 | Active | 78509 | AMES | 2000BM3 | DC | 0.750 | 3658755 | IN VAULT AT ENTRANCE LEFT OF MAIN DRIVE
5020 | BRADENTON AVE | 43017 | Active | 24077 | WATTS | 009QT | RP | 1.000 | 65735 | CENTER E MECH RM AT WTR METER -LIMITED FIRE
5020 | BRADENTON AVE | 43017 | Active | 432868 | WILKINS | 975XL | RP | 1.500 | 65736 | CENTER E MECH RM AT WTR METER
5020 | BRADENTON AVE | 43017 | Removed | 200229REM | WILKINS | 720A | PVB | 0.750 | 100158 | REMOVED- REAR OF BUILDING RIGHT CTR
5025 | BRADENTON AVE | 43017 | Removed | 406291REM | WATTS | 909QT | RP | 0.750 | 65748 | REMOVED-POOL PUMP ROOM
5025 | BRADENTON AVE | 43017 | Active | BK4889 | FEBCO | 825Y | RP | 1.500 | 65749 | Mechanical-Riser Room South Rear Building
5025 | BRADENTON AVE | 43017 | Active | 71731 | WATTS | 009M1QT | RP | 2.000 | 65750 | Mechanical-Riser Room South Rear Building
5025 | BRADENTON AVE | 43017 | Due Install |  |  |  | DCDA | 4.000 | 3635105 | SUB RISER ROOM UNIT E SMALL CLOSET
5030 | BRADENTON AVE | 43017 | Not Required by DOW | 67609 | WATTS | 009QT | RP | 1.000 | 65772 | JANITOR'S CLOSET
5030 | BRADENTON AVE | 43017 | Active | ALA23365 | ZURN | 975XL3 | RP | 1.000 | 3651260 | MIDDLE JANITOR'S CLOSET AT WATER METER
5040 | BRADENTON AVE | 43017 | Active | 101155 | WATTS | 009M2QT | RP | 2.000 | 65797 | IN 5040 MECH ROOM SERVS 5050 BLDG
5040 | BRADENTON AVE | 43017 | Active | 103906 | WATTS | 009QT | RP | 2.000 | 65798 | IN 5070 UNIT MECH ROOM SERVES 5070 UNIT
5040 | BRADENTON AVE | 43017 | Active | 005226 | WATTS | 800QT | PVB | 1.500 | 65799 | IN 5070 UNIT MECH ROOM -IRRIGATION
5040 | BRADENTON AVE | 43017 | Active | 95541 | WATTS | 009QT | RP | 2.000 | 65800 | IN 5040 MECH ROOM SERVS 5040 UNIT
5040 | BRADENTON AVE | 43017 | Active | 94953 | WATTS | 009QT | RP | 2.000 | 65960 | IN 5070 UNIT MECH ROOM CONTROLS UNITS 5060 & 5070
5040 | BRADENTON AVE | 43017 | Due Install |  |  |  | RP |  | 3635001 | IN HOT BOX AT METER PIT PIT SE OF 5040 BLDG
5080 | BRADENTON AVE | 43017-7581 | Active | 112825 | WATTS | 009QT | RP | 1.000 | 65958 | MECH CLOSET MARKED ELECTRIC RM AT WATER METER BY SUITE C
5080 | BRADENTON AVE | 43017-7581 | Not Required by DOW | 247884 | WATTS | 800QT | PVB | 1.000 | 65959 | BY THE BACK DOOR WAY
5130 | BRADENTON AVE | 43017-7067 | Not Required by DOW | 266507 | WATTS | 800M2QT | PVB | 1.000 | 66095 | IN 5130 MECH ROOM SW CORNER
5130 | BRADENTON AVE | 43017-7067 | Active | 55762 | WATTS | 009M1PCQT | RP | 1.500 | 66096 | IN 5130 A MECH ROOM AT WATER METER (FOR 3 BLDGS - 5100, 5130, 5150)
5130 | BRADENTON AVE | 43017-7067 | Not Required by DOW | 960589 | WILKINS | 720A | PVB | 0.500 | 66097 | 5150 BRADENTON MIDDLE MECH ROOM
5155 | BRADENTON AVE | 43017-7558 | Not Required by DOW | 3298179 | WILKINS | 975XL | RP | 1.000 | 66173 | UNDER NORTH STAIRS 1ST FL -IRRIGATION
5155 | BRADENTON AVE | 43017-7558 | Removed | 123964REM | WATTS | 009QT | RP | 0.500 | 66174 | REMOVED-MECH ROOM ABOVE VACUUM PUMP
5155 | BRADENTON AVE | 43017-7558 | Not Required by DOW | 18327 | WATTS | 009M3 | RP | 0.750 | 66175 | MECHANICAL ROOM IN CEILING ABOVE WATER HEATERS
5155 | BRADENTON AVE | 43017-7558 | Active | 3F01557 | AMES | 3000SS | DCDA | 4.000 | 66176 | UNDER N STAIRS 1ST FL DCDA
5155 | BRADENTON AVE | 43017-7558 | Active | 06105 | AMES | 2000B | DC | 0.750 | 66177 | UNDER N STAIRS 1ST FL BYPASS/CK
5155 | BRADENTON AVE | 43017-7558 | Active | 781083 | WILKINS | 975XL | RP | 2.000 | 66178 | UNDER N STAIRS 1ST FL AT METER
4499 | BRADFORD RD | 43220-3846 | Active | BM5367 | FEBCO | 765 | PVB | 0.750 | 89783 | RIGHT SIDE OF HOUSE
4518 | BRADFORD RD | 43220-3846 | Active | 325752 | WATTS | 800M4FR | PVB | 0.750 | 98529 | RIGHT FRONT SIDE HOUSE
1271 | BRADSHIRE DR | 43220-2698 | Active | A06971 | WATTS | 009M3QT | RP | 0.750 | 91019 | IN BASEMENT AT WATER METER
5227 | BRADSTONE LOOP | 43123 | Active | T340051 | WILKINS | 720A | PVB | 0.750 | 3635364
6085 | BRADWOOD DR | 43081 | Active | CB170128 | WILKINS | 720 | PVB | 0.750 | 3629771 | Right Side
6086 | BRADWOOD DR | 43081 | Active | T387083 | WILKINS | 720A | PVB | 0.750 | 3623288 | RIGHT SIDE OF HOUSE
6128 | BRADWOOD DR | 43081 | Active | EAD8327 | WILKINS | 720A | PVB | 0.750 | 3625030
6133 | BRADWOOD DR | 43081 | NULL | [5 empty] | 3629443
4728 | BRAE LOCK CT | 43123-8772 | Active | D19792 | FEBCO | 765 | PVB | 0.750 | 64893 | EAST SIDE OF REMOTE
5597 | BRAESIDE CT | 43017 | Active | EAE8967 | WILKINS | 720A | PVB | 0.750 | 3372831 | LEFT SIDE
8870 | BRAIDS CT | 43017 | Active | H649277 | FEBCO | 765 | PVB | 0.750 | 89784 | RIGHT SIDE
8880 | BRAIDS CT | 43017 | Active | 309218 | WILKINS | 720A | PVB | 0.750 | 90950 | RIGHT FRONT
8885 | BRAIDS CT | 43017 | Active | H132319 | FEBCO | 765 | PVB | 0.750 | 74380 | LEFT SIDE OF HOUSE
3890 | BRAIDWOOD DR | 43026- | Removed | 38168642REM | WILKINS | 975 | RP | 1.500 | 3603878 | 4450 Schirtzinger Rd N PUMP HSE BLDG(BLOCK BLDG) AT WATER METER
3890 | BRAIDWOOD DR | 43026- | Removed | 3896501REM | WILKINS | 975 | RP | 1.500 | 3603879 | ***REMOVED*** 4450 Schirtzinger Rd, Main Bldg Pump house
3890 | BRAIDWOOD DR | 43026- | Active | ACM2724 | WILKINS | 975XL2 | RP | 1.500 | 3656987
3890 | BRAIDWOOD DR | 43026- | Not Required by DOW | H003117 | FEBCO | 765 | PVB | 1.500 | 3656988
3895 | BRAIDWOOD DR | 43026-2414 | Active | CAA69401 | WILKINS | 720A | PVB | 0.750 | 3372927 | REAR OF HOUSE
3905 | BRAMFORD RD | 43220-4769 | Active | G212138 | WILKINS | 720A | PVB | 1.000 | 95769 | LEFT SIDE FRONT
3918 | BRAMFORD RD | 43220-4770 | Active | T230420 | WILKINS | 720A | PVB | 0.750 | 62208 | RIGHT SIDE OF HOUSE
3921 | BRAMFORD RD | 43220-4769 | Active | CAB61573 | WILKINS | 720A | PVB | 1.000 | 3372989 | LEFT SIDE
3930 | BRAMFORD RD | 43220-4770 | Active | A03402 | WATTS | 009M2QT | RP | 1.000 | 89786 | BASEMENT-BACK WALL
6990 | BRANCH ST | 43235-2105 | Active | H527277 | FEBCO | 765 | PVB | 0.750 | 97002 | FRONT LEFT
4680 | BRAND RD | 43017-9530 | Active | 229393 | WATTS | 009QT | RP | 0.750 | 87927 | BASEMENT BY METER
4700 | BRAND RD | 43017-9530 | Not Required by DOW | 229711 | WATTS | 009QT | RP | 0.750 | 87928 | BASEMENT BY METER **WELL ABANDONED 9/1/20**
4805 | BRAND RD | 43017 | Active | 903269 | WILKINS | 720A | PVB | 0.750 | 65115 | OUTSIDE
4915 | BRAND RD | 43017-8514 | Active | 36243 | WATTS | 919QT | RP | 0.750 | 65413 | IN BASEMENT BY WATER METER
4975 | BRAND RD | 43017 | Active | 3639238 | WILKINS | 975XL | RP | 1.000 | 65524 | BRAND AND COVENTRY WOODS S.E.CORNER BEHIND WALL
5051 | BRAND RD | 43017-8514 | Active | CB366387 | WILKINS | 720 | PVB | 0.750 | 3373036 | Front of House (N.W. corner)
5475 | BRAND RD | 43017-8206 | Active | 1374710904 | AMES | 3000 | DCDA | 4.000 | 66970 | BASEMENT SPRINKLER ROOM
5475 | BRAND RD | 43017-8206 | Active | 40705 | AMES | 2000B | DC | 0.750 | 66971 | SPRINKLER ROOM BASEMENT
5475 | BRAND RD | 43017-8206 | Active | 443132 | WILKINS | 975XL | RP | 1.500 | 66972 | IN MECHANICAL ROOM 21 Outside
5584 | BRAND RD | 43017 | Active | 112341 | WATTS | 009QT | RP | 0.750 | 67334 | IN BASEMENT AT METER
5615 | BRAND RD | 43017-8519 | Active | 107918 | WATTS | 009QT | RP | 0.750 | 67432 | IN PUMP ROOM IN GARAGE
5710 | BRAND RD | 43017 | Active | 3591125 | WILKINS | 975XL | RP | 1.000 | 67687 | NE OF BRAND & BRANDONWAY AT METER BOX
5720 | BRAND RD | 43017-9529 | Active | H516842 | FEBCO | 765 | PVB | 0.750 | 96275 | FRONT OF HOUSE
5825 | BRAND RD | 43017-8287 | Active | 59662 | AMES | 2000B | DC | 0.750 | 97118 | NE MECH/RISER ROOM
5825 | BRAND RD | 43017-8287 | Active | 1656100808 | AMES | 3000SS | DCDA | 4.000 | 98391 | NE MECH/RISER ROOM
5825 | BRAND RD | 43017-8287 | Active | 4628098 | WILKINS | 975XL2 | RP | 2.000 | 3638085 | NE MECH/RISER ROOM AT WATER METER
6040 | BRAND RD | 43017-9528 | Active | T366291 | WILKINS | 720A | PVB | 0.750 | 97791 | FRONT LEFT IN COVE BTWN GARAGE AND DOOR
6305 | BRAND RD | 43016-8452 | In Review |  |  |  | RP |  | 3373043
5011 | BRANDAMORE CT | 43026-8261 | Active | 484816 | WATTS | 800M4QT | PVB | 0.750 | 65721 | RIGHT FRONT -UNDER BOX
7672 | BRANDBURY PL | 43017 | Active | FK3645 | FEBCO | 765 | PVB | 1.000 | 89787 | LEFT FRONT
7676 | BRANDBURY PL | 43017-8885 | Active | HC5198 | FEBCO | 765 | PVB | 1.000 | 89788 | LEFT SIDE
7684 | BRANDBURY PL | 43017 | Active | 06573 | WATTS | 800M4QT | PVB | 0.750 | 72503 | RIGHT FRONT
7692 | BRANDBURY PL | 43017 | Active | T393125 | WILKINS | 720A | PVB | 0.750 | 97150 | LEFT FRONT
7697 | BRANDBURY PL | 43017-8534 | Active | CB686754 | WILKINS | 720A | PVB | 0.750 | 72541 | RIGHT SIDE
7705 | BRANDBURY PL | 43017-8534 | Active | HD19041 | FEBCO | 765 | PVB | 0.750 | 72585 | LEFT FRONT
2300 | BRANDON RD | 43221-3870 | Active | CB020259 | WILKINS | 720 | PVB | 0.750 | 3373110
2318 | BRANDON RD | 43221-3870 | Active | CB177535 | WILKINS | 720 | PVB | 0.750 | 3373114 | RIGHT OF FRONT DOOR
2357 | BRANDON RD | 43221-3802 | Active | G086169 | WILKINS | 720A | PVB | 0.750 | 88780 | FRONT OF HOUSE
2358 | BRANDON RD | 43221-3803 | Active | 322625 | WATTS | 800QT | PVB | 1.000 | 58060 | FRONT OF HOUSE
2591 | BRANDON RD | 43221-3303 | Active | 20234 | FEBCO | 765 | PVB | 1.000 | 3373155 | SIDE OF HOUSE LEFT
2615 | BRANDON RD | 43221-3303 | Active | G024997 | WILKINS | 720A | PVB | 1.000 | 87545 | OUTSIDE
2670 | BRANDON RD | 43221-3304 | Active | H178820 | FEBCO | 765 | PVB | 0.750 | 92741 | BACK OF HOUSE
2775 | BRANDON RD | 43221-3336 | Active | EAJ0478 | WILKINS | 720 | PVB | 0.750 | 3373192 | BACK RIGHT SIDE
2791 | BRANDON RD | 43221-3336 | Active | t419065 | WILKINS | 720A | PVB | 0.750 | 3373196 | LEFT SIDE OF HOUSE
2950 | BRANDON RD | 43221 | Active | J720427 | FEBCO | 825 | PVB | 0.750 | 3659264 | HOT BOX
3049 | BRANDON RD | 43221-2205 | Active | CB443309 | WILKINS | 720 | PVB | 0.750 | 3373223 | LEFT SIDE OF HOUSE
3185 | BRANDON RD | 43221-2209 | Active | 792942 | WILKINS | 720A | PVB | 0.750 | 60160 | LEFT OF FRONT DOOR
3194 | BRANDON RD | 43221-2210 | Active | 88477 | WATTS | 800QT | PVB | 1.000 | 60174 | FRONT OF HOUSE
3206 | BRANDON RD | 43221-2212 | Active | HG16937 | FEBCO | 765 | PVB | 0.750 | 89790 | FRONT OF HOUSE
7586 | BRANDON RD | 43054- | Active | 312906 | WATTS | 800 | PVB | 0.750 | 3373245 | BY BRICK PILLAR BRANDON AND BAUGHMAN GRANT
7590 | BRANDON RD | 43054 | Active | 880074 | WILKINS | 720A | PVB | 1.000 | 72284 | RIGHT SIDE OF HOUSE
7591 | BRANDON RD | 43054-9376 | Active | 21438 | WATTS | 919AQT | RP | 1.000 | 97347 | BASEMENT AT WATER METER
7640 | BRANDON RD | 43054-9004 | Active | CB230077 | WILKINS | 720A | PVB | 0.750 | 72392 | RIGHT SIDE OF HOUSE
7674 | BRANDON RD | 43054-9006 | Active | H8929 | FEBCO | 765 | PVB | 0.750 | 72473 | RIGHT REAR
7692 | BRANDON RD | 43054-9006 | Active | 256853 | WATTS | 800QT | PVB | 0.750 | 72532 | LEFT SIDE OF HOUSE
7708 | BRANDON RD | 43054-9005 | Active | T390593 | WILKINS | 720A | PVB | 0.750 | 72594 | NW SIDE REAR
7726 | BRANDON RD | 43054-9005 | Active | HC01439 | FEBCO | 765 | PVB | 1.000 | 89792 | FRONT OF HOUSE
7754 | BRANDON RD | 43054-9005 | Active | DJ4146 | FEBCO | 765 | PVB | 0.750 | 72710 | REAR OF HOUSE
7805 | BRANDON RD | 43054 | Active | 3782538 | wilkins | 975XL | RP | 1.000 | 100795 | AT WATER METER IN BASEMENT
7824 | BRANDON RD | 43054-9080 | Active | H275644 | FEBCO | 765 | PVB | 0.750 | 87455 | REAR OF HOUSE
7825 | BRANDON RD | 43054 | Active | H479934 | FEBCO | 765 | PVB | 1.000 | 92408 | FRONT OF HOUSE CENTER
5187 | BRANDONWAY CT | 43017 | Active | 06713 | WATTS | 800M2QT | PVB | 0.750 | 89793 | LEFT SIDE
5199 | BRANDONWAY CT | 43017 | Active | F170 | FEBCO | 765 | PVB | 1.000 | 89794 | LEFT FRONT
5205 | BRANDONWAY CT | 43017 | Active | H132228 | FEBCO | 765 | PVB | 0.750 | 66400 | LEFT SIDE OF HOUSE
5223 | BRANDONWAY CT | 43017 | Active | AB3151 | FEBCO | 765 | PVB | 1.000 | 66448 | LEFT FRONT
5229 | BRANDONWAY CT | 43017 | Active | G245534 | WILKINS | 720A | PVB | 0.750 | 98550 | LEFT SIDE OF HOUSE
7675 | BRANDONWAY DR | 43017-9019 | Active | 396074 | APOLLO | 0112 | PVB | 1.000 | 3373292 | Right Side of House
7712 | BRANDONWAY DR | 43017 | Active | 4148071 | WILKINS | 975XL2 | RP | 2.000 | 89797 | NORTH EAST CORNER
7767 | BRANDONWAY DR | 43017-8428 | Active | 11974 | WATTS | 800QT | PVB | 0.750 | 72742 | LT SIDE CENTER
7774 | BRANDONWAY DR | 43017 | Active | FL9277 | FEBCO | 765 | PVB | 1.000 | 89798 | LEFT SDIE
7775 | BRANDONWAY DR | 43017-8428 | Active | H009297 | FEBCO | 765 | PVB | 0.750 | 72781 | RIGHT FRONT
7780 | BRANDONWAY DR | 43017-8822 | Replaced | REPA40713 | WILKINS | 420 | PVB | 1.000 | 72791 | REPLACED- RIGHT SIDE OF HOUSE
7780 | BRANDONWAY DR | 43017-8822 | Removed | 177977REM | WILKINS | 420 | PVB | 1.000 | 3609865 | ***REMOVED** RIGHT FRONT
7792 | BRANDONWAY DR | 43017 | Active | 07030 | WATTS | 800M2QT | PVB | 0.750 | 72813 | RIGHT SIDE
7798 | BRANDONWAY DR | 43017 | Active | 07754 | WATTS | 800QT | PVB | 0.750 | 72819 | RIGHT SIDE OF HOUSE
7815 | BRANDONWAY DR | 43017 | Active | CAB60330 | WILKINS | 720A | PVB | 1.000 | 72843 | RIGHTSIDE OF HOUSE
4845 | BRANDONWAY E DR | 43017 | Removed | 454131REM | WATTS | 909QT | RP | 1.000 | 65208 | USE 6/3/15 CAG. REMOVED-SW ENTRNCE BRNDWAY & 745 AT N WALL PILAR AT FORD BOX
4845 | BRANDONWAY E DR | 43017 | Active | 3477417 | WILKINS | 975XL | RP | 0.750 | 102033 | USE 06/06/2016 CAG. SW ENTRNCE BRNDWAY & 745 AT N PILAR/WALL AT FORD BOX
4900 | BRANDONWAY E DR | 43017-8418 | Active | 3HK0326 | AMES | 3000SS | DCDA | 6.000 | 65376 | MECH ROOM #158
4900 | BRANDONWAY E DR | 43017-8418 | Active | 405094 | WATTS | 909QT | RP | 1.000 | 65377 | MECHANICAL ROOM #158 ABOVE BOILER
4900 | BRANDONWAY E DR | 43017-8418 | Active | 405098 | WATTS | 909QT | RP | 1.000 | 65378 | MECHANICAL ROOM 158
4900 | BRANDONWAY E DR | 43017-8418 | Active | 54166 | WATTS | 007M2QT | DC | 0.750 | 65379 | SE WALL OF THE MECHANICAL ROOM BY THE DOOR
4900 | BRANDONWAY E DR | 43017-8418 | Active | 9605151141 | FEBCO | 880 | RP | 3.000 | 65380 | RECEIVING ROOM 160 E
1845 | BRANDYWINE DR | 43220-4419 | Active | cb205742 | WILKINS | 720A | PVB | 0.750 | 56394 | REAR OF HOUSE
1903 | BRANDYWINE DR | 43220-4421 | Active | T223498 | Wilkins | 720A | PVB | 0.750 | 3373321 | Left of Front door
4296 | BRAUNTON RD | 43220-4302 | Active | CB454788 | WILKINS | 720 | PVB | 0.750 | 3373349 | BACK OF HOUSE
4304 | BRAUNTON RD | 43220-4302 | Active | T417932 | WILKINS | 720A | PVB | 0.750 | 94657 | FRONT OF HOUSE LEFT OF GARAGE DOOR
4324 | BRAUNTON RD | 43220-4302 | Active | BE3801 | FEBCO | 765 | PVB | 0.750 | 89800 | BACK OF HOUSE
1900 | BRECCAN MEADOWS DR UNIT WATR | 43228 | Active | XK-2560 | AMES | 400 | RP | 4.000 | 3657854 | MTR HOUSE
1900 | BRECCAN MEADOWS DR UNIT WATR | 43228 | Active | YB-1201 | AMES | COLT 300GV | DCDA | 8.000 | 3657855 | MTR HOUSE
1900 | BRECCAN MEADOWS DR UNIT WATR | 43228 | Active | 76937 | AMES | 2000BM3 | DC | 0.750 | 3657856 | MTR HOUSE
5025 | BRECKENHURST DR | 43026-8660 | Active | CAA47211 | WILKINS | 720A | PVB | 0.750 | 90956 | Front of House
5034 | BRECKENHURST DR | 43026-8658 | Active | A18511 | APOLLO | PVB4A | PVB | 0.750 | 65782 | LEFT SIDE OF HOUSE
5035 | BRECKENHURST DR | 43026-8660 | Active | 279600 | WILKINS | 720A | PVB | 0.750 | 65785 | RIGHT FRONT
5043 | BRECKENHURST DR | 43026-8660 | Active | BM550 | FEBCO | 765 | PVB | 0.750 | 65803 | RT SIDE
5046 | BRECKENHURST DR | 43026-8658 | Active | H934732 | FEBCO | 765 | PVB | 0.750 | 65810 | Left Side
5053 | BRECKENHURST DR | 43026-8660 | Active | BB8326 | FEBCO | 765 | PVB | 0.750 | 65867 | LT SIDE
5065 | BRECKENHURST DR | 43026-8660 | Active | T304551 | WILKINS | 720A | PVB | 0.750 | 65901 | RIGHT SIDE OF HOUSE
5070 | BRECKENHURST DR | 43026-8658 | Active | 4872572 | WILKINS | 975 | RP | 0.750 | 3373524 | BASEMENT / CRAWL SPACE
5082 | BRECKENHURST DR | 43026-8658 | Active | CB987613 | WILKINS | 720A | PVB | 0.750 | 65966 | LEFT SIDE OF HOUSE
5083 | BRECKENHURST DR | 43026-8660 | Active | EAD4537 | WILKINS | 720A | PVB | 0.750 | 65969 | LEFT SIDE FRONT
5097 | BRECKENHURST DR | 43026-8660 | Active | ABA19784 | WILKINS | 975XL | RP | 0.750 | 3373541 | LEFT FRONT EXTERIOR INSTALL
8095 | BREEZWOOD CT | 43081-5088 | Active | EAE8842 | WILKINS | 720A | PVB | 0.750 | 3373638 | LEFT SIDE
8103 | BREEZWOOD CT | 43081-5088 | Active | G245733 | WILKINS | 720A | PVB | 0.750 | 98783 | LEFT SIDE OF HOUSE
472 | BREHL AVE | 43223-1973 | Not Required by DOW | 4974325 | WILKINS | 975XL | RP | 1.500 | 96653 | IN WAREHOUSE ABOVE OFFICE DOOR 12' UP
472 | BREHL AVE | 43223-1973 | Active | ACJ8779 | WILKINS | 975XLT | RP | 1.500 | 3629913 | OFFICE, inside front door
541 | BREHL AVE | 43223-2201 | Active | 907367 | APOLLO | RPLF4A | RP | 1.500 | 66839 | N WALL OF MID OFFICE IN BOX AT WATER METER, OLD CAR WASH
597 | BREIGHA DR | 43119 | Active | T423942 | Wilkins | 720A | PVB | 0.750 | 3615121 | LEFT SIDE
3015 | BREMEN ST | 43224-4312 | Active | 3420 | FEBCO | 765 | PVB | 1.000 | 59805 | LEFT SIDE OF HOUSE LOOKING AT FRONT DOOR
4090 | BREMO RECESS | 43054-8954 | Active | G245743 | WILKINS | 720A | PVB | 0.750 | 99011 | LEFT SIDE
4103 | BREMO RECESS | 43054-8955 | Active | H323117 | FEBCO | 765 | PVB | 0.750 | 88618 | Left side of the house
4111 | BREMO RECESS | 43054-8955 | Active | FI0449 | FEBCO | 765 | PVB | 1.000 | 62943 | RIGHT SIDE OF HOUSE
3382 | BRENDAN DR | 43221-4426 | Active | AB8169 | FEBCO | 765 | PVB | 1.000 | 60555 | LEFT FRONT
9040 | BRENHAM WAY | 43017 | Active | EAC0758 | WILKINS | 720A | PVB | 0.750 | 3653976 | RIGHT SIDE OF HOUSE
9171 | BRENHAM WAY | 43017 | Active | CB074885 | WILKINS | 720A | PVB | 0.750 | 3615296 | RIGHT FRONT
9179 | BRENHAM WAY | 43017 | Active | T262120 | WILKINS | 720A | PVB | 0.750 | 3621468 | LEFT FRONT
9187 | BRENHAM WAY | 43017 | Active | CB601041 | WILKINS | 720A | PVB | 0.750 | 3622788 | RIGHT FRONT
9195 | BRENHAM WAY | 43017 | Active | T272849 | WILKINS | 720A | PVB | 0.750 | 3623194 | RIGHT FRONT
9203 | BRENHAM WAY | 43017 | Active | T315450 | WILKINS | 720A | PVB | 1.000 | 3633236 | LEFT FRONT
9211 | BRENHAM WAY | 43017 | Active | T261624 | WILKINS | 720A | PVB | 0.750 | 3619961 | LEFT FRONT
5363 | BRENNAN CT | 43017 | Active | CB637161 | WILKINS | 720A | PVB | 0.750 | 3638109 | FRONT SIDE OF HOUSE
5369 | BRENNAN CT | 43017 | Active | 79357 | WATTS | LF919AQT | RP | 0.750 | 3638106 | BASEMENT
1033 | BRENTNELL AVE | 43219-2186 | Active | 38518 | WILKINS | 375AST | RP | 4.000 | 53674 | METER BUILDING
1033 | BRENTNELL AVE | 43219-2186 | Active | 3283 | CONBRACO | 4060GE3 | DCDA | 10.000 | 53675 | METER BUILDING
1033 | BRENTNELL AVE | 43219-2186 | Active | 9520 | CONBRACO | 40-104-02 | DC | 0.750 | 53676 | IN METER HOUSE AT ENTRANCE OF PROPERTY
1200 | BRENTNELL AVE | 43219-2017 | Not Required by DOW | 141218 | WATTS | 009QT | RP | 0.750 | 54256 | COLD WATER LINE ON OVERHEAD LINE MECH ROOM 139
1200 | BRENTNELL AVE | 43219-2017 | Not Required by DOW | 465276 | WATTS | 909QT | RP | 0.750 | 54257 | BOILER ROOM (BY MENS ROOM)
1200 | BRENTNELL AVE | 43219-2017 | Not Required by DOW | 412033 | WATTS | 909QT | RP | 0.750 | 96056 | ABOVE COMBUSTION AIR INTAKE
1200 | BRENTNELL AVE | 43219-2017 | Active | B346574 | WILKINS | 375 | RP | 2.000 | 3636441 | AT WATER METER
1270 | BRENTNELL AVE | 43219-2017 | Not Required by DOW | 215911 | WILKINS | 975 | RP | 0.750 | 54485 | MECHANICAL ROOM - EAST - Brentnell E.S.
1270 | BRENTNELL AVE | 43219-2017 | Not Required by DOW | 81359 | WATTS | 909 | RP | 0.750 | 54486 | BOILER ROOM - Brentnell E.S.
1270 | BRENTNELL AVE | 43219-2017 | Active | 41365 | WILKINS | 375AST | RP | 3.000 | 3639074
1270 | BRENTNELL AVE | 43219-2017 | Not Required by DOW | 072086 | WATTS | LF909QT | RP | 0.750 | 3654979 | BOILER ROOM
1280 | BRENTNELL AVE | 43219-2017 | Active | 433887 | WATTS | 909 | RP | 2.500 | 90333 | WATER METER ROOM
1280 | BRENTNELL AVE | 43219-2017 | Not Required by DOW | A16816 | WATTS | 009M3QT | RP | 0.750 | 90334 | BOILER ROOM N WALL
1385 | BRENTNELL AVE | 43219-2058 | Active | 08818 | WATTS | 009QT | RP | 1.000 | 54858 | FURNANCE ROOM BESIDE HOT WATER TANK
1441 | BRENTNELL AVE | 43219-2058 | Not Required by DOW | [5 empty] | 3374074
1441 | BRENTNELL AVE | 43219-2058 | Not Required by DOW |  |  |  | RP |  | 3626652
1472 | BRENTNELL AVE | 43219-2056 | New Construction |  |  |  | RP | 4.000 | 3374077
1472 | BRENTNELL AVE | 43219-2056 | New Construction |  |  |  | DCDA | 6.000 | 3659648
1472 | BRENTNELL AVE | 43219-2056 | New Construction |  |  |  | DC | 0.750 | 3659649
2762 | BRENTNELL AVE | 43211-1712 | Active | 19084 | WILKINS | 375AST | RP | 8.000 | 3374195 | FRONT YARD 2780
2505 | BRENTNELL BL | 43211-1991 | Active | L28579 | WILKINS | 375 | RP | 3.000 | 91834 | AT WATER METER MAIN ENTRANCE EAST SIDE east linden E.S.
2505 | BRENTNELL BL | 43211-1991 | Active | 48653 | AMES | 2000B | DC | 0.750 | 91835 | MECH ROOM - East Linden E. S.
2505 | BRENTNELL BL | 43211-1991 | Active | 147991 | AMES | 3000SS | DCDA | 4.000 | 91836 | MECH ROOM - East Linden E. S.
2505 | BRENTNELL BL | 43211-1991 | Not Required by DOW | 3537400 | WILKINS | 375 | RP | 0.750 | 91837 | SE SIDE BOILER ROOM - East Linden E. S.
5487 | BRESHLY WAY | 43081-8232 | Active | H017775 | FEBCO | 765 | PVB | 1.000 | 89805 | FRONT RIGHT OF HOUSE
2511 | BRETTON WOODS DR | 43231 | Active | 1101750 | AMES | 3000SS | DCDA | 4.000 | 3653004 | MECHANICAL RM BY SW CORNER OUTSIDE ENTRANCE
2511 | BRETTON WOODS DR | 43231 | Active | 85918 | AMES | 2000B | DC | 0.750 | 3653008
2511 | BRETTON WOODS DR | 43231 | Active | WD-0284 | WATTS | 957 | RP | 3.000 | 3653488
2511 | BRETTON WOODS DR | 43231 | LPS - Active |  |  |  | LPC |  | 3653499 | DOMESTIC PUMP - WATER ROOM
2511 | BRETTON WOODS DR | 43231 | LPS - Active |  |  |  | LST |  | 3653739 | WATER ROOM
3055 | BRETTON WOODS DR | 43231- | Active not linked | 950895 | WILKINS | 975XLT | RP | 0.750 | 3580403 | KILBOURNE RUN SPORTS PARK STORAGE BLDG.
217 | BREVOORT RD | 43214-3825 | Active | Ead4617 | WILKINS | 720A | PVB | 0.750 | 3374551 | LEFT SIDE OF HOUSE
225 | BREVOORT RD | 43214-3825 | Active | CB076727 | WILKINS | 720 | PVB | 0.750 | 3374552 | LEFT SIDE
277 | BREVOORT RD | 43214-3825 | Active | CAA28909 | WILKINS | 720A | PVB | 0.750 | 103497 | LEFT SIDE OF HOUSE
787 | BRIANNA DR | 43004-9094 | Active | T012975 | WILKINS | 720A | PVB | 0.750 | 91554 | LEFT SIDE OF HOUSE
4823 | BRIARGROVE DR | 43125-9248 | Active | H003838 | FEBCO | 765 | PVB | 0.750 | 89806 | RIGHT SIDE
4836 | BRIARGROVE DR | 43125-9247 | Active | T013208 | WILKINS | 720A | PVB | 0.750 | 99815 | LEFT SIDE
1101 | BRIARMEADOW DR | 43235-1607 | Active | H762887 | FEBCO | 765 | PVB | 0.750 | 91604 | RIGHT SIDE REAR OF HOUSE
1129 | BRIARMEADOW DR | 43235-1607 | Replaced | REPG30090 | FEBCO | 765 | PVB | 1.000 | 54013 | REPLACED- FRONT OF HOUSE
1129 | BRIARMEADOW DR | 43235-1607 | Active | T146835 | WILKINS | 720A | PVB | 0.750 | 3609562 | FRONT OF HOUSE
1183 | BRIARMEADOW DR | 43235-1607 | Active | T372089 | WILKINS | 720A | PVB | 0.750 | 102003 | LEFT SIDE OF HOUSE
1196 | BRIARMEADOW DR | 43235-1634 | Active | CAA25730 | WILKINS | 720A | PVB | 1.000 | 54224 | RIGHT SIDE OF HOUSE
1334 | BRIARMEADOW DR | 43235-1616 | Active | VAA07822 | WILKINS | 720A | PVB | 1.000 | 97302 | LEFT SIDE
1341 | BRIARMEADOW DR | 43235-1612 | Active | A174678 | WILKINS | 720A | PVB | 1.000 | 89807 | REAR OF HOME NEAR AC UNIT
1399 | BRIARMEADOW DR | 43235-1612 | Active | CC1956 | FEBCO | 765 | PVB | 0.750 | 54890 | FRONT
1411 | BRIARMEADOW DR | 43235-1612 | Inactive | EM5372 | FEBCO | 765 | PVB | 0.750 | 54947 | FRONT OF HOUSE RIGHT OF FRONT DOOR
1446 | BRIARMEADOW DR | 43235-1650 | Active | 817149 | WILKINS | 720A | PVB | 0.750 | 55045 | RIGHT SIDE OF HOUSE
1468 | BRIARMEADOW DR | 43235-1650 | Active | T293770 | WILKINS | 720A | PVB | 0.750 | 55092 | FRONT RIGHT OF FRONT DOOR
1484 | BRIARMEADOW DR | 43235-1650 | Active | G241970 | WILKINS | 720A | PVB | 0.750 | 55120 | FRONT OF HOUSE WEST OF DOOR
1509 | BRIARMEADOW DR | 43235-1651 | Active | CC1941 | FEBCO | 765 | PVB | 0.750 | 55247 | FRONT OF HOUSE
1548 | BRIARMEADOW DR | 43235-1650 | Active | H30146 | FEBCO | 860U | RP | 1.000 | 89808 | BSMNT ABOVE WATER METER ON IRRIGATION
1350 | BRIARWOOD AVE | 43211 | Active | 17846C | WILKINS | 375AST | RP | 3.000 | 3646292 | NE MECH/RISER ROOM AT WATER METER
1350 | BRIARWOOD AVE | 43211 | LPS - Active |  |  |  | LPC |  | 3646293 | DOMESTIC PUMP - MECH ROOM
1350 | BRIARWOOD AVE | 43211 | Active | 1077560820 | AMES | 5000 | RPDA | 6.000 | 3646294 | MECH ROOM AT FIRE RISER EAST
1350 | BRIARWOOD AVE | 43211 | Active | 15052 | AMES | 4000 | RP | 0.750 | 3646295 | MECH ROOM AT FIRE RISER - FIRE BYPASS
1350 | BRIARWOOD AVE | 43211 | Not Required by DOW | B341570 | WILKINS | 375XL | RP | 0.750 | 3649141 | BOILER, 2ND FLOOR WEST MECH ROOM
1350 | BRIARWOOD AVE | 43211 | Not Required by DOW | B346521 | WILKINS | 375XL | RP | 2.000 | 3649142 | SPLASH PAD - SPRAY PUMP ROOM
1350 | BRIARWOOD AVE | 43211 | Not Required by DOW | B341547 | WILKINS | 375XL | RP | 0.750 | 3649143 | 1ST FLOOR CHILLER ROOM
1350 | BRIARWOOD AVE | 43211 | Not Required by DOW | 089379 | WATTS | LF009M2QT | RP | 1.500 | 3649264 | 1ST FLOOR CHILLER ROOM
346 | BRIARWOOD DR | 43213-4049 | Active | 665606 | WILKINS | 720A | PVB | 1.000 | 89809 | BACK YARD CENTER
349 | BRIARWOOD DR | 43213-2055 | Active | HB09192 | FEBCO | 765 | PVB | 0.750 | 89810 | IN FRONT OF HOUSE
488 | BRICE MEADOW DR | 43110- | Active | 67732 | WATTS | 009M1PCQT | RP | 1.500 | 65348 | ABOVE METER PIT
1911 | BRICE RD | 43232-4743 | Active | 16076 | WATTS | 919ZQT | RP | 1.000 | 95635 | IN REST ROOM BY WATER METER
2025 | BRICE RD | 43068-3447 | Active | 631285 | WATTS | 909QT | RP | 1.000 | 99763 | METER ROOM ABOVE WATER METER
2045 | BRICE RD | 43068-3447 | Active | 103231 | WATTS | LF009M2QT | RP | 1.500 | 57098 | MECH ROOM
2055 | BRICE RD | 43068-3447 | Removed | 65331RMEMREM | FEBCO | 765 | PVB | 1.000 | 57117 | ***REMOVED*** POOL ROOM
2055 | BRICE RD | 43068-3447 | Active | YJ-0161 | AMES | COLT-200 | DC | 6.000 | 3630352 | SW MECH/POOL ROOM AT WATER METER
2055 | BRICE RD | 43068-3447 | Active | YJ-0696 | AMES | COLT-400 | RP | 3.000 | 3658426 | SW MECH/POOL ROOM AT WATER METER
2440 | BRICE RD | 43068-3451 | Inactive | 61322 | WATTS | 009QT | RP | 1.000 | 58281 | 0 USE 6/3/15 CAG. NEXT TO WATER METER
2445 | BRICE RD | 43068-3455 | Not Required by DOW | A131151 | FEBCO | 825Y | RP | 1.000 | 58307 | SW BEHIND MTR- MOP SINK IN STORAGE AREA
2445 | BRICE RD | 43068-3455 | Active | 695609 | WILKINS | 975XLBMS | RP | 1.500 | 58308 | SW STORAGE AREA AT WATER MTR - UNDER HWT
2447 | BRICE RD | 43068 | Due Install |  |  |  | RP | 6.000 | 3375055 | PIT SOUTHEAST OF TIM HORTON PARKING LOT
2449 | BRICE RD | 43068-3455 | Active | 4707704 | WILKINS | 975 | RP | 2.000 | 3375056 | BOILER ROOM SOUTH BLDG WEST END
2455 | BRICE RD | 43068-3467 | Inactive | 320614 | WATTS | 909M1QT | RP | 1.500 | 58338 | 0 USE 6/3/15 CAG. BOILER ROOM - REAR OF BUILDING
2475 | BRICE RD | 43068-3467 | Inactive | 1290118 | WILKINS | 975XL | RP | 1.500 | 58407 | MECH ROOM BY OFFICE
2475 | BRICE RD | 43068-3467 | Removed | REM30814 | WATTS | 009QT | RP | 1.500 | 58408 | ***REMOVED***BACK OFFICE ELECTRIC ROOM AT WATER METER
2475 | BRICE RD | 43068-3467 | Inactive | 20228 | WATTS | 919QT | RP | 1.500 | 3633054 | MECH ROOM BY OFFICE
2475 | BRICE RD | 43068-3467 | Inactive |  |  |  | RPDA |  | 3633055 | MECH ROOM BY OFFICE
2515 | BRICE RD | 43068-3401 | Active | 128514 | WATTS | 009M3QT | RP | 0.750 | 58523 | AT WATER METER
2515 | BRICE RD | 43068-3401 | Active | 22869 | WATTS | 919AQT | RP | 0.750 | 98396 | METER ROOM
2555 | BRICE RD | 43068-3401 | Active | 326884 | WATTS | 009M2PCQT | RP | 0.750 | 100613 | BY WATER METER
2580 | BRICE RD | 43068 | Not Required by DOW | W149857 | WILKINS | 975XLBMS | RP | 1.500 | 58670 | KITCHEN OVER WATER HEATER
2580 | BRICE RD | 43068 | Active | W149858 | WILKINS | 975A | RP | 1.500 | 58671 | RIGHT REAR INSIDE
2601 | BRICE RD | 43068-3401 | Not Required by DOW | 021085 | WATTS | LF800M4FR | PVB | 1.000 | 92872 | LEFT SIDE OF BLDG
2601 | BRICE RD | 43068-3401 | Active | 4977201 | WILKINS | 975XL2 | RP | 1.500 | 3611840 | MID N METER/HWT ROOM - OS DOOR
2615 | BRICE RD | 43068-3420 | Active | W210377 | WATTS | 009QT | RP | 1.500 | 87900 | WATER MTR RM
2615 | BRICE RD | 43068-3420 | Not Required by DOW | 58800 | FEBCO | 825YA | RP | 1.000 | 88167 | W. SIDE OF BLDG IN WATER MTR RM
2615 | BRICE RD | 43068-3420 | Active | 1352800704 | AMES | 3000SS | DCDA | 4.000 | 88278 | WTR MTR RM
2615 | BRICE RD | 43068-3420 | Active | 39395 | AMES | 2000B | DC | 0.750 | 88279 | WTR MTR RM
2621 | BRICE RD | 43068-3420 | Not Required by DOW | 372729 | WATTS | 007M1QT | DC | 1.000 | 58787 | IN MECH ROOM
2621 | BRICE RD | 43068-3420 | Active | W183700 | WILKINS | 975XL | RP | 1.250 | 58788 | IN MECH ROOM
2678 | BRICE RD | 43068 | Not Required by DOW | 41739 | WATTS | LF008PCQT | SVB |  | 3651297
2678 | BRICE RD | 43068 | Active | 4923347 | WILKINS | 975XL | RP | 2.000 | 3651306
2720 | BRICE RD | 43068-3486 | Not Required by DOW | 4583583 | WILKINS | 975XL | RP | 0.750 | 59086 | MECHANICAL/JANITOR CLOSET
2720 | BRICE RD | 43068-3486 | Active | 4661709 | WILKINS | 975XL | RP | 1.500 | 59087 | MECHANICAL ROOM
2727 | BRICE RD | 43068- | Active | 4572910 | WILKINS | 975XL2 | RP | 1.500 | 59103 | MECH ROOM
2727 | BRICE RD | 43068- | Active | AMA23657 | WILKINS | 975XL2 | RP | 1.500 | 3658874 | LEFT REAR
2736 | BRICE RD | 43068-3486 | Removed | 28901REM | WATTS | 919QT | RP | 2.000 | 3375061 | ***REMOVED *** IN CEILING AT REAR DOOR
2736 | BRICE RD | 43068-3486 | Due Install | [5 empty] | 3636278
2736 | BRICE RD | 43068-3486 | Due Install |  |  |  | DCDA |  | 3638506
2755 | BRICE RD | 43068-3400 | Active | 431328 | WILKINS | 975 | RP | 2.000 | 59217 | IN CLOSET NEXT TO THE WATER METER IN THE KITCHEN AREA
2760 | BRICE RD | 43068-3486 | Active | 57482 | WATTS | 919AQT | RP | 1.000 | 99860 | 0 USE 6/3/15 CAG. IN REAR BY WATER METER
2765 | BRICE RD | 43068-3400 | Not Required by DOW | 584120 | WILKINS | 975XL | RP | 0.750 | 59232 | SOUTHWEST CORNER IN DOCK AREA (Back Room)
2766 | BRICE RD | 43068-3486 | Active | 47744 | WATTS | 009QT | RP | 1.000 | 59233 | EAST WALL IN STOCK ROOM
2770 | BRICE RD | 43068-3486 | Active | 094766 | WATTS | 009M2QT | RP | 1.500 | 59254 | MAINT ROOM REAR
2770 | BRICE RD | 43068-3486 | Active | 081128 | WATTS | 009QT | RP | 1.500 | 59255 | MAINT ROOM REAR
2775 | BRICE RD | 43068-3400 | Active | 612546 | WATTS | 800QT | PVB | 1.000 | 59269 | AT METER
2775 | BRICE RD | 43068-3400 | Active | 00386 | WATTS | 007M1QT | DC | 1.000 | 59270 | AT MAIN WATER METER TO RIGHT INSIDE OFFICE DOOR
2775 | BRICE RD | 43068-3400 | Due Install |  |  |  | RP |  | 3636633
2800 | BRICE RD | 43068-3468 | Due Install |  |  |  | RP | 1.500 | 3375063
2800 | BRICE RD | 43068-3468 | Due Install |  |  |  | DCDA | 4.000 | 3652666
2811 | BRICE RD | 43068- | Active | 03089 | WATTS | 009M2QT | RP | 1.500 | 59357 | 5777 CHANTRY DR, DOLLAR TREE, METER RM REAR OF BLDG
2811 | BRICE RD | 43068- | Removed | 181416REM | WATTS | 009M2QT | RP | 0.750 | 59358 | ***REMOVED***5781 CHANTRY DR (PETSMART STORE#551) FISH AQUARIUM AREA
2811 | BRICE RD | 43068- | Replaced | 20253REP | AMES | 2000SS | DC | 4.000 | 59360 | 5751 CHANTRY DR--MID-OHIO MAINTENANCE INC WTR MTR RM
2811 | BRICE RD | 43068- | Active | 2AJ0514 | AMES | 2000SS | DC | 6.000 | 59361 | 5825 CHANTRY DR (OFFICE MAX), FRONT RISER ROOM
2811 | BRICE RD | 43068- | Active | 2BJ0824 | AMES | 2000SE | DC | 8.000 | 59362 | 5865 CHANTRY DR, BACK ROOM BY FIRE RISER
2811 | BRICE RD | 43068- | Replaced | 21284REP | AMES | 2000SS | DC | 4.000 | 59363 | 5751 CHANTRY DR-PETSMART STORE #551, WATER METER ROOM SW CORNER
2811 | BRICE RD | 43068- | Removed | 2643REM | WATTS | 009M2QT | RP | 1.500 | 59364 | ***REMOVED***5737 CHANTRY DR--WOODPECKERS PIZZA & SUBS W WALL KITCHEN
2811 | BRICE RD | 43068- | Active | 302447 | WATTS | 909M1QT | RP | 2.000 | 59365 | 5751 CHANTRY DR MECHANICAL ROOM BY WATER METER
2811 | BRICE RD | 43068- | Under renovation | 18265 | WATTS | 919AQT | RP | 1.500 | 59366 | 5751 CHANTRY DR ROSS DEVELOPMENT SPR RM/WTR MTR RM
2811 | BRICE RD | 43068- | Removed | REM03114 | WATTS | 009QT | RP | 1.500 | 59367 | REM5755 CHANTRY DR (MATTRESS MART), JANITOR'S CLOSET REMOVED
2811 | BRICE RD | 43068- | Active | 55030 | WATTS | 009M1QT | RP | 2.000 | 59368 | 5865 CHANTRY DR (BUILDERS SQUARE), RECEIVING LOAD DOCK, BACK RM E WALL
2811 | BRICE RD | 43068- | Active | 18264 | WATTS | 919AQT | RP | 1.500 | 59370 | 5745 CHANTRY DR (Xtreme Trampoline) RIGHT REAR OF STORE
2811 | BRICE RD | 43068- | Active | 62462 | WATTS | 009M1QT | RP | 2.000 | 59371 | 5781 CHANTRY DR (PETSMART STORE #551), WTR MTR RM SW CORNER
2811 | BRICE RD | 43068- | Active | 62471 | WATTS | 009QT | RP | 2.000 | 59372 | 5819 CHANTRY DR, OTHER WOLD JANITORS RM NW CORNER
2811 | BRICE RD | 43068- | Active | 52633 | WATTS | 009QT | RP | 1.500 | 59373 | 5825 CHANTRY - OFFICE MAX, REAR OF STORE
2811 | BRICE RD | 43068- | Replaced | 201491REP | WATTS | 009M2QT | RP | 1.000 | 90808 | ***REPLACED***5733 CHANTRY DR BY METER BACK OF BLDG
2811 | BRICE RD | 43068- | Active | 2LJ1284 | AMES | 2000SS | DC | 4.000 | 97885 | 5781 CHANTRY DR BACK WALL OF STORE
2811 | BRICE RD | 43068- | Under renovation | 47101 | WATTS | 919AQT | RP | 1.000 | 3605669 | 5733 CHANTRY DR, RT OF BACK DOOR, ENTER THRU 5737, CRAWL THRU HOLE IN WALL
2811 | BRICE RD | 43068- | Under renovation | 174228 | AMES | 2000SS | DC | 4.000 | 3606211 | 5751 CHANTRY DR, MAINT SHOP BEHIND MALL, GLASS BLOCK BY DOOR
2811 | BRICE RD | 43068- | Active | 174185 | AMES | 2000SS | DC | 6.000 | 3606212 | 5745 CHANTRY DR, RIGHT REAR OF BUILDING NEAR RECEIVING(Xtreme Trampoline)
2811 | BRICE RD | 43068- | Due Install |  |  |  | RP | 8.000 | 3628234 | AT PIT SE BRICE RD ENTRANCE
2825 | BRICE RD | 43068- | Active | 383264 | WATTS | 909M1QT | RP | 2.000 | 59384 | IN MECH ROOM NEXT TO WATER METER
2882 | BRICE RD | 43232 | Active | 305329 | WATTS | 909M1QT | RP | 1.500 | 59503 | METER ROOM
2900 | BRICE RD | 43068- | Not Required by DOW | 195085 | WILKINS | 975 | RP | 1.000 | 59550 | 2888 BRICE RD, CORNER HOUSE BEHIND RACKS
2900 | BRICE RD | 43068- | Active | 204519 | WILKINS | 975 | RP | 2.000 | 59551 | 2888 BRICE RD (LOWE'S), FIRE PUMP RISER ROOM
2900 | BRICE RD | 43068- | Active | TH-2173 | AMES | COLT 300GV | DCDA | 8.000 | 3633894 | 2888 BRICE RD (LOWE'S), FIRE PUMP RISER ROOM
2900 | BRICE RD | 43068- | Active | 58020 | AMES | 2000BM3 | DC | 0.750 | 3640688 | 2888 BRICE RD (LOWE'S), FIRE PUMP RISER ROOM
2936 | BRICE RD | 43109- | Not Required by DOW | 07319 | WATTS | LF919QT | RP | 0.500 | 3615181 | IN IGLOO IN KITCHEN NW AT METER
2950 | BRICE RD | 43109- | Active | 91579 | WATTS | LF-919 QT | RP | 0.750 | 3649858 | INSIDE MECH ROOM AT METER
3160 | BRICE RD | 43109- | Active | 1176461 | WILKINS | 975 | RP | 2.000 | 60086 | RM 104 MECH ROOM
3200 | BRICE RD | 43110-9710 | Active | ala05012 | WILKINS | 975XL3 | RP | 0.750 | 60187 | STOCK ROOM AFTER WATER METER
3200 | BRICE RD | 43110-9710 | Not Required by DOW | W210415 | WILKINS | 975XL | RP | 0.750 | 60188 | STOCK ROOM IRRIGATION SYSTEM
3407 | BRICE RD | 43232 | Active | XA-0535 | AMES | COLT 950 | RP | 6.000 | 3375083
3407 | BRICE RD | 43232 | Active | WE-0851 | AMES | 3000DCDA | DCDA | 8.000 | 3654948 | PIT AT ENTRANCE
3407 | BRICE RD | 43232 | Active | 69709 | AMES | 2000B | DC | 0.750 | 3654982 | PIT AT ENTRANCE
3919 | BRICE RD | 43110 | Active | J016835 | FEBCO | 825Y | RP | 1.500 | 100191 | HOT BOX FRONT OF BUILDING
4022 | brice rd |  | Active | YJ-3362 | AMES | 200 | RP | 4.000 | 3658749
4022 | brice rd |  | Active | 79110 | AMES | 2000BM3 | DC | 0.750 | 3658750
4022 | brice rd |  | Active | YJ-1219 | AMES | 300-GV | DCDA | 8.000 | 3659350
5260 | BRICE RD | 43110- | Active | 1012650304 | WATTS | 994 | RP | 6.000 | 66515 | HOT BOX
17 | BRICKEL ST | 43215-7502 | Active | 2277905 | WILKINS | 975XLBMS | RP | 0.750 | 89333 | IN CLOSET IN CENTER OF SUITE A
52 | BRICKEL ST | 43215 | Active | A266177 | WILKINS | 375 | RP | 0.750 | 3602820 | MECHANICAL ROOM
90 | BRICKER BLVD | 43221-1642 | Removed | 354856REM | WATTS | 909QT | RP | 0.750 | 74523 | BOILER ROOM - Cranbrook E.S.
908 | BRICKER BLVD | 43221-1642 | Due Install |  |  |  | RP | 1.500 | 3654457 | AT METER
594 | BRICKLIN ST | 43081 | Active | T188981 | WILKINS | 720A | PVB | 0.750 | 3603180 | LEFT SIDE OF HOUSE
5950 | BRICKLIN ST | 43081 | Active | CB154416 | WILKINS | 720A | PVB | 0.750 | 3603202 | RIGHT FRONT
5955 | BRICKLIN ST | 43081 | Active | CB072699 | WILKINS | 720A | PVB | 0.750 | 3603143 | LEFT SIDE
5992 | BRICKLIN ST | 43081 | Active | T146959 | WILKINS | 720A | PVB | 0.750 | 3603236 | RIGHT SIDE
421 | BRICKTONE RD | 43004-9224 | Active | CAB79222 | WILKINS | 720A | PVB | 0.750 | 3375231 | LEFT SIDE
437 | BRICKWOOD DR | 43026-3420 | Active | T461460 | WILKINS | 720A | PVB | 0.750 | 3375253 | RIGHT FRONT
4475 | BRIDGE PARK AVE | 43017 | Active | X46789 | WILKINS | 375A | RP | 3.000 | 3641395 | S CENTER MECH/RISER RM AT WTR MTR OUTSIDE DR E FACING MAN DOOR
4475 | BRIDGE PARK AVE | 43017 | Active | 1981810120 | AMES | 3000SS | DCDA | 6.000 | 3646943 | S CENTER MECH/RISER RM OUTSIDE DR E FACING MAN DOOR
4475 | BRIDGE PARK AVE | 43017 | Active | 29974 | WATTS | 007M1QT | DC | 0.750 | 3646944 | S CENTER MECH/RISER RM OUTSIDE DR E FACING MAN DOOR
4475 | BRIDGE PARK AVE | 43017 | LPS - Active |  |  |  | LPC |  | 3646945 | DOMESTIC PUMP - S CENTER MECH/RISER RM OUTSIDE DR (E FACING MAN DOOR)
4475 | BRIDGE PARK AVE | 43017 | LPS - Active |  |  |  | LST |  | 3646946 | FIRE PUMP - S CENTER MECH/RISER RM OUTSIDE DR (E FACING MAN DOOR)
1526 | BRIDGETON DR | 43220-3908 | Active | 749829 | WILKINS | 720A | PVB | 1.000 | 89813 | FRONT OF HOUSE IN BOX
2651 | BRIDGEVIEW RD | 43221-2506 | Active | HC80014 | FEBCO | 765 | PVB | 1.000 | 3375399 | INSIDE STORGE ROOM
594 | BRIDGEWATER CT | 43081-5055 | Active | T087272 | WILKINS | 720A | PVB | 0.750 | 102946 | RIGHT SIDE OF HOUSE
156 | BRIDGEWAY AV | 43219 | Active | 21364 | WATTS | LF009M2QT | RP | 1.000 | 55406 | HOT BOX EAST OF BUILDING
3885 | BRIDGEWAY AVE | 43219 | Active | 363536 | WATTS | LF009M2 | RP | 1.000 | 3659482 | IN HEATED ENCLOSURE
3945 | BRIDGEWAY AVE | 43219-1823 | Not Required by DOW | 114287 | WILKINS | 975XLBMS | RP | 0.750 | 62291 | MECH ROOM
3945 | BRIDGEWAY AVE | 43219-1823 | Active | 4955476 | WILKINS | 975XL2 | RP | 0.750 | 62292 | MECH ROOM
3945 | BRIDGEWAY AVE | 43219-1823 | Not Required by DOW | 21776 | WATTS | 919ZQT | RP | 0.750 | 62293 | CORRIDDER CEILING 104
3945 | BRIDGEWAY AVE | 43219-1823 | Active | 2306 | WILKINS | 375 | RP | 3.000 | 62294 | MECH ROOM
3945 | BRIDGEWAY AVE | 43219-1823 | Active | 7584D | WILKINS | 975 | RP | 6.000 | 62295 | MECH ROOM
3945 | BRIDGEWAY AVE | 43219-1823 | Not Required by DOW | 602005 | WILKINS | 720A | PVB | 1.500 | 62296 | NORTH SIDE OF BUILDING
3945 | BRIDGEWAY AVE | 43219-1823 | Active | 7585D | WILKINS | 375ASTDA | RPDA | 6.000 | 62297 | MECH ROOM
3945 | BRIDGEWAY AVE | 43219-1823 | Not Required by DOW | 648597 | WATTS | 909HWQT | RP | 1.000 | 102640 | BACK SHOP BLD
3945 | BRIDGEWAY AVE | 43219-1823 | LPS - Active |  |  |  | LST |  | 3639427 | FIRE PUMP
3945 | BRIDGEWAY AVE | 43219-1823 | Active | AB00301 | WILKINS | 975XL2 | RP | 0.750 | 3653371 | MECH ROOM
4010 | BRIDGEWAY AVE | 43219 | Active | 516247 | APOLLO/CONBRACO | RPLF4A | RP | 2.000 | 3607426 | AT METER
4010 | BRIDGEWAY AVE | 43219 | Active | 599789 | APOLLO/CONBRACO | RPLF4A | RP | 2.000 | 3607522 | AT METER
4010 | BRIDGEWAY AVE | 43219 | Active | 1156600414 | WATTS | 774 | DCDA | 6.000 | 3607523 | NW MECHANICAL ROOM
4010 | BRIDGEWAY AVE | 43219 | Active | 22375 | WATTS | 007M1QT | DC | 0.750 | 3607524 | NW MECHANICAL ROOM
4010 | BRIDGEWAY AVE | 43219 | Not Required by DOW | 621845 | APOLLO/CONBRACO | RPLF4A | RP | 1.000 | 3613182 | AT METER
4111 | BRIDGEWAY AVE | 43219-1882 | Active | ACI1073 | WILKINS | 975XL | RP | 1.500 | 62944 | OUT SIDE WEST ENTRANCE BY PITS
4111 | BRIDGEWAY AVE | 43219-1882 | Active | 16209 | WATTS | 909 | RP | 4.000 | 62945 | BOILER ROOM NE CORNER OF HANGER BLDG
4111 | BRIDGEWAY AVE | 43219-1882 | Active | 468807 | WATTS | 909QT | RP | 1.000 | 62946 | BOILER ROOM NORTHEAST CORNER OF HANGER BUILDING
4111 | BRIDGEWAY AVE | 43219-1882 | Active | 4D00805 | AMES | 4000SS | RP | 6.000 | 62947 | INSIDE OF SMALL BUILDINGS TO WEST OF WATER TANKS
4111 | BRIDGEWAY AVE | 43219-1882 | Active | 4E00960 | AMES | 4000SS | RP | 6.000 | 62948 | WATER TANK ROOM
4111 | BRIDGEWAY AVE | 43219-1882 | Due Install |  |  |  | RP |  | 3638947 | PIT BY NORTHWEST EXIT GATE
4111 | BRIDGEWAY AVE | 43219-1882 | Due Install |  |  |  | DCDA |  | 3638948 | PIT BY NORTHWEST EXIT GATE
4151 | BRIDGEWAY AVE | 43219 | Active | 66856 | AMES | 2000B | DC | 0.750 | 101944 | LOCATED IN METER PIT
4151 | BRIDGEWAY AVE | 43219 | Active | 123926 | AMES | 4000SS | RP | 3.000 | 101945 | 4151 BRIDGEWAY, LOCATED IN HOT BOX OUTSIDE METER PIT
4151 | BRIDGEWAY AVE | 43219 | Active | 1750410511 | AMES | 3000SS | DCDA | 8.000 | 101946 | IN METER PIT
4151 | BRIDGEWAY AVE | 43219 | Removed | 461163REM | WATTS | 909M1HWQT | RP | 2.000 | 103125 | REMOVED-MECH ROOM
4151 | BRIDGEWAY AVE | 43219 | Not Required by DOW | 342215 | WATTS | 009QT | RP | 0.500 | 103127 | KITCHEN
4151 | BRIDGEWAY AVE | 43219 | Not Required by DOW | 3867532 | WILKINS | 975XL | RP | 2.000 | 3607371 | MECH ROOM
4480 | BRIDGEWAY AVE | 43219 | Active | 16246 | WATTS | 919QT | RP | 1.500 | 3608112 | WEST END OF BUILDING
4480 | BRIDGEWAY AVE | 43219 | Not Required by DOW | 47129 | WATTS | 919QT | RP | 1.000 | 3613183 | WEST END OF BUILDING
4480 | BRIDGEWAY AVE | 43219 | Active | 2468B | WILKINS | 350ASTDA | DCDA | 8.000 | 3613184 | AT WEST END OF BUILDING
4480 | BRIDGEWAY AVE | 43219 | Active | 3987659 | WILKINS | 950XLD | DC | 0.750 | 3613185 | WEST END OF BUILDING
4489 | BRIDGEWAY AVE | 43219 | Active | 015154 | WATTS | LF909M1QT | RP | 2.000 | 3625083 | IN WEST SIDE OF BUILDING FIRE PUMP ROOM
4489 | BRIDGEWAY AVE | 43219 | Active | RF-0379 | AMES | COLT 500-GV | RPDA | 10.000 | 3626381 | HOT BOX BY ROAD
4489 | BRIDGEWAY AVE | 43219 | Active | 69635 | WATTS | 919QT | RP | 0.750 | 3626382 | HOT BOX BY ROAD
4489 | BRIDGEWAY AVE | 43219 | LPS - Active |  |  |  | LST |  | 3635952 | IN WEST SIDE OF BUILDING, FIRE PUMP ROOM
4510 | BRIDGEWAY AVE | 43219 | Active | 20343 | WATTS | 919QT | RP | 1.500 | 3615421 | EASTSIDE WAREHOUSE BY METER
4510 | BRIDGEWAY AVE | 43219 | Not Required by DOW | B047228 | WILKINS | 375XL | RP | 1.000 | 3616671 | EAST SIDE OF WAREHOUSE
4510 | BRIDGEWAY AVE | 43219 | Active | V43415 | WILKINS | 350ADA | DCDA | 8.000 | 3616716 | EAST SIDE OF BUILDING IN CAGED AREA
4510 | BRIDGEWAY AVE | 43219 | Active | 4074341 | WILKINS | 950XLD | DC | 0.750 | 3616717 | EAST SIDE OF BUILDING IN CAGED AREA
4515 | BRIDGEWAY AVE | 43219- | Active | 4490535 | WILKINS | RP | RP | 0.750 | 3375424 | WOMENS RESTROOM AT T-HANGERS
4580 | BRIDGEWAY AVE | 43219 | Active | 30462 | WATTS | 919QT | RP | 2.000 | 3622888 | EAST WALL OF BUILDING
4580 | BRIDGEWAY AVE | 43219 | Not Required by DOW | 107887 | WATTS | LF009M2QT | RP | 1.000 | 3622890 | EAST WALL OF BUILDING
4580 | BRIDGEWAY AVE | 43219 | Active | RF1239 | AMES |  | RPDA | 8.000 | 3622990 | EAST SIDE OF BUILDING
4580 | BRIDGEWAY AVE | 43219 | Active | 69866 | WATTS |  | RPDA | 0.750 | 3622991 | EAST SIDE OF BUILDING
4580 | BRIDGEWAY AVE | 43219 | Not Required by DOW | 114272 | WATTS | LF009M2QT | RP | 1.000 | 3624323
4605 | BRIDGEWAY AVE | 43219- | Active | B09699 | WILKINS | 975 | RP | 3.000 | 64545 | SW CORNER OF PARTS SUPPLY ROOM
4605 | BRIDGEWAY AVE | 43219- | Not Required by DOW | 117923 | WATTS | 007M2QT | DC | 1.500 | 102165 | ALONG EAST WALL OF WASH BAY
4605 | BRIDGEWAY AVE | 43219- | Due Install |  |  |  | DCDA | 8.000 | 3638967
4616 | BRIDGEWAY AVE | 43219 | Active | 113705 | WATTS | LF009M2QT | RP | 2.000 | 3638376 | EAST CENTER WALL
4616 | BRIDGEWAY AVE | 43219 | Active | SK0845 | AMES | COLT 300 | DCDA | 6.000 | 3638377 | EAST CENTER WALL
4616 | BRIDGEWAY AVE | 43219 | Active | 54386 | AMES | 2000B | DC | 0.750 | 3638378 | EAST CENTER WALL
4616 | BRIDGEWAY AVE | 43219 | Not Required by DOW | 158446 | WATTS | LF009M2QT | RP | 2.000 | 3648563 | EAST CENTER WALL BY WATER METER
4654 | BRIDGEWAY AVE | 43219 | Active | 11045900523 | AMES | 3000SS | DCDA | 8.000 | 3655176 | FIRE PUMP ROOM NORTHWEST CORNER
4654 | BRIDGEWAY AVE | 43219 | Active | 88062 | AMES | 2000B | DC | 0.750 | 3655178 | FIRE PUMP ROOM NORTHWEST CORNER
4654 | BRIDGEWAY AVE | 43219 | Active | 226793 | WATTS | LF009M2QT | RP | 2.000 | 3655239 | WATER RISER/PUMP ROOM NORTHWEST CORNER
4654 | BRIDGEWAY AVE | 43219 | Not Required by DOW | 287542 | WATTS | LF009M2QT | RP | 1.000 | 3655240 | WATER RISER/PUMP ROOM NORTHWEST CORNER
4654 | BRIDGEWAY AVE | 43219 | LPS - Active |  |  |  | LST |  | 3655555 | FIRE PUMP - ROOM NORTHWEST CORNER
4726 | BRIDLE PATH CT | 43017 | Active | 22643 | WATTS | 800QT | PVB | 1.000 | 64886 | FRONT OF HOUSE
4731 | BRIDLE PATH CT | 43017-2599 | Active | 601604 | WILKINS | 720A | PVB | 0.750 | 64905 | LEFT SIDE OF HOUSE
4739 | BRIDLE PATH CT | 43017-2599 | Active | T178696 | WILKINS | 720A | PVB | 0.750 | 64920 | LEFT FRONT
4742 | BRIDLE PATH CT | 43017 | Active | H129541 | FEBCO | 765 | PVB | 0.750 | 64928 | FRONT OF HSE
4747 | BRIDLE PATH CT | 43017-2599 | Active | 600712 | WATTS | 800M2QT | PVB | 1.000 | 89815 | LEFT SIDE
4750 | BRIDLE PATH CT | 43017-2599 | Active | EAE7992 | WILKINS | 720A | PVB | 1.000 | 89814 | LEFT CENTER PAST GAS MTR
4584 | BRIDLE PATH LN | 43017 | Active | T230525 | WILKINS | 720A | PVB | 0.750 | 3375440 | RIGHT BACK CORNER OF HOUSE
4592 | BRIDLE PATH LN | 43017 | Active | T052191 | WILKINS | 720A | PVB | 0.750 | 89817 | LEFT FRONT
4598 | BRIDLE PATH LN | 43017 | Active | CB288681 | WILKINS | 720A | PVB | 0.750 | 3375441 | LEFT SIDE OF HOUSE
4603 | BRIDLE PATH LN | 43017 | Active | 11675 | WATTS | 800M4QT | PVB | 1.000 | 64540 | LEFT SIDE OF HOUSE
4611 | BRIDLE PATH LN | 43017 | Active | T565744 | WILKINS | 720A | PVB | 1.000 | 89818 | RIGHT SIDE
4612 | BRIDLE PATH LN | 43017-2597 | Active | AA4314 | FEBCO | 765 | PVB | 1.000 | 64570 | FRONT RIGHT OF DOOR
4647 | BRIDLE PATH LN | 43017 | Active | H718338 | WILKINS | 720A | PVB | 0.750 | 96975 | BVACK LEFT UNDER ELECTRIC METER
4648 | BRIDLE PATH LN | 43017 | Active | DF6970 | FEBCO | 765 | PVB | 1.000 | 64682 | SOUTH SIDE -- MIDDLE
4662 | BRIDLE PATH LN | 43017 | NULL | [5 empty] | 3375450
6097 | BRIENNE CT | 43026-6073 | Active | T231515 | WILKINS | 720A | PVB | 0.750 | 3593999 | LEFT SIDE
6117 | BRIENNE CT | 43026-6073 | Active | T134701 | WILKINS | 720A | PVB | 0.750 | 102545 | RIGHT SIDE
2555 | BRIGGS RD | 43223-3110 | Active | 316880 | WILKINS | 975 | RP | 1.000 | 58625 | BOILER ROOM - Briggs H.S.
2555 | BRIGGS RD | 43223-3110 | Active | L117820 | WILKINS | 375 | RP | 3.000 | 3632893 | 1ST FLOOR STORAGE ROOM NEXT TO MAIN ENTRANCE
2555 | BRIGGS RD | 43223-3110 | Due Install |  |  |  | RP | 6.000 | 3635876
3231 | BRIGGS RD | 43204-1701 | Active | 385037 | WATTS | 909M1QT | RP | 2.000 | 60236 | MECH ROOM BESIDE WATER METER NEW BUILDING
3501 | BRIGGS RD | 43204-1037 | Removed | 153961REM | WATTS | 009QT | RP | 0.750 | 60924 | REMOVED-MIDDLE OF ROOM, 10 FT ABOVE FLOOR
3501 | BRIGGS RD | 43204-1037 | Not Required by DOW | 11207 | WATTS | 919QT | RP | 1.250 | 3616581 | BOILER ROOM
3501 | BRIGGS RD | 43204-1037 | Active | 128904 | AMES | 4000SS | RP | 3.000 | 3618133 | HOT BOX AT METER VAULT NW ENTRANCE
3501 | BRIGGS RD | 43204-1037 | Active | 184716 | AMES | 3000SS | DCDA | 8.000 | 3618134 | METER VAULT WEST OF WEST DRIVE
3501 | BRIGGS RD | 43204-1037 | Active | 73452 | AMES | 2000B | DC | 0.750 | 3618135 | METER VAULT WEST OF WEST DRIVE
3680 | BRIGGS RD | 43228-3131 | Active | 4489976 | WILKINS | 975XL2 | RP | 0.750 | 61454 | BOILER ROOM
3680 | BRIGGS RD | 43228-3131 | Due Install |  |  |  | RP | 1.000 | 3652071 | BOILER ROOM
3686 | BRIGGS RD | 43228-3167 | Active | ABN7937 | WILKINS | 975XL2 | RP | 0.750 | 61467 | BOILER ROOM
3686 | BRIGGS RD | 43228-3167 | Due Install |  |  |  | RP | 1.000 | 3652072 | BOILER ROOM
3692 | BRIGGS RD | 43228-3132 | Active | 3489622 | WILKINS | 975XLMS | RP | 0.750 | 61481 | BOILER ROOM
3692 | BRIGGS RD | 43228-3132 | Due Install |  |  |  | RP | 1.000 | 3652073 | BOILER ROOM
3700 | BRIGGS RD | 43228-3163 | Active | PK690 | APOLLO/CONBRACO | 4020402 | RP | 0.750 | 61503 | BOILER ROOM
3700 | BRIGGS RD | 43228-3163 | Due Install |  |  |  | RP | 1.000 | 3652074 | BOILER ROOM
3710 | BRIGGS RD | 43228-3164 | Active | ala08424 | WILKINS | 975XL3 | RP | 0.750 | 61543 | BOILER ROOM
3710 | BRIGGS RD | 43228-3164 | Due Install |  |  |  | RP | 1.000 | 3652075
3722 | BRIGGS RD | 43228-3165 | Duplicate | PK689DUP | APOLLO/CONBRACO | 4020402 | RP | 0.750 | 61587 | BOILER ROOM
3722 | BRIGGS RD | 43228-3165 | Due Install |  |  |  | RP | 1.000 | 3652077 | BOILER ROOM
3766 | BRIGGS RD | 43228-3159 | Active | PK706 | CONBRACO | 4020402 | RP | 0.750 | 61699 | BOILER ROOM
3766 | BRIGGS RD | 43228-3159 | Due Install |  |  |  | RP | 1.000 | 3652076 | BOILER ROOM
3800 | BRIGGS RD | 43228-3144 | Active | 2595994 | WILKINS | 950XLD | DC | 0.750 | 96270 | SW SIDE OF BLDG SIDE DOOR - Wedgewood M. S.
3800 | BRIGGS RD | 43228-3144 | Active | V12771 | WILKINS | 350 | DC | 8.000 | 96365 | SW SIDE OF BLDG SIDE DOOR - Wedgewood M. S.
3800 | BRIGGS RD | 43228-3144 | Active | L35906 | WILKINS | 375DA | RP | 3.000 | 96366 | SW SIDE OF BLDG (SIDE DOOR) - Wedgewood M. S.
3800 | BRIGGS RD | 43228-3144 | Not Required by DOW | 2542640 | WILKINS | 975XLBMS | RP | 1.000 | 96367 | BOILER ROOM - Wedgewood M. S.
3800 | BRIGGS RD | 43228-3144 | LPS - Active |  |  |  | LST |  | 3628099
3800 | BRIGGS RD | 43228-3144 | Due Install |  |  |  |  | 3.000 | 3639562
2300 | BRIGGS RD UNIT EAST | 43223-3218 | Active | 83124 | WATTS | 009 | RP | 1.000 | 3375552 | SE IN GARAGE REPAIR AREA AT WATER METER -FAST LANE GARAGE
2300 | BRIGGS RD UNIT WEST | 43223-3218 | Not Required by DOW |  |  |  | RP |  | 3375553 | BSMNT AT WATER METER
631 | BRIGGS ST | 43206-1332 | Active | 4209382 | WILKINS | 975XL | RP | 0.750 | 3375695 | LEFT SIDE OF THE HOUSE
673 | BRIGGS ST | 43206-1332 | Active | 65728 | WATTS | LF919QT | RP | 1.000 | 3631352 | BASEMENT S/E WALL, ALLEY SIDE
388 | BRIGHT RD | 43016 | Active | XL-0605 | WATTS | 957 | RP | 8.000 | 3655741 | HOT BOX SOUTH OF BRIGHT ROAD... LEFT OF DRIVE
4200 | BRIGHT RD | 43016-9513 | Active | 108864 | WATTS | 009M3QT | RP | 0.750 | 63233 | BASEMENT AT WATER METER
4200 | BRIGHT RD | 43016-9513 | Not Required by DOW | T085459 | WILKINS | 720A | PVB | 0.750 | 88584 | E SIDE BRIGHT RD SIDE BEHIND GAS METER
4729 | BRIGHT RD | 43016 | Active | 015360 | WATTS | LF909 | RP | 2.000 | 3655645 | MECHANICAL ROOM THROUGH MENS RESTROOM
4760 | BRIGHT RD | 43016 | Active | 419391 | WATTS | LF009M3 | RP | 0.375 | 3656995 | BASEMENT AT WATER METER
4780 | BRIGHT RD | 43016 | Active | 4913009 | WILKINS | 975XL2 | RP | 0.750 | 3655644 | AT METER SET IN BASEMENT
4176 | BRIGHTON ROSE WAY | 43219 | Active | TK-0854 | WATTS | 957 | RP | 4.000 | 3644830 | NORTH OUTSIDE MECHANICAL ROOM
4176 | BRIGHTON ROSE WAY | 43219 | Active | 1979470520 | AMES | 3000 | DCDA | 6.000 | 3644831 | NORTH OUTSIDE MECHANICAL ROOM
4176 | BRIGHTON ROSE WAY | 43219 | Active | 30390 | WATTS | 007 | DC | 0.750 | 3644832 | NORTH OUTSIDE MECHANICAL ROOM
4176 | BRIGHTON ROSE WAY | 43219 | LPS - Active |  |  |  | LST |  | 3644834 | FIRE PUMP - NORTH OUTSIDE DOOR MECHANICAL ROOM
4176 | BRIGHTON ROSE WAY | 43219 | LPS - Active |  |  |  | LPC |  | 3648714 | DOMESTIC PUMP - NORTH OUTSIDE DOOR MECHANICAL ROOM
4176 | BRIGHTON ROSE WAY | 43219 | Not Required by DOW | 086584 | WATTS | LF009QT | RP | 1.500 | 3648873 | POOL MECH ROOM
4176 | BRIGHTON ROSE WAY | 43219 | Not Required by DOW | 25432 | WATTS | LF919QT | RP | 1.500 | 3648999 | MECH ROOM NEAR WATER METER
4201 | BRIGHTON ROSE WAY | 43219 | Active | 43648 | WILKINS | 375A | RP | 4.000 | 3640690 | METER ROOM MACYS GARAGE
4211 | BRIGHTON ROSE WAY | 43219 | Active | 24800C | WILKINS | 375AST | RP | 3.000 | 3640691 | METER ROOM MACYS GARAGE
4211 | BRIGHTON ROSE WAY | 43219 | Active | V54540 | WILKINS | 350ADA | DCDA | 6.000 | 3640918 | METER ROOM MACYS GARAGE
4211 | BRIGHTON ROSE WAY | 43219 | Active | HC29935 | WILKINS | 950XLD | DC | 0.750 | 3640919 | METER ROOM MACYS GARAGE
5471 | BRIGHTON WAY | 43123 | Active | EAJ0327 | WILKINS | 720A | PVB | 0.750 | 3655882 | LEFT FRONT
5900 | BRIGIDS CLOSE DR | 43017 | Active | T467005 | WILKINS | 720A | PVB | 1.000 | 68250 | LEFT FRONT
5901 | BRIGIDS CLOSE DR | 43017 | Active | 7062 | WATTS | 800QT | PVB | 0.750 | 68281 | LEFT SIDE OF HOUSE
5925 | BRIGIDS CLOSE DR | 43017 | Active | EAK1492 | WILKINS | 720A | PVB | 1.000 | 89819 | FRONT LEFT OF FRONT DOOR
5933 | BRIGIDS CLOSE DR | 43017 | Active | G043872 | WILKINS | 720A | PVB | 0.750 | 91801 | RIGHT SIDE
5965 | BRIGIDS CLOSE DR | 43017-3421 | Active | 169966 | WATTS | 800M4QT | PVB | 1.000 | 68420 | WEST SIDE OF HOUSE
5973 | BRIGIDS CLOSE DR | 43017-3421 | Active | 18453 | FEBCO | 765 | PVB | 1.000 | 68443 | FRONT LEFT OF DOOR
6000 | BRIGIDS CLOSE DR | 43017 | Active | 6689 | FEBCO | 765 | PVB | 0.750 | 68532 | RIGHT SIDE OF HOUSE
6001 | BRIGIDS CLOSE DR | 43017 | Active | 31105 | WATTS | 800M2QT | PVB | 1.000 | 68577 | ENTRANCE BEHIND S.WALL @ AVERY MUIRFIELD
6008 | BRIGIDS CLOSE DR | 43017 | Active | H193272 | FEBCO | 765 | PVB | 1.000 | 68686 | LEFT CENTER
6025 | BRIGIDS CLOSE DR | 43017 | Active | G105570 | WILKINS | 720A | PVB | 1.000 | 87126 | Left side of house
6048 | BRIGIDS CLOSE DR | 43017-3428 | Active | 149383 | WILKINS | 720A | PVB | 1.000 | 89820 | LEFT SIDE
6065 | BRIGIDS CLOSE DR | 43017 | Active | 150363 | WILKINS | 720A | PVB | 0.750 | 89821 | LEFT OF HOUSE
6096 | BRIGIDS CLOSE DR | 43017 | Active | 277953 | WILKINS | 720A | PVB | 1.000 | 68978 | LEFT SIDE
6104 | BRIGIDS CLOSE DR | 43017-3429 | Active | 509064 | WILKINS | 720A | PVB | 0.750 | 89822 | RIGHT SIDE
6105 | BRIGIDS CLOSE DR | 43017-3431 | Active | cb190323 | WILKINS | 720A | PVB | 0.750 | 89823 | RIGHT SIDE
6112 | BRIGIDS CLOSE DR | 43017-3429 | Active | G246119 | WILKINS | 720A | PVB | 0.750 | 89824 | right side
4099 | BRINSWORTH DR | 43016-7397 | Active | H336770 | FEBCO | 765 | PVB | 0.750 | 88303 | FRONT OF HOUSE
4107 | BRINSWORTH DR | 43016-7927 | Active | hd84334 | FEBCO | 765 | PVB | 0.750 | 95281 | RIGHT SIDE
4115 | BRINSWORTH DR | 43016-7927 | Active | G043806 | WILKINS | 720A | PVB | 0.750 | 91398 | RIGHT SIDE
4123 | BRINSWORTH DR | 43016 | Active | 318000 | WATTS | 800M4QT | PVB | 0.750 | 3601526 | Right Side
4131 | BRINSWORTH DR | 43016-7927 | Not Required by DOW | 34750 | WATTS | 919AQT | RP | 0.750 | 100807 | BASEMENT BY SUMP PUMP
4131 | BRINSWORTH DR | 43016-7927 | Not Required by DOW | A083443 | WILKINS | 720A | PVB | 0.750 | 103042 | FRONT
4131 | BRINSWORTH DR | 43016-7927 | Active | 320822 | WATTS | LF009M3QT | RP | 0.750 | 3650193 | BSMNT AT WATER METER
4147 | BRINSWORTH DR | 43016-7927 | Replaced | REP3128899 | WILKINS | 975 | RP | 0.750 | 95283 | REPLACED- LEFT SIDE
4147 | BRINSWORTH DR | 43016-7927 | Removed | 3916267REM | WILKINS | 975XL | RP | 0.750 | 3611919 | ***REMOVED*** LEFT FRONT
4165 | BRINSWORTH DR | 43016-7927 | Replaced | REPCB001213 | WILKINS | 720A | PVB | 0.750 | 102882 | REPLACED- FRONT OF HOUSE RIGHT OF DOOR
4165 | BRINSWORTH DR | 43016-7927 | Active | T205438 | WILKINS | 720A | PVB | 0.750 | 3611336 | FRONT -RIGHT OF DOOR
4166 | BRINSWORTH DR | 43016-7926 | Active | F031325 | WILKINS | 720A | PVB | 0.750 | 95282 | RIGHT SIDE
4173 | BRINSWORTH DR | 43016-7927 | Active | T363425 | WILKINS | 720A | PVB | 0.750 | 88963 | RIGHT FRONT
4174 | BRINSWORTH DR | 43016-7926 | Replaced | REPA150252 | WILKINS | 720A | PVB | 0.750 | 87326 | REPLACED- LEFT SIDE OF HOUSE
4174 | BRINSWORTH DR | 43016-7926 | Active | T191709 | WILKINS | 720 | PVB | 0.750 | 3609631 | LEFT SIDE OF HOUSE
4181 | BRINSWORTH DR | 43016- | Active | CB078658 | WILKINS | 720 | PVB | 0.750 | 3597592 | LEFT SIDE OF HOUSE
4182 | BRINSWORTH DR | 43016-7926 | Active | G204841 | WILKINS | 720A | PVB | 0.750 | 91864 | RIGHT SIDE OF HOUSE
4189 | BRINSWORTH DR | 43016-7927 | Active | G080969 | WILKINS | 720A | PVB | 0.750 | 95284 | RIGHT SIDE
4190 | BRINSWORTH DR | 43016-7926 | Active | CB548483 | WILKINS | 720A | PVB | 0.750 | 100625 | LEFT SIDE
4197 | BRINSWORTH DR | 43016- | Active | CB072687 | WILKINS | 720A | PVB | 0.750 | 3607486 | RIGHT FRONT
4198 | BRINSWORTH DR | 43016 | Active | G242173 | WILKINS | 720A | PVB | 0.750 | 98694 | RIGHT SIDE
1604 | BRISTOL COMMONS PL | 43240-2138 | Active | 01525 | WATTS | 800M4FR | PVB | 1.000 | 95166 | RIGHT SIDE OF HOUSE
1609 | BRISTOL COMMONS PL | 43240-2139 | Active | HG29879 | FEBCO | 765 | PVB | 1.000 | 92367 | RIGHT SIDE OF HOUSE
7580 | BRISTOL DR | 43017-8365 | Active | EAF5944 | WILKINS | 720A | PVB | 1.000 | 72272 | LEFT SIDE REAR
7589 | BRISTOL DR | 43017 | Active | AL0802 | FEBCO | 765 | PVB | 0.750 | 72280 | WEST/SOUTH CORNER
5532 | BRISTOL PKWY | 43017-8360 | Active | 367543 | WILKINS | 720A | PVB | 1.000 | 67192 | LEFT SIDE OF HOUSE
5539 | BRISTOL PKWY | 43017-8359 | Active | G214409 | WILKINS | 720A | PVB | 0.750 | 96430 | LEFT SIDE FRONT CORNER
5544 | BRISTOL PKWY | 43017-8360 | Active | EAF3517 | WILKINS | 720A | PVB | 1.000 | 3376307 | RIGHT SIDE OF HOUSE
5551 | BRISTOL PKWY | 43017-8359 | Active | CB583119 | WILKINS | 720A | PVB | 0.750 | 96514 | RIGHT SIDE OF HOUSE
5556 | BRISTOL PKWY | 43017-8360 | Active | 23778 | WATTS | 800QT | PVB | 1.000 | 67294 | WEST SIDE OF HOUSE
5563 | BRISTOL PKWY | 43017-8359 | Active | AE3281 | FEBCO | 765 | PVB | 0.750 | 67308 | OUTSIDE/FRONT
5570 | BRISTOL PKWY | 43017-8360 | Active | T315813 | WILKINS | 720A | PVB | 0.750 | 67315 | WEST SIDE OF HOUSE LEFT CENTER
5579 | BRISTOL PKWY | 43017-8359 | Active | 19266 | FEBCO | 765 | PVB | 1.000 | 67327 | FRONT LEFT OF DOOR BY GAR
2237 | BRISTOL RD | 43221-1203 | Active | G142789 | WILKINS | 720A | PVB | 0.750 | 97584 | right of front door
2582 | BRISTOL RD | 43221-1100 | Active | T364311 | WILKINS | 720A | PVB | 0.750 | 90644 | FRONT OF HOUSE
257 | BRISTOL WAY | 43085-3272 | Active | FA13720 | WILKINS | 720A | PVB | 1.000 | 91877 | LEFT OF FRONT DOOR
275 | BRISTOL WAY | 43085-3272 | Active | A038303 | WILKINS | 720A | PVB | 0.750 | 59171 | RIGHT SIDE OF HOUSE
291 | BRISTOL WOODS CT | 43085-3270 | Active | 3164206 | WILKINS | 975XL2 | RP | 1.000 | 99715 | LEFT SIDE OF HOUSE
292 | BRISTOL WOODS CT | 43085-3270 | Active | W587798 | WILKINS | 720A | PVB | 1.000 | 59576 | S/E CORNER
315 | BRISTOL WOODS CT | 43085-3270 | Active | F040232 | WILKINS | 720A | PVB | 0.750 | 88952 | FRONT OF HOUSE
193 | BRITAINS LN | 43224-3669 | Due Install |  |  |  | RP | 6.000 | 3393213
1175 | BRITTANY LN | 43220-4074 | Active | G239963 | WILKINS | 720A | PVB | 1.000 | 98724 | LEFT OF FRONT DOOR
1180 | BRITTANY LN | 43220-4074 | Active | 748809 | WILKINS | 720A | PVB | 1.000 | 3376553 | RIGHT SIDE
1185 | BRITTANY LN | 43220 | Active | T209624 | WILKINS | 720A | PVB | 1.000 | 54198 | S/W CORNER OF HOUSE
1190 | BRITTANY LN | 43220-4074 | Active | T172114 | WILKINS | 720A | PVB | 1.000 | 54209 | OUTSIDE WEST SIDE OF HOUSE
1195 | BRITTANY LN | 43220-4074 | Active | H006808 | FEBCO | 765 | PVB | 0.750 | 54220 | LEFT SIDE OF HOUSE
1205 | BRITTANY LN | 43220-4074 | Active | H010002 | FEBCO | 765 | PVB | 0.750 | 54287 | RIGHT OF FRONT DOOR
1210 | BRITTANY LN | 43220 | Active | 41051 | WATTS | 800M2QT | PVB | 1.000 | 89827 | RIGHT SIDE
1215 | BRITTANY LN | 43220-4074 | Active | B12074 | FEBCO | 765 | PVB | 0.750 | 75113 | LEFT SIDE OF HOUSE
1220 | BRITTANY LN | 43220-4074 | Active | 243444 | WATTS | 800M4QT | PVB | 0.750 | 54334 | FRONT OF HOUSE
1225 | BRITTANY LN | 43220-4074 | Replaced | REP24607 | WATTS | 800M2QT | PVB | 1.000 | 91635 | REPLACED- RIGHT SIDE REAR
1225 | BRITTANY LN | 43220-4074 | Active | T212034 | WILKINS | 720A | PVB | 1.000 | 3609779 | RIGHT SIDE REAR
1230 | BRITTANY LN | 43220-4074 | Active | 83056 | WATTS | 800M4QT | PVB | 1.000 | 54366 | FRONT OF HOUSE BY GAS METER
1240 | BRITTANY LN | 43220-4074 | Active | HE75319 | FEBCO | 765 | PVB | 1.000 | 89828 | LEFT SIDE OF HOUSE
1250 | BRITTANY LN | 43220-4074 | Active | 585596 | WILKINS | 720A | PVB | 1.000 | 89829 | RIGHT SIDE OF HOUSE
4906 | BRITTON FARMS CT | 43026-8201 | Active | CAA03296 | WILKINS | 720A | PVB | 1.000 | 65393 | RIGHT FRONT
4957 | BRITTON FARMS CT | 43026-8201 | Replaced | REP34058 | WATTS | 008PCQT | SVB | 1.000 | 65501 | REPLACED- N/E CORNER RIGHT SIDE
4957 | BRITTON FARMS CT | 43026-8201 | Active | 375145 | WILKINS | 420XL | PVB | 1.000 | 3610079 | N/E CORNER RIGHT SIDE
4965 | BRITTON FARMS CT | 43026-8201 | Active | CB0003332 | WILKINS | 720A | PVB | 0.750 | 3376607
4977 | BRITTON FARMS CT | 43026-8201 | Active | G125098 | WILKINS | 720A | PVB | 0.750 | 65533 | LEFT FRONT
4737 | BRITTON FARMS DR | 43026- | Active | CB157663 | WILKINS | 720A | PVB | 1.000 | 3376609 | NW CORNER BEHIND WALL BRITTON FARMS & DAVIDSON
4765 | BRITTON FARMS DR | 43026-9089 | Active | 809490 | WILKINS | 720A | PVB | 0.750 | 64979 | OUTSIDE
4787 | BRITTON FARMS DR | 43026-9089 | Active | 954965 | WILKINS | 720A | PVB | 1.000 | 65045 | RIGHT SIDE OF HSE CENTER BY GAS METER
4814 | BRITTON FARMS DR | 43026-9092 | Active | A14238 | FEBCO | 765 | PVB | 0.750 | 65130 | LT SIDE
4884 | BRITTON FARMS DR | 43026-9092 | Active | T418712 | WILKINS | 720A | PVB | 0.750 | 65332 | LEFT SIDE OF HOUSE
5104 | BRITTON FARMS DR | 43026-9085 | Active | T381011 | WILKINS | 720 | PVB | 0.750 | 3376655 | LEFT FRONT
5198 | BRITTON FARMS DR | 43026- | Active | AA7716 | FEBCO | 765 | PVB | 1.500 | 3376663 | SW CORNER BRITTON FARMS & BRITTON PKWY
5205 | BRITTON FARMS DR | 43026-8180 | Active | H427788 | WILKINS | 720A | PVB | 1.000 | 66401 | RIGHT FRONT
4050 | BRITTON PKWY | 43026 | Active | 44670 | WATTS | LF919-QT | RP | 2.000 | 3657851 | RISER ROOM NW CORNER
4050 | BRITTON PKWY | 43026 | Active | YE-2344 | AMES | COLT 300-GV | DCDA | 3.000 | 3657852 | RISER ROOM NW CORNER
4050 | BRITTON PKWY | 43026 | Active | 77922 | AMES | 2000BM3 | DC | 0.750 | 3657853 | RISER ROOM NW CORNER
4123 | BRITTON PKWY | 43026 | Active | 1277960214 | AMES | 4000SS | RP | 4.000 | 3605781 | BRICK METER HOUSE N OF DRIVE AT WATER METER N OF LEASING OFFICE
4123 | BRITTON PKWY | 43026 | Active | 1820011213 | AMES | 3000SS | DCDA | 8.000 | 3606017 | BRICK METER HOUSE N OF DRIVE, NORTH OF LEASING OFFICE
4123 | BRITTON PKWY | 43026 | Active | 71543 | AMES | 2000B | DC | 0.750 | 3606018 | METER HOUSE N OF DRIVE, E METER ROOM
4123 | BRITTON PKWY | 43026 | Not Required by DOW | 48978c | WILKINS | 375AST | RP | 3.000 | 3616521 | 4115 RISER ROOM
4123 | BRITTON PKWY | 43026 | Not Required by DOW | CB403037 | WILKINS | 720A | PVB | 1.000 | 3632446 | 4115 BRITTON PKWY POOL HOUSE
4401 | BRITTON PKWY | 43026 | Not Required by DOW | 22327 | WATTS | LF919QT | RP | 2.000 | 103862 | 4343 ALL SEASONS DR, MECHANICAL ROOM
4401 | BRITTON PKWY | 43026 | Active | 70849 | AMES | 2000B | DC | 0.750 | 103870 | IN PIT NE OF GIANT EAGLE PARKNG LOT JUST S OF GAS STATION
4401 | BRITTON PKWY | 43026 | Active | 1272300813 | AMES | 4000SS | RP | 3.000 | 103901 | HOT BOX AT PIT NE OF GIANT EAGLE PARKNG LOT S OF GETGO GAS (4051 BRITTON)
4401 | BRITTON PKWY | 43026 | Active | 1814950313 | AMES | 3000SS | DCDA | 8.000 | 103903 | IN PIT NE OF GIANT EAGLE PARKNG LOT S OF GAS STATI0N ENTRANCE
4401 | BRITTON PKWY | 43026 | Not Required by DOW | 21911 | WATTS | 919QT | RP | 2.000 | 3351130 | 4051 BRITTON PKWY - GET GO, MECHANICAL ROOM
4401 | BRITTON PKWY | 43026 | Not Required by DOW | X29306 | WILKINS | 375A | RP | 3.000 | 3351131 | GIANT EAGLE, SW REAR OF BUILDING
4401 | BRITTON PKWY | 43026 | Active | OC-2384 | AMES | 4000CIV | RP | 3.000 | 3603699 | GIANT EAGLE
4401 | BRITTON PKWY | 43026 | Not Required by DOW | 17889 | WATTS | LF919QT | RP | 2.000 | 3605677 | IN CEILING OF HALLWAY NEXT TO COOLER UNIT 3901
4401 | BRITTON PKWY | 43026 | Not Required by DOW | 3883610 | WILKINS | 975XL2 | RP | 2.000 | 3605894 | 4363 ALL SEASONS DR, 1ST FL MECH RM - E SIDE OF BLDG
4401 | BRITTON PKWY | 43026 | Not Required by DOW | J048487 | FEBCO | 825Y | RP | 0.750 | 3616995 | SPRINKLER MECH ROOM
4504 | BRITTON PKWY | 43026- | Active | 2979513 | WILKINS | 975XL | RP | 2.000 | 103877 | 4192 ANSON DR, HOT BOX NE CORNER OF BRITTON PKWY & S CLARA CT FOR IRRIGATION
4674 | BRITTON PKWY | 43026 | Active | QJ-1292 | AMES | COLT 400 | RP | 3.000 | 3626374 | IN HOT BOX
4674 | BRITTON PKWY | 43026 | Active | RJ-0653 | AMES | COLT 500-GV | RPDA | 8.000 | 3626375 | IN HOT BOX
4674 | BRITTON PKWY | 43026 | Not Required by DOW | B115671 | WILKINS | 375XL | RP | 1.50 | 3635803 | MECH ROOM
4674 | BRITTON PKWY | 43026 | Active | 93196 | WATTS | LF919QT | RP | 0.750 | 3654061 | HOT BOX AT SOUTH END OF PROPERTY
4770 | BRITTON PKWY | 43026 | Active | 1061260613 | AMES | 5000 | RPDA | 6.000 | 3602796 | MECHANICAL ROOM / SPRINKLER ROOM
4770 | BRITTON PKWY | 43026 | Active | 12775 | AMES | 4000B | RP | 0.750 | 3603639 | MECHANICAL ROOM / SPRINKLER ROOM
4770 | BRITTON PKWY | 43026 | Not Required by DOW | 16355 | WATTS | 919QT | RP | 1.500 | 3603640 | MECHANICAL ROOM / SPRINKLER ROOM
4770 | BRITTON PKWY | 43026 | Not Required by DOW | 45646 | WATTS | 919QT | RP | 1.000 | 3603641 | INSIDE ACCESS PANEL ON THE STAGE
4770 | BRITTON PKWY | 43026 | Active | 3551624 | WILKINS | 975XL | RP | 2.000 | 3603642 | MECHANICAL ROOM / SPRINKLER ROOM
5349 | BRITTON PKWY | 43026- | Active | 3791498 | WILKINS | 975XL | RP | 1.500 | 95634 | NWEST SIDE HAYDEN RUN AND BRITTON FOR IRRIGATION SYSTEM
5500 | BRITTON PKWY | 43026-7456 | Active | 2280854 | WILKINS | 975XLBMS | RP | 1.500 | 92430 | MECH/FURN ROOM AT WATER METER
5500 | BRITTON PKWY | 43026-7456 | Not Required by DOW | W305214 | WILKINS | 975XLBMS | RP | 1.000 | 92454 | MECH ROOM BEHIND METER
5500 | BRITTON PKWY | 43026-7456 | Active | 52235 | AMES | 2000B | DC | 0.750 | 92455 | MECH/FURN ROOM
5500 | BRITTON PKWY | 43026-7456 | Active | 1541911006 | AMES | 3000SS | DCDA | 4.000 | 92456 | MECH ROOM 1ST FLOOR
5550 | BRITTON PKWY | 43026-7456 | Active | 240803 | WATTS | 009M2QT | RP | 2.000 | 87676 | FIRE PUMP ROOM
5550 | BRITTON PKWY | 43026-7456 | Active | 241928 | WATTS | 009PCQT | RP | 2.000 | 87677 | FIRE PUMP ROOM
5550 | BRITTON PKWY | 43026-7456 | Not Required by DOW | 113067 | WATTS | 009PCQT | RP | 1.500 | 87678 | FIRE PUMP ROOM
5550 | BRITTON PKWY | 43026-7456 | Not Required by DOW | 108325 | WATTS | 009PCQT | RP | 1.500 | 87679 | PENTHOUSE
5550 | BRITTON PKWY | 43026-7456 | Active | 44558 | AMES | 2000B | DC | 0.750 | 87680 | FIRE PUMP ROOM
5550 | BRITTON PKWY | 43026-7456 | Active | 1431300605 | AMES | 3000SS | DCDA | 8.000 | 87681 | FIRE PUMP ROOM
5550 | BRITTON PKWY | 43026-7456 | Not Required by DOW | 07260 | WATTS | 007QT | DC | 0.750 | 88343 | ABOVE CEILING IN 021
5550 | BRITTON PKWY | 43026-7456 | LPS - Active |  |  |  | LST |  | 3639527 | FIRE PUMP - FIRE PUMP ROOM
5600 | BRITTON PKWY | 43016-1274 | Active | 2DL0073 | AMES | 2000SS | DC | 6.000 | 67372 | NW MECAHNICAL ROOM WEST SIDE OF BUILDING
5600 | BRITTON PKWY | 43016-1274 | Not Required by DOW | 4235728 | Wilkins | 975XL | RP | 1.500 | 67373 | IN NW MEC/RISER ROOM BY RESTROOM
5600 | BRITTON PKWY | 43016-1274 | Removed | 401302REM | WILKINS | 975XLBMS | RP | 1.500 | 67374 | IN NW MECH/RISER ROOM AT WATER RISER (MTR IN PIT), VALUE CITY FURNITURE
5600 | BRITTON PKWY | 43016-1274 | Due Install |  |  |  | DCDA | 6.000 | 3636772 | IN PIT ON FIRE LINE
5600 | BRITTON PKWY | 43016-1274 | Active | 216341 | WATTS | LF009M2QT | RP | 2.000 | 3653834 | IN HOT BOX NW CORNER BY STREET
5700 | BRITTON PKWY | 43016-1212 | Not Required by DOW | 290946 | WATTS | 909M1QT | RP | 2.000 | 67641 | MACYS FRONT WEST CORNER
5700 | BRITTON PKWY | 43016-1212 | Not Required by DOW | AC0833 | FEBCO | 765 | PVB | 1.500 | 68000 | SW CORNER @ CURB IN FRONT OF WORLD MARKET
5700 | BRITTON PKWY | 43016-1212 | Active | 114311 | WATTS | LF009M2QT | RP | 1.500 | 3651633 | IN H/BOX AT PIT S OF ENTRANCE - W OF WORLD MARKET FRT DOOR
5800 | BRITTON PKWY | 43016-1206 | Not Required by DOW | 663035 | WILKINS | 975XL | RP | 1.500 | 68001 | MECH/RISER FIRE PANEL RM -S OF 5740 BACK DR
5800 | BRITTON PKWY | 43016-1206 | Not Required by DOW | 77706 | WATTS | 009QT | RP | 2.000 | 68002 | BEST BUY AT MOP SINK (Stock Room)
5800 | BRITTON PKWY | 43016-1206 | Not Required by DOW | 77712 | WATTS | 009QT | RP | 2.000 | 68003 | MATTRESS MART SOUTH EAST SIDE
5800 | BRITTON PKWY | 43016-1206 | Active | 097472 | WATTS | LF009M2QT | RP | 1.500 | 3633781 | IN HOT BOT AT PIT S SIDE OF ENTRANCE S OF WALLMART
5800 | BRITTON PKWY | 43016-1206 | Not Required by DOW | 096244 | WATTS | LF009M2QT | RP | 1.500 | 3651197 | IN MESH CAGE AFTER RP CONTINMENT H/BOX AT PIT W OF BEST BUY
5800 | BRITTON PKWY | 43016-1206 | Active | 66056 | AMES | 2000BM3 | DC | 0.750 | 3651632 | IN PIT S OF 2nd ENTRANCE NW OF BEST BUY
5800 | BRITTON PKWY | 43016-1206 | Active | VJ-0211 | AMES | COLT 300GV | DCDA | 8.000 | 3651698 | IN PIT S OF 2nd ENTRANCE NW OF BEST BUY
5800 | BRITTON PKWY | 43016-1206 | LPS - Active |  |  |  | LST |  | 3658941 | FIRE PUMP - PUMP ROOM BY 5820 REAR
5900 | BRITTON PKWY | 43016-1207 | Not Required by DOW | 16379 | WATTS | 919AQT | RP | 1.000 | 95874 | GARDEN CENTER STORAGE ROOM CLOSET
5900 | BRITTON PKWY | 43016-1207 | Not Required by DOW | 00414 | WATTS | 007QT | DC | 0.500 | 96083 | TOP & BEHIND S END OF PRODUCE CASE BY BREAD
5900 | BRITTON PKWY | 43016-1207 | Not Required by DOW | 00284 | WATTS | 007QT | DC | 0.750 | 96084 | BEHIND AND ABOVE BAKERY OVEN,HIGH & VERTICLE
5900 | BRITTON PKWY | 43016-1207 | Not Required by DOW | 13139 | WATTS | 008PCQT | PVB | 0.750 | 96404 | BAKERY UTILITY ROOM BACK CORNER
5900 | BRITTON PKWY | 43016-1207 | Not Required by DOW | 12632 | WATTS | 008PCQT | PVB | 0.750 | 96405 | DELI UTILITY ROOM BY SINK
5900 | BRITTON PKWY | 43016-1207 | Not Required by DOW | 11747 | WATTS | 008PCQT | PVB | 0.750 | 96406 | SW PRODUCE ABOVE MOP SINK
5900 | BRITTON PKWY | 43016-1207 | Not Required by DOW | 12157 | WATTS | 008PCQT | PVB | 0.750 | 96407 | MEAT UTILITY ROOM
5900 | BRITTON PKWY | 43016-1207 | Not Required by DOW | 12868 | WATTS | 008PCQT | PVB | 0.750 | 96408 | SE DOCK ABOVE MOP SINK DAIRY AREA
5900 | BRITTON PKWY | 43016-1207 | Active | A00737 | AMES | 4000B | RP | 2.000 | 98497 | HOT BOX S OF BANK AT ENTRANCE 5902 BRITTON PKWY A WATER METER 17916001
5900 | BRITTON PKWY | 43016-1207 | Not Required by DOW | 39083 | WATTS | 919QT | RP | 2.000 | 98542 | GARDEN CENTER STORAGE CLOSET
5900 | BRITTON PKWY | 43016-1207 | Active | ID-0266 | WATTS | 957 | RP | 3.000 | 98543 | JANITOR CLOSET - VESTIBULE BY N ENTRANCE... METER IN VAULT IN GRASS OUT FRONT
5900 | BRITTON PKWY | 43016-1207 | Active | 141241 | WATTS | 709 | DCDA | 6.000 | 98669 | PIT BY ROAD
5900 | BRITTON PKWY | 43016-1207 | Not Required by DOW | 21285 | WATTS | 007QT | DC | 0.500 | 98765 | SUBWAY INSIDE PREP DR
5900 | BRITTON PKWY | 43016-1207 | Active | 57687 | WATTS | 007QT | DC | 0.750 | 98766 | PIT BY ROAD
5902 | BRITTON PKWY | 43016- | NULL | SEE HAZARD 98497 |  |  |  | 2.000 | 103957
5915 | BRITTON PKWY | 43016-1291 | Active | 3AM0216 | AMES | 3000 | DCDA | 4.000 | 68315 | LAZBOY SHOWRM -SW MECH/RISER RM # 313
5915 | BRITTON PKWY | 43016-1291 | Not Required by DOW | 352672 | WILKINS | 975 | RP | 1.000 | 68316 | LAZBOY SHOWROOM -SW MECH/RISER RM AFTER METER FOR IRRIG
5915 | BRITTON PKWY | 43016-1291 | Active | 97973 | WATTS | 007QT | DC | 0.750 | 68317 | LAZBOY SHOWRM -SW MECH/RISER RM #313
5915 | BRITTON PKWY | 43016-1291 | Active | 037686 | WATTS | LF909QT | RP | 1.000 | 3624502 | SW MECH/RISER RM AT WATER METER -LAZBOY
5929 | BRITTON PKWY | 43016-1291 | Active | 3AM0444 | AMES | 3000SS | DCDA | 6.000 | 68338 | RECEIVING AREA
5929 | BRITTON PKWY | 43016-1291 | Not Required by DOW | 87657 | WATTS | 800M4QT | PVB | 1.000 | 68339 | N/W REAR CORNER UNDER SHELF RIGHT OF FIRE DCDA
5929 | BRITTON PKWY | 43016-1291 | Active | 97905 | WATTS | 007M2QT | DC | 0.750 | 68340 | RECEIVING AREA-FIRE BYPASS
5929 | BRITTON PKWY | 43016-1291 | Active | ABX4531 | WILKINS | 975XL2 | RP | 1.000 | 3654614 | STOCK ROOM
5930 | BRITTON PKWY | 43016-1207 | Removed | 387277REM | WATTS | 909M1QT | RP | 1.500 | 68345 | **REMOVED** ABOVE METER
5930 | BRITTON PKWY | 43016-1207 | Removed | 83973REM | WATTS | 009M2QT | RP | 0.500 | 68346 | **REMVED** BEHIND WATER HEATER
5930 | BRITTON PKWY | 43016-1207 | Active | ACC8809 | WILKINS | 975XL2 | RP | 2.000 | 3650808 | SOUTH MECH ROOM AT WATER METER
5930 | BRITTON PKWY | 43016-1207 | Not required by DOW | ABH3027 | WILKINS | 975XL2 | RP | 1.000 | 3650809 | SOUTH MECH ROOM AT DEDUCT METER ABOVE CITY METER
6085 | BRITTON PKWY | 43016- | Not Required by DOW | J039924 | FEBCO | 825YA | RP | 1.000 | 68949 | 6085 EMERALD PKWY, INSIDE MECHANICAL ROOM
6085 | BRITTON PKWY | 43016- | Active | ALA11146 | WILKINS | 975XL3 | RP | 1.000 | 3638252 | 6085 EMERALD PKWY MID MECH ROOM AT WATER METER, JUST N OF TUTTLE CR
4501 | BRITTON RD | 43026-9446 | Active | 138348 | WATTS | 909 | RP | 3.000 | 64231 | BOILER ROOM
4501 | BRITTON RD | 43026-9446 | Active | 140169 | WATTS | 909 | RP | 3.000 | 64232 | BOILER RM BY WATER METER--4454 DAVIDSON
4501 | BRITTON RD | 43026-9446 | Active | 612297 | WATTS | 909M1PCHWQT | RP | 1.000 | 64233 | BOILER ROOM -- 4454 DAVIDSON RD
4501 | BRITTON RD | 43026-9446 | Active | 599575 | WATTS | 909QT | RP | 1.000 | 64234 | BOILER ROOM
4501 | BRITTON RD | 43026-9446 | Active | 54688 | WATTS | 909PCHWQT | RP | 1.000 | 64235 | BOILER ROOM
4501 | BRITTON RD | 43026-9446 | Due Install |  |  |  | RP | 6.000 | 3636351
5000 | BRITTON RD | 43026-9445 | Not Required by DOW | 12383 | WILKINS | 375ASTR | RP | 2.500 | 65664 | MECHANICAL ROOM 6TH FLOOR
5000 | BRITTON RD | 43026-9445 | Active | 8003G | WILKINS | 375 | RP | 6.000 | 65665 | 1ST FLOOR ROOM 11055
5000 | BRITTON RD | 43026-9445 | Active | 11643G | WILKINS | 375ASTRA | RP | 6.000 | 65666 | 1ST FLOOR ROOM 11055
5075 | BRITTON RD | 43026-9447 | Active | 349192 | WILKINS | 975XL | RP | 1.500 | 65916 | MECHANICAL ROOM BY WATER METER
5075 | BRITTON RD | 43026-9447 | Active | 146763 | WATTS | LF009M2QT | RP | 1.500 | 3636823 | MECHANICAL ROOM BY WATER METER
4677 | BRITTONHURST DR | 43026-8650 | Active | 209025 | WILKINS | 720A | PVB | 0.750 | 98615 | LEFT SIDE
4688 | BRITTONHURST DR | 43026-8682 | Active | 375364 | WILKINS | 720A | PVB | 0.750 | 64807 | OFF OF BRENTON OFF OF CARRINGTON WAY SOUTHEAST CORNER
4710 | BRITTONHURST DR | 43026-8683 | Active | 185663 | WILKINS | 720A | PVB | 0.750 | 64865 | OUTSIDE
4722 | BRITTONHURST DR | 43026-8683 | Active | 209105 | WILKINS | 720A | PVB | 0.750 | 64878 | RIGHT SIDE
4734 | BRITTONHURST DR | 43026-8683 | Active | 335461 | WILKINS | 720A | PVB | 0.750 | 64907 | LEFT SIDE OF HOUSE
4739 | BRITTONHURST DR | 43026-8650 | Active | EAK2142 | WILKINS | 720A | PVB | 0.750 | 64921 | Right side of house
4744 | BRITTONHURST DR | 43026-8683 | Active | T411020 | WILKINS | 720A | PVB | 0.750 | 3376667 | LEFT SIDE OF HOUSE
4747 | BRITTONHURST DR | 43026-8650 | Replaced | REP154659 | WATTS | 800QT | PVB | 0.750 | 64936 | REPLACED- LT SIDE
4747 | BRITTONHURST DR | 43026-8650 | Active | T199406 | WILKINS | 720A | PVB | 0.750 | 3609869 | LT SIDE
4754 | BRITTONHURST DR | 43026-8683 | Active | T147038 | WILKINS | 720A | PVB | 0.750 | 64963 | LEFT SIDE OF HOUSE
4761 | BRITTONHURST DR | 43026-8650 | Active | 401232 | WILKINS | 420XL | PVB | 0.375 | 64975 | LEFT SIDE OF HOUSE
4764 | BRITTONHURST DR | 43026-8683 | Active | T462642 | WILKINS | 720A | PVB | 0.750 | 87306 | FRONT OF HOUSE
4772 | BRITTONHURST DR | 43026-8683 | Active | CB987091 | WILKINS | 720A | PVB | 1.000 | 65003 | RIGHT FRONT
4776 | BRITTONHURST DR | 43026-8683 | Active | EAE9874 | WILKINS | 720A | PVB | 0.750 | 97795 | Front of house
4780 | BRITTONHURST DR | 43026-8683 | Active | 2037 | FEBCO | 765 | PVB | 0.750 | 65033 | LEFT SIDE OF HOUSE
4784 | BRITTONHURST DR | 43026-8683 | Active | G231123 | WILKINS | 720A | PVB | 0.750 | 96028 | FRONT
7300 | BRITTS W BND | 43054-8916 | Active | CB620151 | WILKINS | 720A | PVB | 0.750 | 89372 | LEFT SIDE
7310 | BRITTS W BND | 43054 | Replaced | REPG204787 | WILKINS | 720A | PVB | 0.750 | 92742 | REPLACED- RIGHT SIDE OF HOUSE
7310 | BRITTS W BND | 43054 | Active | T188194 | WILKINS | 720A | PVB | 0.750 | 3610007 | RIGHT SIDE OF HOUSE
7320 | BRITTS W BND | 43054-8916 | Active | F082537 | WILKINS | 720A | PVB | 0.750 | 97486 | right side
7330 | BRITTS W BND | 43054-8916 | Replaced | REPH493347 | FEBCO | 765 | PVB | 0.750 | 92951 | RIGHT SIDE OF HOUSE
7330 | BRITTS W BND | 43054-8916 | Active | H545317 | FEBCO | 765 | PVB | 0.750 | 3610227 | RIGHT FRONT
7340 | BRITTS W BND | 43054-8916 | Active | G043811 | WILKINS | 720A | PVB | 0.750 | 95545 | RIGHT SIDE
7350 | BRITTS W BND | 43054-8916 | Active | T238597 | WILKINS | 720A | PVB | 0.750 | 95458 | LEFT SIDE OF HOUSE
7350 | BRITTS W BND | 43054-8916 | Removed | 1363703REM | WILKINS | 975XLTCU | RP | 0.750 | 99862 | **REMOVED** IN BASEMENT ABOVE SUMP
7360 | BRITTS W BND | 43054-8916 | Active | CB630387 | WILKINS | 720A | PVB | 0.750 | 97080 | RIGHT SIDE OF HOUSE SOUTH
7370 | BRITTS W BND | 43054-8916 | Active | CAA31098 | WILKINS | 720A | PVB | 0.750 | 91652 | RIGHT SIDE OF HOUSE
7375 | BRITTS W BND | 43054-9141 | Active | T477465 | WILKINS | 720A | PVB | 0.750 | 3599749 | LEFT OF HOUSE
7385 | BRITTS W BND | 43054-9141 | Active | G218344 | WILKINS | 720A | PVB | 0.750 | 96273 | LEFT SIDE OF HOUSE
7395 | BRITTS W BND | 43054-9141 | Active | G044065 | WILKINS | 720A | PVB | 0.750 | 91926 | LEFT SIDE
7405 | BRITTS W BND | 43054-8206 | Active | 190453 | WILKINS | 720A | PVB | 0.750 | 91055 | RIGHT SIDE OF HOUSE
4558 | BRIXSHIRE DR | 43026-7696 | Active | CB072621 | WILKINS | 720A | PVB | 0.750 | 3598143 | RIGHT SIDE
2221 | BRIXTON RD | 43221-3117 | Active | CB547244 | WILKINS | 720A | PVB | 0.750 | 89838 | OUTSIDE RIGHT FRONT CORNER OF HOUSE
2243 | BRIXTON RD | 43221-3117 | Active | 751403 | WILKINS | 720A | PVB | 0.750 | 89840 | LEFT OF FRONT DOOR
2251 | BRIXTON RD | 43221 | Active | CB189426 | Wilkins | 720 | PVB | 0.750 | 3618337 | right side of house
2252 | BRIXTON RD | 43221-3118 | Active | CB585171 | WILKINS | 720 | PVB | 0.750 | 3376827 | FRONT MIDDLE
2261 | BRIXTON RD | 43221-3117 | Active | AL5334 | FEBCO | 765 | PVB | 0.750 | 3376828
2264 | BRIXTON RD | 43221-3118 | Active | 200210 | WILKINS | 720A | PVB | 0.750 | 57811 | FRONT OF HOUSE
2271 | BRIXTON RD | 43221-3117 | Active | T396117 | WILKINS | 720A | PVB | 0.750 | 3376829 | BACK MIDDLE OF HOUSE
2272 | BRIXTON RD | 43221-3118 | Active | 661316 | WATTS | 800M4FR | PVB | 1.000 | 89841 | FRONT OF HOUSE
2288 | BRIXTON RD | 43221-3118 | Active | EAK1330 | WILKINS | 720A | PVB | 0.750 | 3376832 | RIGHT FRONT
2301 | BRIXTON RD | 43221-3117 | Active | T303372 | WILKINS | 720A | PVB | 0.750 | 3376835 | LEFT SIDE
2321 | BRIXTON RD | 43221-3119 | Active | 212718 | WATTS | 800QT | PVB | 0.750 | 57944 | FRONT OF HOUSE
2326 | BRIXTON RD | 43221-3120 | Active | CB54438 | WILKINS | 720A | PVB | 0.750 | 57976 | Right SIDE OF HOUSE -- OUTSIDE
2331 | BRIXTON RD | 43221-3119 | Active | 208885 | WATTS | 800M4QT | PVB | 1.000 | 57989 | LEFT SIDE OF HOUSE
2341 | BRIXTON RD | 43221-3119 | Active | T380488 | WILKINS | 720A | PVB | 1.000 | 58016 | FRONT OF HOUSE
2355 | BRIXTON RD | 43221-3119 | Active | H446763 | FEBCO | 765 | PVB | 0.750 | 90449 | RIGHT FRONT OF HOUSE
2358 | BRIXTON RD | 43221-3120 | Active | 667070 | RAINBIRD | AC4000 | PVB | 0.750 | 87299 | EAST SIDE OF HOUSE
2374 | BRIXTON RD | 43221-3120 | Active | CB230143 | WILKINS | 720 | PVB | 0.750 | 3376840 | LEFT SIDE OF HOUSE
2375 | BRIXTON RD | 43221-3119 | Active | H178766 | FEBCO | 765 | PVB | 0.750 | 58108 | RIGHT SIDE OF HOUSE
2436 | BRIXTON RD | 43221-3010 | Active | 32657 | WATTS | 919ZQT | RP | 0.750 | 100135 | IN MECH ROOM AT WATER HEATER
2439 | BRIXTON RD | 43221-3009 | Active | H020711 | FEBCO | 765 | PVB | 0.750 | 94654 | EAST SIDE OF HOUSE
2450 | BRIXTON RD | 43221-3010 | Active | 301664 | WATTS | 800M4FR | PVB | 0.750 | 58321 | FRONT OF HOUSE
2451 | BRIXTON RD | 43221-3009 | Active | CAB08637 | WILKINS | 720A | PVB | 1.000 | 89844 | FRONT OF HOUSE LEFT OF PORCH
2460 | BRIXTON RD | 43221-3010 | Active | 1345858 | WILKINS | 975 | RP | 0.750 | 89848 | IN GARAGE
2516 | BRIXTON RD | 43221-3080 | Active | CB262891 | WILKINS | 720A | PVB | 0.750 | 89845 | FRONT OF HOUSE
2517 | BRIXTON RD | 43221-3009 | Active | F136469 | WILKINS | 720A | PVB | 0.750 | 94452 | LEFT SIDE
2545 | BRIXTON RD | 43221-3009 | Replaced | REPEJ4789 | FEBCO | 765 | PVB | 1.000 | 89847 | FRONT OF HOUSE
2545 | BRIXTON RD | 43221-3009 | Active | CB143529 | WILKINS | 720AU | PVB | 1.000 | 3609868 | FRONT OF HOUSE
2550 | BRIXTON RD | 43221-3080 | Removed | 790912REM | WATTS | 800M4FR | PVB | 1.000 | 101497 | RIGHT OF GARAGE DOOR
2550 | BRIXTON RD | 43221-3080 | Active | HD13879 | FEBCO | 765 | PVB | 0.750 | 3655729 | LEFT OF DOOR
167 | BROADMEADOWS BLVD | 43214-1001 | Active | 22824 | AMES | 2000B | DC | 1.500 | 98024 | BASEMENT
310 | BROADMOOR AVE | 43209-2069 | Active | T465325 | WILKINS | 720A | PVB | 0.750 | 3377843 | LEFT SIDE
3150 | BROADMOOR AVE | 43209-2003 | Active | T300114 | WILKINS | 720A | PVB | 1.000 | 89855 | RIGHT SIDE OF HOUSE
3168 | BROADMOOR AVE | 43209-2003 | Active | 02468 | FEBCO | 765 | PVB | 1.000 | 60140 | LEFT SIDE OF HOME
967 | BROADVIEW AVE | 43212-3350 | Active | T423996 | WILKINS | 720 | PVB | 0.750 | 3377878 | LEFT REAR OF HOUSE
105 | BROADVIEW AVE | 43212-3352 | Active | CB492900 | WILKINS | 720A | PVB | 0.750 | 3377883 | LEFT REAR
1087 | BROADVIEW AVE | 43212-3352 | Active | 04535 | Febco | 825Y | RP | 1.000 | 53820 | In the basement at the water meter
1101 | BROADVIEW AVE | 43212-3354 | Active | 3796062 | WILKINS | 975XL | RP | 0.750 | 53886 | LEFT SIDE OF FRONT DOOR
1382 | BROADVIEW AVE | 43212-2826 | Active | IB-0657 | WATTS | 957RPDA-GV | RP | 3.000 | 96271 | FRONT OF BLDG IN HOT BOX
1382 | BROADVIEW AVE | 43212-2826 | Not Required by DOW | G262967 | WILKINS | 720A | PVB | 1.000 | 96712 | RIGHT SIDE OF DOOR
1414 | BROADVIEW AVE | 43212-2826 | Active | RB1402 | WATTS | 957 | RP | 4.000 | 3621388 | RISER ROOM
1414 | BROADVIEW AVE | 43212-2826 | Active | 1907950117 | AMES | 3000SS | DCDA | 6.000 | 3623309 | NW CORNER PARKING GARAGE
1414 | BROADVIEW AVE | 43212-2826 | Active | 26287 | WATTS | 007M1QT | DC | 0.750 | 3623310 | NW CORNER PARKING GARAGE
1414 | BROADVIEW AVE | 43212-2826 | Not Required by DOW | [5 empty] | 3632718 | NW CORNER PARKING GARAGE
1414 | BROADVIEW AVE | 43212-2826 | Not Required by DOW |  |  |  | LPC |  | 3632719 | NW CORNER PARKING GARAGE
1414 | BROADVIEW AVE | 43212-2826 | Not Required by DOW | 4389723 | WILKINS | 975XL | RP | 1.000 | 3639157 | Basement Garage Riser Room
1444 | BROADVIEW AVE | 43212 | Active | UF-0956 | WATTS | 957 | RP | 4.000 | 3648397 | INSIDE BUILDING AT METER SOUTHWEST CORNER
1444 | BROADVIEW AVE | 43212 | Active | 1989340620 | AMES | 3000SS | DCDA | 6.000 | 3648398 | MECH ROOM SE CORNER OF BUILDING - FIRE METER
1444 | BROADVIEW AVE | 43212 | Active | 30434 | WATTS | 007M1-QT | DC | 0.750 | 3648399 | MECH ROOM SE CORNER OF BUILDING - FIRE METER - 3/4" SIDE CAR
1444 | BROADVIEW AVE | 43212 | LPS - Active |  |  |  | VSS |  | 3648400 | FIRE PUMP
1444 | BROADVIEW AVE | 43212 | LPS - Active |  |  |  | LPC |  | 3649165 | DOMESTIC PUMP - PUMP/WATER ROOM
1444 | BROADVIEW AVE | 43212 | Not Required by DOW | ACD4034 | WILKINS | 975XL2 | RP | 1.500 | 3649710 | 1471 IDA AVE - MECHANICAL ROOM BEHIND BLUE PRESSURE TANK
5499 | BROADVIEW RD | 43230- | Active | 1113730204 | AMES | 4000SS | RP | 3.000 | 67006 | ENTRY HOT BOX BY PIT AT ENTRANCE
5499 | BROADVIEW RD | 43230- | Active | 134646054 | AMES | 3000DCDA | DCDA | 6.000 | 67007 | METER PIT
5499 | BROADVIEW RD | 43230- | Active | 60753 | WATTS | 007M1PCQT | DC | 1.000 | 67008 | METER PIT
5499 | BROADVIEW RD | 43230- | Not Required by DOW | ABF2545 | WILKINS | 975 | RP | 0.750 | 89056 | TOPSIDE OF METER PIT
5500 | BROADVIEW RD | 43230- | Active | 172220806 | AMES | 4000SS | RP | 3.000 | 91838 | METER HOUSE
5500 | BROADVIEW RD | 43230- | Active | 1511540906 | AMES | 3000SS | DCDA | 6.000 | 91839 | METER HOUSE
5500 | BROADVIEW RD | 43230- | Active | 06667 | WATTS | 007M1QT | DC | 0.750 | 91840 | METER HOUSE
5500 | BROADVIEW RD | 43230- | Active | A174524 | WILKINS | 720A | PVB | 1.000 | 94742 | METER HOUSE
5651 | BROADVIEW RD | 43230 | Active | 1197011201 | AMES | 3000SS | DCDA | 6.000 | 67507 | SOUTH SIDE METER PIT
5651 | BROADVIEW RD | 43230 | Active | 51544 | WATTS | 007QT | DC | 0.750 | 67508 | IN METER PIT
5702 | BROADVIEW RD | 43230 | Active | H35619 | FEBCO | 825Y | RP | 1.000 | 67670 | CORNER OF BROADVIEW AND CHILMARK DR BY FENCE
5746 | BROADVIEW RD | 43230- | Active | 112609 | AMES | 4000SS | RP | 6.000 | 67785 | HEATED BOX FRONT OF COMPLEX
5746 | BROADVIEW RD | 43230- | Not Required by DOW | 4568125 | WILKINS | 975XL | RP | 1.000 | 67786 | POOL MECH ROOM
5746 | BROADVIEW RD | 43230- | Active | 365700904 | AMES | 3000SS | DCDA | 8.000 | 67787 | METER PIT FRONT OF COMPLEX
5746 | BROADVIEW RD | 43230- | Active | 40535 | WATTS | 007QT | DC | 0.750 | 67788 | METER PIT FRONT OF COMPLEX
5746 | BROADVIEW RD | 43230- | Not Required by DOW | H427764 | FEBCO | 765 | PVB | 1.000 | 90694 | FRONT OF CLUB HOUSE
3188 | BROADWAY | 43123-1932 | Active | 225463 | WATTS | 009M2QT | RP | 2.000 | 60162 | MECH ROOM UNDER STAIRS
3188 | BROADWAY | 43123-1932 | Removed | 236284REM | WATTS | 009QT | RP | 2.000 | 60163 | REMOVED-MECH ROOM UNDER STAIRS
3300 | BROADWAY | 43123- | Active | XL-4152 | AMES | 400 | RP | 3.000 | 3581121
3300 | BROADWAY | 43123- | Active | XG-0395 | AMES | COLT | DCDA | 6.000 | 3650396 | PIT
3300 | BROADWAY | 43123- | Active | 73092 | AMES | 2000 | DC | 0.750 | 3655831 | PIT
3331 | BROADWAY | 43123-1972 | Active | 1295974 | WILKINS | 975 | RP | 2.000 | 60488 | MECH ROOM
3331 | BROADWAY | 43123-1972 | Active | 195647 | WATTS | 009QT | RP | 0.750 | 60489 | MECH ROOM
3331 | BROADWAY | 43123-1972 | Not Required by DOW | 246780 | WATTS | 009QT | RP | 0.500 | 60490 | MECH ROOM
3393 | BROADWAY | 43123 | Active | 391910 | WATTS | 909M1QT | RP | 2.000 | 60576 | MECHANICAL ROOM
3393 | BROADWAY | 43123 | Not Required by DOW | 586454 | WATTS | 909QT | RP | 1.000 | 60577 | EMBALMING ROOM CLOSET
3393 | BROADWAY | 43123 | Not Required by DOW | 586670 | WATTS | 909QT | RP | 0.750 | 60578 | EMBALMING ROOM CLOSET
3393 | BROADWAY | 43123 | Active | F0411160954 | FEBCO | 876 | DCDA | 4.000 | 60579 | MECH ROOM, WEST SIDE OF BUILDING
3393 | BROADWAY | 43123 | Active | H011250 | FEBCO | 805YB | DC | 0.750 | 60580 | SPRINKLER ROOM
3393 | BROADWAY | 43123 | Not Required by DOW | 022394 | WATTS | 800M4QT | PVB | 1.500 | 97731 | fire pump mechanical room
3415 | BROADWAY | 43123-1939 | Not Required by DOW | 1207243 | WILKINS | 975 | RP | 1.000 | 60645 | SW CORNER UNDER WTR HTR
3415 | BROADWAY | 43123-1939 | Active | 1255221 | WILKINS | 975 | RP | 0.750 | 60646 | SW CORNER UNDER WTR HTR
3467 | BROADWAY | 43123-1939 | Active | W177801 | WILKINS | 975 | RP | 1.500 | 3595523 | STORE ROOM IN 3457
3627 | BROADWAY | 43123 | Active | 57596 | WATTS | 919QT | RP | 1.000 | 3619812 | AT METER
3627 | BROADWAY | 43123 | Not Required by DOW | 1105245 | FEBCO | 825Y | RP | 1.000 | 3629326 | AT WATER METER
3959 | BROADWAY | 43123 | Active | 4956B | WILKINS | 350ASTDA | DCDA | 4.000 | 3613822 | MECHANICAL ROOM
3959 | BROADWAY | 43123 | Active | 4173538 | WILKINS | 950XLD | DC | 0.750 | 3616828 | MECHANICAL ROOM
3959 | BROADWAY | 43123 | Active | 19494 | WATTS | 919AQT | RP | 1.500 | 3619803 | MECHANICAL ROOM
3959 | BROADWAY | 43123 | Not Required by DOW | 54315 | WATTS | 919QT | RP | 1.000 | 3622858 | 2ND FL MECH RM
4441 | BROADWAY | 43123-3064 | Active | 881832 | WILKINS | 975XLBMS | RP | 0.750 | 64013 | SW CORNER MECHANICAL ROOM
4461 | BROADWAY | 43123-3064 | Active | 312212 | WATTS | 909M1QT | RP | 2.000 | 64085 | METER ROOM IN FRONT PART..OF BLDG
3555 | BROADWAY UNIT A | 43123-2240 | Active | 98118 | WATTS | LF919QT | RP | 0.750 | 92686 | MECH ROOM AT WATER METER
3555 | BROADWAY UNIT B | 43123-2240 | Active | A33188 | WATTS | 009M2QT | RP | 1.000 | 92687 | MECH ROOM AT WATER METER
3065 | BROADWAY ST | 43123-1400 | Active | 52525 | WATTS | 919AQT | RP | 1.000 | 3613622 | AT METER IN SW CORNER IN BACK ROOM
3065 | BROADWAY ST | 43123-1400 | Not Required by DOW | 52297 | WATTS | 919AQT | RP | 1.000 | 3614993 | AT METER
3085 | BROADWAY ST | 43123-1400 | Active | CG647 | CONBRACO | 40205A2 | RP | 1.000 | 59927 | SOUTH EAST CORNER -- MTR IN SEPERATE OUTSIDE ROOM IN BACK
3118 | BROADWAY ST | 43123-1727 | Not Required by DOW | H24316 | FEBCO | 825YA | RP | 1.000 | 60005 | MECH ROOM OVER METER
3118 | BROADWAY ST | 43123-1727 | Active | W167516 | WILKINS | 975 | RP | 2.000 | 60007 | EQUIPMENT ROOM BY METER
3118 | BROADWAY ST | 43123-1727 | Not Required by DOW | W197828 | WILKINS | 975XLBMS | RP | 2.000 | 60008 | SELF SERVE CAR WASH MECH ROOM
3118 | BROADWAY ST | 43123-1727 | Not Required by DOW | W198131 | WILKINS | 975XLBMS | RP | 2.000 | 60009 | MECH ROOM FRONT WALL OVER METER
3135 | BROADWAY ST | 43123-1400 | Active | ABU8837 | WILKINS | 975XL2 | RP | 1.000 | 60030 | OFFICE REAR WALL (AT METER) ST# 9347
3135 | BROADWAY ST | 43123-1400 | Not required by DOW | 660937 | WATTS | 800M4QT | PVB | 1.000 | 60031 | BACK OF BLDG OUTSIDE ST# 9347
3136 | BROADWAY ST | 43123-1779 | Active | 119749 | WATTS | 009QT | RP | 2.000 | 60033 | SOUTH EAST CORNER ROOM 106
3340 | BROADWAY ST | 43123-1932 | Active | 088197 | WATTS | LF009M2 | RP | 1.500 | 3378048 | 2 HOTBOXES AT SE CORNER OF PROPERTY
3340 | BROADWAY ST | 43123-1932 | Not Required by DOW | 081572 | WATTS | LF009M2QT | RP | 1.500 | 3649006 | HOTBOX
3370 | BROADWAY ST | 43123-1942 | Not Required by DOW | 238900 | WILKINS | 720A | PVB | 1.500 | 60538 | WEST WALL IN MECHANICAL ROOM ABOVE METER
3370 | BROADWAY ST | 43123-1942 | Not Required by DOW | 356756 | WILKINS | 975XL | RP | 0.750 | 60539 | WEST WALL IN MECHANICAL ROOM
3370 | BROADWAY ST | 43123-1942 | Active | 431333 | WILKINS | 975XL | RP | 2.000 | 60540 | WEST WALL IN MECHANICAL ROOM AT METER
3370 | BROADWAY ST | 43123-1942 | Not Required by DOW | 28776 | WATTS | 919QT | RP | 1.500 | 60541 | WEST WALL IN MECHANICAL ROOM ABOVE METER
3445 | BROADWAY ST | 43123-1939 | Active | 30867 | WATTS | 009QT | RP | 1.500 | 60754 | WEST END BUILDING METER METER
3445 | BROADWAY ST | 43123-1939 | Not Required by DOW | 589098 | WILKINS | 975 | RP | 1.000 | 60755 | WEST END BUILDING METER ROOM
3445 | BROADWAY ST | 43123-1939 | Not Required by DOW | J003441 | FEBCO | 825Y | RP | 1.500 | 60756 | MECH ROOM REAR
3462 | BROADWAY ST | 43123-1941 | Active | 4135152 | WILKINS | 975XL | RP | 1.500 | 3378051 | REAR AT METER
3462 | BROADWAY ST | 43123-1941 | Not Required by DOW | 4119953 | WILKINS | 975XL | RP | 0.750 | 3628058 | REAR AT METER
3530 | BROADWAY ST | 43123- | Removed | 28395REM | WATTS | 919ZQT | RP | 0.750 | 98535 | NEAR BUSHES @ WEST ENTRANCE
3530 | BROADWAY ST | 43123- | Not Required by DOW | 171144 | WATTS | LF009M3QT | RP | 0.750 | 3633494
3530 | BROADWAY ST | 43123- | Active | XA-0840 | AMES | 400 | RP | 4.000 | 3638802 | HOT BOX N/W ENTRANCE
3575 | BROADWAY ST | 43123-2240 | Removed | 306240REM | WATTS | 009M2 | RP | 1.000 | 89088 | REMOVED REAR OF BUILDING BY ROLL UP DOOR (StockRoom)
3575 | BROADWAY ST | 43123-2240 | Active | 127137 | WATTS | 009M2 | RP | 1.500 | 89101 | REAR OF BUILDING BY ROLL-UP DOOR (Stockroom)
3575 | BROADWAY ST | 43123-2240 | Active | 1499300506 | AMES | 3000SS | DCDA | 4.000 | 89102 | NEXT TO WATER METER (Stockroom)
3575 | BROADWAY ST | 43123-2240 | Active | 50083 | AMES | 2000B | DC | 0.750 | 89103 | ATTACHED TO 4' AMES (Stockroom) I BACK INSIDE DOOR ENTRY
3586 | BROADWAY ST | 43123-2239 | Inactive | 4571092 | WILKINS | 975XL | RP | 0.750 | 3378058
3612 | BROADWAY ST | 43123-2239 | Active | ABU5567 | WILKINS | 975XL2 | RP |  | 3378059 | N WALL
3636 | BROADWAY ST | 43123-2202 | Active | 68683 | WATTS | 909 | RP | 1.000 | 3378060 | MAINTENANCE CLOSET, N SIDE
3656 | BROADWAY ST | 43123-2203 | Active | 16184 | WATTS | 009M2PCQT | RP | 1.000 | 61388 | UTILITY ROOM ABOVE WATER METER
3656 | BROADWAY ST | 43123-2203 | Not Required by DOW | Ead8010 | WILKINS | 720A | PVB | 1.000 | 3652707
3669 | BROADWAY ST | 43123-2254 | Due Install |  |  |  | RP | 4.000 | 3378064 | IN HOT BOX AT PIT IFO 3679 BLDG
3710 | BROADWAY ST | 43123-2235 | Replaced | REP191644 | AMES | 4000SS | RP | 4.000 | 61545 | REPLACED- MECHANICAL ROOM EAST END - 3730 BROADWAY
3710 | BROADWAY ST | 43123-2235 | Not Required by DOW | 173966 | WATTS | 009M2QT | RP | 0.750 | 61604 | BASEMENT - 3730 BROADWAY
3710 | BROADWAY ST | 43123-2235 | Active | 28N1475 | AMES | 2000SS | DC | 4.000 | 97891 | MECHANICAL ROOM EAST END - 3730 BROADWAY
3710 | BROADWAY ST | 43123-2235 | Not Required by DOW | 13430 | WATTS | 919QT | RP | 1.500 | 100154 | CLOSET FRONT ENTRANCE - 3730 BROADWAY
3710 | BROADWAY ST | 43123-2235 | Active | 127289 | AMES | 4000SS | RP | 4.000 | 3604194 | MECHANICAL ROOM - 3730 BROADWAY
3719 | BROADWAY ST | 43123-2201 | Due Install |  |  |  | RP | 1.000 | 3378067
3869 | BROADWAY ST | 43123-2206 | Removed | T386069REM | WILKINS | 720A | PVB | 0.750 | 3378104 | in walkway between bldgs., LEFT CENTER
3869 | BROADWAY ST | 43123-2206 | Due Install |  |  |  | RP | 0.750 | 3657048
3903 | BROADWAY ST | 43123-2603 | Active | 297327 | WATTS | LF009M3QT | RP | 0.750 | 3378112 | MTR IN SE CORNER OF BASEMENT
3920 | BROADWAY ST | 43123-2207 | Active | 393353 | WATTS | 909QT | RP | 0.750 | 62216 | BASEMENT BY WATER METER
3920 | BROADWAY ST | 43123-2207 | Not Required by DOW | 601654 | WILKINS | 720A | PVB | 0.750 | 62218 | FRONT RIGHTN OF BLDG.
3920 | BROADWAY ST | 43123-2207 | Not Required by DOW | 393338 | WATTS | 909QT | RP | 0.750 | 101263 | BASEMENT
3937 | BROADWAY ST | 43123-2261 | Active | AJAA4920 | WILKINS | 375 | RP | 0.750 | 3378117 | AT METER. IN FLOOR OF DRESS SHOP
3946 | BROADWAY ST | 43123-2623 | Active | 56646 | WATTS | LF919QT | RP | 1.000 | 3378119 | NW CORNER OF UNIT AT METER
3952 | BROADWAY ST | 43123-2623 | Active | 78097 | WATTS | 919 | RP | 0.750 | 3378120
3964 | BROADWAY ST | 43123 | Active | 158570 | WATTS | 009M3-FP | RP | 0.750 | 3622993 | in hot box at meter
3968 | BROADWAY ST | 43123-2638 | Active | ALA04880 | WILKINS | 975 | RP | 0.750 | 3379421 | IN BASEMENT NEXT TO WATER METER
3980 | BROADWAY ST | 43123-2638 | Due Install |  |  |  | RP | 0.750 | 3378123
3985 | BROADWAY ST | 43123-2639 | Active | ALA22161 | WILKINS | 975XL | RP | 0.750 | 3378126 | BY MOP SINK
3989 | BROADWAY ST | 43123-2639 | Active | 60018 | WATTS | LF919QT | RP | 0.750 | 3378127
3995 | BROADWAY ST | 43123-2639 | Active | 4655974 | WILKINS | 975XL | RP | 0.750 | 3378129
4002 | BROADWAY ST | 43123-2605 | Active | 573541 | WATTS | 909QT | RP | 0.750 | 62657 | BASEMENT (REAR ENTRANCE) BY WATER METER
4008 | BROADWAY ST | 43123-2605 | Active | 584656 | WILKINS | 975 | RP | 0.750 | 62663 | NORTHWEST CORNER OF BASEMENT AFTER METER
4018 | BROADWAY ST | 43123-2605 | Due Install |  |  |  | RP | 0.750 | 3378133
4030 | BROADWAY ST | 43123-3026 | Active | 95665 | WATTS | LF919QT | RP | 0.750 | 3378135 | MTR IN BASEMENT IN SW CORNER
4035 | BROADWAY ST | 43123-3001 | Not Required by DOW | A02904 | WATTS | 009M2QT | RP | 1.000 | 62711 | BOILER ROOM
4035 | BROADWAY ST | 43123-3001 | Active | 456751 | WATTS | 909M1HWQT | RP | 2.000 | 62712 | ABOVE WATER METER IN BASEMENT SPRINKLER ROOM
4035 | BROADWAY ST | 43123-3001 | Active | 4676411 | WILKINS | 975XL2 | RP | 2.000 | 3633608 | FOR MUSEUM
4035 | BROADWAY ST | 43123-3001 | Active | S1-1416 | AMES | COLT300 | DCDA | 4.000 | 3635326 | BASEMENT
4035 | BROADWAY ST | 43123-3001 | Active | 53562 | AMES | 2000BM3 | DC | 0.750 | 3638209 | BASEMENT
4048 | BROADWAY ST | 43123-3026 | Active | ALA53170 | WILKINS | 975XL3 | RP | 0.750 | 62755 | NEXT TO METER BASEMENT
4050 | BROADWAY ST | 43123-3026 | Active | 69767 | WATTS | LF919QT | RP | 0.750 | 3378140 | BASEMENT AT WATER METER
4086 | BROADWAY ST | 43123-3025 | Active | ALA23017 | WILKINS | 975XL | RP | 0.750 | 3378152
4097 | BROADWAY ST | 43123-3061 | Active | 84435 | WATTS | 919 | RP | 0.750 | 3378156 | BASEMENT AT METER
4227 | BROADWAY ST | 43123-3005 | Active | 17924 | WATTS | 009QT | RP | 1.500 | 63342 | NE METER /BOILER ROOM OFF SANCUARY AT WATER METER
4227 | BROADWAY ST | 43123-3005 | Not Required by DOW | H008293 | FEBCO | 765 | PVB | 0.750 | 3613450 | NE CORNER BUILDING
4285 | BROADWAY ST | 43123 | Due Install |  |  |  | RP | 0.750 | 3378199
4305 | BROADWAY ST | 43123-3017 | Inactive | [5 empty] | 3378204
4350 | BROADWAY ST | 43123-3022 | Due Install |  |  |  | RP | 0.750 | 3378211
4356 | BROADWAY ST | 43123-3022 | Due Install |  |  |  | RP | 0.750 | 3378213
4362 | BROADWAY ST | 43123-3022 | Active | 97272 | WATTS | 919 | RP | 0.500 | 88339 | Storage Closet with Mop Sink
4401 | BROADWAY ST | 43123-3064 | Active | 50475 | WATTS | LF919QT | RP | 0.750 | 63930 | IN OFFICE AT METER IN BATHROOM
4407 | BROADWAY ST | 43123 | Active | 3983962 | WILKINS | 975XL2 | RP | 0.750 | 3608116 | SE CORNER OF BUILDING
4421 | BROADWAY ST | 43123-3064 | Active | 37356 | WATTS | 919AQT | RP | 0.750 | 63977 | MECHANICAL ROOM - NEXT TO METER
4287 | BROADWAY ST UNIT B | 43123-3017 | Not Required by DOW | [5 empty] | 3378201
4285 | BROADWAY ST UNIT D16 | 43123-3073 | Due Install |  |  |  | RP | 1.000 | 3378200
3135 | BROADWAY ST UNIT WASH | 43123-1400 | Active | 192645 | WILKINS | 975XL | RP | 1.500 | 60029 | MECH RM CAR WASH ST# 9347
6096 | BROADWELL CT | 43119-8516 | Active | 320380 | WILKINS | 720A | PVB | 0.750 | 89860 | RIGHT SIDE
6112 | BROADWELL CT | 43119-8516 | Active | 279673 | WILKINS | 720A | PVB | 0.750 | 69037 | LEFT SIDE FRONT
6113 | BROADWELL CT | 43119-8516 | Active | 149716 | WATTS | 800M2QT | PVB | 1.000 | 69042 | EAST OF BLDG
6120 | BROADWELL CT | 43119-8516 | Active | 175549 | WATTS | 800QT | PVB | 0.750 | 69060 | SIDE OF HOUSE
6121 | BROADWELL CT | 43119-8516 | Active | 84400 | WATTS | 800QT | PVB | 1.000 | 69067 | LEFT SIDE OF HOUSE
2059 | BROCCOLI DR | 43026 | Active | EAE8274 | WILKINS | 720A | PVB | 0.750 | 3655567 | LEFT FRONT
7411 | BROCK RD | 43064 | Active | J006343 | FEBCO | LF825Y | RP | 0.750 | 3653370 | RIGHT SIDE OF HOUSE
898 | BROCKWELL DR | 43081-5580 | Active | CB260763 | WILKINS | 720A | PVB | 0.750 | 3378312 | LEFT SIDE OF HOUSE
950 | BROCKWELL DR | 43081-5581 | Active | CH9902 | FEBCO | 765 | PVB | 0.750 | 89862 | left side
974 | BROCKWELL DR | 43081-5581 | Active | AD5605 | FEBCO | 765 | PVB | 0.750 | 74874 | EAST SIDE OF HOUSE
250 | BRODBELT LN | 43215 | Active | 880C | WILKINS | 375AST | RP | 4.000 | 103875 | METER RM SE CORNER OF BLDG, MECH RM
250 | BRODBELT LN | 43215 | Active | 1799360313 | AMES | 3000SS | DCDA | 6.000 | 103907 | METER RM SE CORNER OF BLDG, RISER RM
250 | BRODBELT LN | 43215 | Active | 20687 | WATTS | 007M1QT | DC | 0.750 | 103908 | METER RM SE CORNER OF BLDG, RISER RM
250 | BRODBELT LN | 43215 | Active | 22139 | WATTS | 919QT | RP | 2.000 | 103909 | METER RM SE CORNER OF BLDG, MECH RM
425 | BROMPTON CT | 43054-8982 | Active | QJ917 | CONBRACO | 4050502 | PVB | 1.000 | 63424 | OUTSIDE
4276 | BROMPTON CT | 43054-8982 | Active | BL2075 | FEBCO | 765 | PVB | 0.750 | 63490 | OUTSIDE BACK SIDE OF HOUSE BY AC
4285 | BROMPTON CT | 43054 | Active | CAB28859 | WILKINS | 720A | PVB | 1.000 | 63536 | BEHIND HOUSE BY BACK DOOR
4299 | BROMPTON CT | 43054 | Active | 122198 | WATTS | 800M4QT | PVB | 0.750 | 63554 | RIGHT HAND SIDE FRONT
4302 | BROMPTON CT | 43054-8982 | Active | 124737 | WILKINS | 420 | PVB | 1.000 | 63644 | RIGHT FRONT
4311 | BROMPTON CT | 43054-8982 | Active | BL2003 | FEBCO | 765 | PVB | 0.750 | 63655 | SOUTH SIDE OF HOUSE
4318 | BROMPTON CT | 43054-8982 | Replaced | REPT09325 | WILKINS | 720A | PVB | 1.000 | 63665 | REPLACED- OUTSIDE
4318 | BROMPTON CT | 43054-8982 | Active | T023957 | WILKINS | 720A | PVB | 1.000 | 3611529 | OUTSIDE
4329 | BROMPTON CT | 43054-8982 | Active | B021716 | WATTS | 800M4QT | PVB | 1.000 | 63684 | WEST SIDE (CORNER) OF HOUSE
4332 | BROMPTON CT | 43054-8982 | Active | 751431 | WILKINS | 720A | PVB | 0.750 | 63704 | REAR OF HOUSE, EAST END
4347 | BROMPTON CT | 43054-8982 | Active | H099754 | FEBCO | 765 | PVB | 0.750 | 63760 | LEFT FRONT
4361 | BROMPTON CT | 43054 | Active | 177959 | WILKINS | 420 | PVB | 1.000 | 63809 | FRONT OF HOUSE RIGHT OF DOOR
6072 | BROOK BAY CT | 43110-8737 | Active | CAA46762 | WILKINS | 720A | PVB | 0.750 | 3378478 | LEFT REAR
3536 | BROOK SPRING DR | 43123-4854 | Active | A260720 | FEBCO | 825YA | RP | 1.000 | 61020 | SE CORNER OF HOUSE INSIDE BASEMENT
6458 | BROOKBEND DR | 43235-5000 | Active | T191744 | WILKINS | 720A | PVB | 0.750 | 69964 | LEFT FRONT
6464 | BROOKBEND DR | 43235-5000 | Removed | T046826REM | WILKINS | 720A | PVB | 0.750 | 69993 | LEFT SIDE OF HOUSE
2910 | BROOKDOWN DR | 43235-5700 | Active | 97472 | WATTS | 009M3 | RP | 0.750 | 59572 | BASEMENT
5679 | BROOKFIELD W SQ | 43229-3708 | Active | 59172 | WATTS | 009M3QT | RP | 0.750 | 90135 | IN BASEMENT
3600 | BROOKHAM DR | 43123-4851 | Not Required by DOW | 297704 | WATTS | 909M1QT | RP | 1.500 | 61222 | SE Corner Building Mechanical - Meter Room
3600 | BROOKHAM DR | 43123-4851 | Active | 297837 | WATTS | 909M1QT | RP | 2.000 | 61223 | SE Corner Building Mechanical - Meter Room
3600 | BROOKHAM DR | 43123-4851 | Active | 3CL0807 | AMES | 3000SS | DCDA | 6.000 | 61224 | SE Corner Building Mechanical - Meter Room
3600 | BROOKHAM DR | 43123-4851 | Active | 67185 | WATTS | 007QT | DC | 0.750 | 61225 | SE Corner Building Mechanical - Meter Room
3650 | BROOKHAM DR | 43123-4929 | Active | 146752 | WILKINS | 975XL | RP | 2.000 | 61370 | WEST END OF BLDG -- IN METER ROOM
3650 | BROOKHAM DR | 43123-4929 | Not Required by DOW | HO35397 | FEBCO | 765 | PVB | 1.500 | 61371 | WEST END OF BLDG
3650 | BROOKHAM DR | 43123-4929 | Active | 150970 | AMES | 2000SS | DC | 8.000 | 89067 | MECH ROOM 614-537-2259 GLEN FOR ACCESS
3650 | BROOKHAM DR | 43123-4929 | LPS - Active |  |  |  | LPC |  | 3638226 | MECH ROOM 614-537-2259 GLEN FOR ACCESS
3655 | BROOKHAM DR | 43123-4852 | Active | 270626 | WATTS | 909M1QT | RP | 2.000 | 61383 | EAST END OF BLDG IN METER ROOM
3655 | BROOKHAM DR | 43123-4852 | Not Required by DOW | 020405 | WATTS | 800M4QT | PVB | 1.500 | 61384 | OUTSIDE OF BUILDING EAST END NEXT TO ME
3655 | BROOKHAM DR | 43123-4852 | Due Install |  |  |  | DCDA | 8.000 | 3638050 | OUTSIDE OF BUILDING EAST END NEXT TO ME
3750 | BROOKHAM DR | 43123-4850 | Active | A01196 | WATTS | 009M2QT | RP | 2.000 | 61662 | SOUTHWEST END NEAR LENNOX ENTRANCE (METER ROOM)
3750 | BROOKHAM DR | 43123-4850 | Not Required by DOW | 369845 | WILKINS | 720A | PVB | 1.500 | 61663 | W SIDE OF BLDG SOUTH OF MAIN ENTRANCE
3750 | BROOKHAM DR | 43123-4850 | Active | XJ-0231 | AMES | 300-GV | DCDA | 8.000 | 3638056 | W SIDE OF BLDG SOUTH OF MAIN ENTRANCE
3750 | BROOKHAM DR | 43123-4850 | Active | 75366 | AMES | 2000BM3 | DC | 0.750 | 3656020 | W SIDE OF BLDG SOUTH OF MAIN ENTRANCE
3827 | BROOKHAM DR | 43123-4827 | Active | 282670 | WATTS | 909M1QT | RP | 1.500 | 61877 | MECHANICAL ROOM
3827 | BROOKHAM DR | 43123-4827 | Active | 31577 | AMES | 3000SS | DCDA | 6.000 | 61878 | IN MECHANICAL ROOM
3827 | BROOKHAM DR | 43123-4827 | Not Required by DOW | 385861 | WATTS | 909QT | RP | 0.750 | 61879 | MECHANICAL ROOM - MESSANINE
3827 | BROOKHAM DR | 43123-4827 | Active | 108358 | WATTS | 007M3QT | DC | 0.750 | 61880 | IN MECHANICAL ROOM
3875 | BROOKHAM DR | 43123-4827 | Not Required by DOW | 458279 | WATTS | 909M1HWQT | RP | 2.000 | 62008 | MEZZ MIDDLE BLDG -- FOR PAINT MIXER (S#EQ193)
3875 | BROOKHAM DR | 43123-4827 | Active | 311061 | AMES | 3000SS | DCDA | 6.000 | 62009 | EAST WALL -- FIRE LINE
3875 | BROOKHAM DR | 43123-4827 | Active | 695616 | WILKINS | 975XL | RP | 1.500 | 62010 | MECHANICAL ROOM
3875 | BROOKHAM DR | 43123-4827 | Active | 90379 | WATTS | 007QT | DC | 0.750 | 62011 | EAST WALL
3875 | BROOKHAM DR | 43123-4827 | Active | 3960562 | WILKINS | 975 | RP | 1.000 | 3609328 | NORTHWALL BY OVERHEAD DOOR
3960 | BROOKHAM DR | 43123-9741 | Active | 187035 | WATTS | 909QTFDA | RP | 3.000 | 96594 | MECH ROOM AT WATER METER
3960 | BROOKHAM DR | 43123-9741 | Active | 112301 | WATTS | 774X | DC | 8.000 | 96830 | METER PIT SOUTH SIDE OF BLDG
3960 | BROOKHAM DR | 43123-9741 | Active | 17979 | WATTS | 007M2QT | DC | 0.750 | 96831 | METER PIT SOUTH SIDE OF BLDG
2077 | BROOKHURST AVE | 43229- | Active | 3637389 | WILKINS | 975XLBMS | RP | 0.750 | 103224 | 2107 BROOKHURST AVENUE, POOL HOUSE
6724 | BROOKLYN HEIGHTS RD | 43081 | Active | T307487 | WILKINS | 720A | PVB | 0.750 | 3633730 | RIGHT SIDE
6742 | BROOKLYN HEIGHTS RD | 43081 | Active | CB544408 | WILKINS | 720A | PVB | 0.750 | 3633731 | RIGHT SIDE OF HOUSE
6820 | BROOKLYN HEIGHTS RD | 43081 | Active | CB597699 | WILKINS | 720A | PVB | 1.000 | 3644857 | LEFT FRONT
6839 | BROOKLYN HEIGHTS RD | 43081 | Active | CB852957 | WILKINS | 720A | PVB | 0.750 | 3641281 | RIGHT FRONT
6863 | BROOKLYN HEIGHTS RD | 43081 | Active | T339973 | WILKINS | 720A | PVB | 0.750 | 3641147 | LEFT FRONT
6219 | BROOKMEADE CIR | 43123-9085 | Active | 350060 | WATTS | 800M4FR | PVB | 0.750 | 89874 | OUTSIDE RIGHT FRONT CORNER
6269 | BROOKMEADE CIR | 43123-9085 | Active | CAA92517 | WILKINS | 720A | PVB | 1.000 | 69526 | LEFT FRONT CORNER OF HOUSE
1200 | BROOKRIDGE DR | 43235-4003 | Active | AG1200A |  |  | AG |  | 3379009 | IN PUMP PIT BY POOL AT WATER METER
1228 | BROOKRIDGE DR | 43235-4003 | Active | 500773 | WATTS | 800M4QT | PVB | 1.000 | 54365 | FRONT OF HOUSE RIGHT OF FRONT DOOR
1400 | BROOKS AVE | 43211-2900 | Active | 2BM1275 | AMES | 2000SS | DC | 6.000 | 54907 | MECHANICAL ROOM - NEXT TO METER
1400 | BROOKS AVE | 43211-2900 | Active | 41L0826 | AMES | 4000RP | RP | 8.000 | 54908 | MECHANICAL ROOM - NEXT TO METER
1400 | BROOKS AVE | 43211-2900 | Not Required by DOW | 4903294 | WILKINS | 975 | RP | 2.000 | 3652804
7160 | BROOKS CLOSE | 43054-9482 | Active | 902751 | WILKINS | 720A | PVB | 0.750 | 3379067
7166 | BROOKS CLOSE | 43054-9482 | Active | H491770 | FEBCO | 765 | PVB | 0.750 | 89876 | RIGHT SIDE
7167 | BROOKS CLOSE | 43054-9482 | Active | G152194 | WILKINS | 720A | PVB | 0.750 | 92255 | LEFT SIDE OF HOUSE
7174 | BROOKS CLOSE | 43054-9482 | Active | A106992 | WILKINS | 720A | PVB | 0.750 | 71543 | RIGHT SIDE OF HOUSE
7175 | BROOKS CLOSE | 43054-9482 | Active | 562584 | WILKINS | 720A | PVB | 0.750 | 71544 | RIGHT HAND SIDE
4830 | BROOKSVIEW CIR | 43054-9372 | Active | 337154 | WILKINS | 720A | PVB | 0.750 | 65169 | LEFT SIDE
4848 | BROOKSVIEW CIR | 43054-9372 | Active | T261325 | WILKINS | 720A | PVB | 0.750 | 65215 | FRONT RIGHT OF DOOR
4854 | BROOKSVIEW CIR | 43054-9274 | Active | 817185 | WILKINS | 720A | PVB | 0.750 | 65255 | LEFT FRONT CORNER
4864 | BROOKSVIEW CIR | 43054-9274 | Active | H185216 | FEBCO | 765 | PVB | 0.750 | 65265 | LEFT SIDE FRONT
4875 | BROOKSVIEW CIR | 43054-9277 | Active | H049902 | FEBCO | 765 | PVB | 0.750 | 65291 | RIGHT FRONT
4884 | BROOKSVIEW CIR | 43054-9274 | Active | CB000876 | WILKINS | 720A | PVB | 0.750 | 102484 | RIGHT FRONT
4894 | BROOKSVIEW CIR | 43054-9274 | Active | 487560 | WATTS | 800M4QT | PVB | 0.750 | 65366 | RIGHT SIDE
4908 | BROOKSVIEW CIR | 43054-9275 | Active | CAA06426 | WILKINS | 720A | PVB | 0.750 | 65396 | RIGHT SIDE OF HOUSE
4918 | BROOKSVIEW CIR | 43054-9275 | Active | 49897 | FEBCO | 765 | PVB | 0.750 | 65419 | EAST SIDE FRONT
4921 | BROOKSVIEW CIR | 43054-9277 | Active | 337175 | WILKINS | 720A | PVB | 0.750 | 99501 | RIGHT SIDE
4930 | BROOKSVIEW CIR | 43054-9275 | Removed | HO49910REM | FEBCO | 765 | PVB | 0.750 | 65444 | REMOVED-FRONT
4930 | BROOKSVIEW CIR | 43054-9275 | Active | T132727 | WILKINS | 720 | PVB | 0.750 | 3606225 | FRONT OF HOUSE
4931 | BROOKSVIEW CIR | 43054-9277 | Active | CB026319 | WILKINS | 720A | PVB | 0.750 | 103363 | FRONT RIGHT SIDE
4940 | BROOKSVIEW CIR | 43054-9275 | Active | 395867 | WATTS | 800M4FR | PVB | 0.750 | 65464 | FRONT LEFT CORNER - OUTSIDE
4950 | BROOKSVIEW CIR | 43054-9275 | Active | T178699 | WILKINS | 720 | PVB | 0.750 | 3586469 | LEFT SIDE OF HOUSE
4951 | BROOKSVIEW CIR | 43054-9277 | Active | CAA31039 | WILKINS | 720A | PVB | 0.750 | 65496 | LEFT SIDE
4958 | BROOKSVIEW CIR | 43054-9275 | Active | AC5936 | FEBCO | 765 | PVB | 0.750 | 65504 | W SIDE FRONT
4965 | BROOKSVIEW CIR | 43054-9278 | Active | H066711 | FEBCO | 765 | PVB | 0.750 | 65515 | RIGHT FRONT OF HOUSE
4975 | BROOKSVIEW CIR | 43054-9278 | Active | HB58165 | FEBCO | 765 | PVB | 0.750 | 65525 | RIGHT SIDE OF HOUSE
4985 | BROOKSVIEW CIR | 43054-9278 | Active | T380445 | WILKINS | 720A | PVB | 0.750 | 65543 | RIGHT SIDE OF HOUSE
4995 | BROOKSVIEW CIR | 43054-9278 | Active | A072792 | WILKINS | 720A | PVB | 1.000 | 91369 | LEFT SIDE OF HOUSE
5010 | BROOKSVIEW CIR | 43054-9276 | Active | CB000839 | WILKINS | 720A | PVB | 0.750 | 65720 | OUTSIDE
5103 | BROOKSVIEW CIR | 43054 | Active | 2989678 | WILKINS | 975XL | RP | 0.750 | 66039 | BY MTR PIT OF CORNER OF BROOKSVIEW CT & BROOKSVIEW DR
1270 | BROOKWOOD PL | 43209-2892 | Active | 122591 | WATTS | 009QT | RP | 1.000 | 89880 | basement at water meter
1290 | BROOKWOOD PL | 43209-2892 | Active | AE8599 | FEBCO | 765 | PVB | 1.000 | 89882 | FRONT OF HOUSE
1355 | BROOKWOOD PL | 43209-2814 | Active | T392360 | WILKINS | 720A | PVB | 1.000 | 89884 | FRONT OF HOUSE
1373 | BROOKWOOD PL | 43209-2814 | Active | CB077385 | WILKINS | 720A | PVB | 0.750 | 3379210 | LEFT SIDE OF HOUSE
1385 | BROOKWOOD PL | 43209-2814 | Active | 57388 | WATTS | 800M4QT | PVB | 1.000 | 89885 | FRONT LEFT OF DOOR
2323 | BROOKWOOD RD | 43209-2810 | Active | L0717 | FEBCO | 765 | PVB | 1.000 | 89887 | FRONT BY LEFT DOOR
2323 | BROOKWOOD RD | 43209-2810 | Active | F10550 | FEBCO | 765 | PVB | 1.000 | 91408 | REAR OF HOUSE
2330 | BROOKWOOD RD | 43209-2859 | Active | CB638682 | WILKINS | 720 | PVB | 0.750 | 3379218 | LEFT SIDE
2389 | BROOKWOOD RD | 43209-2817 | Active | CB846252 | WILKINS | 720A | PVB | 0.750 | 3379228 | Left side of house
2445 | BROOKWOOD RD | 43209-2817 | Active | HF63579 | FEBCO | 765 | PVB | 1.000 | 58309 | RIGHT OF FRONT DOOR
2469 | BROOKWOOD RD | 43209-2846 | Active | HA20641 | FEBCO | 765 | PVB | 0.750 | 102835 | FRONT MIDDLE
2485 | BROOKWOOD RD | 43209-2901 | Active | 8663 | FEBCO | 765 | PVB | 1.000 | 58431 | RIGHT SIDE OF HOUSE
2491 | BROOKWOOD RD | 43209-2901 | Active | 348109 | WATTS | 800CMQT | PVB | 0.750 | 99895 | FRONT OF HOUSE
2495 | BROOKWOOD RD | 43209-2901 | Active | 010381 | WATTS | 800 | PVB | 1.000 | 58451 | REAR OF HOUSE
2531 | BROOKWOOD RD | 43209-2901 | Active | HH26374 | FEBCO | 765 | PVB | 1.000 | 89888 | LEFT OF HOUSE
2589 | BROOKWOOD RD | 43209-2904 | Active | 602506 | WATTS | 800QT | PVB | 1.000 | 91038 | FRONT OF HOUSE
2605 | BROOKWOOD RD | 43209-2904 | Active | CB588392 | WILKINS | 720-A | PVB | 0.750 | 3379259 | FRONT CENTER
2615 | BROOKWOOD RD | 43209-2904 | Active | T593472 | WILKINS | 720A | PVB | 1.000 | 3379260 | Right front entry
6399 | BROUGHTON AVE | 43213-1690 | Due Install |  |  |  | RP | 1.500 | 3379264
6399 | BROUGHTON AVE | 43213-1690 | Due Install |  |  |  | DCDA | 6.000 | 3658401
6399 | BROUGHTON AVE | 43213-1690 | Due Install |  |  |  | DC | 0.750 | 3658402
6611 | BROUGHTON AVE | 43213-1523 | Active | 126082 | WATTS | 007M2QT | DC | 0.750 | 70376 | FIRE PUMP ROOM
6611 | BROUGHTON AVE | 43213-1523 | Active | 31994 | AMES | 3000SS | DCDA | 8.000 | 70377 | FIRE PUMP ROOM
6611 | BROUGHTON AVE | 43213-1523 | Active | 571435 | WILKINS | 975 | RP | 1.500 | 70378 | FIRE PUMP ROOM NORTHWEST CORNER OF THE BUILDING
6660 | BROUGHTON AVE | 43213-1691 | Not Required by DOW | 006374 | WATTS | 909 | RP | 3.000 | 70451 | SE CORNER OF MAINTENANCE SHOP
6660 | BROUGHTON AVE | 43213-1691 | Not Required by DOW | 263988 | WATTS | 909M1QT | RP | 2.000 | 70452 | NORTH WALL COMPRESSOR ROOM -- UNDER HOLDING TANK
6660 | BROUGHTON AVE | 43213-1691 | Active | WC-1671 | AMES | COLT 300GV | DCDA | 8.000 | 3629516 | METER PIT RIGHT SIDE OF PROPERTY
6660 | BROUGHTON AVE | 43213-1691 | Active | 69090 | AMES | 2000BM3 | DC | 0.750 | 3629518 | METER PIT RIGHT SIDE OF PROPERTY
6660 | BROUGHTON AVE | 43213-1691 | Active | WE-2044 | AMES | COLT 400 | RP | 4.000 | 3629749
6677 | BROUGHTON AVE | 43213-1523 | Active | 158266 | WATTS | 009M3QT | RP | 0.750 | 70472 | BETWEEN HVAC DUCTS
6677 | BROUGHTON AVE | 43213-1523 | Active | TA1595 | AMES | COLT 400 | DCDA | 6.000 | 3633651 | METER PIT OUT FRONT
6677 | BROUGHTON AVE | 43213-1523 | Active | 55381 | AMES | 2000B | DC | 0.750 | 3638547 | METER PIT OUT FRONT
3880 | BROWN PARK DR | 43026-1150 | Active | 127618 | WATTS | 909 | RP | 3.000 | 62019 | SE MECH ROOM AT WATER METER
3880 | BROWN PARK DR | 43026-1150 | Not Required by DOW | 151449 | WATTS | 909QT | RP | 0.750 | 62020 | SE CORNER OF BLDG BY WATER METER
3880 | BROWN PARK DR | 43026-1150 | Not Required by DOW | 613316 | WATTS | 800QT | PVB | 1.000 | 62021 | SOUTH EAST SIDE BUILDING
3927 | BROWN PARK DR | 43026 | Active | 207848 | WATTS | LF009M2QT | RP | 1.000 | 3648310 | MID S MECH/RISER ROOM AT WATER METER Outside Door
3927 | BROWN PARK DR | 43026 | Active | 1993650920 | AMES | 3000SS | DCDA | 6.000 | 3648311 | MID S MECH/RISER ROOM Outside Door
3927 | BROWN PARK DR | 43026 | Active | 30706 | WATTS | 007M1QT | DC | 0.750 | 3648312 | MID S MECH/RISER ROOM Outside Door
3932 | BROWN PARK DR | 43026 | Active | ACE0258 | WILKINS | 975XL2 | RP | 1.500 | 3651309 | SE MECH RISER ROOM AT WATER METER
3932 | BROWN PARK DR | 43026 | Active | 1983340320 | AMES | 3000SS | DCDA | 3.000 | 3651310 | SE MECH RISER ROOM
3932 | BROWN PARK DR | 43026 | Active | 83514 | AMES | 2000B | DC | 0.750 | 3651311 | SE MECH RISER ROOM
3955 | BROWN PARK DR | 43026-3137 | Active | 130726 | WILKINS | 975 | RP | 1.500 | 62352 | EAST END OF BUILDING UNDER L SHAPED COUNTER
3966 | BROWN PARK DR | 43026-1164 | Active | 4514583 | WILKINS | 975XL2 | RP | 1.500 | 3379417 | IN FURNACE ROOM SUITE A AT METER
3968 | BROWN PARK DR | 43026-1165 | Active | 4678699 | WILKINS | 975XL2 | RP | 0.750 | 3379418 | IN SUITE A MECH/FURN ROOM AT WATER METER
3970 | BROWN PARK DR | 43026-1166 | Active | 4558018 | WILKINS | 975XL2 | RP | 0.750 | 3379419 | IN FURNACE ROOM SUITE C
3972 | BROWN PARK DR | 43026-1167 | Active | 4644779 | WILKINS | 975XL2 | RP | 1.000 | 3379420 | IN SUITE A MECH/FURN ROOM AT WATER METER
3974 | BROWN PARK DR | 43026-1168 | [6 empty] | 3657936
3993 | BROWN PARK DR | 43026-1151 | Not Required by DOW | 902554 | WILKINS | 720A | PVB | 0.750 | 102596 | BACK CENTER REAR BY AC UNITS
3993 | BROWN PARK DR | 43026-1151 | Active | 191352 | WATTS | LF009M2QT | RP | 1.000 | 3633683 | BACK CENTER MECH/FURN ROOM AT WATER METER
4000 | BROWN PARK DR | 43026- | Not Required by DOW | 100437 | WATTS | 919QT | RP | 0.750 | 62575 | IN BOILER ROOM, 4000 LEAP ROAD
4000 | BROWN PARK DR | 43026- | Active | AKG6853 | WILKINS | 375XL | RP | 2.000 | 3638326
715 | BROWN RD | 43223-2101 | Active | 376443 | WATTS | 909M1QT | RP | 1.500 | 71500 | NEXT TO MOP SINK AND WATER MTR ST# 1076
715 | BROWN RD | 43223-2101 | Not Required by DOW | 526934 | WATTS | 909QT | RP | 0.750 | 71501 | NEXT TO MOP SINK AND WATER MTR ST# 1076
119 | BROWN RD | 43223 | Active | VF-1145 | AMES | COLT | RP | 8.000 | 3654874 | HOT BOX CORNER OF STIMMEL AND BROWN
1280 | BROWN RD | 43223-3011 | Active | W074896 | WILKINS | 975XLBMS | RP | 1.000 | 54517 | PREP ROOM SE CORNER
1285 | BROWN RD | 43223-3041 | Active | 115265 | WATTS | 009QT | RP | 0.750 | 54533 | NORTH WALL AT WATER METER
1553 | BROWN RD | 43223-3305 | Active | 1195330 | WILKINS | 975XLBMS | RP | 1.000 | 55379 | MECH ROOM
2230 | BROWN RD | 43123 | Active | 4937947 | WILKINS | 975XL | RP | 1.000 | 3652921 | IN GUARD SHACK BY WATER METER
2300 | BROWN RD | 43123-1204 | Active | BC1330 | FEBCO | 765 | PVB | 0.750 | 89889 | LEFT SIDE OF HOUSE
3599 | BROWN RUN RD | 43123- | Due Install | [5 empty] | 3379423
801 | BRUCK ST | 43206-2201 | Active | EAD4827 | WILKINS | 720A | PVB | 0.750 | 3379685 | REAR
831 | BRUCK ST | 43206-2203 | Active | G125266 | WILKINS | 720A | PVB | 0.750 | 95232 | LEFT SIDE OF HOME
873 | BRUCK ST | 43206-2311 | Active | H205826 | FEBCO | 765 | PVB | 0.750 | 3379697 | REAR OF HOUSE
200 | BRUCK ST | 43207- | Active | 785663 | WATTS | 800M4QT | PVB | 1.000 | 91620 | HUMAN RESOURCES BLDG
2020 | BRUCK ST | 43207-2329 | Not Required by DOW | 126965 | WATTS | 909 | RP | 2.500 | 57035 | DOCK-4 S.E. WALL TOP OF STAIRS
2020 | BRUCK ST | 43207-2329 | Not Required by DOW | 181361 | WATTS | 909 | RP | 4.000 | 57036 | NW STAIRWELL BLDG 17C
2020 | BRUCK ST | 43207-2329 | Replaced | REP20075 | WATTS | 919QT | RP | 2.000 | 57037 | REPLACED- INDUSTRIAL BUILDING WATER SERVICE
2020 | BRUCK ST | 43207-2329 | Not Required by DOW | 20196 | WATTS | 919QT | RP | 2.000 | 57038 | STRUCTURAL BUILDING BOILER RM WATER SERVICE
2020 | BRUCK ST | 43207-2329 | Replaced | REP20008 | WATTS | 919QT | RP | 2.000 | 57039 | REPLACED- INDUSTRIAL BUILDING NON-POTALBE WATER
2020 | BRUCK ST | 43207-2329 | Not Required by DOW | 10269 | WATTS | 919QT | RP | 1.250 | 57040 | MIS STORAGE ROOM IRRIGATION SYSTEM
2020 | BRUCK ST | 43207-2329 | Not Required by DOW | 62777 | WATTS | 009QT | RP | 2.000 | 57042 | BLDG #24 N.W. CORNER (UP HIGH)
2020 | BRUCK ST | 43207-2329 | Not Required by DOW | CW817 | CONBRACO | 40206A2 | RP | 1.500 | 57043 | BP PLANT NORTH EAST CORNER
2020 | BRUCK ST | 43207-2329 | Not Required by DOW | 41893 | WATTS | 919AQT | RP | 0.750 | 57045 | DOCK #3 BOILER ROOM
2020 | BRUCK ST | 43207-2329 | Not Required by DOW | 266949 | WATTS | 009M2PCQT | RP | 2.000 | 88564 | DOCK 3 UPSTAIRS NEXT TO NAUTA 5
2020 | BRUCK ST | 43207-2329 | Not Required by DOW | 60689 | WATTS | 009M1QT | RP | 1.250 | 98889 | POLYMER BOILER ROOM
2020 | BRUCK ST | 43207-2329 | Not Required by DOW | 23145 | WATTS | 919QT | RP | 2.000 | 3613236 | INDUSTRIAL BUILDING NON-POTALBE WATER
2020 | BRUCK ST | 43207-2329 | Not Required by DOW | 26089 | WATTS | 919QT | RP | 2.000 | 3613237 | INDUSTRIAL BUILDING WATER SERVICE
2020 | BRUCK ST | 43207-2329 | Active | 19741C | WILKINS | 375AST | RP | 8.000 | 3640711 | METER BUILDING AT MAIN WATER METER
2020 | BRUCK ST | 43207-2329 | Active | 19659C | WILKINS | 375AST | RP | 6.000 | 3640712 | METER BUILDING AT MAIN WATER METER
2020 | BRUCK ST | 43207-2329 | Not Required by DOW | 11899 | WATTS | 919QT | RP | 0.500 | 3648790 | NORTH SIDE OF PLANT
2634 | BRYAN CIR | 43123-3527 | Active | T076980 | WILKINS | 720A | PVB | 0.750 | 101280 | RIGHT OF FRONT DOOR
685 | BRYDEN RD | 43205-5004 | Active | 1105 | FEBCO | 765 | PVB | 0.750 | 70823 | OUTSIDE SW CORNER NEXT TO GAS METERS
685 | BRYDEN RD | 43205-5004 | Active | 22516 | WATTS | 009QT | RP | 2.000 | 70824 | BASEMENT ABOVE WATER METER
695 | BRYDEN RD | 43205-1193 | Active | ALA2284D | WILKINS | 975XL | RP | 0.750 | 3380022
738 | BRYDEN RD | 43205-1002 | Active | 28112 | WATTS | LF919QT | RP | 2.000 | 3621119 | BSMNT - MID W MECH RM AT METER
752 | BRYDEN RD | 43205-1016 | Active | 4746551 | WILKINS | 975XL | RP | 0.750 | 3380026 | BASEMENT BY WATER METER
882 | BRYDEN RD | 43205-1729 | Active | T474423 | WILKINS | 720A | PVB | 0.750 | 3380054
105 | BRYDEN RD | 43205-1863 | Active | A13253 | WATTS | 009QT | RP | 0.750 | 53740 | BASEMENT CRAWL
1103 | BRYDEN RD | 43205- | Active | 3182155 | WILKINS | 975XL2 | RP | 1.500 | 99241 | LL UNDER REAR DOOR STAIRS
1169 | BRYDEN RD | 43205-1928 | Removed | L71097REM | WILKINS | 375 | RP | 3.000 | 99683 | BASEMENT MECHANICAL ROOM
1169 | BRYDEN RD | 43205-1928 | Removed | 143093REM | WATTS | 709 | DC | 4.000 | 100791 | BASEMENT MECHANIC ROOM
1169 | BRYDEN RD | 43205-1928 | Active | TK-1518 | AMES | COLT-400 | RP | 3.000 | 3641397 | BASEMENT MECHANIC ROOM
1169 | BRYDEN RD | 43205-1928 | Active | TI-0768 | AMES | COLT-200 | DC | 4.000 | 3641398 | BASEMENT MECHANIC ROOM
1251 | BRYDEN RD | 43205-2037 | Removed | A307733REM | WILKINS | 375XL | RP | 1.000 | 3380133 | BASEMENT
1251 | BRYDEN RD | 43205-2037 | Active | 161475 | WATTS | LF009M2QT | RP | 1.000 | 3638145 | BASEMENT AT WATER METER
1337 | BRYDEN RD | 43205-2038 | Not Required by DOW | [5 empty] | 3380150
1390 | BRYDEN RD | 43205-2001 | Active | 229388 | WILKINS | 975 | RP | 0.750 | 54869 | 2ND FLOOR MECHANICAL ROOM - Cols. Girls
1390 | BRYDEN RD | 43205-2001 | Removed | 681502REM | WILKINS | 975 | RP | 0.750 | 54870 | REMOVED-ANNEX BOILER ROOM - Franklin H.S.
1390 | BRYDEN RD | 43205-2001 | Active | 278145 | WILKINS | 975XL | RP | 0.750 | 3624678 | 2ND FLOOR MECHANICAL ROOM - Cols. Girls
1390 | BRYDEN RD | 43205-2001 | Due Install |  |  |  | RP | 3.000 | 3624840
1555 | BRYDEN RD | 43205-2149 | Active | 26543C | WILKINS | 375AST | RP | 4.000 | 55381 | METER ROOM, 1ST FLOOR WEST
1555 | BRYDEN RD | 43205-2149 | Active | xe-2660 | WATTS | 957 | RP | 4.000 | 55382 | METER ROOM, 1ST FLOOR WEST
1555 | BRYDEN RD | 43205-2149 | Active | xc-1129 | WATTS | 757 | DC | 6.000 | 55383 | PUMP ROOM IN BASEMENT
1555 | BRYDEN RD | 43205-2149 | LPS - Active |  |  |  | LPC |  | 3638743 | FIRE PUMP - PUMP ROOM IN BASEMENT
813 | BRYDEN RD UNIT C | 43205-1759 | Removed | 352147REM | WATTS | 909QT | RP | 0.750 | 100869 | BOILER ROOM
813 | BRYDEN RD UNIT C | 43205-1759 | Active | 352220 | WATTS | 909QT | RP | 0.750 | 102443 | EAST WING BOILER ROOM
813 | BRYDEN RD UNIT C | 43205-1759 | Inactive | 352144 | WATTS | 909QT | RP | 0.750 | 3351207 | BOILER ROOM
813 | BRYDEN RD UNIT C | 43205-1759 | Due Install |  |  |  | RP |  | 3638217
813 | BRYDEN RD UNIT C | 43205-1759 | Due Install |  |  |  | DCDA |  | 3638218
684 | BRYNE CT | 43017-8576 | Active | 673141 | WILKINS | 720A | PVB | 0.750 | 70807 | RIGHT FRONT
6850 | BRYNE CT | 43017 | Replaced | REPG050806 | WILKINS | 420 | PVB | 0.750 | 70827 | REPLACED- LEFT SIDE
6850 | BRYNE CT | 43017 | Active | hc09400 | FEBCO | 765 | PVB | 0.750 | 3611541 | LEFT FRONT
6858 | BRYNE CT | 43017 | Active | CAA46473 | WILKINS | 720A | PVB | 0.750 | 70844 | LEFT SIDE OF HOUSE
6866 | BRYNE CT | 43017 | Active | 672149 | WILKINS | 720A | PVB | 0.750 | 70858 | LEFT FRONT
6873 | BRYNE CT | 43017 | Active | 672189 | WILKINS | 720A | PVB | 0.750 | 70867 | RIGHT SIDE
358 | BRYNHILD RD | 43202-1403 | Active | H580579 | FEBCO | 765 | PVB | 0.750 | 98313 | R. H. SIDE
372 | BRYNHILD RD | 43202-1403 | Active | CB332869 | WILKINS | 720 | PVB | 0.750 | 3380352 | LEFT SIDE OF HOUSE
525 | BRYNWOOD DR | 43220-2273 | Active | EAF0213 | WILKINS | 720A | PVB | 0.750 | 3380376 | LEFT SIDE
4199 | BRYSON COVE CIR | 43016 | Replaced | REPH200345 | WILKINS | 720A | PVB | 0.750 | 63210 | REPLACED- LEFT SIDE OF HOUSE
4199 | BRYSON COVE CIR | 43016 | Active | CB078554 | WILKINS | 720 | PVB | 0.750 | 3609751 | LEFT FRONT
4206 | BRYSON COVE CIR | 43016-5024 | Active | T240216 | WILKINS | 720A | PVB | 0.750 | 3591728 | RIGHT SIDE OF HOUSE
4231 | BRYSON COVE CIR | 43016-5023 | Active | 531633 | WILKINS | 720A | PVB | 0.750 | 63355 | RIGHT SIDE OF HOUSE
5738 | BUCK RUN DR | 43213-2604 | Active | 255201 | WILKINS | 420 | PVB | 1.000 | 67762 | NORTHWEST CORNER OF HOUSE
5761 | BUCK RUN DR | 43213-2690 | Removed | H092680REM | FEBCO | 765 | PVB | 1.000 | 67862 | Right front side of house
5761 | BUCK RUN DR | 43213-2690 | Removed | 77146REM | WATTS | 800 | PVB | 1.000 | 67863 | LEFT SIDE OF FRONT DOOR
648 | BUCKEYE PARK RD | 43207 | Active | 242788 | WATTS | LF009M2QT | RP | 2.000 | 3657117 | HOT BOX
648 | BUCKEYE PARK RD | 43207 | Active | WE-1881 | AMES | 500GV | RPDA | 8.000 | 3657118 | HOT BOX
648 | BUCKEYE PARK RD | 43207 | Active | 94467 | WATTS | LF919QT | RP | 0.750 | 3657119 | HOT BOX
871 | BUCKEYE PARK RD | 43207 | Removed | 054814REM | WATTS | LF909QT | RP | 0.750 | 3579467 | HOT BOX
871 | BUCKEYE PARK RD | 43207 | Active | 059529 | WATTS | LF909QT | RP | 0.750 | 3649273 | HOT BOX
893 | BUCKEYE PARK RD | 43207 | Active | 82386 | WATTS | 919QT | RP | 0.750 | 3645937 | BATHROOM WEST WALL
900 | BUCKEYE PARK RD | 43207-2591 | Active | 1325559 | WILKINS | 975 | RP | 1.000 | 74461 | SOUTH WALL OF SHOP
987 | BUCKEYE PARK RD | 43207 | Active | MG-2852 | WATTS | 957 | RP | 3.000 | 102161 | HOT BOX OFF OF BUCKEYE WEST OF BUILDING
987 | BUCKEYE PARK RD | 43207 | Active | 1127051008 | WATTS | 774DCDA | DCDA | 8.000 | 102162 | METER PIT WEST END OF BUILDING
987 | BUCKEYE PARK RD | 43207 | Active | 18349 | WATTS | 007M2QT | DC | 0.750 | 102163 | METER PIT
987 | BUCKEYE PARK RD | 43207 | Removed | 3518731REM | WILKINS | 950XL | DC | 0.750 | 103376 | REMOVED-MECHANICAL ROOM
987 | BUCKEYE PARK RD | 43207 | Not Required by DOW | 215-B | WILKINS | 350 | DC | 4.000 | 103377 | MECHANICAL ROOM
987 | BUCKEYE PARK RD | 43207 | Not Required by DOW | 3806657 | WILKINS | 950XLT2 | DC | 0.750 | 3606227 | MECHANICAL ROOM
987 | BUCKEYE PARK RD | 43207 | Not Required by DOW | 20838 | WATTS | 919AQT | RP | 2.000 | 3611920 | MECHANICAL ROOM
987 | BUCKEYE PARK RD | 43207 | Not Required by DOW | MG1046 | WATTS | 957 | RP | 3.000 | 3611921 | MECHANICAL ROOM
100 | BUCKEYE PARK RD | 43207-2509 | Active | 26408 | watts | 919 | RP | 2.000 | 53550 | MECHANICAL ROOM - FRONT OF BUILDING
1065 | BUCKEYE PARK RD | 43207-2510 | Active | A08156 | WATTS | 009M3QT | RP | 0.750 | 89261 | METER ROOM
1081 | BUCKEYE PARK RD | 43207 | Active | 83741 | WATTS | LF919 | RP | 0.750 | 3646610 | INSIDE AT METER
1534 | BUCKEYE PKWY | 43123 | Active | WL-1204 | WATTS | 957 | RP | 3.000 | 55330 | IN HOT BOX NEAR FRONT ROADWAY
1534 | BUCKEYE PKWY | 43123 | Active | 132758 | AMES | 3000SS | DCDA | 6.000 | 55331 | IN METER PIT NEXT TO HOT BOX
1534 | BUCKEYE PKWY | 43123 | Active | 60054 | WATTS | 007QT | DC | 0.750 | 55332 | IN METER PIT NEXT TO HOT BOX
4092 | BUCKEYE PKWY | 43123 | Active | l145477 | WILKINS | 375 | RP | 3.000 | 62864 | SE CORNER OF BUCKEYE PARKWAY AND STRINGTOWN ROAD
4108 | BUCKEYE PKWY | 43123-8175 | Active | A18655 | WATTS | 009M2QT | RP | 2.000 | 93268 | WATER METER ROOM IN BACK OF BLDG
4108 | BUCKEYE PKWY | 43123-8175 | Active | 56590 | AMES | 2000B | DC | 0.750 | 93328 | MECH ROOM
4108 | BUCKEYE PKWY | 43123-8175 | Active | 1601110807 | AMES | 3000SS | DCDA | 3.000 | 93329 | MECH ROOM - 4116 BUCKEYE PARKWAY
4108 | BUCKEYE PKWY | 43123-8175 | Not Required by DOW | A03770 | WATTS | 009M2QT | RP | 1.500 | 93330 | IN METER ROOM - 4116 BUCKEYE PKWY
4124 | BUCKEYE PKWY | 43123 | Active | 4977346 | WILKINS | 975XL2 | RP | 2.000 | 102719 | REAR DOOR NORTH WALL
4124 | BUCKEYE PKWY | 43123 | Active | 1059420912 | AMES | 5000 | RPDA | 4.000 | 103119 | SPRINKLER
4124 | BUCKEYE PKWY | 43123 | Active | 12371 | AMES | 4000B | RP | 0.750 | 103120 | SPRINKLER ROOM
4124 | BUCKEYE PKWY | 43123 | Not Required by DOW | T189277 | WILKINS | 720A | PVB | 1.000 | 103975 | KITCHEN BY BACK DOOR
4144 | BUCKEYE PKWY | 43123 | Active | 26620 | WATTS | 009 | RP | 3.000 | 92431 | BACK WATER ROOM
4144 | BUCKEYE PKWY | 43123 | Active | 153570 | AMES | 3000SS | DCDA | 8.000 | 92457 | METER PIT S OF STRINGTOWN ROAD
4144 | BUCKEYE PKWY | 43123 | Active | 51480 | AMES | 2000B | DC | 0.750 | 92459 | METER PIT S OF STRINGTOWN
4144 | BUCKEYE PKWY | 43123 | Not Required by DOW | A08677 | WATTS | 009M2PCQT | RP | 2.000 | 92460 | FRONT MECH ROOM
4144 | BUCKEYE PKWY | 43123 | Not Required by DOW | A07905 | WATTS | 009QT | RP | 0.500 | 95651 | CLOSET @ PHOTO LAB
4144 | BUCKEYE PKWY | 43123 | Not Required by DOW | 349462 | WATTS | 009QT | RP | 0.500 | 100392 | WATER VACUUM SYSTEM, NW MECHANICAL ROOM
4144 | BUCKEYE PKWY | 43123 | Not Required by DOW | 4012718 | WILKINS | 975 | RP | 0.750 | 3607937 | RO SYSTEM, KITCHEN AREA OF STARBUCKS
4145 | BUCKEYE PKWY | 43123 | Active | 4238890 | WILKINS | 975 | RP | 1.500 | 3618394 | MECHANICAL ROOM
4145 | BUCKEYE PKWY | 43123 | Not Required by DOW | 4168144 | WILKINS | 975XL2 | RP | 1.000 | 3618620 | MECHANICAL ROOM
4145 | BUCKEYE PKWY | 43123 | Not Required by DOW | 4239592 | WILKINS | 975XL2 | RP | 1.000 | 3618621 | MECHANICAL ROOM
4145 | BUCKEYE PKWY | 43123 | Not Required by DOW | 4236714 | WILKINS | 975XL2 | RP | 1.500 | 3618622 | MECHANICAL ROOM
4145 | BUCKEYE PKWY | 43123 | Not Required by DOW | 4233972 | WILKINS | 975XL2 | RP | 2.000 | 3618623 | MECHANICAL ROOM
4152 | BUCKEYE PKWY | 43123-8175 | Not Required by DOW | W339438 | WILKINS | 975XLBMS | RP | 2.000 | 92932 | 4178 BUCKEYE PKWY, SE CORNER OF WAREHOUSE UNIT
4152 | BUCKEYE PKWY | 43123-8175 | Not Required by DOW | 1572010807 | AMES | 2000SS | DC | 4.000 | 93059 | MECH ROOM
4152 | BUCKEYE PKWY | 43123-8175 | Not Required by DOW | 182585 | WATTS | 909QTFDA | RP | 3.000 | 93162 | COMPLETE BLDG
4152 | BUCKEYE PKWY | 43123-8175 | Not Required by DOW | A05307 | WATTS | 009M2QT | RP | 1.500 | 93163 | IN WATER METER ROOM-BACK OF SHOPPING CENTER
4152 | BUCKEYE PKWY | 43123-8175 | Active | 52665 | AMES | 2000B | DC | 0.750 | 93197 | METER PIT OFF OF BUCKEYE PKWY
4152 | BUCKEYE PKWY | 43123-8175 | Active | 119031 | AMES | 4000SS | RP | 3.000 | 93198 | HOT BOX OFF BUCKEYE PKWY
4152 | BUCKEYE PKWY | 43123-8175 | Active | 154859 | AMES | 3000SS | DCDA | 8.000 | 93199 | METER PIT
4152 | BUCKEYE PKWY | 43123-8175 | Not Required by DOW | 616618 | WATTS | 009QT | RP | 1.000 | 94200 | 4168 BUCKEYE PARKWAY, IN CEILING ABOVE ELECTRICAL BOXES
4152 | BUCKEYE PKWY | 43123-8175 | Not Required by DOW | 658854 | APOLLO/CONBRACO | RPS40 | RP | 0.750 | 100561 | 4218 BUCKEYE PARKWAY - THEATER, FOOD PREP AREA
4152 | BUCKEYE PKWY | 43123-8175 | Removed | 34724REM | WATTS | 919AQT | RP | 0.750 | 100562 | REMOVED-4218 BUCKEYE PARKWAY - THEATER, FOOD PREP AREA
4152 | BUCKEYE PKWY | 43123-8175 | Not Required by DOW | N1107220902 | FEBCO | 880V | RP | 3.000 | 100563 | 4218 BUCKEYE PARKWAY - THEATER, SPRINKLER ROOM
4152 | BUCKEYE PKWY | 43123-8175 | Not Required by DOW | AC12832 | WILKINS | 975XL | RP | 2.000 | 100564 | 4218 BUCKEYE PARKWAY - THEATER Sprinkler
4152 | BUCKEYE PKWY | 43123-8175 | Not Required by DOW | 17260 | WATTS | 919QT | RP | 2.000 | 100574 | 4182 BUCKEYE PARKWAY, SPRINKLER ROOM
4152 | BUCKEYE PKWY | 43123-8175 | Not Required by DOW | 12462 | WATTS | 919AQT | RP | 1.500 | 103177 | 4192 BUCKEYE PARKWAY, REAR DOCK DOOR AT METER
4236 | BUCKEYE PKWY | 43123 | Not Required by DOW | 29790 | WATTS | 919AQT | RP | 1.000 | 99441 | HWT ROOM (JANITOR'S ROOM)
4236 | BUCKEYE PKWY | 43123 | Active | 630890 | WATTS | 909HWQT | RP | 1.000 | 100354 | JANITORS CLOSET
4248 | BUCKEYE PKWY | 43123 | Active | 71876 | AMES | 2000BM3 | DC | 0.750 | 3654330 | IN FIRE RISER ROOM N/W
4248 | BUCKEYE PKWY | 43123 | Active | WK-1300 | AMES | COLT 300GV | DCDA | 4.000 | 3654331 | IN FIRE RISER ROOM N/W
4248 | BUCKEYE PKWY | 43123 | Active | 28401 | WATTS | 919AQT | RP | 1.500 | 3654332 | MECH ROOM
4264 | BUCKEYE PKWY | 43123 | Active | 138477 | WATTS | LF009M2QT | RP | 1.500 | 3657813 | HOT BOX N/W
4274 | BUCKEYE PKWY | 43123 | Active | 006331 | WATTS | 909 | RP | 2.500 | 3657539 | e/e corner of building
4274 | BUCKEYE PKWY | 43123 | Active | 38620B | WILKENS | 350ASTDA | DCDA | 6.000 | 3657540 | HOT BOX S/W
4274 | BUCKEYE PKWY | 43123 | Active | HC79448 | WILKENS | 950XLD | DC | 0.750 | 3657541 | HOTBOX S/W
4274 | BUCKEYE PKWY | 43123 | Not Required by DOW | ABB25291 | WILKINS | 975XL | RP | 1.000 | 3657542 | IN MECHANICAL ROOM IN SE CORNER
4333 | BUCKEYE PKWY | 43123- | Active | 1109141203 | AMES | 4000SS | RP | 3.000 | 63706 | 4333 PARKWAY VILLAGE DR, CLUB HOUSE MECH ROOM
4333 | BUCKEYE PKWY | 43123- | Active | 1295871003 | AMES | 3000SS | DCDA | 8.000 | 63707 | 4333 PARKWAY VILLAGE DR, CLUB HOUSE MECH ROOM
4333 | BUCKEYE PKWY | 43123- | Active | A33347 | AMES | 2000SS | DC | 0.750 | 63708 | 4333 PARKWAY VILLAGE DR, CLUBHOUSE MECH ROOM
4333 | BUCKEYE PKWY | 43123- | Not Required by DOW | 954978 | WILKINS | 720A | PVB | 1.000 | 75089 | 4333 PARKWAY VILLAGE DR, OUTSIDE WALL-CLUBHOUSE MECH ROOM
4333 | BUCKEYE PKWY | 43123- | Not Required by DOW | 301336 | WATTS | 009M3QT | RP | 0.750 | 103415 | 1519 PARKWAY VILLAGE DR, CAR WASH MECHANICAL ROOM
4472 | BUCKEYE PKWY | 43123- | Active | F0501280841 | FEBCO | 860 | RP | 3.000 | 88306 | IN HOT BOX SOUTH OF WHITE RD ACROSS FROM 1549 DELCASTLE LOOP
4499 | BUCKEYE PKWY | 43123- | Active | 67252 | WATTS | 007M1PCQT | DC | 0.750 | 89090 | METER HOUSE SOUTH OF MAIN DRIVE
4499 | BUCKEYE PKWY | 43123- | Active | 1154671005 | AMES | 4000CIV | RP | 3.000 | 89134 | METER HOUSE SOUTH OF MAIN DRIVE
4499 | BUCKEYE PKWY | 43123- | Active | 1461721105 | AMES | 3000SS | DCDA | 6.000 | 89138 | METER HOUSE S OF MAIN DRIVE
4596 | BUCKEYE PKWY | 43123 | Active | W175249 | WILKINS | 975XL | RP | 0.750 | 88578 | LOCKER ROOM @ METER
4714 | BUCKEYE PKWY | 43123- | Active | FH1408 | WATTS | 957 | RP | 4.000 | 91062 | IN hot box NEXT TO METER PIT
4714 | BUCKEYE PKWY | 43123- | Not Required by DOW | 3489538 | WILKINS | 975XL | RP | 1.000 | 92347 | RIGHT OF HOT BOX - 4765 ST ANDREWS DR
4900 | BUCKEYE PKWY | 43123 | Active | 22767 | WATTS | 919 | RP | 2.000 | 3602914 | INSIDE BUILDING (WEST SIDE) AT METER
4900 | BUCKEYE PKWY | 43123 | Active | 180445 | AMES | 3000SS | DCDA | 4.000 | 3646043 | INSIDE BUILDING (WEST SIDE) AT FIRE SERVICE ENTRANCE
4900 | BUCKEYE PKWY | 43123 | Active | 70218 | AMES | 2000B | DC | 0.750 | 3646044 | INSIDE BUILDING (WEST SIDE) AT FIRE SERVICE ENTRANCE
4900 | BUCKEYE PKWY | 43123 | Not Required by DOW | 16007 | WATTS | 919 | RP | 1.500 | 3646045 | MECH ROOM
5227 | BUCKEYE PKWY | 43123- | Active | 219059 | FEBCO | 825Y | RP | 1.000 | 66457 | INSIDE PLANTER BED AT ENTRANCE SIGN
5700 | BUCKEYE PKWY | 43123-9177 | Active | T013203 | WILKINS | 720A | PVB | 0.750 | 99810 | RIGHT SIDE OF HOUSE
5712 | BUCKEYE PKWY | 43123-9177 | Active | F006269 | WILKINS | 720A | PVB | 0.750 | 97513 | L.H. side
5772 | BUCKEYE PKWY | 43123-9177 | Active | 01529 | WATTS | 800M4QT | PVB | 1.000 | 95136 | RIGHT SIDE
5784 | BUCKEYE PKWY | 43123-9177 | Active | 340538 | FEBCO | 765 | PVB | 0.750 | 88919 | LEFT SIDE OF HOUSE
5801 | BUCKEYE PKWY | 43123- | Inactive | 217143 | WATTS | 009M3QT | RP | 0.750 | 68020 | WEST SIDE OF ROADWAY
1640 | BUCKEYE PL | 43123 | Active | 4881193XLTCU | WILKINS | 975XL2 | RP | 1.000 | 3647058 | MECH ROOM CENTER OF BUILDING
1640 | BUCKEYE PL | 43123 | Not Required by DOW | CB638655 | WILKINS | 720 | PVB | 0.750 | 3650064 | RIGHT SIDE OF BUILDING
1668 | BUCKEYE PL | 43123 | Active | PK-0016 | WATTS | 957 | RP | 3.000 | 3620014 | MECHANICAL ROOM
1668 | BUCKEYE PL | 43123 | Active | 23908 | WATTS | 007M1QT | DC | 0.750 | 3620015 | MECHANICAL ROOM
1668 | BUCKEYE PL | 43123 | Active | 185570 | AMES | 3000SS | DCDA | 6.000 | 3620016 | MECHANICAL ROOM
1702 | BUCKEYE PL | 43123-9833 | Active | 32016 | WATTS | LF919QT | RP | 2.000 | 95314 | BACK RIGHT OF BUILDING
1702 | BUCKEYE PL | 43123-9833 | Active | 55560 | AMES | 2000BM3 | DC | 0.750 | 95393 | LOADING DOCK AREA - 1700 BUCKEYE PL
1702 | BUCKEYE PL | 43123-9833 | Active | 159866 | AMES | 3000SS | DCDA | 8.000 | 95394 | LOADING DOCK AREA
1702 | BUCKEYE PL | 43123-9833 | Not Required by DOW | 08762 | WATTS | 919 | RP | 1.500 | 3627978 | NEXT TO WATER METER
1722 | BUCKEYE PL | 43123 | Active | L115077 | WILKINS | 375 | RP | 3.000 | 3632592 | MECHANICAL/RISER ROOM
1722 | BUCKEYE PL | 43123 | Not Required by DOW | 4526137 | WILKINS | 975XL2 | RP | 1.000 | 3632593 | POOL MECHANICAL ROOM
1722 | BUCKEYE PL | 43123 | Not Required by DOW | 4517411 | WILKINS | 975XL2 | RP | 1.500 | 3632594 | MECHANICAL/RISER ROOM
1722 | BUCKEYE PL | 43123 | Active | 194331 | AMES | 3000SS | DCDA | 6.000 | 3633008 | MECHANICAL ROOM FAR END OF BUILDING
1722 | BUCKEYE PL | 43123 | Active | 28149 | WATTS | 007 | DC | 0.750 | 3633009 | MECHANICAL ROOM FAR END OF BUILDING
1750 | BUCKEYE PL | 43123 | Active | SH-1440 | AMES | COLT400 | RP | 3.000 | 3633697 | IN HOTBOX AT METER PIT
1750 | BUCKEYE PL | 43123 | Active | SE-1073 | AMES | COLT500GV | RPDA | 8.000 | 3633698 | IN HOT BOX
1750 | BUCKEYE PL | 43123 | Active | 75040 | WATTS | 919QT | RP | 0.750 | 3633699 | IN HOTBOX FIRE BYPASS
1750 | BUCKEYE PL | 43123 | Not Required by DOW | 4799606 | WILKINS | 975XL2 | RP | 2.000 | 3646419 | MECH ROOM
328 | BUCKINGHAM ST | 43215-2177 | Active | 63763 | AMES | 2000B | DC | 0.750 | 99248 | 1ST FLOOR MECH ROOM SE
328 | BUCKINGHAM ST | 43215-2177 | Active | 170544 | AMES | 3000SS | DCDA | 6.000 | 99295 | 1ST FLOOR MECH ROOM SE
328 | BUCKINGHAM ST | 43215-2177 | Not Required by DOW | 3103487 | WILKINS | 975XL2 | RP | 1.000 | 99726 | MECHANIC ROOM
328 | BUCKINGHAM ST | 43215-2177 | Active | 65971 | WILKINS | 375A | RP | 4.000 | 99727 | MECHANIC ROOM
222 | BUCKLEY RD | 43220-4614 | Not Required by DOW | NRQ347138 | WATTS | 007M3QT | DC | 0.750 | 3380590 | ***NOT REQUIRED***BASEMENT CRAWL SPACE
2248 | BUCKLEY RD | 43220-4614 | Active | EAK2222 | WILKINS | 720A | PVB | 0.750 | 99817 | FRONT OF HOUSE TO THE LEFT OF FRONT DOOR
2284 | BUCKLEY RD | 43220-4614 | Active | T419596 | WILKINS | 720A | PVB | 0.750 | 3380599 | RIGHT SIDE
2322 | BUCKLEY RD | 43220-4614 | Active | CAB79160 | WILKINS | 720A | PVB | 0.750 | 3380605 | FRONT OF THE HOUSE
2453 | BUCKLEY RD | 43220-4615 | Active | CB081351 | WILKINS | 720 | PVB | 1.000 | 58334 | FRONT OF HOUSE
1488 | BUCKPOINT LN | 43085-4701 | Active | A047746 | WILKINS | 720A | PVB | 1.000 | 88160 | LEFT SIDE
1517 | BUCKPOINT LN | 43085-1594 | Active | 792778 | WILKINS | 720A | PVB | 1.000 | 55285 | FRONT CENTER
1660 | BUCKSGLEN DR | 43119-8676 | Active | G246812 | WILKINS | 720A | PVB | 0.750 | 98697 | RIGHT HAND SIDE
3906 | BUCKSKIN CT | 43221-5704 | Replaced | REPA150966 | WILKINS | 420 | PVB | 0.750 | 87410 | REPLACED- RIGHT SIDE OF HOUSE
3906 | BUCKSKIN CT | 43221-5704 | Active | H759825 | FEBCO | 765 | PVB | 0.750 | 3610020 | RIGHT SIDE OF HOUSE
6008 | BUFFALO HEAD TR | 43017-3598 | Active | EAG2812 | WILKINS | 720A | PVB | 0.750 | 3380826 | LEFT FRONT
7001 | BUFFALO PKWY | 43229 | Active | PC-3913 | AMES | COLT 300GV | DCDA | 6.000 | 3615028 | MECHANICAL ROOM WEST BUILDING
7001 | BUFFALO PKWY | 43229 | Active | 37990 | AMES | 2000BM3 | DC | 0.750 | 3615157 | MECHANICAL ROOM WEST BUILDING
7001 | BUFFALO PKWY | 43229 | Active | 25433 | WATTS | 919AQT | RP | 2.000 | 3615174 | MECHANICAL ROOM WEST BUILDING
7001 | BUFFALO PKWY | 43229 | Not Required by DOW | 19992 | WATTS | 919QT | RP | 1.500 | 3624324 | MECH RM W BLDG
2020 | BUILDERS PL | 43204-4891 | Active | 1656906 | WILKINS | 975 | RP | 1.500 | 3380852 | AT WATER METER
2020 | BUILDERS PL | 43204-4891 | Active | TF0483 | AMES | COLT 300 | DCDA | 6.000 | 3638745
2020 | BUILDERS PL | 43204-4891 | Active | 57005 | AMES | 2000B | DC | 0.750 | 3640852
2041 | BUILDERS PL | 43204-4886 | Active | 125468 | WATTS | 007QT | DC | 0.750 | 57091 | KEY AT 2057, IN SOUTH END OF BLDG MECHANICAL ROOM
2041 | BUILDERS PL | 43204-4886 | Active | 3JM0857 | AMES | 3000SS | DCDA | 4.000 | 57092 | KEY AT 2057, IN SOUTH END OF BLDG MECHANICAL ROOM
2041 | BUILDERS PL | 43204-4886 | Active | 400793 | WILKINS | 975 | RP | 1.500 | 57093 | KEY AT 2057, IN SOUTH END OF BLDG MECHANICAL ROOM
2041 | BUILDERS PL | 43204-4886 | Not Required by DOW | 589311 | WILKINS | 975A | RP | 1.000 | 57094 | KEY AT 2057, IN SOUTH END OF BLDG MECHANICAL ROOM
2041 | BUILDERS PL | 43204-4886 | Not Required by DOW | 57294 | WATTS | 009M2PCQT | RP | 1.500 | 90514 | KEY AT 2057, IN SOUTH END OF BLDG MECHANICAL ROOM
2041 | BUILDERS PL | 43204-4886 | Not Required by DOW | 15415 | WATTS | 919AQT | RP | 1.500 | 3608061 | CHEM FILL LINE, IN 2069 GARAGE ON WEST WALL
2041 | BUILDERS PL | 43204-4886 | Active | 2069 | XX | XX | AG | 4.000 | 3608062 | CHEMICAL TANK, WAREHOUSE BY OVERHEAD DOOR, 2069 GARAGE ON W WALL
2100 | BUILDERS PL | 43204-4885 | Removed | 17283REM | WATTS | 007QT | DC | 1.500 | 57235 | IN MECHANICAL ROOM REMOVED
2100 | BUILDERS PL | 43204-4885 | Active | 23379 | WATTS | LF919QT | RP | 1.500 | 3633565 | IN MECHANICAL ROOM
2111 | BUILDERS PL | 43204-4886 | Active | 258924 | WILKINS | 975XL | RP | 1.500 | 57328 | MANUFACTURING AREA
2111 | BUILDERS PL | 43204-4886 | Due Install |  |  |  | DCDA | 4.000 | 3641330 | MANUFACTURING AREA
959 | BULEN AVE | 43206-1805 | Active | W208380 | WILKINS | 975XLBMS | RP | 1.500 | 74793 | BASEMENT MECHANCIAL ROOM
268 | BULEN AVE | 43207-2722 | Active | 4716470 | WILKINS | 975XL2 | RP | 0.750 | 3599054 | BASEMENT ON LIMITED FIRE
5680 | BULL RUN CT | 43230-1398 | Active | T239774 | WILKINS | 720 | PVB | 0.750 | 3381088 | LEFT SIDE OF HOUSE
5394 | BULLFINCH DR | 43081-8605 | Active | HF53275 | FEBCO | 765 | PVB | 0.750 | 3381089 | LEFT SIDE OF HOUSE
5407 | BULLFINCH DR | 43081-8610 | Active | 337105 | WILKINS | 720A | PVB | 0.750 | 99897 | BACK OF HOUSE
5439 | BULLFINCH DR | 43081-8610 | Active | 903176 | WILKINS | 720A | PVB | 0.750 | 66906 | RIGHT SIDE OF HOUSE
5446 | BULLFINCH DR | 43081-8606 | Active | 779487 | WILKINS | 720A | PVB | 0.750 | 66918 | LEFT FRONT
5447 | BULLFINCH DR | 43081-8610 | Active | 779782 | WILKINS | 720A | PVB | 0.750 | 66919 | SIDE OF HOUSE
5454 | BULLFINCH DR | 43081-8606 | Active | 954775 | WILKINS | 720A | PVB | 0.750 | 3381098 | Right Side
5455 | BULLFINCH DR | 43081-8610 | Active | H598344 | FEBCO | 765 | PVB | 0.750 | 98723 | FRONT NORTH SIDE
5462 | BULLFINCH DR | 43081-8606 | Active | H602661 | FEBCO | 765 | PVB | 0.750 | 101055 | RIGHT SIDE
5463 | BULLFINCH DR | 43081-8610 | Active | H599710 | FEBCO | 765 | PVB | 0.750 | 98864 | LEFT SIDE
5470 | BULLFINCH DR | 43081-8606 | Active | H592663 | FEBCO | 765 | PVB | 0.750 | 98906 | RIGHT SIDE
5478 | BULLFINCH DR | 43081-8606 | Active | H591358 | FEBCO | 765 | PVB | 0.750 | 98904 | LEFT SIDE
5503 | BULLFINCH DR | 43081-8609 | Active | G176740 | WILKINS | 720A | PVB | 0.750 | 92007 | left side of house
5510 | BULLFINCH DR | 43081-8607 | Active | G185683 | WILKINS | 720A | PVB | 0.750 | 91881
7576 | BULLSEYE DR | 43110 | Active | T348164 | WILKINS | 720A | PVB | 0.750 | 3624743 | LEFT SIDE
6995 | BULRUSH CT | 43054 | Active | T188696 | WILKINS | 720A | PVB | 0.750 | 3609661
7215 | BULRUSH CT | 43054 | Active | T205991 | WILKINS | 720A | PVB | 0.750 | 3611736 | LEFT FRONT
7225 | BULRUSH CT | 43054 | Active | CB072669 | WILKINS | 720A | PVB | 0.750 | 3605990 | LEFT SIDE
7235 | BULRUSH CT | 43054 | Active | T456033 | WILKINS | 720A | PVB | 0.750 | 3603190 | EAST SIDE OF HOUSE
4575 | BURBANK DR | 43220-2805 | Active | H431925 | FEBCO | 765 | PVB | 0.750 | 89896 | FRONT OF HOUSE
4575 | BURBANK DR | 43220-2805 | Active | H431302 | FEBCO | 765 | PVB | 0.750 | 92381 | BACK OF HOUSE
4596 | BURBANK DR | 43220-2806 | Active | CB655362 | WILKINS | 720A | PVB | 0.750 | 88985 | RIGHT SIDE
4618 | BURBANK DR | 43220-2806 | Active | VAA12183 | WILKINS | 720A | PVB | 1.000 | 89897 | RIGHT SODE OF HOUSE
4671 | BURBANK DR | 43220-2807 | Active | 00785 | WATTS | 995QT | RP | 1.000 | 64754 | BASEMENT AT WATER METER
4680 | BURBANK DR | 43220-2808 | Active | T178945 | WILKINS | 720A | PVB | 0.750 | 102359
4690 | BURBANK DR | 43220-2810 | Active | 622368 | WILKINS | 720A | PVB | 1.000 | 64815 | LEFT HAND SIDE
4700 | BURBANK DR | 43220-2810 | Active | 677117 | RAINBIRD | QR | PVB | 1.000 | 64831 | N/E CORNER
4710 | BURBANK DR | 43220-2810 | Active | EAC0042 | WILKINS | 720A | PVB | 1.000 | 64866 | USE 6/3/15 CAG. WEST L OF FRONT DR AT OFFSET
4711 | BURBANK DR | 43220-2886 | Active | VAA3271 | WILKINS | 720A | PVB | 0.750 | 3381120 | RIGHT REAR
4721 | BURBANK DR | 43220-2886 | Active | HE75304 | FEBCO | 765 | PVB | 1.000 | 91269 | RIGHT SIDE OF HOUSE
4770 | BURBANK DR | 43220-2800 | Active | 115167 | WATTS | 009M2QT | RP | 0.750 | 64996 | BOILER (MAKE-UP WATER)
4770 | BURBANK DR | 43220-2800 | Active | 42699 | WILKINS | 375A | RP | 3.000 | 3638464
6749 | BURNETT LN | 43017 | Active | T258869 | WILKINS | 720 | PVB | 1.000 | 3607639 | LEFT FRONT
6757 | BURNETT LN | 43017 | Active | CB629280 | WILKINS | 720A | PVB | 0.750 | 3611271 | LEFT CENTER BY A/C
6781 | BURNETT LN | 43017 | Active | T072632 | WILKINS | 720A | PVB | 0.750 | 101126 | RIGHT SIDE
6789 | BURNETT LN | 43017 | Active | T097091 | WILKINS | 720 | PVB | 0.750 | 3602928 | LEFT SIDE OF HOUSE
9311 | BURNETT LN | 43016 | Active | T273179 | WILKINS | 720A | PVB | 0.750 | 3624735 | RIGHT FRONT
9319 | BURNETT LN | 43017 | Active | T272856 | WILKINS | 720A | PVB | 0.750 | 3622699 | RIGHT SIDE
9327 | BURNETT LN | 43017 | Active | cb098055 | WILKINS | 720A | PVB | 0.750 | 3601884 | RIGHT FRONT
9359 | BURNETT LN | 43017 | Active | T041389 | WILKINS | 720A | PVB | 0.750 | 100498 | LEFT SIDE
9367 | BURNETT LN | 43017 | Active | T291121 | WILKINS | 720A | PVB | 0.750 | 3601724 | RIGHT FRONT
6703 | BURNSIDE LN | 43016-8015 | Active | G125149 | WILKINS | 720A | PVB | 0.750 | 95816 | LEFT SIDE OF HOUSE
6704 | BURNSIDE LN | 43016 | Active | G215182 | WILKINS | 720A | PVB | 0.750 | 88912 | RIGHT SIDE
6711 | BURNSIDE LN | 43016-8015 | Active | T133476 | WILKINS | 720A | PVB | 0.750 | 102670 | LEFT SIDE
6719 | BURNSIDE LN | 43016-8015 | Active | T299948 | WILKINS | 720A | PVB | 0.750 | 3596581 | RIGHT SIDE OF HOUSE
6727 | BURNSIDE LN | 43016-8015 | Active | G124383 | WILKINS | 720A | PVB | 0.750 | 95561 | RIGHT SIDE OF HOUSE
6728 | BURNSIDE LN | 43016-8026 | Active | A151056 | WILKINS | 720A | PVB | 0.750 | 89116 | RIGHT SIDE
6735 | BURNSIDE LN | 43016-8015 | Active | A083600 | WILKINS | 720A | PVB | 0.750 | 87013 | LEFT SIDE OF HOUSE
6743 | BURNSIDE LN | 43016-8015 | Active | G214851 | WILKINS | 720A | PVB | 0.750 | 91736 | RIGHT FRONT SIDE
6744 | BURNSIDE LN | 43016-8026 | Active | T391121 | WILKINS | 720A | PVB | 0.750 | 3596787 | LEFT FRONT
6752 | BURNSIDE LN | 43016-8026 | Active | CB548594 | WILKINS | 720A | PVB | 0.750 | 70595 | LEFT SIDE OF HOME
6759 | BURNSIDE LN | 43016-8015 | Active | T204958 | WILKINS | 720A | PVB | 0.750 | 87367 | RIGHT SIDE OF HOME
6767 | BURNSIDE LN | 43016-8015 | Active | T041402 | WILKINS | 720A | PVB | 0.750 | 100924 | LEFT SIDE OF HOUSE
6775 | BURNSIDE LN | 43016-8015 | Active | EAF5626 | WILKINS | 720A | PVB | 0.750 | 3596590 | LEFT SIDE OF HOUSE
6783 | BURNSIDE LN | 43016-8015 | Active | A135405 | WILKINS | 720A | PVB | 0.750 | 70674 | RIGHT HAND SIDE
6791 | BURNSIDE LN | 43016-8015 | Active | A082451 | WILKINS | 720A | PVB | 0.750 | 70689 | RIGHT FRONT BY GAS
6792 | BURNSIDE LN | 43016-8026 | Active | F006291 | WILKINS | 720A | PVB | 0.750 | 98130 | RIGHTSIDE
6807 | BURNSIDE LN | 43016-8016 | Active | G214885 | WILKINS | 720A | PVB | 0.750 | 70744 | RIGHT SIDE OF HOME
6815 | BURNSIDE LN | 43016-8016 | Active | A151120 | WILKINS | 720A | PVB | 0.750 | 87378 | RIGHT SIDE OF HOUSE
6823 | BURNSIDE LN | 43016-8016 | Active | T482101 | WILKINS | 720A | PVB | 0.750 | 95246 | LEFT FRONT
6831 | BURNSIDE LN | 43016-8016 | Active | A152169 | WILKINS | 720A | PVB | 0.750 | 87012 | RIGHT CENTER BY AC
810 | BURR AVE | 43212 | Active | 46499 | WILKINS | 375 | RP | 4.000 | 3641016 | INSIDE AT WATER METER #810
810 | BURR AVE | 43212 | Active | 18158B | WILKINS | 350ASTDA | DCDA | 6.000 | 3641017 | INSIDE
810 | BURR AVE | 43212 | Active | HC35881 | WILKINS | 950XLD | DC | 0.750 | 3641018 | INSIDE
810 | BURR AVE | 43212 | Not Required by DOW | B357391 | WILKINS | 375XL | RP | 0.750 | 3648229 | FOURTH FLOOR TRASH ROOM WEST OF ELEVATOR
810 | BURR AVE | 43212 | Not Required by DOW | B308619 | WILKINS | 375XL | RP | 1.500 | 3648230 | FIRST FLOOR WATER METER ROOM CENTER OF BUILDING
865 | BURR AVE | 43212 | Active | U32540 | WILKINS | 350A | DC | 6.000 | 103205 | Grandview Yard, 825-827 BURR AVE
865 | BURR AVE | 43212 | Active | LJ0668 | WATTS | 957 | RP | 6.000 | 103218 | MECH ROOM
865 | BURR AVE | 43212 | Active | 19722 | WATTS | 919QT | RP | 2.000 | 103836 | MECHANICAL ROOM, POOL ROOM
865 | BURR AVE | 43212 | Active | A34807 | WATTS | 009M2QT | RP | 1.500 | 3610239 | MECHANICAL ROOM
890 | BURR AVE | 43212 | Inactive | 56401 | WATTS | 919AQT | RP | 1.000 | 3618113 | HOT BOX SW CORNER OF 841 PULLMAN
606 | BUSCH BLVD | 43229-2561 | Active | 4975941 | WILKINS | 975XL2 | RP | 1.000 | 68831 | AT WATER METER IN BACK ROOM BY CAR WASH
6066 | BUSCH BLVD | 43229-2561 | Active | 14542 | WATTS | 007M1QT | DC | 2.000 | 68842 | BASEMENT WEST WALL UPPER - 6066 BUSCH BLVD
6066 | BUSCH BLVD | 43229-2561 | Active | 57148 | WATTS | 009M1QT | RP | 2.000 | 68843 | IN BASEMENT ON WEST WALL LOWER - 6066 BUSCH BLVD
6161 | BUSCH BLVD | 43229-2508 | Active | 57533 | WATTS | 919QT | RP | 1.000 | 69191 | LOWER LEVEL BOILER AREA
6161 | BUSCH BLVD | 43229-2508 | Due Install |  |  |  | RP | 4.000 | 3629979
6170 | BUSCH BLVD | 43229-2567 | Not Required by DOW | 4925707 | WILKINS | 975XL | RP | 2.000 | 69223 | RAPALLOS MECH ROOM (6240 BUSCH BLVD)
6170 | BUSCH BLVD | 43229-2567 | Not Required by DOW | 169852 | WATTS | 009M2PCQT | RP | 2.000 | 69225 | MEN SHOWER ROOM MECH ROOM
6170 | BUSCH BLVD | 43229-2567 | Not Required by DOW | 122093 | WILKINS | 975XLBMS | RP | 2.000 | 69226 | PATIO -- 6188 BUSCH BLVD
6170 | BUSCH BLVD | 43229-2567 | Not Required by DOW | 192280 | WILKINS | 950XL | DC | 1.500 | 69227 | MIDDLE OF BLDG 2ND FL MECH RM (6136 Busch Blvd)
6170 | BUSCH BLVD | 43229-2567 | Not Required by DOW | 26131 | WATTS | 009M3QT | RP | 0.750 | 69228 | PATIO -- 6188 BUSCH BLVD
6170 | BUSCH BLVD | 43229-2567 | Active | L02698 | WILKINS | 375 | RP | 8.000 | 69229 | BASEMENT WATER METER ROOM- Huntington Basement
6170 | BUSCH BLVD | 43229-2567 | Active | L02699 | WILKINS | 375 | RP | 8.000 | 69230 | HUNTINGTON BUILDING BASEMENT
6170 | BUSCH BLVD | 43229-2567 | Not Required by DOW | 390965 | WATTS | 909QT | RP | 0.750 | 69231 | BOILER ROOM -- 6300 BUSCH BLVD
6170 | BUSCH BLVD | 43229-2567 | Not Required by DOW | 558006 | WILKINS | 975 | RP | 1.500 | 69232 | BOILER ROOM -- 6230 BUSCH BLVD
6170 | BUSCH BLVD | 43229-2567 | Not Required by DOW | 64407 | WATTS | 009QT | RP | 2.000 | 69234 | UPSTAIRS MECHANICAL ROOM (6136 BUSCH BLVD-MADE IN AMERICA)
6170 | BUSCH BLVD | 43229-2567 | Not Required by DOW | 180397 | WATTS | 009QT | RP | 1.000 | 96778 | 6132 BUSCH BLVD MECH ROOM
6170 | BUSCH BLVD | 43229-2567 | Not Required by DOW | 4488442 | WILKINS | 975XL | RP | 1.000 | 96779 | 6210 BUSCH BLVD MECH ROOM
6170 | BUSCH BLVD | 43229-2567 | Not Required by DOW | 65540 | WATTS | LF009M3QT | RP | 0.750 | 3609441 | W BSEMENT NEXT TO WATER METER
6170 | BUSCH BLVD | 43229-2567 | Not Required by DOW | 4077203 | WILKINS | 975XL2 | RP | 1.000 | 3610204 | POOL AREA, IN POOL HOUSE BY POOL
6281 | BUSCH BLVD | 43229-1801 | Removed | T002635REM | WILKINS | 720A | PVB | 1.500 | 90161 | MAIN WATER ROOM
6281 | BUSCH BLVD | 43229-1801 | Active | 32929C | WILKINS | 375AST | RP | 3.000 | 3639633 | IN RISER ROOM
6281 | BUSCH BLVD | 43229-1801 | Due Install |  |  |  | DCDA | 8.000 | 3639634
6281 | BUSCH BLVD | 43229-1801 | Not Required by DOW | 7002655 | WILKINS | 720A | PVB | 1.500 | 3654553 | PUMP ROOM NORTH SIDE
6401 | BUSCH BLVD | 43229-1803 | Active | 51706 | WATTS | LF919QT | RP | 1.000 | 3382008 | IN CLOSET OF 6401 PUBLIC STORAGE REAR S/W BLDG
6401 | BUSCH BLVD | 43229-1803 | Due Install |  |  |  | DCDA | 8.000 | 3640715 | 2ND PIT N/DRIVEWAY ALSO HAS 3" METER FOR DIFFERENT CUSTOMER
6415 | BUSCH BLVD | 43229-1862 | Active | 101604 | WILKINS | 975 | RP | 2.000 | 69900 | IN FRONT OF STORE IN CABINET IN UNIT 6421
6460 | BUSCH BLVD | 43229-1753 | Active | 65826 | WATTS | LF919QT | RP | 0.750 | 3382009
6460 | BUSCH BLVD | 43229-1753 | Active | 107741 | WATTS | LF009QT | RP | 0.500 | 3618653 | USGS 1ST FLOOR MICRO LAB
6460 | BUSCH BLVD | 43229-1753 | Active | 107740 | WATTS | LF009QT | RP | 0.500 | 3618654 | USGS 1ST FLOOR MICRO LAB
6460 | BUSCH BLVD | 43229-1753 | Active | 07779 | WATTS | LF009QT | RP | 0.500 | 3618655 | USGS 1ST FLOOR MICRO LAB
6460 | BUSCH BLVD | 43229-1753 | Due Install |  |  |  | RP |  | 3635019
6465 | BUSCH BLVD | 43229-1755 | Removed | REM02862 | WATTS | 009 | RP | 3.000 | 69996
6465 | BUSCH BLVD | 43229-1755 | Active | 1992970820 | AMES | 3000SS | DCDA | 8.000 | 3648769 | SILVER HOTBOX BY ROAD/ENTRANCE
6465 | BUSCH BLVD | 43229-1755 | Active | 84162 | AMES | 2000B | DC | 0.750 | 3648770 | SILVER HOT BOX AT ENTRANCE
6465 | BUSCH BLVD | 43229-1755 | Active | 79203 | APOLLO | RPLF4A | RP | 3.000 | 3649270 | MID N WALL IN WAREHOUSE AT WATER METER
6465 | BUSCH BLVD | 43229-1755 | LPS - Active |  |  |  | LPC |  | 3649313 | DOMESTIC PUMP - IN WAREHOUSE, UP ON WALL/PLATFORM
6465 | BUSCH BLVD | 43229-1755 | LPS - Active |  |  |  | LST |  | 3649365 | FIRE BOOSTER PUMP NORTH SIDE OF BUILDING
6480 | BUSCH BLVD | 43229-1756 | Removed | 1043506REM | WILKINS | 975XLBMS | RP | 1.000 | 70019 | SOUTHEAST CORNER OF SINGLE TREK & CRUPPER
6480 | BUSCH BLVD | 43229-1756 | Due Install |  |  |  | RP | 6.000 | 3638366
6480 | BUSCH BLVD | 43229-1756 | LPS - Active |  |  |  | LST |  | 3656813 | FIRE PUMP - PUMP ROOM
6525 | BUSCH BLVD | 43229-1789 | Active | 4973220 | WILKINS | 975XL2 | RP | 1.000 | 3382011 | FRONT DOOR IN CLOSET RIGHT OF RECEPTIONIST DESK
6600 | BUSCH BLVD | 43229-8258 | Active | 1069721 | WILKINS | 975XL | RP | 1.500 | 70319 | FIRST FLOOR MECH ROOM
6600 | BUSCH BLVD | 43229-8258 | Active | N1805290735 | FEBCO | LF856V | DCDA | 4.000 | 3643523 | ROOM N/WEST ENTRANCE
6610 | BUSCH BLVD | 43229-1740 | Not Required by DOW | F6668 | APOLLO/CONBRACO | 4020402 | RP | 0.750 | 70371 | 2ND FLOOR EAST BOILER ROOM
6610 | BUSCH BLVD | 43229-1740 | Active | 4775057 | WILKINS | 975XL2 | RP | 1.500 | 3632779 | AT METER
6665 | BUSCH BLVD | 43229-1767 | Active | 99064 | WATTS | LF919QT | RP | 0.750 | 3382013 | WEST UTILITY ROOM
6675 | BUSCH BLVD | 43229- | Active | 36016 | WATTS | LF919QT | RP | 2.000 | 3382014 | Mechanical room
6675 | BUSCH BLVD | 43229- | Active | 26879A | WILKINS | 350AST | DC | 3.000 | 3646814 | METER ROOM
962 | BUSHWOOD LN | 43235-5016 | Active | T674867 | WILKINS | 720A | PVB | 0.750 | 74822 | RIGHT CENTER
964 | BUSHWOOD LN | 43235-5016 | Active | 41903 | WATTS | 800QT | PVB | 0.750 | 74825 | NORTH SIDE OF HOUSE
968 | BUSHWOOD LN | 43235-5016 | Active | 183120 | WILKINS | 720A | PVB | 0.750 | 74837 | SOUTH SIDE OF HOUSE
969 | BUSHWOOD LN | 43235-5017 | Active | 336766 | WATTS | 800CMQT | PVB | 0.750 | 74841 | LEFT SIDE OF HOUSE
970 | BUSHWOOD LN | 43235-5016 | Active | 183116 | WILKINS | 720A | PVB | 0.750 | 74854 | NORTH SIDE OF HOUSE
971 | BUSHWOOD LN | 43235-5017 | Active | 8172 | FEBCO | 765 | PVB | 0.750 | 74864 | RIGHT SIDE OF HOUSE
976 | BUSHWOOD LN | 43235-5016 | Active | 209209 | WILKINS | 720A | PVB | 0.750 | 74887 | SOUTH SIDE OF HOUSE
978 | BUSHWOOD LN | 43235-5016 | Active | 209193 | WILKINS | 720A | PVB | 0.750 | 74894 | NORTH SIDE OF RESIDENCE
981 | BUSHWOOD LN | 43235-5017 | Active | 187779 | WILKINS | 720A | PVB | 0.750 | 74906 | SOUTHSIDE OF HOUSE.
983 | BUSHWOOD LN | 43235-5017 | Active | 187776 | WILKINS | 720A | PVB | 0.750 | 74909 | NORTH SIDE OF HOUSE
984 | BUSHWOOD LN | 43235-5016 | Active | 209179 | WILKINS | 720A | PVB | 0.750 | 74912 | SOUTH SIDE OF RESIDENCE
986 | BUSHWOOD LN | 43235-5016 | Active | 209181 | WILKINS | 720A | PVB | 0.750 | 74917 | NORTHWEST SIDE OF HOUSE
992 | BUSHWOOD LN | 43235-5016 | Active | 18777 | WILKINS | 720A | PVB | 0.750 | 74941 | S SIDE
993 | BUSHWOOD LN | 43235-5017 | Active | cb262031 | WILKINS | 720A | PVB | 0.750 | 74945 | SOUTH OF HOUSE
994 | BUSHWOOD LN | 43235-5016 | Active | 171974 | WILKINS | 720A | PVB | 0.750 | 74949 | NORTH SIDE OF HOUSE
995 | BUSHWOOD LN | 43235-5017 | Active | 279583 | WILKINS | 720A | PVB | 0.750 | 74954 | WEST SIDE OF RESIDENCE
100 | BUSHWOOD LN | 43235-5016 | Active | 148828 | WILKINS | 720A | PVB | 0.750 | 53551 | SOUTHSIDE OF HOUSE
1001 | BUSHWOOD LN | 43235-5017 | Active | 42151 | WATTS | 800QT | PVB | 0.750 | 53583 | ON GARAGE SIDE NEXT TO GAS
1002 | BUSHWOOD LN | 43235-5016 | Active | 209051 | WILKINS | 720A | PVB | 0.750 | 53593 | NORTH SIDE OF HOUSE
1003 | BUSHWOOD LN | 43235-5017 | Active | 61226 | WATTS | 800QT | PVB | 0.750 | 53595 | GARAGE SIDE - NEXT TO GAS METER BETWEEN WINDOW WELLS
1008 | BUSHWOOD LN | 43235-5016 | Active | 279501 | WILKINS | 720A | PVB | 0.750 | 53599 | EAST SIDE OF HOUSE
1010 | BUSHWOOD LN | 43235-5016 | Active | 279364 | WILKINS | 720A | PVB | 0.750 | 53614 | NORTH SIDE
160 | BUSINESS CENTER DR | 43004 | Active | 138444 | WATTS | LF009M2QT | RP | 2.000 | 3640893 | WEST WALL OF WAREHOUSE
160 | BUSINESS CENTER DR | 43004 | Active | 14843 | WILKINS | 350-ASTDA | DCDA | 6.000 | 3640894 | BAY AREA WEST WALL
160 | BUSINESS CENTER DR | 43004 | Active | HC25959 | WILKINS | 950-XLD | DC | 0.750 | 3640895 | BAY AREA WEST WALL
225 | BUSINESS CENTER DR | 43004-9452 | Active | 150817 | WATTS | 009M2QT | RP | 1.000 | 57744 | SOUTH SIDE OF BLDG, IN METER ROOM.
225 | BUSINESS CENTER DR | 43004-9452 | Not Required by DOW | 754241 | WATTS | 800M4QT | PVB | 1.000 | 57745 | SOUTH SIDE OF BLDG IN METER ROOM
225 | BUSINESS CENTER DR | 43004-9452 | Due Install |  |  |  | DCDA | 4.000 | 3636259
278 | BUSINESS CENTER DR | 43004-9240 | Active | 881164 | WILKINS | 975XLBMS | RP | 1.000 | 59274 | WEST END OF BUILDING
255 | BUSINESS CENTER N DR | 43004 | Active | 282155 | WATTS | 009 | RP | 1.000 | 3654036 | HOT BOX AT ENTRY TO PROPERTY-8026 INDUSTRIAL PKWY
370 | BUSINESS PARK DR | 43204-5007 | Not Required by DOW | 429117 | WILKINS | 420 | PVB | 1.000 | 61538 | NORTH SIDE OF BUILDING
3705 | BUSINESS PARK DR | 43204-5007 | Active | W104521 | WILKINS | 975 | RP | 1.000 | 61539 | JANITORS CLOSET
3745 | BUSINESS PARK DR | 43204 | Active | 1002272 | WILKINS | 975 | RP | 2.000 | 61639 | ELECT / MECH ROOM.
3745 | BUSINESS PARK DR | 43204 | Active | A014930 | FEBCO | 805Y | DC | 0.750 | 61640 | METER PIT NW CORNER OF PROPERTY AT STOP SIGN.
3745 | BUSINESS PARK DR | 43204 | Active | 7170750 | FEBCO | 856 | DCDA | 6.000 | 61641 | METER PIT NW CORNER OF PROPERTY AT STOP SIGN.
3745 | BUSINESS PARK DR | 43204 | Removed | W10541REM | WATTS | 800M4FR | PVB | 1.500 | 86979 | REMOVED-LEFT SIDE OF BUILDING
3777 | BUSINESS PARK DR | 43204-5039 | Active | 108020 | WATTS | 007M2QT | DC | 0.750 | 61752 | MECHANICAL ROOM
3777 | BUSINESS PARK DR | 43204-5039 | Active | 309712 | WATTS | 909M1QT | RP | 1.500 | 61753 | FIRE & WATER SERVICE MECHANICAL ROOM
3777 | BUSINESS PARK DR | 43204-5039 | Active | 3DM1354 | AMES | 2000SS | DCDA | 4.000 | 61754 | SHOP AREA
3889 | BUSINESS PARK DR | 43204-5007 | Active | ALA10245 | WILKINS | 975XL3 | RP | 1.000 | 3382033
3895 | BUSINESS PARK DR | 43204-5007 | Active | ABH9835 | WILKINS | 975 | RP | 0.750 | 62071 | INSIDE IN BATHROOM
3900 | BUSINESS PARK DR | 43204- | Active | 213510 | WATTS | LF009M2QT | RP | 2.000 | 3382034
3900 | BUSINESS PARK DR | 43204- | Active | WE-1797 | AMES | COLT 200NA | DC | 6.000 | 3626705
3900 | BUSINESS PARK DR | 43204- | Active | 69627 | AMES | 2000BM3 | DC | 0.750 | 3626706
3905 | BUSINESS PARK DR | 43204-5022 | Active | 330530 | WILKINS | 975 | RP | 0.750 | 62166 | INSIDE IN BATHROOM
3915 | BUSINESS PARK DR | 43204-5022 | Active | 229613 | WILKINS | 975 | RP | 0.750 | 62204 | INSIDE IN OFFICE UNDER BOX
3925 | BUSINESS PARK DR | 43204-5022 | Active | 266704 | WILKINS | 975XL | RP | 0.750 | 62226 | RESTROOM @ METER
3949 | BUSINESS PARK DR | 43204-5022 | Active | 31L0206 | AMES | 3000SS | DCDA | 6.000 | 62304 | North Center Wall on Sprinkler System
3949 | BUSINESS PARK DR | 43204-5022 | Active | 90337 | WATTS | 007M2QT | DC | 0.750 | 62305 | North Center Wall on Sprinkler System
3949 | BUSINESS PARK DR | 43204-5022 | Active | 49323 | WATTS | LF919QT | RP | 1.000 | 3609857 | North Center Wall
4000 | BUSINESS PARK DR | 43204-5023 | Active | 287713 | WATTS | 909M1QT | RP | 1.500 | 62576 | BY WATER METER, NEXT TO FIRE RISERS
4000 | BUSINESS PARK DR | 43204-5023 | Active | 17324 | WILKINS | 350 | DCDA | 6.000 | 3635773 | PIT
4000 | BUSINESS PARK DR | 43204-5023 | Active | HC32530 | WILKINS | 350 | DC | 0.750 | 3646159 | PIT
4051 | BUSINESS PARK DR | 43204-5022 | Active | 4136791XLTCU | WILKINS | 975XL2 | RP | 1.000 | 62770 | MECHANICAL ROOM
4060 | BUSINESS PARK DR | 43204-5023 | Not Required by DOW | A25488 | FEBCO | 825Y | RP | 1.500 | 62793 | Building SW Corner - by Docks
4060 | BUSINESS PARK DR | 43204-5023 | Active | 31L0317 | AMES | 3000SE | DCDA | 6.000 | 62794 | Building SW Corner - by Docks
4060 | BUSINESS PARK DR | 43204-5023 | Active | 431317 | WILKINS | 975XL | RP | 2.000 | 62795 | Building SW Corner - by Docks
4060 | BUSINESS PARK DR | 43204-5023 | Active | 90262 | WATTS | 007M1PCQT | DC | 0.750 | 62796 | Building SW Corner - by Docks
4060 | BUSINESS PARK DR | 43204-5023 | Not Required by DOW | 4506144 | WILKINS | 975XL2 | RP | 1.500 | 3629674 | Building west Center - Ionized Water Room/Station
4080 | BUSINESS PARK DR | 43204-5023 | Active | 02654 | WATTS | 009QT | RP | 1.000 | 62837 | MECHANICAL ROOM AT WATER METER
2243 | BUTTERCUP LN | 43123-9809 | Active | F005880 | WILKINS | 720A | PVB | 0.750 | 97634 | left side of house
2259 | BUTTERCUP LN | 43123-9809 | Active | 229750 | WATTS | 800M4FR | PVB | 0.750 | 57797 | LEFT SIDE OF HOUSE
405 | BUTTERFLY GARDENS DR | 43215 | Active | WI-1145 | WATTS | 957 | RP | 10.000 | 3655422 | BASEMENT
405 | BUTTERFLY GARDENS DR | 43215 | Active | WI-1115 | WATTS | 957 | RP | 10.000 | 3655437 | BASEMENT
405 | BUTTERFLY GARDENS DR | 43215 | Active | XL-C695 | AMES | COLT 400 | RP | 10.000 | 3655466 | BASEMENT
405 | BUTTERFLY GARDENS DR | 43215 | LPS - Active |  |  |  | LST |  | 3657689 | FIRE BOOSTER PUMP - LB/LOSC BASEMENT IN FIRE PUMP ROOM
444 | BUTTERFLY GARDENS DR | 43215 | Active not linked | 14930 | WILKINS | 375 AST | RP | 10.000 | 3640835 | Room# BH0701 at water meter.
444 | BUTTERFLY GARDENS DR | 43215 | Active not linked | 14595 | WILKINS | 375 AST | RP | 10.000 | 3640836 | Room# BH0701 at water meter.
444 | BUTTERFLY GARDENS DR | 43215 | Active not linked | 131395 | AMES | 4000SS | RP | 10.000 | 3640837 | Room# BH0701 at water meter.
444 | BUTTERFLY GARDENS DR | 43215 | LPS - Active |  |  |  | LST |  | 3641058 | FIRE BOOSTER PUMP - BH/BHP BASEMENT IN MECHANICAL ROOM
444 | BUTTERFLY GARDENS DR | 43215 | Not Required by DOW | 4784501 | WILKINS | 975XL2 | RP | 2.000 | 3641452 | IRRIGATION SYSTEM, MECH ROOM BH0704
444 | BUTTERFLY GARDENS DR | 43215 | Not Required by DOW | 4765494 | WILKINS | 975XL2 | RP | 1.000 | 3641453 | IRRIGATION SYSTEM, MECH ROOM BH5005
444 | BUTTERFLY GARDENS DR | 43215 | Not Required by DOW | 4784495 | WILKINS | 975XL2 | RP | 2.000 | 3641454 | ROOM BH9601
444 | BUTTERFLY GARDENS DR | 43215 | Not Required by DOW | 152579 | WATTS | LF009M2QT | RP | 1.000 | 3641455 | 520 BUTTERFLY GARDENS - LOWER LEVEL ROOM
444 | BUTTERFLY GARDENS DR | 43215 | Not Required by DOW | 187362 | WATTS | LF009M2QT | RP | 1.000 | 3641456 | RO SYSTEM IN MECH ROOM. 3RD FLOOR
444 | BUTTERFLY GARDENS DR | 43215 | Not Required by DOW | 202369 | WATTS | LF009M3QT | RP | 0.750 | 3644916 | DISHWASHER ROOM, NORTH WALL LOWER LEVEL
444 | BUTTERFLY GARDENS DR | 43215 | Not Required by DOW | 202046 | WATTS | LF009M3QT | RP | 0.750 | 3644917 | DISHWASHER ROOM, NORTH WALL LOWER LEVEL
444 | BUTTERFLY GARDENS DR | 43215 | Not Required by DOW | 4750171 | WILKINS | 975XL | RP | 0.750 | 3644918 | ROOM BH0109A- STORAGE ROOM
510 | BUTTERWORTH GREEN DR | 43054 | Active | 3637395 | WILKINS | 975XL | RP | 0.750 | 3606280 | BASEMENT AT SUMP PIT.
11 | BUTTLES AVE | 43215-1450 | Active | 4178372 | WILKINS | 975XL2 | RP | 2.000 | 3382201 | 717 N HIGH ST, BASEMENT AFTER WATER METER
16 | BUTTLES AVE | 43215- | Due Install |  |  |  | RP | 0.750 | 3382202
76 | BUTTLES AVE | 43215-1401 | Active | W186808 | WILKINS | 975XL | RP | 1.000 | 91761 | IN BASEMENT
97 | BUTTLES AVE | 43215- | Active | 2871768 | WILKINS | 975XLBMS | RP | 1.500 | 96057 | IN HOT BOX BY POND
10 | BUTTLES AVE | 43215-1401 | Active | 236087 | WATTS | 009QT | RP | 2.000 | 53689 | last unit basement east side at water meter
104 | BUTTLES AVE | 43215-1401 | Removed | REMT198622 | wilkins | 720 | PVB | 0.750 | 88183 | Northeast side of building by gas meters
114 | BUTTLES AVE | 43215-1401 | Active | GB7848 | FEBCO | 765 | PVB | 1.000 | 89899 | RIGHT SIDE OF HOUSE
148 | BUTTLES AVE | 43215-1402 | Active | EAD4544 | WILKINS | 720A | PVB | 0.750 | 103253 | LEFT SIDE
154 | BUTTLES AVE | 43215-1402 | Active | T077055 | WILKINS | 720A | PVB | 0.750 | 102807 | LEFT SIDE
158 | BUTTLES AVE | 43215-1402 | Active | T253438 | WILKINS | 720A | PVB | 0.750 | 3382212 | BACK OF HOUSE
158 | BUTTLES AVE | 43215-1402 | Active | CB214537 | WILKINS | 720A | PVB | 0.750 | 3622946 | FRONT OF HOUSE
158 | BUTTLES AVE | 43215-1402 | Due Install |  |  |  | RP | 0.750 | 3657425
226 | BUTTLES AVE | 43215-1349 | Active | 13286 | WATTS | 919QT | RP | 1.500 | 57799 | IN BASEMENT.
242 | BUTTLES AVE | 43215 | Active | ACD9254 | WILKINS | 975XL | RP | 1.500 | 3649138
242 | BUTTLES AVE | 43215 | Active | UJ-1530 | AMES | 300-GV | DCDA | 4.000 | 3649139
242 | BUTTLES AVE | 43215 | Active | 63038 | WATTS | 2000M3 | DC | 0.750 | 3649140
386 | BUTTLES AVE | 43215-1361 | [6 empty] | 3657937
815 | BUTTLESTON DR | 43016-7267 | Active | 654708 | WATTS | 800M4QT | PVB | 1.000 | 97075 | RIGHT SIDE OF HOUSE
8167 | BUTTLESTON DR | 43016-7267 | Active | T366253 | WILKINS | 720A | PVB | 0.750 | 87009 | LEFT SIDE OF HOUSE
6641 | BUTTONBUSH CT | 43026 | Active | T191458 | WILKINS | 720A | PVB | 0.750 | 3606298 | LEFT SIDE
6651 | BUTTONBUSH CT | 43026 | Active | T250772 | WILKINS | 720A | PVB | 0.750 | 3613161 | LEFT SIDE OF THE HOUSE
6661 | BUTTONBUSH CT | 43026 | Active | T239683 | WILKINS | 720A | PVB | 0.750 | 3613854 | LEFT SIDE OF THE HOUSE
6662 | BUTTONBUSH CT | 43026 | Active | T250489 | WILKINS | 720A | PVB | 0.750 | 3613205 | RIGHT SIDE OF THE HOUSE
6672 | BUTTONBUSH CT | 43026 | Active | T346116 | WILKINS | 720A | PVB | 0.750 | 3623100 | RIGHT SIDE
6681 | BUTTONBUSH CT | 43026 | Active | T230660 | WILKINS | 720A | PVB | 0.750 | 3613162 | Right Side
6682 | BUTTONBUSH CT | 43026 | Active | CB597738 | WILKINS | 720A | PVB | 0.750 | 3632556 | RIGHT SIDE
2915 | BUXTON LN | 43123-3547 | Active | 672899 | WATTS | 800M4QT | PVB | 1.000 | 97096 | LEFT SIDE
2926 | BUXTON LN | 43123-3540 | Active | H744625 | FEBCO | 765 | PVB | 0.750 | 3382273 | LEFT SIDE OF HOUSE
2938 | BUXTON LN | 43123-3540 | Active | 159993 | WATTS | 800M4QT | PVB | 1.000 | 59593 | SOUTHEAST CORNER
4865 | BYINGTON LN | 43054-9645 | Active | 151824 | WILKINS | 420 | PVB | 1.000 | 65267 | SOUTHSIDE FRONT
4882 | BYINGTON LN | 43054-9644 | Active | 375256 | WILKINS | 720A | PVB | 0.750 | 65326 | RIGHT SIDE
4891 | BYINGTON LN | 43054 | Active | 178025 | WILKINS | 420 | PVB | 1.000 | 65362 | FRONT SW CORNER
4892 | BYINGTON LN | 43054-9644 | Active | RX148 | APOLLO/CONBRACO | 4020502 | RP | 1.000 | 65364 | BASEMENT
4899 | BYINGTON LN | 43054-9645 | Active | 562549 | WILKINS | 720A | PVB | 0.750 | 65371 | SW ENTRY
7149 | CABERNET CT | 43016 | Active | CAA36887 | WILKINS | 720A | PVB | 0.750 | 3603412 | LEFT SIDE
7160 | CABERNET CT | 43017 | Active | T082105 | WILKINS | 720A | PVB | 0.750 | 101414 | RIGHT SIDE
7168 | CABERNET CT | 43016 | Active | T146902 | WILKINS | 720A | PVB | 0.750 | 3603284 | RIGHT SIDE OF HOUSE BY GAS METER
7173 | CABERNET CT | 43017 | Active | T396480 | WILKINS | 720A | PVB | 0.750 | 99754 | RIGHT FRONT
7176 | CABERNET CT | 43016 | Active | F136675 | WILKINS | 720A | PVB | 0.750 | 99571 | LEFT SIDE
7181 | CABERNET CT | 43016 | Replaced | REPT132442 | WILKINS | 720A | PVB | 0.750 | 102847 | REPLACED- FRONT RIGHT CORNER OF HOUSE
7181 | CABERNET CT | 43016 | Active | T305927 | WILKINS | 720A | PVB | 0.750 | 3609972 | FRONT RIGHT CORNER OF HOUSE
7189 | CABERNET CT | 43016 | Active | T132430 | WILKINS | 720A | PVB | 0.750 | 102705 | FRONT RIGHT CORNER OF HOUSE
1111 | CABLE AVE | 43222-1135 | Active | 4742127 | WILKINS | 975XL | RP | 0.750 | 3382418 | MTR IN BASEMENT ON W WALL.
6800 | CACCHIO LN | 43016 | Active | AB10914 | WILKINS | 975XL2 | RP | 0.750 | 3650951
6855 | CACCHIO LN | 43016 | Active | 03222 | WATTS | LF2000BM3 | DC | 0.750 | 3656986 | TALL HOT BOX RIGHT OF DRIVE
6855 | CACCHIO LN | 43016 | Active | YC-2095 | AMES | 300-GV | DCDA | 8.000 | 3656993 | HOT BOX RIGHT OF DRIVE
6855 | CACCHIO LN | 43016 | Active | YC-3018 | AMES | 400 | RP | 4.000 | 3656994 | HOT BOX RIGHT OF DRIVE
5571 | CADMORE DR | 43017 | Active | CB511950 | WILKINS | 720A | PVB | 0.750 | 3609353 | RIGHT SIDE OF GARAGE
4937 | CADOGAN PL | 43054-9455 | Active | T658802 | WILKINS | 720A | PVB | 1.000 | 97084 | BACK CENTER OF HOUSE NEAR A/C FROM CADOGEN
4943 | CADOGAN PL | 43054-9455 | Active | T516099 | WILKINS | 720A | PVB | 1.000 | 90789 | LEFT SIDE OF HOUSE
4961 | CADOGAN PL | 43054-9455 | Active | 542801 | WILKINS | 720A | PVB | 0.750 | 65511 | RIGHT SIDE OF HOUSE
4967 | CADOGAN PL | 43054-9455 | Active | 560098 | WATTS | 800QT | PVB | 1.000 | 87700 | LEFT SIDE
4973 | CADOGAN PL | 43054-9455 | Active | T424116 | WILKINS | 720A | PVB | 0.750 | 3382436 | RIGHT SIDE
4979 | CADOGAN PL | 43054-9455 | Active | T565953 | WILKINS | 720A | PVB | 1.000 | 65534 | NE CORNER
4991 | CADOGAN PL | 43054-9455 | Active | F10496 | FEBCO | 765 | PVB | 1.000 | 89466 | LEFT SDIE OF HOUSE
5005 | CADOGAN PL | 43054-9455 | Active | CB598695 | WILKINS | 720A | PVB | 0.750 | 65698 | RIGHT SIDE OF HOUSE
5012 | CADOGAN PL | 43054-9456 | Active | H022323 | WILKINS | 720A | PVB | 0.750 | 65722 | N SIDE OF HOUSE
752 | CAFFREY W CT | 43123-9487 | Active | A006552 | WILKINS | 720A | PVB | 0.750 | 72164 | RIGHT HAND SIDE
680 | CAINE RD | 43235-4233 | Active | 4703819 | WILKINS | 975XL2 | RP | 2.000 | 3382459 | SW CORNER OF 6800 IN MOVABLE CABINET AT WATER METER
6829 | CAINE RD | 43235 | Active | 42961 | WATTS | LF009M2QT | RP | 1.500 | 3622539 | W WALL AT WATER MTR BTWN DRS - INDOOR VOLLEYBALL -BY RESTROOMS
6829 | CAINE RD | 43235 | Not Required by DOW | CB544340 | WILKINS | 720A | PVB | 0.750 | 3656507 | AFTER METER AND RP IN WOODEN BOX
6835 | CAINE RD | 43235-4234 | Active | 4262645 | WILKINS | 975 | RP | 1.500 | 3616676 | AT WATER METER IN CLOSET MID N WALL FLANIGANS
6845 | CAINE RD | 43235-4234 | Active | 47286 | WATTS | 919QT | RP | 1.000 | 70817 | BOILER ROOM
6845 | CAINE RD | 43235-4234 | Due Install |  |  |  | RP | 1.500 | 3633621 | W BOILER ROOM AT WATER METER
6868 | CAINE RD | 43235-4291 | Active | 4637776 | WILKINS | 975XL | RP | 2.000 | 3382461 | MECH ROOM AT WATER METER
8889 | CAITHNESS DR | 43017- | Active | 2989643 | WILKINS | 975XLBMS | RP | 0.750 | 96268 | NW CORNER OF CAITHNESS & GLICK
8912 | CAITHNESS DR | 43017 | Active | CB081639 | WILKINS | 720 | PVB | 0.750 | 3382494 | LEFT SIDE OF HOUSE
8944 | CAITHNESS DR | 43017 | Active | EAK2718 | WILKINS | 720A | PVB | 1.000 | 74413 | RIGHT FRONT
7004 | CALABRIA PL | 43016 | Active | CB153098 | WILKINS | 720A | PVB | 0.750 | 3611863 | FRONT BY SUMP DISCHARGE - CALABRIA SIDE
7011 | CALABRIA PL | 43016-6110 | Active | H411471 | FEBCO | 765 | PVB | 1.000 | 88730 | RIGHT SIDE OF HOUSE CENTER
7012 | CALABRIA PL | 43016-6107 | Active | G086261 | WILKINS | 720A | PVB | 0.750 | 92356 | FRONT OF HOUSE
7027 | CALABRIA PL | 43016-6110 | Active | CB886978 | WILKINS | 720A | PVB | 0.750 | 92505 | LEFT CENTER BY A/C
7028 | CALABRIA PL | 43016 | Active | CB016319 | WILKINS | 720A | PVB | 0.750 | 103419 | RIGHT SIDE OF HOUSE
7043 | CALABRIA PL | 43016 | Active | CB602838 | WILKINS | 720A | PVB | 0.750 | 3638792 | RIGHT SIDE OF HOUSE
7044 | CALABRIA PL | 43016 | Active | T147256 | WILKINS | 720A | PVB | 0.750 | 3603599 | RIGHT SIDE OF HOUSE BY GAS METER
7051 | CALABRIA PL | 43016 | Active | CB602880 | WILKINS | 720A | PVB | 0.750 | 3638793 | RIGHT SIDE OF HOUSE
7059 | CALABRIA PL | 43016 | Active | T181253 | WILKINS | 720A | PVB | 0.750 | 3609382 | LEFT SIDE
7060 | CALABRIA PL | 43016-6107 | Replaced | REP239501 | WATTS | 009M2PCQT | RP | 0.750 | 92357 | REPLACED- IN BASEMENT AT WATER METER
7060 | CALABRIA PL | 43016-6107 | Active | 4012712 | WILKINS | 975 | RP | 0.750 | 3609758 | IN BASEMENT AT WATER METER
7068 | CALABRIA PL | 43016-6107 | Active | 2665972 | WILKINS | 975XLBMS | RP | 0.750 | 95143 | RIGHT SIDE OF HOUSE
7075 | CALABRIA PL | 43016 | Active | T418194 | WILKINS | 720A | PVB | 0.750 | 103827 | RIGHT SIDE BY GAS METER
7076 | CALABRIA PL | 43016-6107 | Active | A083673 | WILKINS | 720A | PVB | 0.750 | 87303 | RIGHT SIDE OF HOUSE BETWEEN DOORS
7083 | CALABRIA PL | 43016-6110 | Active | H718406 | FEBCO | 765 | PVB | 0.750 | 91656 | RIGHT SIDE OF HOUSE
7091 | CALABRIA PL | 43016-6110 | Active | H50767 | FEBCO | 825Y | RP | 1.000 | 88736 | LEFT SIDE OF HOUSE
7099 | CALABRIA PL | 43016-6110 | Active | A133570 | WILKINS | 720A | PVB | 0.750 | 95370 | LEFT SIDE OF HOUSE
7107 | CALABRIA PL | 43016-6109 | Active | 43855 | WATTS | 800M4QT | PVB | 0.750 | 93270 | FRONT LEFT
7114 | CALABRIA PL | 43016 | Active | T419221 | WILKINS | 720 | PVB | 0.750 | 3650219 | RIGHT SIDE
7115 | CALABRIA PL | 43016-6109 | Active | H310290 | FEBCO | 765 | PVB | 1.000 | 88735 | LEFT CENTER BY A/C
7122 | CALABRIA PL | 43016-6108 | Active | H398515 | FEBCO | 765 | PVB | 1.000 | 88731 | LEFT CENTER BY A/C
7123 | CALABRIA PL | 43016-6109 | Active | t429035 | WILKINS | 720A | PVB | 1.000 | 88734 | RIGHT SIDE OF HOUSE
7130 | CALABRIA PL | 43016-6108 | Active | G045292 | WILKINS | 720A | PVB | 0.750 | 89522 | RIGHT REAR
7131 | CALABRIA PL | 43016-6109 | Active | A083319 | WILKINS | 720A | PVB | 0.750 | 88733 | LEFT SIDE OF HOUSE
7138 | CALABRIA PL | 43016-6108 | Active | 4375010 | WILKINS | 975XL | RP | 0.750 | 95908 | LEFT CENTER
7139 | CALABRIA PL | 43016-6109 | Active | W255201 | WILKINS | 975A | RP | 1.000 | 88732 | RIGHT SIDE OF HOUSE
3438 | CALIMERO DR | 43224-2831 | Due Install |  |  |  | RP | 6.000 | 3382787
6301 | CALLAWAY E SQ | 43054 | Active | CB513928 | WILKINS | 720 | PVB | 0.750 | 3638363 | LEFT FRONT
6314 | CALLAWAY E SQ | 43054 | Active | T415398 | WILKINS | 720 | PVB | 0.750 | 3652559 | RIGHT SIDE OF HOUSE
6321 | CALLAWAY E SQ | 43054 | Active | EAJ6450 | WILKINS | 720 | PVB | 0.750 | 3652638 | RIGHT SIDE
6327 | CALLAWAY E SQ | 43054 | Active | EAG2959 | WILKINS | 720 | PVB | 0.750 | 3656488 | RIGHT SIDE OF HOUSE
6339 | CALLAWAY E SQ | 43054 | Active | T415568 | WILKINS | 720A | PVB | 0.750 | 3652279 | RIGHT SIDE OF HOUSE
6345 | CALLAWAY E SQ | 43054 | Active | CAA71838 | WILKINS | 720 | PVB | 0.750 | 3652326 | RIGHT CENTER
6351 | CALLAWAY E SQ | 43054 | Active | CAA36842 | WILKINS | 720 | PVB | 0.750 | 3652114 | LEFT SIDE
6369 | CALLAWAY E SQ | 43054 | Active | EAK1985 | WILKINS | 720 | PVB | 0.750 | 3656896 | RIGHT CENTER
6375 | CALLAWAY E SQ | 43054 | Active | EAK1983 | WILKINS | 720A | PVB | 0.750 | 3657139 | RIGHT SIDE OF HOUSE
6387 | CALLAWAY E SQ | 43054 | Active | EAK1981 | WILKINS | 720A | PVB | 0.750 | 3656791 | LEFT SIDE OFHOUSE
6429 | CALLAWAY E SQ | 43054 | Active | EAF6437 | WILKINS | 720A | PVB | 0.750 | 3655931
6225 | CALLAWAY SQ | 43054 | Active | T415677 | WILKINS | 720 | PVB | 0.750 | 3650781 | LEFT SIDE OF HOUSE
6204 | CALLAWAY W SQ | 43054 | Active | CB513924 | WILKINS | 720A | PVB | 0.750 | 3638297 | RIGHT FRONT
6207 | CALLAWAY W SQ | 43054 | Active | CB440730 | WILKINS | 720A | PVB | 0.750 | 3639171 | Left side of the house
6210 | CALLAWAY W SQ | 43054 | Active | T424216 | WILKINS | 720A | PVB | 0.750 | 3653543 | LEFT SIDE
6213 | CALLAWAY W SQ | 43054 | Active | T337853 | WILKINS | 720-A | PVB | 1.000 | 3646985 | RIGHT CENTER
6216 | CALLAWAY W SQ | 43054 | Active | EAF6144 | WILKINS | 720A | PVB | 0.750 | 3654750 | LEFT SIDE
6219 | CALLAWAY W SQ | 43054 | Active | T386183 | WILKINS | 720 | PVB | 0.750 | 3648836 | LEFT CENTER
6222 | CALLAWAY W SQ | 43054 | Active | EAG2132 | WILKINS | 720A | PVB | 0.750 | 3656145 | RIGHT SIDE OF HOUSE
6228 | CALLAWAY W SQ | 43054 | Active | T480587 | WILKINS | 720 | PVB | 0.750 | 3657140 | LEFT SIDE
6231 | CALLAWAY W SQ | 43054 | Active | T386117 | WILKINS | 720 | PVB | 0.750 | 3649155 | LEFT SIDE
6234 | CALLAWAY W SQ | 43054 | Active | T480313 | WILKINS | 720 | PVB | 0.750 | 3657572 | LEFT SIDE
6252 | CALLAWAY W SQ | 43054 | Active | T415389 | WILKINS | 720 | PVB | 0.750 | 3651716 | LEFT FRONT CORNER
6282 | CALLAWAY W SQ | 43054 | Active | T480488 | WILKINS | 720A | PVB | 0.750 | 3657363 | RIGHT SIDE OF HOUSE
6291 | CALLAWAY W SQ | 43054 | Active | EAG2846 | WILKINS | 720 | PVB | 0.750 | 3656321
6297 | CALLAWAY W SQ | 43054 | Active | EAK1331 | WILKINS | 720 | PVB | 0.750 | 3656572 | LEFT SIDE
6300 | CALLAWAY W SQ | 43054 | Active | EAF6819 | WILKINS | 720A | PVB | 0.750 | 3656202 | LEFT SIDE
6303 | CALLAWAY W SQ | 43054 | Active | EAG2578 | WILKINS | 720 | PVB | 0.750 | 3656068 | RIGHT SIDE OF HOUSE
6309 | CALLAWAY W SQ | 43054 | Active | EAF6174 | WILKINS | 720A | PVB | 0.750 | 3654739 | LEFT SIDE OF HOUSE
6312 | CALLAWAY W SQ | 43054 | Active | EAE8097 | WLKINS | 720 | PVB | 0.750 | 3655921 | LEFT SIDE
6315 | CALLAWAY W SQ | 43054 | Active | EAF6498 | WILKINS | 720A | PVB | 0.750 | 3654719 | RIGHT SIDE OF THE HOUSE
6318 | CALLAWAY W SQ | 43054 | Active | EAK1328 | WILKINS | 720A | PVB | 0.750 | 3656895
6327 | CALLAWAY W SQ | 43054 | Active | EAE8110 | WILKINS | 720 | PVB | 0.750 | 3654774 | RIGHT SIDE OF HOUSE
6333 | CALLAWAY W SQ | 43054 | Active | EAF6217 | WILKINS | EAF6217 | PVB | 0.750 | 3654243 | LEFT SIDE OF HOUSE
4812 | CALLOWAY CT | 43017 | Active | CAA46451 | WILKINS | 720A | PVB | 0.750 | 95069 | RIGHT SIDE HOUSE
4828 | CALLOWAY CT | 43017-8605 | Active | H489648 | FEBCO | 765 | PVB | 0.750 | 96896 | LEFT FRONT
4843 | CALLOWAY CT | 43017 | Active | AB9253 | FEBCO | 765 | PVB | 1.000 | 65205 | LEFT SIDE OF HOUSE
4855 | CALLOWAY CT | 43017 | Active | HA57687 | FEBCO | 765 | PVB | 0.750 | 65256 | LEFT HAND SIDE
4876 | CALLOWAY CT | 43017-8605 | Active | CB440710 | WILKINS | 720A | PVB | 0.750 | 65296 | RIGHT FRONT
4879 | CALLOWAY CT | 43017 | Active | A10564 | FEBCO | 765 | PVB | 0.750 | 65307 | REAR OF HSE OFF DECK BY HOT TUB
1221 | CALUM CT | 43235-1793 | Active | A083605 | WILKINS | 720A | PVB | 0.750 | 54347 | RIGHT SIDE OF HOUSE
1222 | CALUM CT | 43235-1793 | Active | EAK1298 | WILKINS | 720A | PVB | 0.750 | 91048 | LEFT SIDE
5008 | CALUM WAY | 43123 | Active | t372150 | WILKINS | 720A | PVB | 0.750 | 101388 | RIGHT SIDE
5050 | CALUM WAY | 43123 | Active | T145894 | WILKINS | 720A | PVB | 0.750 | 103471 | LEFT SIDE OF HOUSE
5060 | CALUM WAY | 43123 | Active | CB016168 | WILKINS | 720A | PVB | 0.750 | 102971 | RIGHT SIDE OF HOUSE (EXT)
2774 | CALUMET ST | 43202-2360 | Not Required by DOW | 13671 | WATTS | 007QT | DC | 2.000 | 59267 | (BOILER RM), IN MECHANICAL RM OF FIRE MAIN
2774 | CALUMET ST | 43202-2360 | Not Required by DOW | 57495 | WATTS | 009QT | RP | 0.750 | 59268 | BOILER ROOM
2774 | CALUMET ST | 43202-2360 | Not Required by DOW | 304188 | WILKINS | 975XLBMS | RP | 0.750 | 96520 | BOILER ROOM
2774 | CALUMET ST | 43202-2360 | Active | 4578718 | WILKINS | 975XL2 | RP | 2.000 | 3633430 | NEXT TO WATER METER MECHANICAL ROOM
3611 | CALUMET ST | 43214-3831 | Active | H284998 | FEBCO | 765 | PVB | 1.000 | 61272 | FRONT OF HOUSE
7815 | CALVERT CT | 43016-7067 | Active | H152850 | FEBCO | 765 | PVB | 0.750 | 72844 | OUTSIDE RIGHT FRONT
7816 | CALVERT CT | 43016 | Active | A008636 | WILKINS | 720A | PVB | 0.750 | 72848 | LEFT SIDE OF HOUSE
7823 | CALVERT CT | 43016-7067 | Active | T046788 | WILKINS | 720A | PVB | 0.750 | 101299 | LEFT SIDE
7831 | CALVERT CT | 43016-7067 | Active | A133487 | WILKINS | 720A | PVB | 0.750 | 91606 | RIGHT FRONT
7832 | CALVERT CT | 43016 | Active | A135627 | WILKINS | 720A | PVB | 0.750 | 90888 | FRONT OF HOUSE LEFT FRONT DOOR
7840 | CALVERT CT | 43016-7067 | Removed | G040798REM | WILKINS | 720A | PVB | 0.750 | 90923 | RIGHT SIDE
7855 | CALVERT CT | 43016 | Active | CB601419 | WILKINS | 720A | PVB | 0.750 | 72920 | RIGHT HAND SIDE OF HOUSE
7814 | CALVERTON SQ | 43054-9340 | Active | T154912 | WILKINS | 720 | PVB | 1.000 | 72842 | LEFT SIDE
7815 | CALVERTON SQ | 43054-9341 | Active | 162368 | WILKINS | 420 | PVB | 1.000 | 72845 | RIGHT SIDE BEHIND GARAGE
7822 | CALVERTON SQ | 43054-9340 | Active | 601409 | WILKINS | 720A | PVB | 0.750 | 72861 | RIGHT SIDE
7823 | CALVERTON SQ | 43054-9341 | Active | 877485 | WILKINS | 720A | PVB | 1.000 | 72862 | RIGHT SIDE OF HOUSE
7832 | CALVERTON SQ | 43054-9340 | Active | 125747 | WILKINS | 420 | PVB | 1.000 | 72881 | FRONT OF HOUSE
7833 | CALVERTON SQ | 43054-9341 | Active | 108514 | WILKINS | 420 | PVB | 1.000 | 72883 | LEFT SIDE OF HOUSE
7845 | CALVERTON SQ | 43054-9341 | Active | T674879 | WILKINS | 720A | PVB | 1.000 | 72904 | RIGHT FRONT
7858 | CALVERTON SQ | 43054-9340 | Active | CB197704 | WILKINS | 720A | PVB | 1.000 | 72924 | LEFT SIDE
7859 | CALVERTON SQ | 43054-9343 | Active | 88501 | WATTS | 800M2QT | PVB | 1.000 | 72925 | NORTH SIDE
7871 | CALVERTON SQ | 43054-9343 | Active | 222262 | WATTS | 800QT | PVB | 1.000 | 72936 | WEST
7883 | CALVERTON SQ | 43054-9343 | Active | H212449 | FEBCO | 765 | PVB | 1.000 | 72944 | FRONT OF HOUSE
1946 | CAMARO AVE | 43207-1715 | Due Install |  |  |  | DCDA | 6.000 | 3382864
1946 | CAMARO AVE | 43207-1715 | Due Install |  |  |  | RP |  | 3651009
1949 | CAMARO AVE | 43207-1716 | Active | 31819 | WATTS | 007M1QT | DC | 0.750 | 3651010
1949 | CAMARO AVE | 43207-1716 | Active | ABF2945 | WILKINS | 975XL | RP | 0.750 | 3652614 | Womans restroom at water meter
1949 | CAMARO AVE | 43207-1716 | Active | 11015020C321 | AMES | 3000SS | DCDA | 6.000 | 3652683 | WAREHOUSE FRONT CORNER
1989 | CAMARO AVE | 43207-1716 | Not Required by DOW | 197526 | WATTS | 009M3QT | RP | 0.750 | 87327 | IN WASH BAY
1989 | CAMARO AVE | 43207-1716 | Active | 211162 | WATTS | 009QT | RP | 0.750 | 87360 | FRONT MECH ROOOM NEXT TO SPRINKLER RISER
1989 | CAMARO AVE | 43207-1716 | Due Install |  |  |  | DCDA |  | 3636882
2001 | CAMARO AVE | 43207-1716 | Active | WC-2009 | AMES | COLT 300GV | DCDA | 6.000 | 3650355 | NORTH SIDE OF BUILDING
2001 | CAMARO AVE | 43207-1716 | Active | 69173 | AMES | 2000BM3 | DC | 0.750 | 3652508
2001 | CAMARO AVE | 43207-1716 | Active | 363937 | WATTS | LF009M3QT | RP | 0.750 | 3652509
2025 | CAMARO AVE | 43207-1716 | Active | VJ-0205 | WATTS | colt | DCDA | 8.000 | 3382867
2025 | CAMARO AVE | 43207-1716 | Active | 228864 | WATTS | 007M3-FP | DC | 0.750 | 3651011
2025 | CAMARO AVE | 43207-1716 | Active | 18936 | WILKINS | 975 | RP | 0.750 | 3652287
2042 | CAMARO AVE | 43207-1715 | Active | 229095 | WATTS | 009M3QT | RP | 0.750 | 3382868 | S/E
2042 | CAMARO AVE | 43207-1715 | Active | XD-0773 | AMES | 3000SE | DCDA | 6.000 | 3636810 | S/W
2042 | CAMARO AVE | 43207-1715 | Active | 67922 | AMES | 2000BM3-FP | DC | 0.750 | 3654941 | S/E
2045 | CAMARO AVE | 43207- | Active | ABK8396 | WILKINS | 975 | RP | 1.000 | 3652286 | CENTER EAST SIDE OF BLDG 2025
4314 | CAMBORNE RD | 43220-4341 | Active | EAF5646 | WILKINS | 720A | PVB | 0.750 | 63662 | BACK CENTER OF HOUSE IN HOLLY BUSH
4317 | CAMBORNE RD | 43220-4340 | Active | DJ1523 | FEBCO | 765 | PVB | 0.750 | 90068 | FRONT L.H. SIDE OF HOUSE
4326 | CAMBORNE RD | 43220-4341 | Active | CB263057 | WILKINS | 720 | PVB | 0.750 | 3382879 | LEFT SIDE OF HOUSE
1208 | CAMBRIA CT | 43085 | Active | VAA13973 | WILKINS | 720A | PVB | 0.750 | 3658584 | RIGHT FRONT
1123 | CAMBRIDGE BLVD | 43212-3205 | Active | T417669 | WILKINS | 720A | PVB | 1.000 | 99780 | REAR OF THE HOUSE
1238 | CAMBRIDGE BLVD | 43212-3204 | Active | CC5630 | FEBCO | 765 | PVB | 0.750 | 54388 | SW CORNER OF HOUSE (FRONT) SERIAL # CC5630
1238 | CAMBRIDGE BLVD | 43212-3204 | Active | 001793 | WATTS | 800M4FR | PVB | 1.000 | 3610212 | REAR OF GARAGE
1248 | CAMBRIDGE BLVD | 43212-3204 | Active | CB081627 | WILKINS | 720 | PVB | 0.750 | 3382913 | LEFT SIDE OF HOUSE
1260 | CAMBRIDGE BLVD | 43212-3204 | Active | CB325665 | WILKINS | 720A | PVB | 0.750 | 3382915 | RIGHT SIDE OF THE HOUSE
1272 | CAMBRIDGE BLVD | 43212-3204 | Active | H493372 | FEBCO | 765 | PVB | 0.750 | 92265 | LEFT SIDE OF HOUSE
1320 | CAMBRIDGE BLVD | 43212-3207 | Active | 015055 | WATTS | 909QT | RP | 0.750 | 54665 | BASEMENT
1320 | CAMBRIDGE BLVD | 43212-3207 | Active | 578871 | WATTS | 909 | RP | 1.000 | 54666 | BASEMENT
1320 | CAMBRIDGE BLVD | 43212-3207 | Active | H015982 | FEBCO | 765 | PVB | 0.750 | 100432 | WEST SIDE IN COURTYARD
1320 | CAMBRIDGE BLVD | 43212-3207 | Due Install |  |  |  | RP |  | 3635860
1325 | CAMBRIDGE BLVD | 43212-3206 | Active | T231332 | WILKINS | 720 | PVB | 0.750 | 3382920 | BACK LEFT
1358 | CAMBRIDGE BLVD | 43212-3207 | Active | 481096 | APOLLO/CONBRACO | PVB | PVB | 0.750 | 3382923 | LEFT SIDE OF HOUSE
1370 | CAMBRIDGE BLVD | 43212-3207 | Active | CB639294 | WILKINS | 720A | PVB | 1.000 | 54823 | OUTSIDE, RIGHT SIDE OF PORCH STEPS
1418 | CAMBRIDGE BLVD | 43212 | Active | T180163 | WILKINS | 720A | PVB | 1.000 | 87290 | LEFT HAND SIDE
1423 | CAMBRIDGE BLVD | 43212-3275 | Active | T432642 | WILKINS | 720A | PVB | 0.750 | 3382932 | FRONT OF HOUSE
1435 | CAMBRIDGE BLVD | 43212-3275 | Active | T147273 | WILKINS | 720A | PVB | 0.750 | 3382934 | RIGHT SIDE OF HOUSE
1505 | CAMBRIDGE BLVD | 43212-2713 | Active | T366156 | WILKINS | 720 | PVB | 0.750 | 3382944 | FRONT OF HOUSE
1550 | CAMBRIDGE BLVD | 43212- | Active | 08769 | WATTS | 919QT | RP | 2.000 | 55355 | ABOVE METER PIT
1553 | CAMBRIDGE BLVD | 43212-2713 | Active | CB218362 | WILKINS | 720 | PVB | 1.000 | 55380 | RIGHT SIDE OF HOUSE
1581 | CAMBRIDGE BLVD | 43212-2713 | Removed | 175321REM | WILKINS | 975 | RP | 0.750 | 55462 | ROOM 007 ABOVE GLYCOL MAKE UP STATION
1635 | CAMBRIDGE BLVD | 43212-1926 | Active | A008589 | WILKINS | 720A | PVB | 0.750 | 55664 | NORTH SIDE OF HOUSE NEAR FRONT
1645 | CAMBRIDGE BLVD | 43212-1926 | Active | H562634 | FEBCO | 765 | PVB | 0.750 | 97859 | front of house
1670 | CAMBRIDGE BLVD | 43212-1973 | Active | F011307 | WILKINS | 720A | PVB | 1.000 | 98792 | LEFT SIDE OF HOUSE
1684 | CAMBRIDGE BLVD | 43212-1973 | Active | 0AA71853 | WILKINS | 720 | PVB | 0.750 | 3382965
1755 | CAMBRIDGE BLVD | 43212-1978 | Active | 487168 | WATTS | 800M4QT | PVB | 0.750 | 87281 | LEFT SIDE OF HOUSE
1760 | CAMBRIDGE BLVD | 43212-1930 | Active | cb857842 | WILKINS | 720A | PVB | 0.750 | 3382970 | LEFT OF FRONT DOOR
1767 | CAMBRIDGE BLVD | 43212-1929 | Active | T470418 | WILKINS | 720A | PVB | 0.750 | 101968 | RIGHT SIDE
1827 | CAMBRIDGE BLVD | 43212-1932 | Active | H012763 | FEBCO | 765 | PVB | 1.000 | 91984 | RIGHT SIDE OF HOUSE
1835 | CAMBRIDGE BLVD | 43212-1932 | Active | HJ25474 | FEBCO | 765 | PVB | 1.000 | 56354 | LEFT FRONT
1861 | CAMBRIDGE BLVD | 43212-1991 | Active | H095697 | FEBCO | 765 | PVB | 0.750 | 56437 | LEFT OF BACK DOOR
1895 | CAMBRIDGE BLVD | 43212-1995 | Active | T047610 | WILKINS | 720A | PVB | 0.750 | 56537 | LEFT SIDE OF HOUSE
1919 | CAMBRIDGE BLVD | 43212-1933 | Active | t231701 | WILKINS | 720A | PVB | 0.750 | 89338 | SOUTH SIDE BY DOOR
1945 | CAMBRIDGE BLVD | 43212-1933 | Active | CB152994 | WILKINS | 720A | PVB | 0.750 | 3609802 | NORTH REAR
1950 | CAMBRIDGE BLVD | 43212-1969 | Active | HK71152 | FEBCO | 765 | PVB | 1.000 | 90070 | REAR OF HOUSE NEAR PATIO
1960 | CAMBRIDGE BLVD | 43221-4102 | Active | 508026 | RAINBIRD | 100 | PVB | 1.000 | 90071 | SOUTH SIDE OF HOUSE TO RIGHT OF CHIMNEY
1971 | CAMBRIDGE BLVD | 43221-4101 | Active | T256333 | WILKINS | 720A | PVB | 1.000 | 90072 | LEFT SIDE
1981 | CAMBRIDGE BLVD | 43221-4101 | Replaced | REP19313 | FEBCO | 765 | PVB | 1.000 | 56855 | REPLACED- 10'N OF S/W CORNER OUTSIDE AT BAKER'S, 1941 CAMBRIDGE BLVD
1981 | CAMBRIDGE BLVD | 43221-4101 | Active | T229282 | WILKINS | 720A | PVB | 1.000 | 3610024 | 10'N OF S/W CORNER OUTSIDE AT BAKER'S, 1941 CAMBRIDGE BLVD, LEFT SIDE OF HOUSE
1988 | CAMBRIDGE BLVD | 43221-4102 | Active | CB113748 | WILKINS | 720A | PVB | 0.750 | 3382978 | LEFT SIDE
1997 | CAMBRIDGE BLVD | 43221-4101 | Active | T315436 | WILKINS | 720A | PVB | 0.750 | 3382979 | LEFT OF FRONT DOOR
2001 | CAMBRIDGE BLVD | 43221-4101 | Active | CAB63113 | WILKINS | 720A | PVB | 1.000 | 90073 | FRONT OF HOUSE
2006 | CAMBRIDGE BLVD | 43221-4102 | Active | T235929 | WILKINS | 720A | PVB | 0.750 | 99276 | RIGHT SIDE OF HOUSE NEXT TO CHIMNEY
2015 | CAMBRIDGE BLVD | 43221-4101 | Active | t390889 | WILKINS | 720A | PVB | 0.750 | 87403 | FRONT OF HOUSE
2030 | CAMBRIDGE BLVD | 43221-4102 | Active | CAA48471 | WILKINS | 720A | PVB | 0.750 | 92030 | REAR OF HOUSE BEHIND GARAGE
2140 | CAMBRIDGE BLVD | 43221-4104 | Active | CAB64679 | WILKINS | 720A | PVB | 1.000 | 57424 | OUTSIDE OF HOUSE (LEFT SIDE FROM THE FRONT OF THE HOUSE)
2160 | CAMBRIDGE BLVD | 43221-4104 | Active | 99977 | WATTS | 009M2QT | RP | 1.500 | 57475 | BASEMENT AT METER
2167 | CAMBRIDGE BLVD | 43221-4103 | Active | HO70219 | FEBCO | 765 | PVB | 0.750 | 57499 | LEFT SIDE OF HOUSE
2175 | CAMBRIDGE BLVD | 43221-4105 | Active | T146505 | WILKINS | 720 | PVB | 1.000 | 57518 | BACK OF HOUSE
2200 | CAMBRIDGE BLVD | 43221-4106 | Active | CB325165 | WILKINS | 720A | PVB | 0.750 | 3382984 | FRONT OF THE HOUSE RIGHT OF THE FRONT DOOR
2230 | CAMBRIDGE BLVD | 43221-4108 | Active | CB157665 | WILKINS | 720A | PVB | 1.000 | 90074 | FRONT OF HOUSE
2251 | CAMBRIDGE BLVD | 43221-4107 | Active | CB615735 | WILKINS | 720A | PVB | 1.000 | 90075 | RIGHT TOF FRONT DOOR
2275 | CAMBRIDGE BLVD | 43221-4109 | Active | A223377 | FEBCO | 825Y | RP | 1.000 | 90076 | IN BASEMENT
2278 | CAMBRIDGE BLVD | 43221-4110 | Active | H245848 | FEBCO | 765 | PVB | 1.000 | 57827 | SW CORNER OF BACK YARD
2300 | CAMBRIDGE BLVD | 43221-4110 | Active | 333791 | WILKINS | 720 | PVB | 0.750 | 3382991 | FRONT
2301 | CAMBRIDGE BLVD | 43221-4109 | Active | CB638691 | WILKINS | 720 | PVB | 0.750 | 3382992 | FRONT RIGHT
2343 | CAMBRIDGE BLVD | 43221-4111 | Active | T417570 | WILKINS | 720A | PVB | 0.750 | 3382993
2350 | CAMBRIDGE BLVD | 43221-4001 | Active | 476708 | WILKINS | 420XL | PVB | 1.000 | 58038 | WEST SIDE OF HOUSE
2363 | CAMBRIDGE BLVD | 43221-4111 | Active | T309841 | WILKINS | 720A | PVB | 0.750 | 3632705 | FRONT CENTER
2383 | CAMBRIDGE BLVD | 43221-4023 | Active | T155153 | WILKINS | 720A | PVB | 1.000 | 3383001 | LEFT SIDE
2400 | CAMBRIDGE BLVD | 43221-4022 | Active | H262019 | FEBCO | 765 | PVB | 0.750 | 58175 | FRONT OF HOUSE
2403 | CAMBRIDGE BLVD | 43221-4023 | Active | CB597717 | WILKINS | 720A | PVB | 0.750 | 3383002 | LEFT SIDE
2410 | CAMBRIDGE BLVD | 43221-4022 | Active | T455046 | WILKINS | 720 | PVB | 0.750 | 3383003 | LEFT
2427 | CAMBRIDGE BLVD | 43221-4023 | Active | T188444 | WILKINS | 720 | PVB | 0.750 | 3383006 | LEFT SIDE OF HOUSE
2445 | CAMBRIDGE BLVD | 43221-4023 | Active | HE82820 | FEBCO | 765 | PVB | 0.750 | 3383008 | LEFT FRONT
2455 | CAMBRIDGE BLVD | 43221-4023 | Active | 67089 | WATTS | 919QT | RP | 0.750 | 96599 | FIRE SPRINKLER RISER ROOM
2455 | CAMBRIDGE BLVD | 43221-4023 | Active | RA-2798 | AMES | 500N-GV | RPDA | 2.500 | 96614 | EAST SIDE METER ROOM
2455 | CAMBRIDGE BLVD | 43221-4023 | Active | b078167 | WILKINS | 975XLBMS | RP | 1.500 | 96901 | EAST SIDE OF BUILDING METER ROOM
2455 | CAMBRIDGE BLVD | 43221-4023 | Not Required by DOW | T240712 | WILKINS | 720A | PVB | 0.750 | 3621414 | LEFT SIDE OF THE BUILDING NEXT TO MECHANICAL ROOM
1998 | CAMBRIDGE BLVD UNIT A | 43221-4102 | Active | A135465 | WILKINS | 720A | PVB | 0.750 | 56894 | BACK OF HOUSE
1581 | CAMBRIDGE BLVD UNIT A | 43212-2713 | Active | 138300 | WATTS | 709QT | DC | 2.000 | 55463 | METER ROOM ABOVE METER
1581 | CAMBRIDGE BLVD UNIT A | 43212-2713 | Active | 2881173 | WILKINS | 950XLD | DC | 0.750 | 96506 | METER ROOM IN BASEMENT
1581 | CAMBRIDGE BLVD UNIT A | 43212-2713 | Active | P03795 | WILKINS | 450 | DCDA | 4.000 | 96507 | METER ROOM IN BASEMENT
1581 | CAMBRIDGE BLVD UNIT A | 43212-2713 | Active | 451084 | WILKINS | 420XL | PVB | 1.000 | 97061 | OUTSIDE - EASTSIDE OF BUILDING
1581 | CAMBRIDGE BLVD UNIT A | 43212-2713 | LPS - Active |  |  |  | LST |  | 3641175 | FIRE PUMP - OUTSIDE, EASTSIDE OF BUILDING
1581 | CAMBRIDGE BLVD UNIT A | 43212-2713 | Due Install |  |  |  | RPDA | 4.000 | 3648446 | METER ROOM IN BASEMENT
1581 | CAMBRIDGE BLVD UNIT A | 43212-2713 | Due Install |  |  |  | RP | 1.500 | 3648447 | METER ROOM IN BASEMENT
806 | CAMBRIDGE CT | 43085- | Replaced | REPA12387 | WATTS | 009M3QT | RP | 0.750 | 73266 | REPLACED- OUTSIDE AT SOUTH END OF FLOWER BED, NEAR METER PIT
806 | CAMBRIDGE CT | 43085- | Active | H054378 | WILKINS | 975XL | RP | 0.750 | 3610062 | OUTSIDE AT SOUTH END OF FLOWER BED, NEAR METER PIT
810 | CAMBRIDGE CT | 43085-3475 | Active | 119475 | WATTS | 800M2QT | PVB | 0.750 | 73302 | LEFT SIDE OF HOUSE
824 | CAMBRIDGE CT | 43085-3475 | Active | CB674886 | WILKINS | 720A | PVB | 0.750 | 99612 | RIGHT SIDE LOT 2
838 | CAMBRIDGE CT | 43085-3475 | Active | 367533 | WILKINS | 720A | PVB | 1.000 | 73766 | WEST SIDE BACK
852 | CAMBRIDGE CT | 43085-3475 | Active | CB157601 | WILKINS | 720A | PVB | 1.000 | 74015 | LEFT SIDE FRONT
866 | CAMBRIDGE CT | 43085-3475 | Active | CAA46440 | WILKINS | 720A | PVB | 0.750 | 74158 | LEFT SIDE OF HOUSE
878 | CAMBRIDGE CT | 43085-3475 | Active | T439806 | WILKINS | 720A | PVB | 0.750 | 91559 | SOUTH SIDE OF DWELLING
692 | CAMDEN DR | 43054 | Active | H049904 | FEBCO | 765 | PVB | 0.750 | 70960 | WEST SIDE
6929 | CAMDEN DR | 43054 | Active | 57073 | WATTS | LF919AQT | RP | 0.750 | 3589182 | ABOVE SUMP PIT NEXT TO WATER METER
6933 | CAMDEN DR | 43054-9287 | Active | 997043 | WILKINS | 720A | PVB | 0.750 | 70973 | OUTSIDE
6939 | CAMDEN DR | 43054-9287 | Active | 953310 | WILKINS | 720A | PVB | 0.750 | 70980 | RIGHT SIDE OF HOUSE
7049 | CAMDEN DR | 43054-7052 | Active | 251242 | WILKINS | 420 | PVB | 1.000 | 71317 | RIGHT SIDE OF HOUSE
7051 | CAMDEN DR | 43054-7052 | Active | CAB79252 | WILKINS | 720 | PVB | 0.750 | 3595146 | LEFT SIDE
7057 | CAMDEN DR | 43054-7052 | Active | EAJ6321 | WILKINS | 720A | PVB | 0.750 | 3595151
4346 | CAMDEN PASSAGE DR | 43230-5415 | Active | 375319 | WILKINS | 720A | PVB | 0.750 | 90080 | RIGHT SIDE OF HOUSE
5529 | CAMDEN PLACE DR | 43221- | Active | 126970603 | AMES | 3000SS | DCDA | 8.000 | 67182 | METER PIT OUTSIDE ALONG HAYDEN RUN ROAD WEST OF CAMDEN
5529 | CAMDEN PLACE DR | 43221- | Active | 31537 | AMES | 2000B | DC | 0.750 | 67183 | METER PIT-ALONG HAYDEN RUN ROAD.100 YDS.WEST OF CAMDEN
5529 | CAMDEN PLACE DR | 43221- | Active | X03875 | WILKINS | 375ADA | RP | 4.000 | 89665 | PUMP HOUSE BY MTR PIT
5529 | CAMDEN PLACE DR | 43221- | Not Required by DOW | 2279611 | WILKINS | 975 | RP | 2.000 | 91547 | INSIDE GATE HOUSE SOUTH SIDE
5529 | CAMDEN PLACE DR | 43221- | Not Required by DOW | 15181 | WATTS | 919AQT | RP | 1.500 | 91548 | SOUTHWEST CORNER OF PROPERTY @ CORNER OF HERALD SQ & QUEENS PK
5529 | CAMDEN PLACE DR | 43221- | LPS - Active | [5 empty] | 3659091 | PUMP HOUSE BY MTR PIT
5601 | CAMDEN PLACE DR | 43016 | Active | 1070510302 | AMES | 4000SS | RP | 4.000 | 67390 | 4130 TIMES SQ BL MECH ROOM AT GARAGE #103 ON UNION SQ AT WATER METER
5601 | CAMDEN PLACE DR | 43016 | Active | 119782 | AMES | 3000SS | DCDA | 6.000 | 67391 | MECH/RISER ROOM AT GARAGE #103 ON UNION SQUARE BL
5601 | CAMDEN PLACE DR | 43016 | Not Required by DOW | 1293516 | WILKINS | 975XL | RP | 0.750 | 67392 | ISO 4130 TIMES SQ BL SE CORNER OF BLG #1 RISER CLOSET OSD
5601 | CAMDEN PLACE DR | 43016 | Active | 51484 | WATTS | 007QT | DC | 0.750 | 67393 | 4130 TIMES SQ BL METER/RISER RM NE GARAGES #103 ON UNION SUARE
5601 | CAMDEN PLACE DR | 43016 | Not Required by DOW | R00061 | WILKINS | 475DA | RPDA | 4.000 | 67394 | ISO 4130 TIMES SQ BL RISER CLOSET APT BLDG #1 OSD
5601 | CAMDEN PLACE DR | 43016 | LPS - Active |  |  |  | LPC |  | 3638347 | DOMESTIC PUMP - MECH/RISER ROOM AT GARAGE
2550 | CAMDEN RD | 43221-3220 | Active | CB214657 | WILKINS | 720 | PVB | 0.750 | 3383041 | RIGHT SIDE OF HOUSE TOWARDS BACK
2577 | CAMDEN RD | 43221-3219 | Active | EAH4514 | WILKINS | 720A | PVB | 0.750 | 100970 | FRONT OF HOUSE
2584 | CAMDEN RD | 43221-3220 | Active | FL0642 | FEBCO | 765 | PVB | 1.000 | 90078 | LEFT FRONT OF HOUSE
2598 | CAMDEN RD | 43221-3220 | Active | 8777 | FEBCO | 765 | PVB | 1.000 | 58697 | FRT OF HSE
2697 | CAMDEN RD | 43221-3221 | Active | CB092767 | WILKINS | 720 | PVB | 0.750 | 3383065 | RIGHT HAND SIDE
6550 | CAMDEN ROW | 43016-8422 | Active | CB101213 | WILKINS | 720A | PVB | 0.750 | 70229 | RH SIDE
6502 | CAMDEN ROW RD | 43016-8422 | Removed | H427366REM | FEBCO | 765 | PVB | 0.750 | 91264 | REMOVED-RIGHT FRONT OF HOUSE
6502 | CAMDEN ROW RD | 43016-8422 | Active | ea17865 | WILKINS | 720A | PVB | 0.750 | 3607385 | RIGHT FRONT OF HOUSE
6510 | CAMDEN ROW RD | 43016-8422 | Active | T147954 | WILKINS | 720 | PVB | 0.750 | 70146 | LEFT SIDE
6518 | CAMDEN ROW RD | 43016 | Active | 562592 | WILKINS | 720A | PVB | 0.750 | 70158 | LEFT SIDE OF HOUSE
6526 | CAMDEN ROW RD | 43016-8422 | Active | T361809 | WILKINS | 720A | PVB | 0.750 | 70189 | RIGHT FRONT
6534 | CAMDEN ROW RD | 43016-8422 | Active | A151097 | WILKINS | 720A | PVB | 0.750 | 70210 | RIGHT SIDE
6542 | CAMDEN ROW RD | 43016-8422 | Active | 425544 | WILKINS | 720A | PVB | 0.750 | 70217 | LEFT SIDE OF HOUSE
6555 | CAMDEN ROW RD | 43016- | Active | 4531172 | WILKINS | 975XL | RP | 1.500 | 70237 | OUTSIDE S.W. CORNER OF LOMBARD WAY AND CAMDEN RD.
639 | CAMDEN YARD CT | 43235- | Active | 4527472 | WILKINS | 975XL | RP | 0.750 | 69840 | ELECTRIC METER EAST OF WATER
640 | CAMDEN YARD CT | 43235-3492 | Active | T429155 | WILKINS | 720A | PVB | 1.000 | 69856 | LT SIDE
647 | CAMDEN YARD CT | 43235-3492 | Active | EAK2455 | WILKINS | 720A | PVB | 1.000 | 70005 | RIGHT FRONT
648 | CAMDEN YARD CT | 43235-3492 | Active | 83373 | WATTS | 800QT | PVB | 0.750 | 70017 | RT SIDE
655 | CAMDEN YARD CT | 43235-3492 | Active | CB000356 | WILKINS | 720A | PVB | 0.750 | 70221 | LEFT FRONT
656 | CAMDEN YARD CT | 43235-3492 | Active | C41072 | FEBCO | 765 | PVB | 0.750 | 70248 | LT SIDE
663 | CAMDEN YARD CT | 43235-3492 | Active | CB000243 | WILKINS | 720A | PVB | 0.750 | 87615 | FRONT OF HOUSE
664 | CAMDEN YARD CT | 43235-3492 | Active | T078955 | WILKINS | 720A | PVB | 0.750 | 70411 | LEFT FRONT
671 | CAMDEN YARD CT | 43235-3492 | Active | CB451705 | WILKINS | 720A | PVB | 1.000 | 70538 | RIGHT SIDE OF HOUSE
672 | CAMDEN YARD CT | 43235-3492 | Active | T240001 | Wilkins | 720A | PVB | 0.750 | 70550 | FRONT LEFT SIDE OF HOUSE
679 | CAMDEN YARD CT | 43235-3492 | Replaced | REPAD5787 | FEBCO | 765 | PVB | 0.750 | 70682 | REPLACED- RIGHT SIDE OF HOUSE
679 | CAMDEN YARD CT | 43235-3492 | Active | T178566 | WILKINS | 720A | PVB | 0.750 | 3608320 | RIGHT SIDE OF HOUSE
680 | CAMDEN YARD CT | 43235-3492 | Active | CD1746 | FEBCO | 765 | PVB | 0.750 | 70709 | RIGHT SIDE OF BUILDING
687 | CAMDEN YARD CT | 43235-3492 | Active | T340530 | WILKINS | 720A | PVB | 0.750 | 70862 | LEFT SIDE OF HOUSE
688 | CAMDEN YARD CT | 43235-3492 | Active | T148590 | Wilkins | 720A | PVB | 0.750 | 70875 | Front
695 | CAMDEN YARD CT | 43235-3492 | Active | CA0912 | FEBCO | 765 | PVB | 0.750 | 70999 | RIGHT SIDE OF HOUSE
696 | CAMDEN YARD CT | 43235-3492 | Removed | 102936REM | WATTS | 800QT | PVB | 0.750 | 71029 | REMOVED-FRONT LEFT SIDE
696 | CAMDEN YARD CT | 43235-3492 | Active | T178692 | WILKINS | 720A | PVB | 0.750 | 3609450 | FRONT LEFT SIDE
703 | CAMDEN YARD CT | 43235-3492 | Active | T025137 | WILKINS | 720A | PVB | 0.750 | 87616 | RIGHT SIDE OF HOUSE
704 | CAMDEN YARD CT | 43235-3492 | Active | CB000321 | WILKINS | 720A | PVB | 0.750 | 71304 | RIGHT SIDE OF HOUSE
711 | CAMDEN YARD CT | 43235-3492 | Active | CB000424 | WILKINS | 720A | PVB | 0.750 | 71427 | NORTH SIDE OF RESIDENCE
712 | CAMDEN YARD CT | 43235-3492 | Active | 86009 | WATTS | 800QT | PVB | 0.750 | 71458 | RIGHT CENTER IN BUSHES
127 | CAMELOT DR | 43220-3909 | Active | CB084362 | WILKINS | 720 | PVB | 0.750 | 3383111 | RIGHT FRONT
1274 | CAMELOT DR | 43220-3910 | Active | 624325 | WILKINS | 720A | PVB | 0.750 | 90081 | FRONT OF HOUSE
1278 | CAMELOT DR | 43220-3910 | Active | 769679 | APOLLO/CONBRACO | PVB4V | PVB | 1.000 | 54511 | FRONT
1280 | CAMELOT DR | 43220-3910 | Active | T024047 | WILKINS | 720A | PVB | 1.000 | 99879 | BACK OF HOUSE
1310 | CAMELOT DR | 43220-3912 | Active | 279547 | WILKINS | 720A | PVB | 0.750 | 54626 | OUTSIDE WEST SIDE OF HOUSE
1360 | CAMELOT DR | 43220-3966 | Active | 097597 | WATTS | LF800M4QT | PVB | 0.750 | 90082 | REAR OF HOUSE MIDDLE
1375 | CAMELOT DR | 43220-3911 | Active | CB549653 | WILKINS | 720A | PVB | 1.000 | 3383117
1380 | CAMELOT DR | 43220-3966 | Active | FL0641 | FEBCO | 765 | PVB | 1.000 | 90084 | BACK OF HOUSE
4293 | CAMEO DR | 43016 | Replaced | REPA39795 | WATTS | 009M2-FP | RP | 1.000 | 103331 | REPLACED- 4311 CAMDEN CIRCLE, CLUBHOUSE MECHANICAL ROOM
4293 | CAMEO DR | 43016 | In Review |  |  |  | RP |  | 3636787
8164 | CAMPDEN LAKES BL | 43016-8251 | Active | G086162 | WILKINS | 720A | PVB | 0.750 | 96155 | RIGHT SIDE OF HOUSE
8220 | CAMPDEN LAKES BL | 43016-8252 | Active | 751402 | WILKINS | 720A | PVB | 0.750 | 73548 | RIGHT SIDE
8124 | CAMPDEN LAKES BLVD | 43016-8251 | Active | BL7311 | FEBCO | 765 | PVB | 0.750 | 73345 | RIGHT FRONT
8132 | CAMPDEN LAKES BLVD | 43016-8251 | Active | HB55835 | FEBCO | 765 | PVB | 0.750 | 73357 | RIGHT HAND SIDE
8140 | CAMPDEN LAKES BLVD | 43016-8251 | Active | H617630 | FEBCO | 765 | PVB | 0.750 | 99996 | LEFT FRONT
8148 | CAMPDEN LAKES BLVD | 43016-8251 | Active | 562526 | WILKINS | 720A | PVB | 0.750 | 73417 | FRT RT
8155 | CAMPDEN LAKES BLVD | 43016 | Active | 996951 | WILKINS | 720A | PVB | 0.750 | 73431 | LEFT FRONT
8156 | CAMPDEN LAKES BLVD | 43016-8251 | Active | F136424 | WILKINS | 720A | PVB | 0.750 | 73433 | FRONT LEFT OF DOOR
8171 | CAMPDEN LAKES BLVD | 43016-8254 | Active | T329834 | WILKINS | 720A | PVB | 0.750 | 73460 | L SIDE OF HOUSE
8172 | CAMPDEN LAKES BLVD | 43016-8251 | Active | H112259 | FEBCO | 765 | PVB | 0.750 | 73461 | SIDE OF HOUSE (RIGHT FRONT)
8187 | CAMPDEN LAKES BLVD | 43016-8254 | Active | CB987565 | WILKINS | 720A | PVB | 0.750 | 73479 | LEFT FRONT
8188 | CAMPDEN LAKES BLVD | 43016-8251 | Active | G246437 | WILKINS | 720A | PVB | 0.750 | 73481 | NORTH SIDE OF HOUSE
8195 | CAMPDEN LAKES BLVD | 43016-8254 | Active | T472526 | WILKINS | 720A | PVB | 1.000 | 73489 | FRT RT SIDE OF HSE
8196 | CAMPDEN LAKES BLVD | 43016-8251 | Active | 9951 | FEBCO | 765 | PVB | 0.750 | 73490 | LEFT SIDE CENTER OF BUILDING
8203 | CAMPDEN LAKES BLVD | 43016-8257 | Active | 444261 | WILKINS | 720A | PVB | 0.750 | 73512 | RIGHT SIDE OF HOUSE
8204 | CAMPDEN LAKES BLVD | 43016 | Active | A151028 | WILKINS | 720A | PVB | 0.750 | 73513 | RIGHT FRONT
8211 | CAMPDEN LAKES BLVD | 43016-8257 | Active | A072875 | WILKINS | 720A | PVB | 0.750 | 73534 | LEFT FRONT
8212 | CAMPDEN LAKES BLVD | 43016-8252 | Active | 779686 | WILKINS | 720A | PVB | 0.750 | 73536 | OUTSIDE RIGHT SIDE
8219 | CAMPDEN LAKES BLVD | 43016-8257 | Active | 444211 | WILKINS | 720A | PVB | 0.750 | 73547 | FRONT OF HOUSE LEFT OF FRONT DOOR
8227 | CAMPDEN LAKES BLVD | 43016-8257 | Active | 587248 | WILKINS | 720A | PVB | 0.750 | 73563 | RIGHT FRONT
8228 | CAMPDEN LAKES BLVD | 43016-8252 | Active | H068949 | FEBCO | 765 | PVB | 0.750 | 73564 | RIGHT CENTER
8235 | CAMPDEN LAKES BLVD | 43016-8257 | Active | VAA07496 | WILKINS | 720A | PVB | 0.750 | 73576 | LEFT FRONT
8236 | CAMPDEN LAKES BLVD | 43016 | Active | AD5989 | FEBCO | 765 | PVB | 0.750 | 73578 | LEFT FRONT
8243 | CAMPDEN LAKES BLVD | 43016-8257 | Active | 7111 | FEBCO | 765 | PVB | 0.750 | 73589 | LEFT SIDE OF HOUSE
8244 | CAMPDEN LAKES BLVD | 43016-8252 | Active | CB630273 | WILKINS | 720A | PVB | 0.750 | 3579115 | Left Side
8251 | CAMPDEN LAKES BLVD | 43016 | Active | 811639 | WILKINS | 720A | PVB | 0.750 | 73606 | LEFT SIDE OF HOUSE
8259 | CAMPDEN LAKES BLVD | 43016-8257 | Active | 119907 | WATTS | 800QT | PVB | 0.750 | 73619 | LEFT SIDE OF HOUSE
6949 | CANDACE PL | 43085-2884 | Removed | 07562REM | WATTS | 800QT | PVB | 0.750 | 70997 | RH SIDE
6959 | CANDACE PL | 43085-2884 | Active | T380910 | WILKINS | 720A | PVB | 0.750 | 71024 | FRONT LEFT OF DOOR BY WINDOW
462 | CANDLEGLOW RD | 43004-9398 | Active | 01557 | WATTS | 800M4QT | PVB | 1.000 | 97266 | 462 CANDLEGLOW RIGHT SIDE OF HOUSE
834 | CANDLELITE LN | 43240 | Active | SE-0981 | WATTS | 957 | RP | 6.000 | 3635400 | Hot Box
834 | CANDLELITE LN | 43240 | Active | 168711018 | WATTS | 774 | DCDA | 8.000 | 3636536 | Pit next to Hot Box
834 | CANDLELITE LN | 43240 | Active | 22118 | WATTS | 007 | DC | 0.750 | 3636537 | Pit next to Hot Box
834 | CANDLELITE LN | 43240 | Not Required by DOW | 049918 | WATTS | LF909QT | RP | 1.000 | 3639621 | IN CLUBHSE MECH/RISER ROOM FOR POOL MAKE-UP
851 | CANDLELITE LN | 43035 | Active | 125169 | WATTS | LF009M2QT | RP | 1.000 | 3627983 | IN THE SMALL HOT BOX NEAR THE ENTRANCE ON WEST SIDE OF DRIVEWAY
851 | CANDLELITE LN | 43035 | Active | 71013 | WATTS | 919QT | RP | 0.750 | 3627992
851 | CANDLELITE LN | 43035 | Active | RJ0939 | AMES | COLT 500-GV | RPDA | 6.000 | 3627993
724 | CANDLESTONE DR | 43068-7091 | Active | EM4879 | FEBCO | 765 | PVB | 1.000 | 90096 | BACK LEFT
3101 | CANNOCK LN | 43219- | Active | 1346044 | WILKINS | 975 | RP | 1.000 | 59975 | S/EAST OF ENTRANCE
3108 | CANNOCK LN | 43219-3000 | Active | F021274 | WILKINS | 720A | PVB | 0.750 | 97740 | left side of house (north)
3188 | CANNOCK LN | 43219-3000 | Active | AD4949 | FEBCO | 765 | PVB | 0.750 | 60164 | BACK SIDE OF HOUSE
3200 | CANNOCK LN | 43219-6044 | Active | G212851 | WILKINS | 720A | PVB | 0.750 | 60189 | LEFT SIDE OF HOUSE
3212 | CANNOCK LN | 43219-6044 | Active | H588874 | FEBCO | 765 | PVB | 0.750 | 60209 | OUTSIDE RIGHT SIDE
3215 | CANNOCK LN | 43219-6038 | Active | A008781 | WILKINS | 720A | PVB | 0.750 | 90647 | FRONT OF HOUSE
3218 | CANNOCK LN | 43219-6044 | Active | F021256 | WILKINS | 720A | PVB | 0.750 | 98220
3224 | CANNOCK LN | 43219-6044 | Active | A09882 | FEBCO | 765 | PVB | 0.750 | 90097 | FRONT RIGHT CORNER OF HOUSE OUTSDIE
3230 | CANNOCK LN | 43219-6044 | Active | T380078 | WILKINS | 720A | PVB | 0.750 | 3383585 | LEFT FRONT
2041 | CANNONGATE CT | 43228-9798 | Active | 1359757 | WILKINS | 950XL | DC | 1.000 | 93008 | BASEMENT
740 | CANONBY PL | 43223-2302 | Active | 2GJ0972 | AMES | 2000SS | DC | 4.000 | 71899 | REHAB SPRINKLER ROOM.
740 | CANONBY PL | 43223-2302 | Due Install |  |  |  | RP | 6.000 | 3632644
769 | CANONBY PL | 43223-2384 | Due Install | [5 empty] | 3383700
284 | CANTERBURY LN | 43221-3016 | Active | GA00249 | CASH ACME | RP100 | RP | 0.750 | 101488 | BASEMENT CRAWL
2859 | CANTERBURY LN | 43221-3016 | Active | 4289332 | WILKINS | 975XL | RP | 0.750 | 3383777 | GARAGE BY METER
2231 | CANTERBURY RD | 43221-3121 | Replaced | REPF005805 | WILKINS | 720A | PVB | 0.750 | 97800 | replaced- back of home
2231 | CANTERBURY RD | 43221-3121 | Active | H847113 | FEBCO | 765 | PVB | 0.750 | 3611486 | back of home
2246 | CANTERBURY RD | 43221-3124 | Active | CAB38003 | WILKINS | 720A | PVB | 1.000 | 92039 | LEFT SIDE
2251 | CANTERBURY RD | 43221-3123 | Active | 119449 | WATTS | 800M4FR | PVB | 0.750 | 102226 | LEFT SIDE BEHIND FENCE
2259 | CANTERBURY RD | 43221-3123 | Active | T424202 | WILKINS | 720 | PVB | 0.750 | 3383722 | BACK OF HOUSE
2279 | CANTERBURY RD | 43221-3155 | Active | CB154546 | WILKINS | 720A | PVB | 0.750 | 3383726
2280 | CANTERBURY RD | 43221-3124 | Active | EJ4699 | FEBCO | 765 | PVB | 1.000 | 57832 | WEST SIDE OF SOUTH OF DOOR
2300 | CANTERBURY RD | 43221- | Active | CB076451 | WILKINS | 720A | PVB | 0.750 | 57879 | FRONT RIGHT SIDE - 2300 CANTERBURY RD
2310 | CANTERBURY RD | 43221-3126 | Active | H178638 | FEBCO | 765 | PVB | 0.750 | 3383728 | RIGHT OF FRONT DOOR
2320 | CANTERBURY RD | 43221-3126 | Active | HF60956 | FEBCO | 765 | PVB | 0.750 | 87298 | FRONT OF HOUSE
2330 | CANTERBURY RD | 43221-3126 | Active | T209697 | wilkins | 720A | PVB | 1.000 | 91994 | FRONT RIGHT RIGHT OF FRT DR BY WINDOW
2337 | CANTERBURY RD | 43221-3125 | Active | T308624 | WILKINS | 720A | PVB | 0.750 | 3383731 | RIGHT SIDE OF HOUSE
2350 | CANTERBURY RD | 43221-3126 | Active | t300092 | WILKINS | 720A | PVB | 0.750 | 100993 | FRONT OF HOUSE
2359 | CANTERBURY RD | 43221-3125 | Active | T047897 | WILKINS | 720A | PVB | 0.750 | 58061 | RIGHT SIDE OF HOUSE
2367 | CANTERBURY RD | 43221-3125 | Active | G213972 | WILKINS | 720A | PVB | 0.750 | 97237 | FRONT OF HOUSE
2380 | CANTERBURY RD | 43221-3126 | Active | H088329 | FEBCO | 765 | PVB | 0.750 | 87973 | FRONT OF HOUSE, LEFT OF FRONT DOOR
2389 | CANTERBURY RD | 43221-3125 | Active | 589223 | RAINBIRD | AC4000 | PVB | 1.000 | 58133 | LEFT SIDE OF DOOR (SERIAL #589228)
2399 | CANTERBURY RD | 43221-3125 | Active | T240665 | WILKINS | 720A | PVB | 0.750 | 3383736 | LEFT SIDE
2403 | CANTERBURY RD | 43221-3125 | Active | 380295 | WILKINS | 420 | PVB | 0.750 | 87297 | RIGHT SIDE OF HOUSE
2406 | CANTERBURY RD | 43221-3126 | Active | G281055 | WILKINS | 720A | PVB | 1.000 | 101056 | RIGHT SIDE OF HOUSE
2427 | CANTERBURY RD | 43221-3011 | Active | T480287 | WILKINS | 720A | PVB | 0.750 | 3383737 | BACK OF HOUSE
2455 | CANTERBURY RD | 43221-3011 | Active | 562443 | WILKINS | 720A | PVB | 0.750 | 90098 | BACK OF HOUSE
2464 | CANTERBURY RD | 43221-3012 | Active | CAA0745 | WILKINS | 720 | PVB | 0.750 | 3383742 | FRONT OF HOUSE
2483 | CANTERBURY RD | 43221-3011 | Active | 337182 | WILKINS | 720A | PVB | 0.750 | 99665 | WEST SIDE (OUTSIDE)
2535 | CANTERBURY RD | 43221-3081 | Active | AB6177 | FEBCO | 765 | PVB | 0.750 | 90099 | BACK OF HOUSE
2536 | CANTERBURY RD | 43221-3082 | Active | T198308 | WILKINS | 720A | PVB | 0.750 | 3612987 | REAR OF HOUSE RIGHT OF BACK DOOR
2550 | CANTERBURY RD | 43221-3082 | Active | H164978 | FEBCO | 765-1 | PVB | 1.000 | 96479 | BY SIDE DOOR BACK OF HOME
2555 | CANTERBURY RD | 43221-3081 | Active | H045181 | FEBCO | 765 | PVB | 1.000 | 58626 | FRONT FRIGHT
2570 | CANTERBURY RD | 43221-3083 | Replaced | REPG046044 | WILKINS | 720A | PVB | 0.750 | 91400 | REPLACED- LEFT SIDE
2570 | CANTERBURY RD | 43221-3083 | Active | T178748 | WILKINS | 720A | PVB | 0.750 | 3611928 | LEFT SIDE
2585 | CANTERBURY RD | 43221-3013 | Active | AJ0936 | FEBCO | 765 | PVB | 0.750 | 58677 | EAST FRONT SIDE OF HOUSE
2586 | CANTERBURY RD | 43221-3083 | Active | CB084278 | WILKINS | 720A | PVB | 0.750 | 3383752 | LEFT SIDE
2592 | CANTERBURY RD | 43221 | Active | F031324 | WILKINS | 720A | PVB | 0.750 | 58693 | FRONT OF HOUSE
2595 | CANTERBURY RD | 43221-3013 | Active | T082902 | WILKINS | 720A | PVB | 0.750 | 90100 | FRONT OF HOUSE RIGHT OF FRONT DOOR
2621 | CANTERBURY RD | 43221 | Active | T305094 | WILKINS | 720A | PVB | 0.750 | 89087 | FRONT OF HOUSE
2630 | CANTERBURY RD | 43221-3014 | Active | 696991 | WATTS | 800M4FR | PVB | 1.000 | 90101 | FRONT WALL OF HOUSE OUTSIDE
2640 | CANTERBURY RD | 43221-3014 | Active | T122490 | WILKINS | 720 | PVB | 1.000 | 3383754 | FRONT OF HOUSE
2685 | CANTERBURY RD | 43221 | Active | VAA0177 | WILKINS | 720A | PVB | 0.750 | 3383759 | BACK LEFT CORNER
2710 | CANTERBURY RD | 43221-3025 | Active | T039010 | WILKINS | 720A | PVB | 0.750 | 100336 | LEFT REAR OF HOUSE
2726 | CANTERBURY RD | 43221-3025 | Active | HB98023 | FEBCO | 765 | PVB | 0.750 | 59101 | CENTER REAR OF HOUSE
650 | CANTERBURY WAY | 43213-2780 | Active | A37041 | WATTS | 009M2PCQT | RP | 1.500 | 97160 | FURNACE CLOSET
650 | CANTERBURY WAY | 43213-2780 | Active | A03453 | AMES | 2000B | DC | 1.500 | 97176 | FURNACE CLOSET
480 | CANTERWOOD CT | 43026-8656 | Active | CH2183 | FEBCO | 765 | PVB | 0.750 | 90103 | FRONT LEFT
4809 | CANTERWOOD CT | 43026-8656 | Active | 016778 | WATTS | LF800M4 | PVB | 0.750 | 95047 | left side
4810 | CANTERWOOD CT | 43026-8656 | Replaced | REPG046040 | WILKINS | 720A | PVB | 0.750 | 65125 | REPLACED- LEFTSIDE OF HOUSE
4810 | CANTERWOOD CT | 43026-8656 | Active | CB094385 | WILKINS | 720 | PVB | 0.750 | 3609447 | LEFTSIDE OF HOUSE
4813 | CANTERWOOD CT | 43026-8656 | Active | 279578 | WILKINS | 720A | PVB | 1.000 | 65129 | OUTSIDE
4814 | CANTERWOOD CT | 43026-8656 | Replaced | REP877739 | WILKINS | 720A | PVB | 1.000 | 65131 | REPLACED- RIGHT SIDE FRONT
4814 | CANTERWOOD CT | 43026-8656 | Active | T209646 | WILKINS | 720A | PVB | 1.000 | 3610190 | RIGHT FRONT
4817 | CANTERWOOD CT | 43026-8656 | Active | T076928 | WILKINS | 720A | PVB | 0.750 | 65137 | LT SIDE FRONT
4820 | CANTERWOOD CT | 43026-8656 | Active | T429033 | WILKINS | 720A | PVB | 1.000 | 65149 | LEFT SIDE FRONT
4824 | CANTERWOOD CT | 43026-8656 | Active | BB9322 | FEBCO | 765 | PVB | 0.750 | 65157 | OUTSIDE
4825 | CANTERWOOD CT | 43026-8656 | Active | 169194 | WATTS | 800QT | PVB | 0.750 | 65159 | LEFT SIDE
4826 | CANTERWOOD CT | 43026-8656 | Active | 158677 | WILKINS | 720A | PVB | 0.750 | 65162 | LEFT FRONT
5038 | CANYON GROVE DR | 43110-8543 | Active | F031633 | WILKINS | 720A | PVB | 0.750 | 97497 | left side
1033 | CAPE CHARLES DR | 43228-9339 | Active | T252116 | WILKINS | 720 | PVB | 1.000 | 3383919 | RIGHT SIDE OF HOUSE
5919 | CAPE CORAL LN | 43026-9791 | Active | ABA792 | WILKINS | 710 | PVB | 0.750 | 3383944 | RIGHT SIDE OF HOUSE
9372 | CAPE WRATH DR | 43017 | Active | T041431 | WILKINS | 720A | PVB | 0.750 | 90104 | RIGHT FRONT
9384 | CAPE WRATH DR | 43017-9681 | Active | T236135 | WILKINS | 720A | PVB | 0.750 | 3383988 | FRONT RIGHT OF DOOR
9389 | CAPE WRATH DR | 43017 | Active | T339989 | WILKINS | 720A | PVB | 0.750 | 97926 | RIGHT SIDE OF HOUSE
9396 | CAPE WRATH DR | 43017 | Active | FF1534 | FEBCO | 765 | PVB | 1.000 | 74708 | RIGHT HAND SIDE
9410 | CAPE WRATH DR | 43017 | Active | CAA79557 | WILKINS | 720A | PVB | 1.000 | 89534 | RIGHT FRONT
9413 | CAPE WRATH DR | 43017 | Active | 28785 | FEBCO | 765 | PVB | 1.000 | 74724 | RIGHT FRONT
9425 | CAPE WRATH DR | 43017 | Active | CB486371 | WILKINS | 720A | PVB | 1.000 | 74730 | FRONT RIGHT IN OFFSET
9461 | CAPE WRATH DR | 43017-7630 | Active | 17203 | APOLLO/CONBRACO | 4050402 | PVB | 0.750 | 74743 | RIGHT FRONT CORNER OF HOUSE
9473 | CAPE WRATH DR | 43017 | Active | CB878884 | WILKINS | 720A | PVB | 1.000 | 74745 | LEFT FRONT
2939 | CAPITAL PARK CT | 43224-4576 | Due Install |  |  |  | RP |  | 3384017
5600 | CAPLESTONE LN | 43017-2641 | Active | T204983 | WILKINS | 720A | PVB | 0.750 | 3384049 | Back
5608 | CAPLESTONE LN | 43017 | Active | T407313 | WILKINS | 720A | PVB | 0.750 | 67405 | LEFT SIDE OF HOUSE
6102 | CAPLINGER AV | 43081-8067 | Active | T072886 | WILKINS | 720A | PVB | 0.750 | 92743 | LEFT SIDE OF HOUSE
5978 | CAPLINGER AVE | 43081-8001 | Replaced | REPF005888 | WILKINS | 720A | PVB | 0.750 | 97699 | right side
5978 | CAPLINGER AVE | 43081-8001 | Active | H743195 | FEBCO | 765 | PVB | 0.750 | 3611661 | RIGHT FRONT
5984 | CAPLINGER AVE | 43081-8001 | Active | G231071 | WILKINS | 720A | PVB | 0.750 | 97698 | right side
5990 | CAPLINGER AVE | 43081-8001 | Active | T390787 | WILKINS | 720A | PVB | 0.750 | 97697 | right side
5996 | CAPLINGER AVE | 43081-8001 | Active | T272089 | WILKINS | 720A | PVB | 0.750 | 97695 | right side
6046 | CAPLINGER AVE | 43081-8068 | Active | T294450 | WILKINS | 720A | PVB | 0.750 | 92615 | RIGHT SIDE
1859 | CAPLINGER DR | 43123-8106 | Active | T082155 | WILKINS | 720A | PVB | 0.750 | 101453 | RIGHT SIDE
1895 | CAPLINGER DR | 43123-8106 | Active | T046844 | WILKINS | 720 | PVB | 0.750 | 3599704 | LEFT SIDE
1952 | CAPLINGER DR | 43123-8108 | Active | G208598 | WILKINS | 720A | PVB | 0.750 | 92446 | RIGHT SIDE
1955 | CAPLINGER DR | 43123-8107 | Active | T410791 | WILKINS | 720A | PVB | 0.750 | 103362 | RIGHT FRONT
6078 | CAPLINGER DR | 43081-8068 | Active | T463089 | WILKINS | 720A | PVB | 0.750 | 3600022 | RIGH SIDE BY HEAT PUMP
3144 | CAPSTONE WAY | 43221 | Active | CB073809 | WILKINS | 720A | PVB | 0.750 | 3605657 | LEFT SIDE OF HOUSE
7974 | CARAWAY AV | 43016-6500 | Active | 239041 | WATTS | 800M4QT | PVB | 0.750 | 73083 | NORTH SIDE OF FRONT HOUSE
8003 | CARAWAY AV | 43016-6510 | Active | A133678 | WILKINS | 720A | PVB | 0.750 | 88213 | LEFT SIDE OF HOUSE
7910 | CARAWAY AVE | 43016-6500 | Active | G246865 | WILKINS | 720A | PVB | 0.750 | 87022 | LEFT SIDE OF HOME
7918 | CARAWAY AVE | 43016-6500 | Active | EAE8938 | WILKINS | 720A | PVB | 0.750 | 89485 | LEFT SIDE OF HOUSE
7926 | CARAWAY AVE | 43016-6500 | Active | EAG2806 | WILKINS | 720A | PVB | 0.750 | 3596704 | RIGHT FRONT
7934 | CARAWAY AVE | 43016-6500 | Active | He44079 | FEBCO | 765 | PVB | 0.750 | 95064 | RIGHT FRONT - NO # ON DEVICE TO READ
7942 | CARAWAY AVE | 43016-6500 | Active | G213971 | WILKINS | 720A | PVB | 0.750 | 96210 | LEFT FRONT
7950 | CARAWAY AVE | 43016-6500 | Active | G086408 | WILKINS | 720A | PVB | 0.750 | 89110 | RIGHT FRONT
7966 | CARAWAY AVE | 43016-6500 | Active | 653238 | WATTS | 800M4QT | PVB | 1.000 | 95300 | LEFT FRONT
7982 | CARAWAY AVE | 43016-6500 | Active | HD77556 | FEBCO | 765 | PVB | 0.750 | 73089 | RIGHT FRONT
7990 | CARAWAY AVE | 43016-6500 | Active | A133530 | WILKINS | 720A | PVB | 0.750 | 88384 | LEFT SIDE OF HOUSE
7995 | CARAWAY AVE | 43016 | Active | VAA0043 | WILKINS | 720A | PVB | 1.000 | 99681 | LEFT SIDE OF HOUSE
8006 | CARAWAY AVE | 43016-6501 | Active | 631333 | WATTS | 800M4QT | PVB | 1.000 | 92253 | RIGHT FRONT
8011 | CARAWAY AVE | 43016-6510 | Active | H533883 | FEBCO | 765 | PVB | 0.750 | 97619 | LEFTSIDE
8014 | CARAWAY AVE | 43016-6501 | Active | G217345 | WILKINS | 720A | PVB | 0.750 | 96642 | FRONT OF HOUSE RIGHT OF FRONT DOOR
8022 | CARAWAY AVE | 43016-6501 | Active | F031361 | WILKINS | 720A | PVB | 0.750 | 97388 | LEFT SIDE OF HOUSE
8030 | CARAWAY AVE | 43016-6501 | Active | H427735 | FEBCO | 765 | PVB | 0.750 | 91470 | LEFT SIDE
8038 | CARAWAY AVE | 43016-6501 | Active | G208751 | WILKINS | 720A | PVB | 0.750 | 92701 | RIGHT SIDE
5934 | CARBURY WAY | 43081 | Active | CB620499 | WILKINS | 720 | PVB | 0.750 | 3646756 | LEFT SIDE OF HOUSE
1502 | CARDIFF RD | 43221-3910 | Active | cb794181 | WILKINS | 720A | PVB | 1.000 | 55243 | RT OF FRONT DOOR
1548 | CARDIFF RD | 43221-3910 | Active | T131902 | WILKINS | 720A | PVB | 0.750 | 102954 | RIGHT SIDE OF HOUSE
1621 | CARDIFF RD | 43221-3911 | Active | CB674958 | WILKINS | 720A | PVB | 0.750 | 3384347 | FRONT OF HOUSE
1660 | CARDIFF RD | 43221-3912 | Active | 190697 | WILKINS | 720 | PVB | 0.750 | 3384356 | LEFT FRONT CORNER OF HOUSE
1711 | CARDIFF RD | 43221-3806 | Active | 141852 | WATTS | 800M4QT | PVB | 0.750 | 55924 | FRONT RIGHT
1723 | CARDIFF RD | 43221 | Active | T294934 | WILKINS | 720A | PVB | 0.750 | 55951 | EAST SIDE OUTSIDE, BY WALL MID HOUSE
2001 | CARDIGAN AVE | 43212-2719 | Active | 571870 | WATTS | 800M4QT | PVB | 1.000 | 86994 | Rear of House
2299 | CARDIGAN AVE | 43215-1031 | Active | 3124914 | WILKINS | 975XLBMS | RP | 1.500 | 57881 | IN MECHANICAL ROOM IN CENTER OF BUILDING
2299 | CARDIGAN AVE | 43215-1031 | Due Install |  |  |  | DCDA | 6.000 | 3652430
2300 | CARDIGAN AVE | 43215-1004 | Due Install |  |  |  | RP | 1.000 | 3384376
2300 | CARDIGAN AVE | 43215-1004 | Due Install |  |  |  | DCDA | 4.000 | 3652429
245 | CARDINAL PARK DR | 43213 | Not Required by DOW | 953401 | WILKINS | 975XL | RP | 1.500 | 58315 | POOL HOUSE
245 | CARDINAL PARK DR | 43213 | Active | YK-0602 | AMES | COLT-400 | RP | 4.000 | 3649861
245 | CARDINAL PARK DR | 43213 | Active | YD-0227 | AMES | C-3000 | DCDA | 6.000 | 3649862
245 | CARDINAL PARK DR | 43213 | Active | 77501 | AMES | 2000 | DC | 0.750 | 3658701
527 | CARDINAL PARK DR | 43213 | Active | 179207 | WATTS | 909 | RP | 3.000 | 87943 | METER HOUSE @ ENTRANCE
5278 | CARDINAL PARK DR | 43213 | Active | 1085691005 | WATTS | 774X | DC | 6.000 | 88243 | METER HOUSE @ ENTRANCE
5278 | CARDINAL PARK DR | 43213 | Active | 66461 | WATTS | 007QT | DC | 0.750 | 88244 | METER HOUSE @ ENTRANCE
5278 | CARDINAL PARK DR | 43213 | Removed | A151113REM | WILKINS | 720A | PVB | 0.750 | 88245 | CREEKVIEW CONDO'S CLUB HOUSE-LEFT FRONT OF BLDG
5278 | CARDINAL PARK DR | 43213 | Removed | 141318REM | WILKINS | 720A | PVB | 1.500 | 88246 | RIGHT OF METER HOUSE
55 | CAREN AVE | 43085-2515 | Active | TI-0788 | WATTS | 957 | RP | 3.000 | 3384516 | MECH ROOM
55 | CAREN AVE | 43085-2515 | Active | TJ-2390 | AMES | 200 | DC | 3.000 | 3640736 | MECH ROOM ON FIRE
77 | CAREN AVE | 43085-2513 | Not Required by DOW | 393906 | WILKINS | 950XL | DC | 1.250 | 3384517 | ART STORAGE
77 | CAREN AVE | 43085-2513 | Not Required by DOW | 393842 | WILKINS | 950XL | DC | 1.250 | 3611937 | ELECTRICAL/MECHANICAL ROOM
77 | CAREN AVE | 43085-2513 | Active | ACC6865 | WILKINS | 975XL2 | RP | 2.000 | 3650570 | ELECTRICAL ROOM WEST END OF BUILDING
32 | CAREN AVE | 43085-2531 | Active | BF4774 | FEBCO | 765 | PVB | 0.750 | 90107 | LEFT SIDE OF HOUSE
338 | CAREN AVE | 43085-2531 | Active | H650158 | FEBCO | 765 | PVB | 0.750 | 101770 | LEFT SIDE OF HOUSE
366 | CAREN AVE | 43085-2531 | Active | 004571 | WATTS | 800QT | PVB | 1.000 | 61391 | WEST SIDE OF HOUSE
280 | CARIFA DR | 43026-9387 | Active | EAB7041 | WILKINS | 720A | PVB | 0.750 | 99586 | RIGHT SIDE OF HOUSE
3117 | CARISBROOK RD | 43221-2241 | Active | H205819 | FEBCO | 765 | PVB | 0.750 | 86976 | LEFT SIDE
3126 | CARISBROOK RD | 43221-2242 | Active | T304835 | WILKINS | 720A | PVB | 0.750 | 90108 | LEFT OF FRONT DOOR
3129 | CARISBROOK RD | 43221-2241 | Active | 1746 | FEBCO | 765 | PVB | 1.000 | 60021 | IN GARAGE NORTH WALL
3170 | CARISBROOK RD | 43221-2242 | Active | AG9455 | FEBCO | 765 | PVB | 1.000 | 60146 | NW CORNER OF HOUSE
3173 | CARISBROOK RD | 43221-2241 | Active | 117508 | FEBCO | 765 | PVB | 1.000 | 90109 | LEFT OF FRONT DOOR
6022 | CARLATUN ST | 43081 | Active | T197046 | WILKINS | 720A | PVB | 0.750 | 3601025 | REAR LEFT SIDE
6054 | CARLATUN ST | 43081 | Active | T047889 | WILKINS | 720A | PVB | 0.750 | 101476 | RIGHT SIDE
5486 | CARLISLE DR | 43123 | Active | EAJ0544 | WILKINS | 720A | PVB | 0.750 | 3655573 | LEFT SIDE
5580 | CARLISLE DR | 43123 | Active | T415400 | WILKINS | 720 | PVB | 0.750 | 3653348 | LEFT FRONT
5600 | CARLISLE DR | 43123 | Active | EAF7263 | WILKINS | 720A | PVB | 0.750 | 3653346 | LEFT FRONT
3693 | CARLOTTA ST | 43123-8609 | Active | EAK2399 | WILKINS | 720A | PVB | 0.750 | 3384724 | LEFT SIDE OF HOUSE HOSE BIB NEEDS REMOVED
3703 | CARLOTTA ST | 43123-8609 | Active | G043817 | WILKINS | 720A | PVB | 0.750 | 91399 | LEFT SIDE
5870 | CARNABY WAY | 43213 | Active | 1959760119 | AMES | 3000SS | DCDA | 3.00 | 68191 | 5940 E MAIN ST, NE CORNER MECH ROOM
5870 | CARNABY WAY | 43213 | Active | 1470349 | WILKINS | 975XL | RP | 1.500 | 68193 | 5940 E MAIN ST, NW CORNER OF BUILDING IN METER ROOM
5870 | CARNABY WAY | 43213 | Removed | 27788REM | AMES | 2000B | DC | 0.750 | 68194 | 5940 E MAIN ST, NE CORNER MECH ROOMREMOVED
5870 | CARNABY WAY | 43213 | Not Required by DOW | 4683468 | WILKINS | 975XL2 | RP | 1.000 | 68195 | 5940 E MAIN ST, METER ROOM NW CORNER OF BUILDING
5870 | CARNABY WAY | 43213 | Active | 03445 | AMES | 4000B | RP | 1.250 | 3603480 | 5940 E MAIN ST, MECHANICAL ROOM
5870 | CARNABY WAY | 43213 | Active | 244163 | WATTS | LF007M3QT | DC | 0.750 | 3626201 | 5940 E MAIN ST, NE CORNER MECH ROOM
5950 | CARNABY WAY | 43213 | Active | ABC0972 | Wilkins | 975XL2 | RP | 1.000 | 3650719
5945 | CARNEGIE COVE CT | 43213-5116 | Active | H447099 | FEBCO | 765 | PVB | 0.750 | 91572 | RIGHT SIDE OF HOUSE
5948 | CARNEGIE COVE CT | 43213-5116 | Active | T176214 | FEBCO | 765 | PVB | 0.750 | 99923 | LEFT SIDE OF HOUSE
5956 | CARNEGIE COVE CT | 43213-5116 | Active | CB081478 | WILKINS | 720A | PVB | 0.750 | 95230 | LEFT SIDE OF HOUSE
5972 | CARNEGIE COVE CT | 43213-5116 | Active | H495439 | FEBCO | 765 | PVB | 0.750 | 95613 | RIGHT SIDE
5980 | CARNEGIE COVE CT | 43213-5116 | Active | CAA28917 | WILKINS | 720A | PVB | 0.750 | 91265 | OUTSIDE
5996 | CARNEGIE COVE CT | 43213-5116 | Active | HW6868 | FEBCO | 765 | PVB | 0.750 | 91664 | LEFT CORNER OF HOUSE
5999 | CARNEGIE COVE CT | 43213-5116 | Active | H491809 | FEBCO | 765 | PVB | 0.750 | 95615 | RIGHT SIDE
6012 | CARNEGIE COVE CT | 43213-5116 | Active | HE36355 | FEBCO | 765 | PVB | 1.000 | 99181 | LEFT SIDE OF HOUSE
6020 | CARNEGIE COVE CT | 43213-5116 | Active | H570456 | FEBCO | 765 | PVB | 0.750 | 98841 | RIGHT SIDE OF HOUSE
6025 | CARNEGIE COVE CT | 43213-5116 | Active | A006757 | WILKINS | 720A | PVB | 0.750 | 95053 | LEFT OF HOUSE
958 | CARNOUSTIE CIR | 43123-8092 | Active | T034296 | WILKINS | 720A | PVB | 0.750 | 74790 | FRONT OF HOUSE
966 | CARNOUSTIE CIR | 43123-8092 | Active | CB607425 | WILKINS | 720A | PVB | 0.750 | 3596898 | LEFT SIDE
990 | CARNOUSTIE CIR | 43123-8092 | Removed | A151128REM | WILKINS | 720A | PVB | 0.750 | 87445 | REMOVED-LEFT SIDE
990 | CARNOUSTIE CIR | 43123-8092 | Active | CB090099 | WILKINS | 720A | PVB | 0.750 | 3607373 | LEFT SIDE
104 | CARNOUSTIE CIR | 43123-8093 | Active | T466860 | WILKINS | 720A | PVB | 0.750 | 91681 | LEFT SIDE OF HOUSE
1054 | CARNOUSTIE CIR | 43123-8093 | Active | T188109 | WILKINS | 720A | PVB | 0.750 | 95742 | LEFT SIDE
1062 | CARNOUSTIE CIR | 43123-8093 | Active | T083957 | WILKINS | 720A | PVB | 0.750 | 101784 | LEFT SIDE
1070 | CARNOUSTIE CIR | 43123-8093 | Active | EAA7486 | WILKINS | 720A | PVB | 0.750 | 101782 | LEFT SIDE
1078 | CARNOUSTIE CIR | 43123-8093 | Active | T083955 | WILKINS | 720A | PVB | 0.750 | 101780 | LEFT SIDE
1094 | CARNOUSTIE CIR | 43123-8093 | Active | T145872 | WILKINS | 720A | PVB | 0.750 | 102982 | LEFT SIDE
1105 | CARNOUSTIE CIR | 43123- | Active | H34071 | FEBCO | 825Y | RP | 0.750 | 95318 | USE 6/3/15 CAG. IN COMMON AREA NEXT TO PLAY SET
1118 | CARNOUSTIE CIR | 43123-8139 | Active | G018681 | WILKINS | 720A | PVB | 0.750 | 88282 | LEFT SIDE OF HOUSE
1126 | CARNOUSTIE CIR | 43123-8139 | Active | 181919 | WILKINS | 720A | PVB | 0.750 | 88710 | RIGHT SIDE OF HOUSE
1142 | CARNOUSTIE CIR | 43123-8139 | Active | T013711 | WILKINS | 720A | PVB | 0.750 | 99883 | RIGHT SIDE
1166 | CARNOUSTIE CIR | 43123-8139 | Active | T223717 | WILKINS | 720A | PVB | 0.750 | 3600276 | LEFT SIDE
1182 | CARNOUSTIE CIR | 43123-8139 | Active | 01619 | WATTS | 800M4QT | PVB | 1.000 | 96153 | LEFT SIDE OF HOUSE
1190 | CARNOUSTIE CIR | 43123-8139 | Active | F021378 | WILKINS | 720A | PVB | 0.750 | 97501 | right side
1198 | CARNOUSTIE CIR | 43123-8139 | Active | HF40657 | FEBCO | 765 | PVB | 1.000 | 97794 | RIGHT FRONT DOOR
1214 | CARNOUSTIE CIR | 43123-8140 | Active | T423883 | WILKINS | 720A | PVB | 0.750 | 3599615 | RIGHT SIDE
1246 | CARNOUSTIE CIR | 43123-8140 | Active | CB153210 | WILKINS | 720A | PVB | 0.750 | 3600251 | Right Front
1254 | CARNOUSTIE CIR | 43123-8140 | Active | H749825 | FEBCO | 765 | PVB | 0.750 | 102943 | RIGHT SIDE OF HOUSE
1262 | CARNOUSTIE CIR | 43123-8140 | Active | 185481 | WILKINS | 720A | PVB | 0.750 | 88283 | LEFT SIDE OF HOUSE
1270 | CARNOUSTIE CIR | 43123-8140 | Active | H752458 | FEBCO | 765 | PVB | 0.750 | 103587 | RIGHT SIDE
1286 | CARNOUSTIE CIR | 43123-8140 | Active | H722764 | FEBCO | 765 | PVB | 0.750 | 103722 | RIGHT SIDE
1294 | CARNOUSTIE CIR | 43123-8140 | Active | H752573 | FEBCO | 765 | PVB | 0.750 | 103723 | RIGHT SIDE
1302 | CARNOUSTIE CIR | 43123-8094 | Active | G086192 | WILKINS | 720A | PVB | 0.750 | 91373 | LEFT SIDE
1326 | CARNOUSTIE CIR | 43123-8094 | Active | 190673 | WILKINS | 720A | PVB | 0.750 | 91372 | RIGHT SIDE OF HOUSE
1334 | CARNOUSTIE CIR | 43123-8094 | Active | H752853 | FEBCO | 765 | PVB | 0.750 | 103169 | RIGHT SIDE HOUSE
1342 | CARNOUSTIE CIR | 43123-8094 | Active | H929354 | FEBCO | 765 | PVB | 0.750 | 103769 | RIGHT SIDE
1394 | CARNOUSTIE CIR | 43123-8094 | Active | G045364 | WILKINS | 720A | PVB | 0.750 | 3597572 | Right Side of House
1470 | CARNOUSTIE CIR | 43123-8097 | Replaced | REPA133943 | WILKINS | 720A | PVB | 0.750 | 89117 | REPLACED- RIGHT SIDE
5523 | CARNOUSTIE CT | 43017-8746 | Active | HE82164 | FEBCO | 765 | PVB | 1.000 | 91192 | LEFT FRONT OF DOOR
252 | CARPENTER ST | 43205- | Active | 4151304 | WILKINS | 975XL2 | RP | 1.500 | 3615406 | NW - IN 252 - C HALLWAY AT WATER METER (FOR248+252)
392 | CARPENTER ST | 43205- | NULL | [5 empty] | 3385129
596 | CARRBRIDGE CT | 43119 | Active | CAA69380 | WILKINS | 720A | PVB | 0.750 | 3606126 | RIGHT SIDE OF HOUSE
4395 | CARRIAGE HILL LN | 43220 | Active | 19859 | AMES | 2000BM3 | DC | 0.750 | 99555 | SPRINKLER ROOM OSD OFF OF MAIN ENTRANCE PATIO
4395 | CARRIAGE HILL LN | 43220 | Active | KG-0521 | AMES | COLT 300-GV | DCDA | 4.000 | 99556 | SPRINKLER ROOM OSD OFF OF MAIN ENTRANCE PATIO
4395 | CARRIAGE HILL LN | 43220 | Active | 232417 | APOLLO/CONBRACO | RP40 | RP | 1.000 | 99557 | SPRINKLER ROOM OSD OFF OF MAIN ENTRANCE PATIO
4401 | CARRIAGE HILL LN | 43220-3837 | Active | 241178 | WATTS | 009QT | RP | 1.000 | 63931 | MECH ROOM
6352 | CARRIANN CT | 43026-6169 | Active | 311865 | WATTS | 800M4QT | PVB | 0.750 | 3595722 | LEFT SIDE
6988 | CARRICK CT | 43017 | Active | 798566 | WATTS | 800M4QT | PVB | 1.000 | 102121 | RIGHT SIDE OF HOUSE
1611 | CARRIGALLEN LN | 43228-3416 | Active | 375430 | WILKINS | 720A | PVB | 0.750 | 91261 | RIGHT SIDE
4789 | CARRIGAN RIDGE CT | 43017-8639 | Active | G227803 | WILKINS | 720A | PVB | 0.750 | 97022 | RIGHT SIDE
4797 | CARRIGAN RIDGE CT | 43017-8639 | Active | 572466 | WILKINS | 720A | PVB | 0.750 | 65070 | LEFT FRONT
4805 | CARRIGAN RIDGE CT | 43017 | Active | T205259 | WILKINS | 720A | PVB | 0.750 | 3598596 | Front of House
4813 | CARRIGAN RIDGE CT | 43017-8615 | Active | T183685 | WILKINS | 720A | PVB | 0.750 | 90110 | LEFT OF FRONT DOOR
4821 | CARRIGAN RIDGE CT | 43017-8615 | Active | HC34581 | FEBCO | 765 | PVB | 0.750 | 65153 | FRONT LEFT OF FRONT DOOR IN OFFSET
4837 | CARRIGAN RIDGE DR | 43017-8668 | Active | 494817 | WILKINS | 975 | RP | 0.750 | 65188 | RIGHT SIDE OF HOUSE
4844 | CARRIGAN RIDGE DR | 43017-8616 | Active | 425580 | WILKINS | 720A | PVB | 0.750 | 65206 | LEFT FRONT
4845 | CARRIGAN RIDGE DR | 43017-8668 | Active | T239864 | WILKINS | 720A | PVB | 0.750 | 3385450 | LEFT SIDE OF HOUSE
4852 | CARRIGAN RIDGE DR | 43017-8618 | Active | 371688 | WILKINS | 720A | PVB | 1.000 | 65250 | RIGHT SIDE
4860 | CARRIGAN RIDGE DR | 43017-8618 | Active | E15186 | FEBCO | 765 | PVB | 1.000 | 65261 | RIGHT HAND SIDE
4861 | CARRIGAN RIDGE DR | 43017-8617 | Active | 501684 | WILKINS | 720A | PVB | 0.750 | 65262 | RIGHT SIDE
4868 | CARRIGAN RIDGE DR | 43017-8618 | Active | 335231 | WILKINS | 720A | PVB | 0.750 | 65278 | LEFT SIDE OF HOUSE
4869 | CARRIGAN RIDGE DR | 43017-8617 | Active | 124849 | WILKINS | 420 | PVB | 1.000 | 65279 | LEFT SIDE OF HOUSE , NEAR FRONT
4876 | CARRIGAN RIDGE DR | 43017-8618 | Active | 996890 | WILKINS | 720A | PVB | 1.000 | 65297 | RIGHT SIDE
4877 | CARRIGAN RIDGE DR | 43017 | Active | EAA0537 | WILKINS | 720A | PVB | 0.750 | 3385452
4884 | CARRIGAN RIDGE DR | 43017-8618 | Active | CAA79832 | WILKINS | 720A | PVB | 1.000 | 65333 | RIGHT FRONT BEHIND BIG GRASS BUSH
4885 | CARRIGAN RIDGE DR | 43017 | Active | A038159 | WILKINS | 720A | PVB | 0.750 | 65334 | RT SIDE
4892 | CARRIGAN RIDGE DR | 43017 | Active | H636262 | FEBCO | 765 | PVB | 0.750 | 100324 | FRONT -LEFT OF DOOR
4893 | CARRIGAN RIDGE DR | 43017-8617 | Active | 170825 | WATTS | 800M4FR | PVB | 0.750 | 65365 | RIGHT FRONT
5775 | CARRINGTON CT | 43085-3802 | Active | T659010 | WILKINS | 720A | PVB | 1.000 | 90113 | BACK OF HOUSE
4476 | CARRINGTON WAY | 43026- | Active | 146097 | APOLLO/CONBRACO | 4020502 | RP | 1.000 | 64133 | BEHIND ENTRY STONEWALL CARRINGTON WAY AND BRITTON PKWY
4492 | CARRINGTON WAY | 43026-8883 | Active | 33073 | WATTS | 800QT | PVB | 1.000 | 64167 | OUTSIDE
4495 | CARRINGTON WAY | 43026-8884 | Active | cb101215 | WILKINS | 720A | PVB | 0.750 | 64175 | FRONT RIGHT OF DOOR
4504 | CARRINGTON WAY | 43026-8883 | Active | CB134624 | WILKINS | 720A | PVB | 1.000 | 64242 | RIGHT FRONT
4518 | CARRINGTON WAY | 43026-8883 | Removed | EAD4229REM | WILKINS | 720A | PVB | 0.750 | 87912 | RIGHT FRONT
4524 | CARRINGTON WAY | 43026-8883 | Active | EAC4245 | WILKINS | 720A | PVB | 0.750 | 64289 | S.E. CORNER OF HOUSE
4560 | CARRINGTON WAY | 43026-8883 | Active | 877009 | WILKINS | 720A | PVB | 0.750 | 64349 | N WALL OUTSIDE
4580 | CARRINGTON WAY | 43026-8883 | Active | 576885 | WILKINS | 720A | PVB | 1.000 | 64391 | RIGHT SIDE FRONT
4590 | CARRINGTON WAY | 43026-8883 | Active | CB0803032 | WILKINS | 720A | PVB | 0.750 | 64416 | LEFT FRONT
4618 | CARRINGTON WAY | 43026-9086 | Active | T210184 | WILKINS | 720A | PVB | 1.000 | 64584 | RIGHT SIDE
4639 | CARRINGTON WAY | 43026-9132 | Active | CC5695 | FEBCO | 765 | PVB | 0.750 | 64652 | LEFT SIDE
4649 | CARRINGTON WAY | 43026-9132 | Active | F000182 | WILKINS | 720A | PVB | 0.750 | 91947 | LEFT SIDE
4677 | CARRINGTON WAY | 43026-8646 | Active | H966931 | FEBCO | 765 | PVB | 0.750 | 64771 | RIGHT FRONT
4678 | CARRINGTON WAY | 43026-9129 | Active | W055547 | WILKINS | 720A | PVB | 0.750 | 64777 | RIGTH SIDE OF HOUSE
4682 | CARRINGTON WAY | 43026-9129 | Active | AD6225 | FEBCO | 765 | PVB | 0.750 | 64796 | RIGHT SIDE OF HOUSE
4685 | CARRINGTON WAY | 43026-8646 | Active | H148337 | FEBCO | 765 | PVB | 0.750 | 64802 | LEFT FRONT
4686 | CARRINGTON WAY | 43026-9129 | Active | H264445 | FEBCO | 765 | PVB | 0.750 | 64804 | LEFT SIDE OF HOUSE
4693 | CARRINGTON WAY | 43026-8646 | Active | HC60631 | FEBCO | 765 | PVB | 0.750 | 91832 | LEFT SIDE OF HOUSE
4697 | CARRINGTON WAY | 43026-8646 | Active | 009723 | WATTS | 800QT | PVB | 1.000 | 64823 | OUTSIDE
4704 | CARRINGTON WAY | 43026-9131 | Active | CB992716 | WILKINS | 720A | PVB | 0.750 | 90112 | FRONT OF HOUSE
1210 | CARRON DR | 43220-3914 | Active | G262953 | WILKINS | 720A | PVB | 1.000 | 54315 | EAST SIDE OF HOUSE IN BUSHES
1220 | CARRON DR | 43220-3914 | Active | H114215 | FEBCO | 765 | PVB | 0.750 | 98578 | FRONT OF HOUSE
1221 | CARRON DR | 43220-3913 | Active | CAA79866 | WILKINS | 720A | PVB | 0.750 | 54348 | FRONT OF HOUSE device number is 658358
1231 | CARRON DR | 43220-3913 | Active | 657943 | Rainbird | 100 | PVB | 1.000 | 54371 | FRONT LEFT OF DOOR
1240 | CARRON DR | 43220-3914 | Active | A133749 | WILKINS | 720A | PVB | 0.750 | 54389 | FRONT OF HOUSE
1241 | CARRON DR | 43220-3913 | Active | 02776 | FEBCO | 765 | PVB | 1.000 | 101886 | LEFT SIDE
1250 | CARRON DR | 43220-3914 | Replaced | REP31093 | WATTS | 800QT | PVB | 1.000 | 54440 | REPLACED- WEST SIDE OF HOUSE/ LEFT SIDE
1250 | CARRON DR | 43220-3914 | Active | T247435 | WILKINS | 720A | PVB | 1.000 | 3611930 | WEST SIDE OF HOUSE/ LEFT SIDE
1253 | CARRON DR | 43220-3913 | Active | CAA46739 | WILKINS | 720A | PVB | 0.750 | 90114 | LEFT SIDE
1260 | CARRON DR | 43220-3914 | Not Required by DOW | hj28918 | FEBCO | 765 | PVB | 1.000 | 101887 | RIGHT SIDE
1260 | CARRON DR | 43220-3914 | Due Install |  |  |  | RP | 0.750 | 3659259 | RIGHT SIDE
1270 | CARRON DR | 43220-3914 | Active | T477385 | WILKINS | 720 | PVB | 0.750 | 3385491 | FRONT LEFT
1275 | CARRON DR | 43220-3913 | Active | T374162 | WILKINS | 720A | PVB | 1.000 | 54495 | LH SIDE
1287 | CARRON DR | 43220-3913 | Active | CB639195 | WILKINS | 720 | PVB | 1.000 | 3385493 | FRONT OF HOUSE
1296 | CARRON DR | 43220-3914 | Removed | 45320REM | WILKINS | 720A | PVB | 0.750 | 87371 | ***REMOVED*** FRONT OF HOUSE
1296 | CARRON DR | 43220-3914 | Active | EAJ0504 | WILKINS | 720A | PVB | 0.75 | 3659590 | RIGHT OF FRONT DOOR
1306 | CARRON DR | 43220-3916 | Active | H039026 | FEBCO | 765 | PVB | 0.750 | 54610 | FRONT RIGHT OF DOOR
1309 | CARRON DR | 43220-3915 | Active | EAJ6090 | WILKINS | 720A | PVB | 0.750 | 88374 | LEFT SIDE
1318 | CARRON DR | 43220-3916 | Active | 7249 | RAINBIRD | 100 | DC | 1.000 | 91690 | BASEMENT AT METER
1330 | CARRON DR | 43220-3916 | Active | T300095 | WILKINS | 720 | PVB | 0.750 | 3385496
1342 | CARRON DR | 43220-3916 | Active | 01533 | WATTS | 800M4QT | PVB | 1.000 | 94841 | RIGHT SIDE OF HOUSE NEAR FENCE
1345 | CARRON DR | 43220-3915 | Active | A53192 | FEBCO | 765 | PVB | 1.000 | 90008 | FRONT RIGHT
8535 | CARTNEY CT | 43017 | Active | T674955 | WILKINS | 720A | PVB | 1.000 | 74020 | NORTH SIDE OF HOUSE
8536 | CARTNEY CT | 43017-9304 | Active | H879828 | FEBCO | 765 | PVB | 0.750 | 74027 | LEFT SIDE
8540 | CARTNEY CT | 43017-9304 | Active | CAA25777 | WILKINS | 720A | PVB | 1.000 | 74032 | LH SIDE
8543 | CARTNEY CT | 43017 | Active | CB776421 | WILKINS | 720 | PVB | 0.750 | 3385533 | LEFT CENTER BY A/C IN COVE
8544 | CARTNEY CT | 43017 | Active | G105337 | WILKINS | 720A | PVB | 1.000 | 74035 | LEFT SIDE OF HOUSE
8551 | CARTNEY CT | 43017-9304 | Active | 32164 | WATTS | 800M4QT | PVB | 0.750 | 74055 | LEFT FRONT
8552 | CARTNEY CT | 43017-9304 | Active | 449278 | WATTS | 800QT | PVB | 1.000 | 74056 | RR OF HSE
8560 | CARTNEY CT | 43017 | Active | 31123 | WATTS | 800QT | PVB | 1.000 | 74075 | BACK SIDE OF HSE
8563 | CARTNEY CT | 43017-9304 | Active | BB4959 | FEBCO | 765 | PVB | 0.750 | 74079 | RIGHT CENTER UNDER WINDOW
8564 | CARTNEY CT | 43017 | Active | AL5554 | FEBCO | 765 | PVB | 0.750 | 74080 | REAR OF HOUSE N.E.CORNER BY AIR CONDITIONER
8568 | CARTNEY CT | 43017-9304 | Active | 140893 | WILKINS | 720 | PVB | 1.000 | 74084 | LEFT SIDE OF HOUSE-FRONT CORNER WEST SIDE
8569 | CARTNEY CT | 43017-9304 | Active | AK3217 | FEBCO | 765 | PVB | 0.750 | 74086 | BACK RIGHT BY GAS
1530 | CASE W RD | 43235-7515 | Active | 739105 | WATTS | 800M4FR | PVB | 1.000 | 55322 | LEFTSIDE WEST
7653 | CASHEL CT | 43017-2646 | Removed | G181899REM | WILKINS | 720A | PVB | 0.750 | 93390 | RIGHT OF FRONT DOOR
7694 | CASHEL CT | 43017-2646 | Active | T230801 | WILKINS | 720A | PVB | 0.750 | 3385709 | RIGHT SIDE OF HOUSE
7699 | CASHEL CT | 43017 | Active | T126248 | WILKINS | 720A | PVB | 0.750 | 102447 | RIGHT SIDE OF HOUSE
7709 | CASHEL CT | 43017-2646 | Active | 342360 | WILKINS | 720A | PVB | 1.000 | 97166 | RIGHT SIDE
1455 | CASSADY AVE | 43219 | Active | 56945 | WATTS | 009M2QT | RP | 1.500 | 55075 | BACK ROOM ON WEST WALL
1455 | CASSADY AVE | 43219 | Not Required by DOW | H924829 | FEBCO | 765 | PVB | 1.000 | 55076 | OUTSIDE WEST WALL
1455 | CASSADY AVE | 43219 | Not Required by DOW | 79479 | WATTS | 009M3QT | RP | 0.750 | 55077 | BACK ROOM ON WEST
1455 | CASSADY AVE | 43219 | Not Required by DOW | 57676 | WATTS | 007QT | DC | 1.500 | 96467 | BACK ROOM
3052 | CASSADY VILLAGE TR | 43219-3552 | Due Install | [5 empty] | 3385918
3053 | CASSADY VILLAGE TR | 43219-3501 | Due Install | [5 empty] | 3385919
3085 | CASSADY VILLAGE TR | 43219-3555 | Due Install | [5 empty] | 3385920
3092 | CASSADY VILLAGE TR | 43219-3543 | Due Install |  |  |  | RP | 1.500 | 3385921
3153 | CASSEY ST | 43026-7278 | Active | T424372 | WILKINS | 720 | PVB | 0.750 | 3598121 | LEFT SIDE
3169 | CASSEY ST | 43026-7278 | Active | CB084400 | WILKINS | 720A | PVB | 0.750 | 97750 | RH side
3193 | CASSEY ST | 43026-7278 | Active | G215128 | WILKINS | 720A | PVB | 0.750 | 87310 | LEFT SIDE OF HOUSE
3209 | CASSEY ST | 43026-7272 | Active | 185415 | WILKINS | 720A | PVB | 0.750 | 88432 | LEFT FRONT CORNER OF HOUSE
2120 | CASTLE CREST DR | 43085-1913 | Active | T590723 | WILKINS | 720A | PVB | 1.000 | 57347 | BACK OF HOUSE
2137 | CASTLE CREST DR | 43085-2901 | Active | EAJ0341 | WILKINS | 720 | PVB | 0.750 | 3385959 | BACK LEFT
2177 | CASTLE CREST DR | 43085-2901 | Active | CB260751 | WILKINS | 720A | PVB | 0.750 | 3385963 | LEFT FRONT
2178 | CASTLE CREST DR | 43085-2901 | Active | 220213 | WATTS | 009M3QT | RP | 0.750 | 57525 | BASEMENT SOUTH WALL WORKSHOP
2213 | CASTLE CREST DR | 43085-2901 | Active | A51537 | WATTS | 009M2QT | RP | 0.750 | 94423 | N WALL OF BASEMENT MECH ROOM
2216 | CASTLE CREST DR | 43085 | Active | 38386 | WATTS | 919AQT | RP | 0.750 | 101634 | BASEMENT AT WATER METER
5303 | CASTLE PINES | 43235-5020 | Active | 183114 | WILKINS | 720A | PVB | 0.750 | 66635 | S SIDE
5305 | CASTLE PINES | 43235-5020 | Active | 187778 | WILKINS | 720A | PVB | 0.750 | 66636 | NORTH SIDE OF RESIDENCE
5306 | CASTLE PINES | 43235-5018 | Active | 4622 | FEBCO | 765 | PVB | 0.750 | 66638 | RIGHT HAND SIDE OF HOUSE
5311 | CASTLE PINES | 43235-5020 | Active | 209092 | WILKINS | 720A | PVB | 0.750 | 66641 | SOUTH SIDE OF HOUSE
5313 | CASTLE PINES | 43235-5020 | Active | CAA28906 | WILKINS | 720A | PVB | 0.750 | 66648 | NORTH SIDE OF RESIDENCE
5314 | CASTLE PINES | 43235-5018 | Active | 209211 | WILKINS | 720A | PVB | 0.750 | 66649 | SOUTH SIDE OF HOUSE
5316 | CASTLE PINES | 43235-5018 | Active | 209195 | WILKINS | 720A | PVB | 0.750 | 66650 | NORTH SIDE OF RESIDENCE
5319 | CASTLE PINES | 43235-5020 | Active | CAA67122 | WILKINS | 720A | PVB | 0.750 | 66652 | NORTH SIDE OF RESIDENCE
5321 | CASTLE PINES | 43235-5020 | Active | 228551 | WILKINS | 720A | PVB | 0.750 | 66654 | NORTH SIDE OF RESIDENCE
5322 | CASTLE PINES | 43235-5018 | Active | 209094 | WILKINS | 720A | PVB | 0.750 | 66657 | SOUTH SIDE BY BAY WINDOW
5324 | CASTLE PINES | 43235-5018 | Active | 209093 | WILKINS | 720A | PVB | 0.750 | 66662 | NORTH SIDE OF HOUSE (MIDDLE)
5327 | CASTLE PINES | 43235-5020 | Active | 279661 | WILKINS | 720A | PVB | 0.750 | 66668 | SOUTH SIDE OF HOUSE
5329 | CASTLE PINES | 43235-5020 | Active | 228606 | WILKINS | 720A | PVB | 0.750 | 66670 | RIGHTSIDE NORTH SIDE OF HOUSE
5335 | CASTLE PINES | 43235-5020 | Active | 279656 | WILKINS | 720A | PVB | 0.750 | 66673 | SOUTH SIDE OF HOUSE
5337 | CASTLE PINES | 43235-5020 | Active | EAG4914 | WILKINS | 720A | PVB | 0.750 | 66680 | RIGHT CENTER OF HOUSE
5341 | CASTLE PINES | 43235-5020 | Active | 61256 | WATTS | 800QT | PVB | 0.750 | 66695 | LEFT SIDE OF HOUSE
5343 | CASTLE PINES | 43235-5020 | Active | 47923 | WATTS | 800QT | PVB | 0.750 | 66699 | RIGHT SIDE OF HOUSE
5347 | CASTLE PINES | 43235-5020 | Active | 83330 | WATTS | 800QT | PVB | 0.750 | 66700 | LEFT SIDE OF UNIT -- OUTSIDE
5349 | CASTLE PINES | 43235-5020 | Active | 68499 | WATTS | 800QT | PVB | 0.750 | 66701 | WEST SIDE OF RESIDENCE
5353 | CASTLE PINES | 43235-5020 | Active | 73083 | WATTS | 800QT | PVB | 0.750 | 66719 | LEFT SIDE OF HOUSE
5355 | CASTLE PINES | 43235-5020 | Replaced | REP68467 | WATTS | 800QT | PVB | 0.750 | 66729 | REPLACED- RIGHT SIDE OF HOUSE
5355 | CASTLE PINES | 43235-5020 | Active | 396201 | WATTS | 800M4QT | PVB | 0.750 | 3610045 | RIGHT SIDE OF HOUSE
5359 | CASTLE PINES | 43235-5020 | Active | 82962 | WATTS | 800QT | PVB | 0.750 | 66730 | SOUTH SIDE OF RESIDENCE
5361 | CASTLE PINES | 43235-5020 | Active | 84592 | WATTS | 800QT | PVB | 0.750 | 66736 | NORTH SIDE OF RESIDENCE
5365 | CASTLE PINES | 43235-5020 | Active | T134768 | WILKINS | 720A | PVB | 0.750 | 66738 | SOUTH SIDE OF RESIDENCE
5367 | CASTLE PINES | 43235-5020 | Active | 84599 | WATTS | 800QT | PVB | 0.750 | 66741 | RIGHT SIDE OF RESIDENCE--OUTSIDE
5371 | CASTLE PINES | 43235-5020 | Active | 100141 | WATTS | 800QT | PVB | 0.750 | 66745 | LEFT SIDE OF HOUSE
5373 | CASTLE PINES | 43235-5020 | Active | 98590 | WATTS | 800QT | PVB | 0.750 | 66746 | RIGHT SIDE OF HOUSE
5375 | CASTLE PINES | 43235-5020 | Active | 102947 | WATTS | 800M4QT | PVB | 0.750 | 66747 | SOUTH SIDE OF RESIDENCE
5377 | CASTLE PINES | 43235-5020 | Active | 103331 | WATTS | 800QT | PVB | 0.750 | 66750 | NORTH SIDE OF RESIDENCE
8865 | CASTLEBAY DR | 43017 | Active | 624373 | WILKINS | 720A | PVB | 0.750 | 74367 | RIGHT HAND SIDE
3111 | CASTLEBROOK AVE | 43026-9263 | Active | 6128 | FEBCO | 765 | PVB | 0.750 | 59993 | BACKYARD
6058 | CASTLEBURY BLVD | 43026-7177 | Active | H446709 | FEBCO | 765 | PVB | 0.750 | 91921 | FRONT RIGHT OF HOUSE
6066 | CASTLEBURY BLVD | 43026-7177 | Active | H449608 | FEBCO | 765 | PVB | 0.750 | 91880 | LEFT SIDE OF HOUSE
6609 | CASTLEFORBES CT | 43016-8419 | Active | H265968 | FEBCO | 765 | PVB | 0.750 | 99479 | LEFT FRONT
6626 | CASTLEFORBES CT | 43016-8419 | Active | T382387 | WILKINS | 720A | PVB | 1.000 | 3386035 | LEFT FRONT
5826 | CASTLEKNOCK RD | 43016-3220 | Active | 868888 | WATTS | 800 | PVB | 1.000 | 68093 | RIGHT SIDE
1190 | CASTLETON N RD | 43220-3804 | Active | G127014 | WILKINS | 720A | PVB | 0.750 | 95972 | RIGHT SIDE OF HOUSE
1241 | CASTLETON N RD | 43220-3805 | Active | 611068 | WATTS | 800M4QT | PVB | 1.000 | 90009 | RIGHT SIDE OF HOUSE
1286 | CASTLETON N RD | 43220-3806 | Active | 138664 | WATTS | 800M4QT | PVB | 0.750 | 90010 | BESIDE FRONT DOOR
1320 | CASTLETON N RD | 43220-3808 | Active | 792910 | WILKINS | 720A | PVB | 0.750 | 54667 | LEFT SIDE OF HOUSE
1388 | CASTLETON N RD | 43220-3808 | Active | 709474 | WATTS | 800M4 | PVB | 1.000 | 101640
1400 | CASTLETON N RD | 43220-3810 | Active | G208753 | WILKINS | 720A | PVB | 0.750 | 95015 | right side of house
4424 | CASTLETON W RD | 43220-3812 | Active | 257239 | WILKINS | 420 | PVB | 0.750 | 63979 | FRONT OF HOUSE
4436 | CASTLETON W RD | 43220-3812 | Active | F082587 | WILKINS | 720A | PVB | 0.750 | 98151 | FRONT OF HOUSE
4445 | CASTLETON W RD | 43220-3811 | Active | T299896 | WILKINS | 720A | PVB | 1.000 | 90011 | RIGHT SIDE OF THE HOUSE
2865 | CASTLEWOOD RD | 43209-3075 | Active | EAF4977 | WILKINS | 720A | PVB | 0.750 | 3386189 | LEFT FRONT CORNER
6759 | CAT SINGER S CIR | 43026 | Active | ABA8515 | Wilkins | 975 | RP | 1.000 | 3646142 | Basement
6090 | CATAWBA DR | 43123-9513 | Active | 816765 | WILKINS | 720A | PVB | 0.750 | 68957 | LEFT SIDE OF HOUSE
6095 | CATAWBA DR | 43123-9513 | Replaced | REPH055551 | FEBCO | 765 | PVB | 0.750 | 90012 | REPLACED- RIGHT SDIE OF HOUSE NEAR CORNER
6095 | CATAWBA DR | 43123-9513 | Active | 015963 | WATTS | 800 | PVB | 0.750 | 3609588 | RIGHT SDIE OF HOUSE NEAR CORNER
6119 | CATAWBA DR | 43123-9513 | Active | 672176 | WILKINS | 720A | PVB | 0.750 | 90013 | OUTSIDE ON THE RIGHT
4671 | CAVENDISH CT | 43054-9632 | Active | ED2378 | FEBCO | 765 | PVB | 1.000 | 64755 | EAST SIDE OF HOUSE (S# ED2373)
4679 | CAVENDISH CT | 43054-9632 | Active | AC7267 | FEBCO | 765 | PVB | 0.750 | 64780 | FT LT SIDE
4688 | CAVENDISH CT | 43054-9632 | Active | CB878623 | WILKINS | 720A | PVB | 1.000 | 64808 | LEFT REAR OF HOME
4689 | CAVENDISH CT | 43054-9632 | Active | 586623 | WILKINS | 720A | PVB | 1.000 | 64811 | LEFT SIDE
1837 | CAVOLO DR | 43026 | Active | EAF5831 | WILKINS | 720A | PVB | 0.750 | 3654765 | LEFT SIDE OF HOUSE
578 | CEDAR ALY | 43206-1283 | Active | EAE8297 | WILKINS | 720A | PVB | 0.750 | 3386374
649 | CEDAR BROOK DR | 43054-9715 | Active | H10245 | FEBCO | 860 | RP | 0.750 | 87935 | BASEMENT
6500 | CEDAR BROOK DR | 43054-9715 | NULL |  |  |  |  | 0.000 | 87940
6507 | CEDAR BROOK DR | 43054-9741 | Active | 07269 | WATTS | 919 | RP | 0.750 | 88596 | BASEMENT @WTR MTR
6857 | CEDAR BROOK GLN | 43054-9768 | NULL |  |  |  |  | 0.000 | 87941
6813 | CEDAR BROOK PL | 43054 | Active | T477379 | WILKINS | 720A | PVB | 0.750 | 3601658 | LEFT SIDE
6833 | CEDAR BROOK PL | 43054-9738 | Active | 55481 | WATTS | 009QT | RP | 0.750 | 70789 | WEST END OF BASEMENT AT METER. A WELL IS PRESENT ON PROPERTY
6847 | CEDAR BROOK PL | 43054-9738 | Active | 56206 | WATTS | LF919QT | RP | 0.750 | 3386409 | SE BASEMENT AT METER
6847 | CEDAR BROOK PL | 43054-9738 | Not Required by DOW | 08220 | WATTS | LF719QT | DC | 0.500 | 3616610 | SE BASEMENT AT SUMP PUMP
6863 | CEDAR BROOK PL | 43054-9738 | Active | 137468 | WATTS | 007QT | DC | 0.750 | 70853 | WEST WALL IN BASEMENT
6870 | CEDAR BROOK PL | 43054-9319 | Active | 41722 | WATTS | 009QT | RP | 0.750 | 70864 | N/W CORNER BASEMENT
6877 | CEDAR BROOK PL | 43054-9738 | Active | 38125 | WATTS | 009M2QT | RP | 0.750 | 70871 | EAST END OF BASEMENT
6891 | CEDAR BROOK PL | 43054-9738 | Active | 260536 | WILKINS | 975 | RP | 0.750 | 70891 | AFTER CITY WATER METER--BASEMENT
5079 | CEDAR DR | 43232-2703 | Due Install |  |  |  | RP | 6.000 | 3386395
5755 | CEDAR LAWN DR | 43125-9629 | Active | HA20668 | FEBCO | 765 | PVB | 0.750 | 67830 | RIGHT SIDE FRONT
560 | CEDAR RUN DR | 43004-7145 | Active | HA81336 | FEBCO | 765 | PVB | 0.750 | 91154 | RIGHT SIDE
883 | CEDAR RUN DR | 43004- | Active | ABB7619 | WILKINS | 975XLBMS | RP | 0.750 | 94821 | @INTERSECTION OF KENNEDY AND CEDAR RUN IN LANDSCAPE
550 | CEDARDALE DR | 43081-9636 | Active | T372373 | Wilkins | 720 | PVB | 0.750 | 3585146 | Left side of house
4400 | CEDARSTONE DR | 43026-8808 | Active | G245726 | WILKINS | 720A | PVB | 0.750 | 99012 | LEFT SIDE
3955 | CEDRIC LN | 43016-4126 | Active | 6281050 | WILKINS | 720A | PVB | 1.000 | 99689 | IN FRONT OF HOUSE
3968 | CEDRIC LN | 43016-4125 | Active | G045446 | WILKINS | 720A | PVB | 0.750 | 62384 | LEFT FRONT
5365 | CEE CT | 43026-9524 | Active | AC4310 | FEBCO | 765 | PVB | 0.750 | 66739 | REAR OF HOUSE
6258 | CELESTE ST | 43081 | Active | VA-0606 | AMES | COLT 400 | RP | 3.000 | 3650813 | HOTBOX KEMP ST AND CELESTE ST
6258 | CELESTE ST | 43081 | Active | VB-0363 | AMES | COLT 300 | DCDA | 6.000 | 3650814
6258 | CELESTE ST | 43081 | Active | 64181 | AMES | 2000BM3 | DC | 0.750 | 3650815
6301 | CELESTE ST | 43081 | Active | EAC5379 | WILKINS | 720A | PVB | 0.750 | 3652585 | LEFT SIDE
6400 | CELESTE ST | 43081 | Active | CAA39318 | WILKINS | 720A | PVB | 0.750 | 3651177 | RIGHT SIDE
7135 | CELTIC CROSSING BL | 43016 | Active | T386671 | WILKINS | 720A | PVB | 0.750 | 3619709 | LEFT FRONT
7018 | CELTIC CROSSING DR | 43016 | Active | T411387 | WILKINS | 720A | PVB | 0.750 | 3630081 | RIGHT FRONT
7055 | CELTIC CROSSING DR | 43016 | Active | T231359 | WILKINS | 720A | PVB | 0.750 | 3613893 | LEFT FRONT
7058 | CELTIC CROSSING DR | 43016 | Active | T361484 | Wilkins | 720 | PVB | 0.750 | 3615306 | RIGHT FRONT
7063 | CELTIC CROSSING DR | 43016 | Active | T230819 | WILKINS | 720A | PVB | 0.750 | 3615345 | LEFT FRONT
7066 | CELTIC CROSSING DR | 43016 | Active | T391068 | WILKINS | 720A | PVB | 0.750 | 3622554 | RIGHT FRONT
7071 | CELTIC CROSSING DR | 43016 | Active | T235932 | WILKINS | 720A | PVB | 0.750 | 3615305 | RIGHT SIDE OF HOUSE
7074 | CELTIC CROSSING DR | 43016 | Active | ABA542 | WILKINS | 720A | PVB | 0.750 | 3616739 | RIGHT SIDE OF HOUSE
7082 | CELTIC CROSSING DR | 43016 | Active | T340275 | Wilkins | 720A | PVB | 0.750 | 3621168 | LEFT FRONT
7090 | CELTIC CROSSING DR | 43016 | Active | T406585 | WILKINS | 720A | PVB | 0.750 | 3615307 | RIGHT SIDE OF HOUSE
7098 | CELTIC CROSSING DR | 43016 | Active | T393143 | WILKINS | 720A | PVB | 0.750 | 3618637 | LEFT FRONT
7130 | CELTIC CROSSING DR | 43016 | Active | ABA673 | WILKINS | 710A | PVB | 0.750 | 3616864 | RIGHT SIDE OF HOUSE
7138 | CELTIC CROSSING DR | 43016 | Active | T406553 | WILKINS | 720A | PVB | 0.750 | 3616699 | LEFT SIDE OF HOUSE
7143 | CELTIC CROSSING DR | 43016 | Active | CB288727 | WILKINS | 720A | PVB | 0.750 | 3616973 | RIGHT SIDE
7146 | CELTIC CROSSING DR | 43016 | Active | T411006 | WILKINS | 720 | PVB | 0.750 | 3616737 | RIGHT FRONT
7151 | CELTIC CROSSING DR | 43016 | Active | T239839 | WILKINS | 720A | PVB | 0.750 | 3616863 | RIGHT FRONT
7154 | CELTIC CROSSING DR | 43016 | Active | CB601371 | WILKINS | 720A | PVB | 0.750 | 3623014 | LEFT FRONT
4471 | CEMETARY RD | 43026- | Active | 126730 | WATTS | 009M2QT | RP | 1.000 | 64122 | IN MECH ROOM WITH WATER METER -NORTH SIDE OF BUILDING BACK ROOM IN PENN STATION
3813 | cemetery rd |  | Active | AMA09546 | WILKINS | 975XL3 | RP | 1.500 | 3658403 | KITCHEN AT METER
4245 | CEMETERY RD | 43026-1203 | Not Required by DOW | 1111114245 | HYDRO-GAP | XX | AG | 10.000 | 63398 | ABOVE 3 COMPARTMENT SINK--AIR GAP
4245 | CEMETERY RD | 43026-1203 | Replaced | REP2664640 | WILKINS | 975XLBMS | RP | 0.750 | 93120 | REPLACED- REAR WEST WALL UNDER SHELVES
4245 | CEMETERY RD | 43026-1203 | Active | 3861327 | WILKINS | 975XL2 | RP | 1.500 | 3607450 | CLOSET @ METER SETTING
4245 | CEMETERY RD | 43026-1203 | Not Required by DOW | 485735 | WATTS | LF009M3QT | RP | 0.750 | 3609760 | corner room by meter setting
4266 | CEMETERY RD | 43026- | Active | 5030379 | WILKINS | 975XL2 | RP | 1.000 | 3657756 | CRAWLSPACE ENTER FROM PANNEL ON BATHROOM FLOOR.
4279 | CEMETERY RD | 43026-1203 | Removed | 307072REM | WATTS | 909M1QT | RP | 2.000 | 101411 | **REMOVED** IN METER ROOM
4279 | CEMETERY RD | 43026-1203 | Removed | 522262REM | WILKINS | 975XL | RP | 1.500 | 103792 | **REMOVED** IN METER ROOM
4279 | CEMETERY RD | 43026-1203 | Active | 163904 | WATTS | LF009M2QT | RP | 2.000 | 3649659 | SW OF BLDG IN HOT BOX AT WATER METER
4280 | CEMETERY RD | 43026- | Active | 18116 | WATTS | 919AQT | RP | 1.500 | 3605538 | NE MECH AREA STOCK AREA BY DOOR AT WATER METER
4280 | CEMETERY RD | 43026- | Not Required by DOW | 522596 | WATTS | 919QT | RP | 0.750 | 3607941 | AT SODA MACHINE
4280 | CEMETERY RD | 43026- | Active | N1311220622 | FEBCO | 876VST | DCDA | 4.000 | 3607942 | E SIDE OF BLDG BY METER, MECHANICAL ROOM
4280 | CEMETERY RD | 43026- | Active | 33494 | WATTS | 007M1PCQT | DC | 0.750 | 3607943 | E SIDE OF BLDG BY METER, MECHANICAL ROOM
4280 | CEMETERY RD | 43026- | Not Required by DOW | 45747 | WATTS | 919AQT | RP | 1.000 | 3607944 | METER ROOM
4399 | CEMETERY RD | 43026- | Active | 42199 | WATTS | 919QT | RP | 1.000 | 3386613 | CUSTOMER CENTER @ METER
4400 | CEMETERY RD | 43026-1101 | Active | 2006100903 | AMES | 3000SSF | DCDA | 4.000 | 63914 | S RISER ROOM
4400 | CEMETERY RD | 43026-1101 | Active | 33034 | AMES | 2000B | DC | 0.750 | 63915 | S RISER ROOM
4400 | CEMETERY RD | 43026-1101 | Active | 98425 | WATTS | 009M2QT | RP | 1.500 | 63916 | IN JANITORS CLOSET BY MAIN ENTRANCE AT WATER METER
4445 | CEMETERY RD | 43026-1120 | Active | 11045330523 | AMES | 3000SS | DCDA | 4.000 | 3386615 | BASEMENT
4445 | CEMETERY RD | 43026-1120 | Active | 88117 | AMES | 2000BM3 | DC | 0.750 | 3659479 | BASEMENT
4445 | CEMETERY RD | 43026-1120 | Active | ALB08401 | WILKINS | 975XL3 | RP | 0.750 | 3659507
4461 | CEMETERY RD | 43026- | Active | 247788 | WATTS | 009QT | RP | 1.000 | 64086 | ELECTRIC ROOM - ON WATER SERVICE in 4465
4489 | CEMETERY RD | 43026-1120 | Active | 105101125 | FEBCO | 856 | DCDA | 6.000 | 64156 | IN PIT OFF CEMETERY BTWN 4469 & 4473 (FRONT BLDGS) PENN STATION
4489 | CEMETERY RD | 43026-1120 | Active | 068167 | WATTS | LF009M2QT | RP | 1.500 | 64157 | IN HOT BOX AT WATER METER BTWN 4469 & 4473 S OF PIT SPR-24
4489 | CEMETERY RD | 43026-1120 | Active | 17901 | FEBCO | 805 | DC | 0.750 | 64158 | IN PIT AT CEMETERY BTWN 4469 & 4473 (FRONT BLDGS) (PENN STATION)
4489 | CEMETERY RD | 43026-1120 | Not Required by DOW | 625911 | DERINGER | DCDAII | DC | 4.000 | 3649445 | STOCK AREA
4489 | CEMETERY RD | 43026-1120 | Not Required by DOW | 62204 | DERINGER | BC-CV | DC | 0.500 | 3649446 | STOCK AREA
4489 | CEMETERY RD | 43026-1120 | Not Required by DOW | 257595 | WATTS | LF909 | RP | 0.750 | 3649447 | STOCK AREA
4490 | CEMETERY RD | 43026-1103 | Active | ACD4085 | WILKINS | 975XL2 | RP | 1.500 | 3386617 | NE CLOSET OF 4492 UNIT. BACK IN CLOSET X-RAY ROOM AT WATER METER
4501 | CEMETERY RD | 43026-1102 | Not Required by DOW | W149673 | WILKINS | 975 | RP | 1.000 | 64236 | MECH ROOM SW CORNER OF BUILDING
4501 | CEMETERY RD | 43026-1102 | Active | W070514 | WILKINS | 975XL | RP | 1.000 | 87178 | mech room
4507 | CEMETERY RD | 43026-1102 | Active | 108177 | WATTS | 009M2 | RP | 1.500 | 86964 | UNDER STAIRWELL
4507 | CEMETERY RD | 43026-1102 | Active | A082325 | WILKINS | 720A | PVB | 0.750 | 86966 | NORTH SIDE FRONT
4511 | CEMETERY RD | 43026 | Active | W11155 | WILKINS | 975XLBMS | RP | 1.500 | 64268 | MECH ROOM
4511 | CEMETERY RD | 43026 | Not Required by DOW | W093180 | WILKINS | 975XL | RP | 0.500 | 95072 | IN AIR COMPRESSOR ROOM OFF KITCHEN
4519 | CEMETERY RD | 43026-1280 | Active | 62324 | WATTS | 009 | RP | 1.500 | 3583253 | OUTSIDE DOOR WEST SIDE
4523 | CEMETERY RD | 43026-1102 | Removed | REM236779 | WATTS | 009M3QT | RP | 0.750 | 96454 | ***REMOVED***4533 CEMETERY Utility ROOM
4523 | CEMETERY RD | 43026-1102 | Active | 29902 | WATTS | 919AQT | RP | 1.000 | 99917 | MECHANICAL ROOM BY METER SET
4546 | CEMETERY RD | 43026-1170 | Active | 4552267 | WILKINS | 975XL2 | RP | 0.750 | 64325 | IN OFFICE @ WTR MTR
4555 | CEMETERY RD | 43026-1102 | Active | W210398 | WILKINS | 975XL | RP | 1.500 | 87937 | MECH ROOM IN N.W. SUITE
4567 | CEMETERY RD | 43026-1102 | Active | 4207023 | WILKINS | 975XL | RP | 1.500 | 3386618 | NW Corner of Building
4568 | CEMETERY RD | 43026-1170 | Active | 258447 | WATTS | 709QT-FDA | DC | 6.000 | 64392 | MECH/RISER ROOM NORTH SIDE OF BLDG BEHIND 4568 Outside Door
4568 | CEMETERY RD | 43026-1170 | Active | 203805 | WATTS | LF007M3QT | DC | 0.750 | 64393 | MECHANICAL ROOM NORTH SIDE OF BLDG
4568 | CEMETERY RD | 43026-1170 | Active | 506052 | WILKINS | 975 | RP | 2.000 | 64394 | MECH/RISER ROOM BEHIND 4568 Outside Door AT WTER METER BOYD HAS KEY
4580 | CEMETERY RD | 43026-1170 | Due Install |  |  |  | RP | 1.500 | 3386619
4599 | CEMETERY RD | 43026-1102 | Active | 4647669 | WILKINS | 975XL | RP | 0.750 | 3386620 | Utility room at water meter.
4610 | CEMETERY RD | 43026-1170 | Removed | 43074REM | WATTS | 009PCQT | RP | 1.000 | 64558 | SE CORNER NEXT OT WATER METER (Stock Room)
4610 | CEMETERY RD | 43026-1170 | Active | ALA08430 | WILKINS | 975XL3 | RP | 0.750 | 3636108 | NE CORNER OF BLDG
4610 | CEMETERY RD | 43026-1170 | Due Install |  |  |  | DCDA | 4.000 | 3636109
4610 | CEMETERY RD | 43026-1170 | Due Install |  |  |  | DC | 4.000 | 3656087
4652 | CEMETERY RD | 43026-1124 | Active | 559281 | WATTS | 909QT | RP | 0.750 | 64692 | IN REAR AT BACK DOOR AT/ABOVE WATER METER TACO BELL
4656 | CEMETERY RD | 43026-1298 | Active | 323750 | WATTS | 909M1QT | RP | 2.000 | 64707 | BACK LOADING DOCK AT WATER METER
4656 | CEMETERY RD | 43026-1298 | Active | 05459 | AMES | 2000B | DC | 0.750 | 64708 | REAR OF STORE IN NW CORNER OF LOADING DOCK AREA
4656 | CEMETERY RD | 43026-1298 | Not Required by DOW | 22145 | WATTS | LF008PCQT | SVB | 0.500 | 88964 | AT SINK IN BUTCHER SHOP
4656 | CEMETERY RD | 43026-1298 | Not Required by DOW | 22144 | WATTS | LF008PCQT | SVB | 0.500 | 88965 | AT SINK IN MEAT AND SEAFOOD DEPT.
4656 | CEMETERY RD | 43026-1298 | Not Required by DOW | 21889 | WATTS | LF008PCQT | SVB | 0.500 | 88966 | AT SINK IN PRODUCE DEPT
4656 | CEMETERY RD | 43026-1298 | Active | 3E00177 | AMES | 3000SS | DCDA | 4.000 | 88968 | REAR DOCK AREA
4656 | CEMETERY RD | 43026-1298 | Not Required by DOW | 22143 | WATTS | LF008PCQT | SVB | 0.500 | 96034 | DELI @ SINK
4690 | CEMETERY RD | 43026- | Active | N1304160102 | FEBCO | 876V | DCDA | 4.000 | 3386634 | 4672A/REAR MECHANICAL ROOM Back side of hilliard square strip mall
4690 | CEMETERY RD | 43026- | Active | H-020270 | FEBCO | 805YB | DC | 0.750 | 3607905 | 4672A/REAR MECHANICAL/RISER ROOM Back side of Hilliard square strip mall
4690 | CEMETERY RD | 43026- | Active | 4973541 | WILKINS | 975XL | RP | 2.000 | 3635881 | 4672A/REAR MECHANICAL ROOM Back side of hilliard square strip mall
4708 | CEMETERY RD | 43026-3142 | Active | 46687 | WATTS | 009M2QT | RP | 0.750 | 64852 | RESTROOM
4724 | CEMETERY RD | 43026-3142 | Replaced | REPH019266 | FEBCO | 805YB | DC | 0.750 | 3603915 | REPLACED- 4672A/REAR MECHANICAL ROOM
4724 | CEMETERY RD | 43026-3142 | Active | AMA15101 | WILKINS | 975XL3 | RP | 2.000 | 3635195 | CLOSET REAR OF 4728 GRAND CHINA
4772 | CEMETERY RD | 43026-1104 | Active | 3JK0607 | AMES | 3000SS | DCDA | 6.000 | 65004 | SE MECHANICAL ROOM - FLOOR -OUTSIDE DOOR
4772 | CEMETERY RD | 43026-1104 | Not Required by DOW | 32991 | WATTS | 009QT | RP | 0.500 | 65005 | CENTRAL FURNANCE MECHANICAL ROOM ABOVE WATER HEATER --SIZE 1/2"
4772 | CEMETERY RD | 43026-1104 | Not Required by DOW | 32996 | WATTS | 009QT | RP | 0.500 | 65006 | SE MECHANICAL ROOM N WALL AT CEILING -- SIZE 1/2"
4772 | CEMETERY RD | 43026-1104 | Not Required by DOW | A84683 | WATTS | 009PCQT | RP | 0.500 | 65007 | SW MECHANICAL ROOM E WALL -- SIZE 1/2"
4772 | CEMETERY RD | 43026-1104 | Not Required by DOW | 195032 | WATTS | LF009QT | RP | 0.500 | 65008 | NW MECH ROOM -- EAST WALL BEHIND UNITS Outside Door
4772 | CEMETERY RD | 43026-1104 | Active | 54770 | WATTS | 007M2QT | DC | 0.750 | 65009 | SE CORNER OF MECHANICAL ROOM
4772 | CEMETERY RD | 43026-1104 | Removed | W685073REM | WILKINS | 720A | PVB | 1.500 | 65010 | **REMOVED** SE CORNER OF BLDG -OUTSIDE- BY A/C CONDENSERS
4772 | CEMETERY RD | 43026-1104 | Active | 245553 | WATTS | LF009M2QT | RP | 2.000 | 3630010 | SE MECH ROOM -OUTSIDE DR
4780 | CEMETERY RD | 43026-1104 | Active | ABA06672 | WILKINS | 975XL2 | RP | 1.000 | 3386640 | MECHANICAL ROOM
4780 | CEMETERY RD | 43026-1104 | Inactive |  |  |  | DCDA | 4.000 | 3657952
4790 | CEMETERY RD | 43026-1104 | Not Required by DOW | 441513 | WATTS | 909QT | RP | 1.000 | 65056 | BOILER ROOM
4790 | CEMETERY RD | 43026-1104 | Active | LF1061 | WATTS | 957Z | RP | 3.000 | 100172
4810 | CEMETERY RD | 43026-3114 | Active | 071045 | WATTS | LF009M2QT | RP | 1.500 | 3386644 | IN HOT BOX SW AT WATER METER
4810 | CEMETERY RD | 43026-3114 | Not Required by DOW | CB639234 | WILKINS | 720A | PVB | 1.000 | 3640692 | IN HOT BOX FRONT LEFT SIDE
4872 | CEMETERY RD | 43026-1105 | Active | 2300122 | Wilkins | 975XL | RP | 0.750 | 65288 | JANITORS ROOM, NEXT TO WATER METER
4960 | CEMETERY RD | 43026-1622 | Not Required by DOW | 38966 | WATTS | 009QT | RP | 0.500 | 65508 | UTILITY RM UNDER ELEC PANEL
4960 | CEMETERY RD | 43026-1622 | Active | 61334 | WATTS | 009QT | RP | 1.000 | 65510 | UTILITY RM BY ELEC PANEL IN WEST UNIT (DENTIST OFFICE)
5017 | CEMETERY RD | 43026-1641 | Active | 52394 | WATTS | 009M3QT | RP | 0.750 | 65732 | MIDDLE MECH/HWT ROOM MOP SINK AT WATER METER
5017 | CEMETERY RD | 43026-1641 | Not Required by DOW | 007298 | WATTS | 800M4QT | PVB | 0.750 | 94906 | LEFT SIDE MIDDLE
5029 | CEMETERY RD | 43026-1641 | Due Install |  |  |  | RP | 0.750 | 3386669 | BSMNT FRONT WALL OF HSE AT WATER METER
5054 | CEMETERY RD | 43026-1671 | Active | 153297 | WATTS | 009M2QT | RP | 0.750 | 65872 | IN MECH ROOM IN REAR OF SPACE
5079 | CEMETERY RD | 43026-1642 | Not Required by DOW | CB079379 | WILKINS | 720A | PVB | 0.750 | 95756 | WEST SIDE OF BLDG
5079 | CEMETERY RD | 43026-1642 | Active | 2859348 | WILKINS | 975XL | RP | 0.750 | 95955 | NW MECH/FURN ROOM AT WATER METER
5092 | CEMETERY RD | 43026-1672 | Active | 61527 | WATTS | 009QT | RP | 0.750 | 65988 | IN CABINET/BOOKSHELF AT WATER METER JUST OUTSIDE OFFICE
5125 | CEMETERY RD | 43026-1642 | Active | 4980479 | WILKINS | 975 XL2 | RP | 0.750 | 3386681 | AT METER
5300 | CEMETERY RD | 43026-1501 | Active | 418337 | WATTS | LF009M3QT | RP | 0.750 | 3386687 | METER IN FLOOR OF OFFICE
5323 | CEMETERY RD | 43026-1546 | Not Required by DOW | 270504 | WATTS | 909QT | RP | 0.750 | 66659 | IN THE BOILER ROOM
5323 | CEMETERY RD | 43026-1546 | Active | 4968784 | WILKINS | 975XL2 | RP | 2.000 | 3647126 | ROOM/CLOSET OFF CUSTODIAL OFFICE AT WATER METER
5370 | CEMETERY RD | 43026-1503 | Active | ALA22655 | WILKINS | 975XL3 | RP | 0.750 | 3386691 | IN WOMENS RESTROOM UNDER LAV AT METER
5383 | CEMETERY RD | 43026-1502 | Not Required by DOW | AGA65 | APOLLO/CONBRACO | 4020702 | RP | 1.500 | 91460 | BACK ROOM BY EMERGENCY EXIT HIGH ABOVE DOMESTIC MTR
5383 | CEMETERY RD | 43026-1502 | Removed | A32743REM | WATTS | 009QT | RP | 0.500 | 91461 | REMOVED - PHOTO LAB OVER SINK
5383 | CEMETERY RD | 43026-1502 | Active | 05391 | WATTS | 007M1QT | DC | 0.750 | 91462 | BACK ROOM BY EMERGENCY EXIT
5383 | CEMETERY RD | 43026-1502 | Active | 1509240606 | AMES | 3000SS | DCDA | 6.000 | 91463 | BACK ROOM BY EMERGENCY EXIT
5383 | CEMETERY RD | 43026-1502 | Active | 2527690 | WILKINS | 975XLBMS | RP | 1.500 | 91464 | SOUTH WALL METER/RISER AREA AT WATER METER EMERGENCY DOOR
4640 | CEMETERY RD REAR | 43026-1170 | Active | ACM2594 | WILKINS | 975XL2 | RP | 1.500 | 64661 | CARWASH MECH ROOM
4640 | CEMETERY RD REAR | 43026-1170 | Not Required by DOW | W002062 | WILKINS | 975 | RP | 1.000 | 64662 | CAR WASH MECHANICAL ROOM
4640 | CEMETERY RD UNIT FRONT | 43026-1170 | Active | 1200596 | WILKINS | 975XL | RP | 1.000 | 64660 | MANAGERS ROOM
330 | CENTAB DR | 43203- | Inactive | 68061 | WILKINS | 975 | RP | 0.750 | 60511 | 0 USE 6/3/15 CAG. AT WATER METER
364 | CENTAB DR | 43203-1228 | Removed | 21028REM | WATTS | 919QT | RP | 1.500 | 3386694 | Basement
364 | CENTAB DR | 43203-1228 | Safe storage | [5 empty] | 3626456 | STORES PAINT THINNER ON SITE
364 | CENTAB DR | 43203-1228 | Removed |  |  |  | DCDA |  | 3638354
372 | CENTAB DR | 43203-1228 | Active | 121296 | AMES | 3000SS | DCDA | 4.000 | 61570 | SPRINKLER VALVE ROOM
372 | CENTAB DR | 43203-1228 | Active | 25056 | AMES | 2000B | DC | 0.750 | 61571 | SPRINKLER VALVE ROOM
372 | CENTAB DR | 43203-1228 | Active | 549849 | WATTS | 009M2-FP | RP | 1.000 | 104028 | BREAK ROOM
640 | CENTENNIAL DR | 43068-3914 | Active | 302127 | WATTS | 909HWM1QT | RP | 1.500 | 69893 | STOCK ROOM AT WATER METER
6477 | CENTENNIAL DR | 43068-3914 | Due Install |  |  |  |  | 1.500 | 3386695
6477 | CENTENNIAL DR | 43068-3914 | Due Install |  |  |  | DCDA | 4.000 | 3652670
5151 | CENTER ST | 43026- | Due Install |  |  |  | RP | 0.750 | 3495387
5242 | CENTER ST | 43026-1404 | Active | 133579 | WATTS | 009QT | RP | 0.750 | 66479 | MECHANICAL ROOM
5354 | CENTER ST | 43026 | Active | 076896 | WATTS | 009 | RP | 1.500 | 3644599 | NW MECH/METER ROOM AT WATER METER -OUTSIDE DOOR
5354 | CENTER ST | 43026 | Active | N2001290205 | FEBCO | LF876V | DCDA | 4.000 | 3644600 | AT WEST SIDE ROLL-UP DOOR "N" STYLE
5354 | CENTER ST | 43026 | Active | 2546 | WATTS | LF619 | DC | 0.750 | 3644601 | AT FIRE SERVICE ENTRANCE TO BUILDING
5425 | CENTER ST | 43026 | Active | 4164670 | WILKINS | 975XL2 | RP | 1.500 | 3615230 | SW- MECH ROOM THUR LADIES ROOM
4745 | CENTER STATE DR | 43054 | Active | ACN0213 | WILKINS | 975XL2 | RP | 1.500 | 3656501
651 | CENTER WOODS DR | 43214-1871 | Active | 672877 | WATTS | 800QT | PVB | 1.000 | 95101 | east side of house
659 | CENTER WOODS DR | 43214-1871 | Active | A133861 | WILKINS | 720A | PVB | 0.750 | 87592 | LEFT SIDE OF HOUSE
317 | CENTERPOINTE DR | 43123 | Active | 190586 | WATTS | LF009M2QT | RP | 2.000 | 3648330 | HOT BOX
3173 | CENTERPOINTE DR | 43123 | Not Required by DOW | ABJ8797 | WILKINS | 975 | RP | 1.000 | 3653039 | HOT BOX NW CORNER
3205 | CENTERPOINTE DR | 43123 | Active | OH-1272 | WATTS | 957 | RP | 3.000 | 3609477 | NW MECH RM
3205 | CENTERPOINTE DR | 43123 | Active | 1156680514 | WATTS | 774DCDA | DCDA | 8.000 | 3613320 | HOT BOX NW, BY STREET
3205 | CENTERPOINTE DR | 43123 | Active | 194502 | WATTS | 007M3QT | DC | 0.750 | 3613321 | HOT BOX NW, BY STREET
3205 | CENTERPOINTE DR | 43123 | LPS - Active |  | WATTS |  | LST |  | 3633193 | FIRE PUMP - PUMP ROOM
3210 | CENTERPOINTE DR | 43123-1464 | Active | 1343430504 | AMES | 3000SS | DCDA | 8.000 | 60202 | FIRE PUMP ROOM, N/E
3210 | CENTERPOINTE DR | 43123-1464 | Active | 234058 | WATTS | 009M2QT | RP | 2.000 | 60203 | PUMP ROOM EAST OF BUILDING
3210 | CENTERPOINTE DR | 43123-1464 | Active | 38461 | AMES | 2000B | DC | 0.750 | 60204 | FIRE PUMP ROOM
3241 | CENTERPOINTE DR | 43123-1488 | Active | 1393211104 | AMES | 3000SS | DCDA | 8.000 | 60268 | MECH/FIRE PUMP ROOM S OUTSIDE DOOR
3241 | CENTERPOINTE DR | 43123-1488 | Active | 1916841 | WILKINS | 975XL | RP | 1.500 | 60269 | S MECH/RISER ROOM AT WATER METER OUTSIDE DR
3241 | CENTERPOINTE DR | 43123-1488 | Active | 02206 | AMES | LF2000BM3 | DC | 0.750 | 60270 | S MECH/RISER ROOM
3241 | CENTERPOINTE DR | 43123-1488 | LPS - Active |  |  |  | LST |  | 3633874 | FIRE PUMP S MECH/RISER RM
3341 | CENTERPOINTE DR | 43123-1486 | Active | 038533 | WATTS | LF909QT | RP | 1.000 | 60500 | EAST WALL EAST RETAIL SPACE
3440 | CENTERPOINTE DR | 43123-1794 | Active | 183004 | WATTS | 909 | RP | 3.000 | 93715 | NEXT TO WATER METER
3440 | CENTERPOINTE DR | 43123-1794 | Not Required by DOW | 439712 | WATTS | 909M1QT | RP | 2.000 | 93726 | NEXT TO WATER METER
3440 | CENTERPOINTE DR | 43123-1794 | Active | 09338 | AMES | 4000B | RP | 0.750 | 94417 | WEST END OF BLDG PUMP RM
3440 | CENTERPOINTE DR | 43123-1794 | Active | 104093 | AMES | 5000 | RPDA | 4.000 | 94418 | WEST SIDE OF BLDG
3455 | CENTERPOINTE DR | 43123-1497 | Active | W276861 | WILKINS | 975A | RP | 1.000 | 90537 | NE CORNER OF BUILDING UNIT "L"
3455 | CENTERPOINTE DR | 43123-1497 | Active | N24615 | WILKINS | 350 | DC | 8.000 | 90538 | UNIT F ON EAST SIDE OF BUILDING NEXT TO EXIT DOOR
3455 | CENTERPOINTE DR | 43123-1497 | Active | 2526827 | WILKINS | 950XLD | DC | 0.750 | 90539 | UNIT L
3500 | CENTERPOINTE DR | 43123-1495 | Active | 06156 | AMES | 2000BM3 | DC | 0.750 | 90671 | EAST SIDE FIRE PUMP ROOM
3500 | CENTERPOINTE DR | 43123-1495 | Active | GF1257 | AMES | COLT 300GV | DCDA | 10.000 | 90672 | EAST SIDE FIRE PUMP ROOM
3500 | CENTERPOINTE DR | 43123-1495 | Active | 180198 | WATTS | 909 | RP | 3.000 | 90673 | NEXT TO WATER METER
3500 | CENTERPOINTE DR | 43123-1495 | Not Required by DOW | 2423747 | WILKINS | 975XL | RP | 1.500 | 90674 | NEXT TO WATER METER
3000 | CENTERPOINTE DR BLDG A | 43123 | Active | 13086 | WATTS | 919QT | RP | 1.500 | 99503 | MECHANIC ROOM N/W CORNER STOCK ROOM
3000 | CENTERPOINTE DR BLDG A | 43123 | Not required by DOW | 3302433 | WILKINS | 975XL2 | RP | 1.000 | 99504 | STOCK ROOM
3000 | CENTERPOINTE DR BLDG B | 43123 | Active | 13117 | WATTS | 919QT | RP | 1.500 | 100195 | CAR WASH S/W CORNER PUMP ROOM
3000 | CENTERPOINTE DR BLDG B | 43123 | Active | 28829 | WATTS | 919ZQT | RP | 1.000 | 100296 | CARWASH MECH ROOM
3000 | CENTERPOINTE DR BLDG B | 43123 | Replaced | REP740206 | WATTS | 800M4FR | PVB | 1.000 | 100343 | REPLACED- OUTSIDE CARWASH
3000 | CENTERPOINTE DR BLDG B | 43123 | Not Required by DOW | T247411 | WILKINS | 720A | PVB | 1.000 | 3351140 | BACK SIDE OF CAR WASH
3373 | CENTRAL AVE | 43123-1901 | Active | 59477 | WATTS | 919QT | RP | 0.750 | 3611408 | CLOSET @ METER
4601 | CENTRAL COLLEGE RD | 43081 | Active | 137820710 | WATTS | 774 | DC | 6.000 | 100192 | METER HOUSE ENTRANCE TO CONDO
4601 | CENTRAL COLLEGE RD | 43081 | Active | 16412 | WATTS | 007M1PCQT | DC | 0.750 | 100351 | METER HOUSE ENTRANCE TO CONDO
4601 | CENTRAL COLLEGE RD | 43081 | Active | KG0615 | WATTS | 957 | RP | 3.000 | 100352 | METER HOUSE ENTRANCE TO CONDO
4745 | CENTRAL COLLEGE RD | 43081 | Active | 120994 | WATTS | 009M2QT | RP | 1.500 | 3656638 | HOTBOX
4877 | CENTRAL COLLEGE RD | 43081 | Active | 3096041 | WILKINS | 975XLBMS | RP | 1.500 | 98037 | MECH ROOM METER ROOM SOUTH END
4901 | CENTRAL COLLEGE RD | 43081 | Active | 23513 | WATTS | 919ZQT | RP | 0.750 | 98039 | FRONT OF BUILDING CENTER
5377 | CENTRAL COLLEGE RD | 43081-7095 | Active | 1390271104 | AMES | 3000SS | DCDA | 6.000 | 66751 | IN METER BUILDING 5321 CENTRAL COLLEGE
5377 | CENTRAL COLLEGE RD | 43081-7095 | Active | 175545 | WATTS | 909 | RP | 3.000 | 66752 | OM ,ETER BUILDING 5321 CENTRAL COLLEGE
5377 | CENTRAL COLLEGE RD | 43081-7095 | Active | 63151 | WATTS | 007QT | DC | 0.750 | 66753 | IN METER BUILDING 5321 CENTRAL COLLEGE
5377 | CENTRAL COLLEGE RD | 43081-7095 | Not Required by DOW | W187130 | WILKINS | 975XL | RP | 1.000 | 92029 | IN METER BLDG 5321
5377 | CENTRAL COLLEGE RD | 43081-7095 | Not Required by DOW | 4325042 | WILKINS | 975XL | RP | 0.750 | 3622721 | 5729 HIGH ROCK DR, IN BASEMENT AT SUMP PUMP
5500 | CENTRAL COLLEGE RD | 43081-9639 | Active | A79958 | WATTS | 009QT | RP | 1.000 | 97159 | BASEMENT NW CORNER
5531 | CENTRAL COLLEGE RD | 43081-8097 | Replaced | REP773865 | WATTS | 800M4FR | PVB | 1.000 | 67190 | REPLACED- RIGHT OF FRONT PORCH
5531 | CENTRAL COLLEGE RD | 43081-8097 | Active | 015429 | WATTS | 800M4FR | PVB | 1.000 | 3609323 | RIGHT OF FRONT PORCH/DOOR
5800 | CENTRAL COLLEGE RD | 43054 | Not Required by DOW | T418172 | WILKINS | 720A | PVB | 0.750 | 3626524 | CORNER OF BUILING BY RISER ROOM
5800 | CENTRAL COLLEGE RD | 43054 | Active | 4403152 | WILKINS | 975XL2 | RP | 1.500 | 3632439 | RISER ROOM BY HOT WATER TANK
5800 | CENTRAL COLLEGE RD | 43054 | Active | 1917170517 | AMES | 3000 | DCDA | 6.000 | 3632440 | RISER ROOM
5800 | CENTRAL COLLEGE RD | 43054 | Active | 26567 | WATTS | 007M1QT | DC | 0.750 | 3632441 | RISER ROOM
5820 | CENTRAL COLLEGE RD | 43054 | Active | B192290 | WILKINS | 375 | RP | 2.000 | 3633738 | IN GREEN HOTBOX 100' N OF ROAD AT NE OF POND
5820 | CENTRAL COLLEGE RD | 43054 | Active | SE-1709 | AMES | COLT 500-GV | RPDA | 6.000 | 3633740 | IN GREEN HOTBOX 100' N OF ROAD AT NE POND
5820 | CENTRAL COLLEGE RD | 43054 | Active | 74861 | WATTS | 919QT | RP | 0.750 | 3633741 | IN GREEN HOTBOX NEAR ROAD FIRE METER SIDE CAR
5835 | CENTRAL COLLEGE RD | 43054 | Active | 3308684 | WILKINS | 975XLBMS | RP | 2.000 | 99134 | NEXT TO METER - ROOM 168
5835 | CENTRAL COLLEGE RD | 43054 | Active | 1074211216 | AMES | 5000 | RPDA | 6.000 | 99135 | MECHANIC ROOM EAST
5835 | CENTRAL COLLEGE RD | 43054 | Active | 14647 | AMES | 4000B | RP | 0.750 | 99136 | MECHANIC ROOM EAST
5835 | CENTRAL COLLEGE RD | 43054 | Not Required by DOW | 10675 | AMES | 4000B | RP | 2.000 | 99293 | MEZZ EASTSIDE
5835 | CENTRAL COLLEGE RD | 43054 | Not Required by DOW | 10573 | AMES | 4000B | RP | 2.000 | 99294 | MEZZI WEST SIDE
5860 | CENTRAL COLLEGE RD | 43054- | Active | 116433 | AMES | 4000SS | RP | 3.000 | 92441 | WATER METER HOUSE SW SIDE OF PROPERTY, 5720 BURKE CIRCLE
5860 | CENTRAL COLLEGE RD | 43054- | Active | 67079 | WATTS | 007M1 | DC | 0.750 | 92485 | N OF CENTRAL COLLEGE AT SNEDEGAR DRIVE OF LEFT
5860 | CENTRAL COLLEGE RD | 43054- | Active | 1503940506 | AMES | 3000SS | DCDA | 6.000 | 92492 | N OF CENTRAL COLLEGE AT SNEDEGAR DRIVE ON LEFT
5909 | CENTRAL COLLEGE RD | 43054 | Active | N1112160752 | FEBCO | 860 | RP | 8.000 | 101635 | WATER METER AT 6856 EPIC DRIVE - RIGHT SIDE
5909 | CENTRAL COLLEGE RD | 43054 | Not Required by DOW | 35305 | WATTS | 919AQT | RP | 1.000 | 103365 | 6856 EPIC DR, EQUIPMENT ROOM
5909 | CENTRAL COLLEGE RD | 43054 | Not Required by DOW | J020822 | FEBCO | 825Y | RP | 1.500 | 103366 | 6856 EPIC DR, NE CORNER OF THE CAR WASH
5909 | CENTRAL COLLEGE RD | 43054 | Not Required by DOW | 40770 | WATTS | 919AQT | RP | 0.750 | 103367 | 6856 EPIC DR, BEHIND CAR WASH EQUIPMENT INSIDE
6061 | CENTRAL COLLEGE RD | 43081 | Active | 35913 | WILKINS | 350AST | RP | 3.000 | 3654224 | N SIDE OF BLDG IN SPRINKLER ROOM
6061 | CENTRAL COLLEGE RD | 43081 | Active | 58401 | WILKINS | 350ADA | DCDA | 6.000 | 3654225
6061 | CENTRAL COLLEGE RD | 43081 | Active | HC52140 | WILKINS | 950XL2 | DC | 0.750 | 3654226
6263 | CENTRAL COLLEGE RD | 43054 | Active | 9016 | AMES | 2000SS | DC | 2.000 | 69506 | BUILDING 30 7186-7220 AMBLESTON LANE FIRE SPRINKLER CLOSET
6263 | CENTRAL COLLEGE RD | 43054 | Active | 6859 | WATTS | 007QT | DC | 2.000 | 69507 | BUILDING #26 NORTHEND CLOSET
6263 | CENTRAL COLLEGE RD | 43054 | Active | 94829 | WATTS | 007QT | DC | 2.000 | 69508 | BUILDING 23 STONEVALLEY ROAD NORTHEND CLOSET
6263 | CENTRAL COLLEGE RD | 43054 | Active | 94831 | WATTS | 007QT | DC | 2.000 | 69509 | SOUTHEND OF BUILDING 24 IN CLOSET
6263 | CENTRAL COLLEGE RD | 43054 | Active | 94833 | WATTS | 007QT | DC | 2.000 | 69510 | FIRE SPRINKLER CLOSET SOUTHEND OF BUILDING - BLDG 25
6263 | CENTRAL COLLEGE RD | 43054 | Active | 94835 | WATTS | 007QT | DC | 2.000 | 69511 | #19 SPRINKLER CLOSET SOUTHEND OF BUILDING #19 7304 AB
6263 | CENTRAL COLLEGE RD | 43054 | Replaced | REPA03449 | AMES | 2000B | DC | 2.000 | 69512 | REPLACED- FIRE CLOSET SOUTH END OF BUILDING
6263 | CENTRAL COLLEGE RD | 43054 | Active | 31258 | AMES | 2000B | DC | 2.000 | 69513 | #18 FIRE SPRINKLER CLOSET SOUTHEND OF BUILFING 316 AB
6263 | CENTRAL COLLEGE RD | 43054 | Active | 9603 | AMES | 2000B | DC | 1.500 | 69514 | FIRE SPRINKLER CLOSET BUILDING #37 7056 - 7090 GABLESTONE
6263 | CENTRAL COLLEGE RD | 43054 | Active | 9812 | AMES | 2000SS | DC | 2.000 | 69515 | FIRE SPRINKLER CLOEST BUILDING 31 SOUTHEND OF BUILDING
6263 | CENTRAL COLLEGE RD | 43054 | Active | 9501 | AMES | 2000SS | DC | 2.000 | 69516 | BUILDING #36 IN FIRE SPRINKLER CLOSET 7180-7214 GABLESTONE
6263 | CENTRAL COLLEGE RD | 43054 | Active | 113540 | FEBCO | 765 | PVB | 1.000 | 97060 | Back of pool house
6263 | CENTRAL COLLEGE RD | 43054 | Active | 215939 | WATTS | 007M1QT | DC | 2.000 | 3611958 | FIRE CLOSET SOUTH END OF BUILDING
6276 | CENTRAL COLLEGE RD | 43054 | Active | RF-0595 | WATTS | 957 | RP | 8.000 | 3630332 | HOT BOX NEAR STREET SOUTHEAST CORNER OF PROPERTY
6383 | CENTRAL COLLEGE RD | 43054- | Active | 429380 | WATTS | 909M1QT | RP | 2.000 | 87938 | 6379 BACK WTR/MECH ROOM AT WATER METER -OUTSIDE DR
6383 | CENTRAL COLLEGE RD | 43054- | Not Required by DOW | 593390 | WATTS | 909QT | RP | 1.000 | 88166 | BACK WTR/MECH ROOM
6479 | CENTRAL COLLEGE RD | 43054 | Active | 019559 | WATTS | 009M2-FP | RP | 1.500 | 3611461 | SW CORNER OF BUILDING AT WATER METER
6818 | CENTRAL COLLEGE RD | 43054-9285 | Active | 683333 | WILKINS | 975 | RP | 0.750 | 70753 | AT WATER METER SOUTH WALL
6827 | CENTRAL COLLEGE RD | 43054 | Active | ALA23273 | WILKINS | 975 | RP | 0.750 | 3655852 | BASEMENT BY WATER METER
6830 | CENTRAL COLLEGE RD | 43054 | Active | 2664656 | WILKINS | 975XLBMS | RP | 0.750 | 92443 | NW CORNER - BASEMENT
7367 | CENTRAL COLLEGE RD | 43054 | Active | 4514708 | WILKINS | 975XL | RP | 0.750 | 3628174 | FRONT WALL - INSIDE
7901 | CENTRAL COLLEGE RD | 43054 | Active | L34639 | WILKINS | 375 | RP | 6.000 | 93104 | BLDG L 1ST
7901 | CENTRAL COLLEGE RD | 43054 | Active | 1575260507 | AMES | 3000SS | DCDA | 10.000 | 93112 | MECH ROOM
7901 | CENTRAL COLLEGE RD | 43054 | Active | 54416 | AMES | 2000B | DC | 0.750 | 93113 | MECH ROOM
7901 | CENTRAL COLLEGE RD | 43054 | Not Required by DOW | 2711830 | WILKINS | 975XLBMS | RP | 2.000 | 95804 | BLDG L SECOND FLOOR
7901 | CENTRAL COLLEGE RD | 43054 | Not Required by DOW | 2679306 | WILKINS | 975XLBMS | RP | 2.000 | 95806 | BLDG L - THIRD FLOOR
7901 | CENTRAL COLLEGE RD | 43054 | Not Required by DOW | 07663 | WATTS | 719QT | DC | 1.000 | 96666 | BLDG U BASEMENT ROOM 0.41 - OVERHEAD
7901 | CENTRAL COLLEGE RD | 43054 | Not Required by DOW | 07172 | WATTS | 719QT | DC | 1.000 | 96667 | BLDG U BASEMENT ABOVE DUCT WORK HALLWAY ROOM 0.01
7901 | CENTRAL COLLEGE RD | 43054 | Not Required by DOW | 2679313 | WILKINS | 975XL | RP | 2.000 | 97638 | Bld. L-third floor
7901 | CENTRAL COLLEGE RD | 43054 | Not Required by DOW | 125753 | WATTS | 909 | RP | 2.500 | 100375 | BUILDING L - FIRST FLOOR
7901 | CENTRAL COLLEGE RD | 43054 | LPS - Active |  |  |  | LPC |  | 3638944 | DOMESTIC PUMP -
7901 | CENTRAL COLLEGE RD | 43054 | LPS - Active |  |  |  | LST |  | 3638945 | FIRE PUMP
5164 | CENTRAL COLLEGE RD UNIT WATR | 43081 | Active | YE-2226 | AMES | COLT 400 | RP | 4.000 | 3657479 | HOTBOX SOUTHWEST CORNER
5164 | CENTRAL COLLEGE RD UNIT WATR | 43081 | Active | YB-1643 | AMES | COLT 300-GV | DCDA | 10.000 | 3657480 | HOTBOX SOUTHWEST CORNER
5164 | CENTRAL COLLEGE RD UNIT WATR | 43081 | Active | 77011 | AMES | 2000 BM3 | DC | 0.750 | 3657481 | HOTBOX SOUTHWEST
2696 | CENTRAL PARK PL | 43231-1601 | Active | HG91097 | FEBCO | 765 | PVB | 0.750 | 90017 | RIGHT SIDE
100 | CERAMIC DR | 43214-3004 | Active | 179030 | WATTS | 009M3QT | RP | 0.750 | 90018 | BASEMENT
130 | CERAMIC DR | 43214-3004 | Active | H340555 | FEBCO | 765 | PVB | 0.750 | 89071 | FRONT OF HOUSE
193 | CERAMIC DR | 43214-3003 | Active | 311192 | WATTS | 800QT | PVB | 1.000 | 56661 | EAST SIDE OF HOUSE
290 | CERAMIC DR | 43214-3072 | Active | CAA67141 | WILKINS | 720A | PVB | 0.750 | 3387136 | FRONT OF HOUSE
417 | CHADBOURNE DR | 43220-3917 | Active | 162835 | WATTS | 800M4QT | PVB | 1.000 | 63163 | Left of House
4201 | CHADBOURNE DR | 43220-3919 | Active | 451935 | WILKINS | 720A | PVB | 1.000 | 101876 | 15' NORTH OF FRONT DOOR
4209 | CHADBOURNE DR | 43220-3919 | Active | G172992 | WILKINS | 720A | PVB | 0.750 | 95371 | FRONT OF HOUSE
4220 | CHADBOURNE DR | 43220-3920 | Active | T481049 | WILKINS | 720A | PVB | 0.750 | 3387149 | RIGHT SIDE
4221 | CHADBOURNE DR | 43220-3919 | Active | H040508 | FEBCO | 765 | PVB | 1.000 | 63331 | OUTSIDE FRONT OF BUILDING RIGHT OF DOOR
4247 | CHADBOURNE DR | 43220-3919 | Active | BB7990 | FEBCO | 765 | PVB | 0.750 | 88375 | FRONT OF HOUSE
1128 | CHADBYRNE DR | 43235-1792 | Active | H449652 | FEBCO | 765 | PVB | 0.750 | 92956 | RIGHT SIDE OF HOUSE
1144 | CHADBYRNE DR | 43235-1792 | Active | CB078894 | WILKINS | 720A | PVB | 0.750 | 3600822 | RIGHT SIDE OF HOUSE
1152 | CHADBYRNE DR | 43235-1792 | Active | ABJ5279 | WILKINS | 975XLBMS | RP | 0.750 | 54084 | EAST SIDE OF ENTRY AT LANDSCAPE. LAWN IRRIGATION
1159 | CHADBYRNE DR | 43235-1790 | Active | EAF5415 | WILKINS | 720A | PVB | 0.750 | 98635 | LEFT FRONT
1175 | CHADBYRNE DR | 43235-1790 | Active | A107191 | WILKINS | 720A | PVB | 0.750 | 54179 | RIGHT SIDE OF HOUSE
1176 | CHADBYRNE DR | 43235- | Active | ABA14437 | WILKINS | 975XL | RP | 0.750 | 87916 | 60' W OF ENTRANCE AT FENCE
1183 | CHADBYRNE DR | 43235-1790 | Active | H630644 | FEBCO | 765 | PVB | 0.750 | 95050 | RIGHT SIDE OF HOUSE
4770 | CHADDINGTON DR | 43017- | Active | 3489519 | WILKINS | 975XL | RP | 1.000 | 65034 | ENTRY DUBLIN RD AND CHADDINGTON NW CORNER
4775 | CHADDINGTON DR | 43017-2139 | Active | 37510 | WATTS | 800M2QT | PVB | 1.000 | 65014 | LEFT FRONT
4789 | CHADDINGTON DR | 43017-2139 | Active | 115029 | WATTS | 800M4QT | PVB | 0.750 | 65046 | REAR CENTER BY ELECTRIC METER
4839 | CHADDINGTON DR | 43017-2137 | Active | T212354 | WILKINS | 720A | PVB | 0.750 | 97137 | LEFT SIDE OF HOUSE
4858 | CHADDINGTON DR | 43017-2178 | Active | CAA36890 | WILKINS | 720A | PVB | 0.750 | 65259 | FRONT LEFT OF DOOR
4867 | CHADDINGTON DR | 43017 | Active | 65139 | WATTS | 800QT | PVB | 1.000 | 65275 | RIGHT HAND SIDE
4877 | CHADDINGTON DR | 43017 | Active | 337174 | WILKINS | 720A | PVB | 0.750 | 99818 | LEFT SIDE
4887 | CHADDINGTON DR | 43017-2137 | Active | 595516 | WATTS | 800QT | PVB | 1.000 | 65344 | LEFT FRONT
4949 | CHADDINGTON DR | 43017 | Active | CB243080 | WILKINS | 720A | PVB | 1.000 | 65474 | FRONT OF HOUSE
4957 | CHADDINGTON DR | 43017 | Active | 779623 | WILKINS | 720A | PVB | 0.750 | 65502 | FRONT OF HOUSE
4962 | CHADDINGTON DR | 43017 | Active | G037807 | WILKINS | 720A | PVB | 0.750 | 88212 | Left side of house
4970 | CHADDINGTON DR | 43017 | Active | FC2739 | FEBCO | 765 | PVB | 1.000 | 90019 | S E CORNER
672 | CHAFFIN RIDGE RD | 43214-2906 | Removed | AE0241REM | ARI | RP 500 | RP | 0.750 | 3387187 | MECHANICAL ROOM IN BASEMENT
675 | CHAFFIN RIDGE RD | 43214-2900 | Active | 2862317 | WILKINS | 975XL | RP | 1.000 | 95582 | BASEMENT
686 | CHAFFIN RIDGE RD | 43214-2906 | Active | A405655 | WILKINS | 375XL | RP | 0.750 | 3387189 | IN BASEMENT
709 | CHAFFIN RIDGE RD | 43214-2905 | Active | CB363201 | WILKINS | 720A | PVB | 0.750 | 3387192
787 | CHAFFIN RIDGE RD | 43214-2905 | Active | 371592 | WILKINS | 720A | PVB | 0.750 | 90023 | RIGHT FRONT OF HOUSE
814 | CHAFFIN RIDGE RD | 43214-2954 | Active | CAA30811 | WILKINS | 720A | PVB | 0.750 | 3387208
511 | CHAFFINCH CT | 43017-8606 | Active | 20980 | WATTS | 800M2QT | PVB | 0.750 | 66052 | RIGHT SIDE FRONT
5125 | CHAFFINCH CT | 43017 | Active | 371746 | WILKINS | 720A | PVB | 1.000 | 66091 | RIGHT SIDE OF HOUSE BY GARAGE
5126 | CHAFFINCH CT | 43017-8606 | Active | T389565 | WILKINS | 720A | PVB | 0.750 | 66093 | RIGHT FRONT
5137 | CHAFFINCH CT | 43017 | Active | 30275 | FEBCO | 765 | PVB | 1.000 | 66109 | RIGHT FRONT
5138 | CHAFFINCH CT | 43017-8606 | Active | DB9522 | FEBCO | 765 | PVB | 1.000 | 66111 | FRONT OF HOUSE (SOUTHEAST SIDE)LEFT OF FT. DOOR
5149 | CHAFFINCH CT | 43017-8606 | Active | 298687 | WATTS | 800M4QT | PVB | 0.750 | 97278 | RIGHT SIDE OF HOUSE
5150 | CHAFFINCH CT | 43017-8606 | Active | 337168 | WILKINS | 720A | PVB | 0.750 | 102811 | RIGHT SIDE
5163 | CHAFFINCH CT | 43017-8606 | Active | AG3857 | FEBCO | 765 | PVB | 1.000 | 66215 | LEFT REAR JUST PAST GARAGE DR
5175 | CHAFFINCH CT | 43017 | Active | HD5753 | FEBCO | 765 | PVB | 1.000 | 66237 | OUTSIDE-BACKYARD OFF DECK RIGHT SIDE FACING HOUSE
3900 | CHAGRIN DR | 43219-7100 | Active | 11717 | FEBCO | 805YB | DC | 0.750 | 62100 | PUMP ROOM EASTSIDE OF BUILDING
3900 | CHAGRIN DR | 43219-7100 | Active | 18760 | WATTS | LF909 | RP | 6.000 | 62101 | 1ST FLOOR BOILER ROOM
3900 | CHAGRIN DR | 43219-7100 | Not Required by DOW | 338268 | WATTS | 909M1QT | RP | 2.000 | 62102 | S WALL MECH ROOM 10' UP MIDDLE OF WALL
3900 | CHAGRIN DR | 43219-7100 | Not Required by DOW | 431276 | WATTS | 909M1QT | RP | 1.500 | 62103 | 1ST FLOOR POOL FILTER AND HEATER ROOM
3900 | CHAGRIN DR | 43219-7100 | Not Required by DOW | 351850 | WATTS | 909M1QT | RP | 2.000 | 62104 | IN CHILLER ROOM NORTH WALL
3900 | CHAGRIN DR | 43219-7100 | Active | 9908131321 | FEBCO | 856 | DCDA | 8.000 | 62105 | PUMP ROOM EASTSIDE OF BUILDING
3900 | CHAGRIN DR | 43219-7100 | LPS - Active |  |  |  | LST |  | 3633381 | FIRE PUMP - PUMP ROOM
3900 | CHAGRIN DR | 43219-7100 | Not Required by DOW | 208163 | WATTS | LF009M3 | RP | 0.750 | 3633810 | UNDER DISH TABLE IN KITCHEN
3900 | CHAGRIN DR | 43219-7100 | Not Required by DOW | 213383 | WATTS | LF009M3 | RP | 0.750 | 3633811 | UNDER DISH TABLE IN KITCHEN
4035 | CHAGRIN DR | 43219- | Active | 620863 | WILKINS | 975 | RP | 1.250 | 62328 | WATER METER ROOM EAST GARAGE
4035 | CHAGRIN DR | 43219- | Not Required by DOW | 4238891 | WILKINS | 975 | RP | 1.500 | 62611 | VALET PARKING YARD-BACK CORNER
755 | CHAMBERS RD | 43212-1437 | Active | 3913196 | WILKINS | 975XL2 | RP | 2.000 | 3387232 | IN NW MECHANICAL ROOM
755 | CHAMBERS RD | 43212-1437 | Active | 1810B | WILKINS | 350ASTDA | DCDA | 4.000 | 3607747 | NW METER ROOM
755 | CHAMBERS RD | 43212-1437 | Active | 3897477 | WILKINS | 950 | DC | 0.750 | 3607748 | NW METER ROOM
755 | CHAMBERS RD | 43212-1437 | Not Required by DOW | 11659 | WATTS | 919AQT | RP | 1.250 | 3615246 | UNIT 1547 - MOP SINK - IN CEILING ABOVE MOP SINK
100 | CHAMBERS RD | 43212 | Active | 4239297 | WILKINS | 975 | RP | 0.750 | 3616889 | HOT BOX
1125 | CHAMBERS RD | 43212-1701 | Active | 618194 | WATTS | 909HWQT | RP | 1.000 | 54005 | AT WATER METER - JANITOR'S CLOSET BY RESTROOMS
1125 | CHAMBERS RD | 43212-1701 | Not Required by DOW | 401063 | WATTS | 909QT | RP | 0.750 | 93125 | JANITORS CLOSET
1125 | CHAMBERS RD | 43212-1701 | Not Required by DOW | A11467 | FEBCO | 765 | PVB | 1.000 | 103800 | OUTSIDE BACK DOOR EAST SIDE
1145 | CHAMBERS RD | 43212-1701 | Removed | 3437404REM | WILKINS | 975XL2 | RP | 0.750 | 99896 | MECHANIC ROOM
1145 | CHAMBERS RD | 43212-1701 | Removed | 372662REM | WATTS | 009QT | RP | 0.500 | 100122 | EAST WALL BY ENTRANCE ON LEFT
1145 | CHAMBERS RD | 43212-1701 | Active | 14544 | WILKINS | 475 | RP | 4.000 | 3636920 | MECHANIC ROOM NW CORNER
1145 | CHAMBERS RD | 43212-1701 | Active | 193848 | WILKINS | 350ASTDA | DCDA | 6.000 | 3649421 | RISER/METER ROOM NW CORNER
1145 | CHAMBERS RD | 43212-1701 | Active | HC-37804 | WILKINS | 950XLD | DC | 0.750 | 3649422 | RISER/METER ROOM FIRE 3/4" SIDE CAR
1145 | CHAMBERS RD | 43212-1701 | Not Required by DOW | ACE5930 | WILKINS | 975XL2 | RP | 1.500 | 3650349 | METER ROOM NW CORNER
1145 | CHAMBERS RD | 43212-1701 | LPS - Active |  |  |  | LPC |  | 3650823 | DOMESTIC PUMP - FIRE PUMP ROOM
1145 | CHAMBERS RD | 43212-1701 | LPS - Active |  |  |  | LST |  | 3657649 | FIRE BOOSTER PUMP - PUMP ROOM
1168 | CHAMBERS RD | 43212 | Active | 4791756 | WILKINS | 975XL2 | RP | 0.750 | 3601869 | BASEMENT AT WATER METER
1180 | CHAMBERS RD | 43212-1744 | Active | AKG7888 | WILKINS | 375 | RP | 1.500 | 3387256 | UNDER STEPS IN CRAWL SPACE
1185 | CHAMBERS RD | 43212 | Active | 163110217 | WATTS | 774DCDA | DCDA | 6.000 | 3628323
1185 | CHAMBERS RD | 43212 | Active | 26387 | WATTS | 007M1PCQT | DC | 0.750 | 3628324
1185 | CHAMBERS RD | 43212 | Active | RC-2604 | WATTS | 957 | RP | 4.000 | 3628325
1185 | CHAMBERS RD | 43212 | LPS - Active |  |  |  | LST |  | 3659297 | FIRE PUMP - PUMP HOUSE BY STREET
1190 | CHAMBERS RD | 43212-1745 | Active | ACR9637 | WILKINS | 975 | RP | 1.500 | 3387257 | AT METER
1200 | CHAMBERS RD | 43212-1703 | Not Required by DOW | 481873 | WILKINS | 975 | RP | 0.750 | 54259 | AT CEILING
1200 | CHAMBERS RD | 43212-1703 | Active | 521728 | WILKINS | 975 | RP | 1.250 | 54260 | KITCHEN AT METER
1250 | CHAMBERS RD | 43212-1753 | Active | 395673 | WATTS | 009 | RP | 0.750 | 3387258
1375 | CHAMBERS RD | 43212-1560 | Active | 3HL0654 | AMES | 3000SS | DCDA | 6.000 | 54835 | 1345 CHAMBERS RD, BACK DOCK
1375 | CHAMBERS RD | 43212-1560 | Active | 21099 | WATTS | 007M1PCQT | DC | 0.750 | 54836 | 1345 CHAMBERS RD, SW CORNER OF BLDG IN STOCK ROOM
1375 | CHAMBERS RD | 43212-1560 | Active | 60915 | WATTS | 008PCQT | PVB | 0.500 | 98924 | 1345 CHAMBERS RD, WOMEN'S RESTROOM @ BACK
1375 | CHAMBERS RD | 43212-1560 | Active | 61048 | WATTS | 008PCQT | PVB | 0.500 | 98925 | 1345 CHAMBERS RD, MEN'S RESTROOM @ BACK
1375 | CHAMBERS RD | 43212-1560 | Removed | 54763REM | WATTS | 008PCQT | PVB | 0.500 | 100415 | IN BACK BY DAIRY COOLER
1375 | CHAMBERS RD | 43212-1560 | Due Install |  |  |  | RP | 2.000 | 3636689 | IN BACK BY FIRE DEVICE. RIGHT OF RECEIVING DOOR.
1383 | CHAMBERS RD | 43212 | Active | 20611 | WATTS | LF919QT | RP | 1.500 | 3616627 | 1383 1/2 E MECH RM AT METER - OUTSIDE DR
1383 | CHAMBERS RD | 43212 | Not Required by DOW | 033099 | WATTS | LF009M2QT | RP | 1.500 | 3618081 | RISER ROOM BLDG 29
1383 | CHAMBERS RD | 43212 | Not Required by DOW | 33099 | WATTS | LF009M2QT | RP | 1.500 | 3618138 | E MECH RM AT METER - OUTSIDE DR
1393 | CHAMBERS RD | 43212-1560 | Active | QC-1750 | WATTS | 957 | RP | 3.000 | 3387260 | MECH RM AT DOUBLE DOORS N SIDE OF BLDG
1393 | CHAMBERS RD | 43212-1560 | Not Required by DOW | 033015 | WATTS | LF009M2QT | RP | 1.500 | 3623120 | WEST SIDE OF BUILDING
1459 | CHAMBERS RD | 43212-1539 | Active | 111750404 | AMES | 4000SS | RP | 3.000 | 55084 | 1700 CHAMBERS RD MECHANICAL ROOM
1459 | CHAMBERS RD | 43212-1539 | Not Required by DOW | ABK8839 | WILKINS | 975XL2 | RP | 1.000 | 91970 | MECHANIC ROOM, PUMP HOUSE
1459 | CHAMBERS RD | 43212-1539 | Not Required by DOW | 05425 | AMES | 4000B | RP | 2.000 | 91971 | 1753-1762 CHAMBERS RD - RISER ROOM
1459 | CHAMBERS RD | 43212-1539 | Not Required by DOW | 05485 | AMES | 4000B | RP | 2.000 | 91972 | 1781-1791 CHAMBERS RD - RISER ROOM
1459 | CHAMBERS RD | 43212-1539 | Not Required by DOW | 06198 | AMES | 4000B | RP | 2.000 | 91973 | 1780-1790 CHAMBERS RD - RISER ROOM
1459 | CHAMBERS RD | 43212-1539 | Not Required by DOW | 06615 | AMES | 4000B | RP | 2.000 | 91974 | 1766-1776 CHAMBERS RD - RISER ROOM
1459 | CHAMBERS RD | 43212-1539 | Not Required by DOW | 06794 | AMES | 4000B | RP | 2.000 | 91975 | 1767-1777 RISER ROOM
1507 | CHAMBERS RD | 43212-1568 | Not Required by DOW | W435478 | WILKINS | 975XL2 | RP | 0.500 | 55246
1507 | CHAMBERS RD | 43212-1568 | Active | AMA13206 | WILKINS | 975XL3 | RP | 1.500 | 3626768 | MTR BEHIND CABINETS IN BASEMENT. LAB....RP ABOVE COUNTER AND CABINET
1124 | CHAMBERS RD UNIT WATR | 43212 | Active | 63815 | WILKINS | 375A | RP | 4.000 | 3657997 | MECH ROOM S/W CORNER PROPERTY
1124 | CHAMBERS RD UNIT WATR | 43212 | Active | YH-0177 | AMES | COLT 300GV | DCDA | 6.000 | 3657998 | MECH ROOM S/W CORNER OF PROPERTY
1124 | CHAMBERS RD UNIT WATR | 43212 | Active | 78360 | AMES | 2000BM3 | DC | 0.750 | 3657999 | MECH ROOM S/W CORNER OF PROPERTY
1124 | CHAMBERS RD UNIT WATR | 43212 | LPS - Active |  |  |  | LPC |  | 3658000 | DOMESTIC PUMP -
1124 | CHAMBERS RD UNIT WATR | 43212 | LPS - Active |  |  |  | LST |  | 3658001 | FIRE PUMP
7704 | CHANCEL DR | 43235-1462 | Active | Cb878686 | WILKINS | 720A | PVB | 1.000 | 3387784 | FRONT OF HOUSE
7718 | CHANCEL DR | 43235-1462 | Active | T082748 | WILKINS | 720A | PVB | 0.750 | 101332 | RIGHT FRONT CORNER
7747 | CHANCEL DR | 43235-1464 | Active | BG7067 | FEBCO | 765 | PVB | 0.750 | 90026 | FRONT OF HOUSE RIGHT OF DOOR
7748 | CHANCEL DR | 43235-1462 | Active | T304558 | WILKINS | 720A | PVB | 0.750 | 3387786 | RIGHT SIDE OF HOUSE
7755 | CHANCEL DR | 43235-1464 | Active | G262881 | WILKINS | 720A | PVB | 1.000 | 90027 | FRONT OF HOUSE
7763 | CHANCEL DR | 43235-1464 | Active | 998476 | WATTS | 800M4QT | PVB | 1.000 | 72729 | BESIDE FRONT DOOR OR RIGHT
6100 | CHANNINGWAY BLVD | 43232-2910 | Active | 79521 | WATTS | 009M3QT | RP | 0.750 | 68997 | IN MECH ROOM BY COOLING TOWER
6100 | CHANNINGWAY BLVD | 43232-2910 | Due Install |  |  |  | RP | 6.000 | 3641012 | MECH ROOM A
6100 | CHANNINGWAY BLVD | 43232-2910 | LPS - Active |  |  |  | LPC |  | 3641013 | FIRE PUMP - PUMP ROOM
1881 | CHANNINGWAY CTR DR | 43232-2906 | Due Install |  |  |  | RP | 1.500 | 3387866
1881 | CHANNINGWAY CTR DR | 43232-2906 | Due Install |  |  |  | DCDA | 6.000 | 3651087
1921 | CHANNINGWAY CTR DR | 43232-2906 | Active | 326577 | WATTS | 909M1QT | RP | 2.000 | 56643 | REAR OF BLDG BACK DOOR AT LOADING DOCK
4699 | CHANTRY CT | 43220-2811 | Active | 4775682 | WILKINS | 975XL | RP | 0.750 | 89114 | IN BASEMENT NEXT TO WATER METERS
4700 | CHANTRY CT | 43220-2811 | Active | AB7386 | FEBCO | 765 | PVB | 0.750 | 90029 | SOUTH SIDE OF HOUSE
4712 | CHANTRY CT | 43220-2811 | Active | F10534 | FEBCO | 765 | PVB | 1.000 | 64869 | RIGHT SIDE
4730 | CHANTRY CT | 43220-2811 | Active | T209677 | WILKINS | 720A | PVB | 1.000 | 64896 | SIDE OF HOUSE
5505 | CHANTRY DR | 43232-4768 | Active | ALA51878 | WILKINS | 975XL3 | RP | 0.750 | 3387923 | MECH ROOM BY METER
5560 | CHANTRY DR | 43232-4767 | Active | 209755 | WATTS | 909 | RP | 4.000 | 88892 | RISER ROOM
5560 | CHANTRY DR | 43232-4767 | Active | 1509730606 | AMES | 3000SS | DCDA | 8.000 | 88893 | MECHANICAL ROOM/RISER ROOM
5560 | CHANTRY DR | 43232-4767 | Active | 48920 | AMES | 2000B | DC | 0.750 | 88894 | RISER ROOM
5620 | CHANTRY DR | 43232- | Active | 103776 | WATTS | 009M2QT | RP | 1.500 | 67438 | NW CORNER OF BUILDING IN MECH ROOM, 2680 SILVER OAK DR
5620 | CHANTRY DR | 43232- | Active | 137140 | AMES | 3000SS | DCDA | 6.000 | 67439 | FIRE ROOM AT END OF MAINTENANCE GARAGE - 5676 SPRUCE TREE DR
5620 | CHANTRY DR | 43232- | Active | 33404 | WATTS | 719QT | DC | 0.750 | 67440 | IN ROOM AT END OF GARAGE, 5676 SPRUCE TREE DR
5620 | CHANTRY DR | 43232- | Due Install |  |  |  | RP | 4.000 | 3658247 | NW CORNER OF BUILDING IN MECH ROOM, 2680 SILVER OAK DR
5677 | CHANTRY DR | 43232 | Active | 68723 | WATTS | 909QT | RP | 0.750 | 67581 | EAST END CLOSET
5705 | CHANTRY DR | 43232-7708 | Active | 2860975 | WILKINS | 975XLBMS | RP | 2.000 | 96393
5705 | CHANTRY DR | 43232-7708 | Due Install |  |  |  | DCDA | 6.000 | 3635903 | FIRE LINE IN PIT
5705 | CHANTRY DR | 43232-7708 | Due Install |  |  |  | DC | 0.750 | 3635904 | FIRE LINE
5800 | CHANTRY DR | 43232-4763 | Active | 273317 | WATTS | 909M1QT | RP | 2.000 | 68005 | FIRE ROOM
5800 | CHANTRY DR | 43232-4763 | Active | 273318 | WATTS | 909M1QT | RP | 2.000 | 68006 | FIRE ROOM
5800 | CHANTRY DR | 43232-4763 | Due Install |  |  |  | DCDA |  | 3636391
5800 | CHANTRY DR | 43232-4763 | LPS - Active |  |  |  | LST |  | 3636392 | FIRE PUMP
5805 | CHANTRY DR | 43232-4764 | Inactive | REM199365 | WATTS | 009QT | RP | 1.000 | 68035 | 0 USE 6/3/16 CAG. BELOW SERVING COUNTERS
5805 | CHANTRY DR | 43232-4764 | Inactive | 033011 | WATTS | 919 | RP | 0.500 | 68036 | BELOW SERVING COUNTERS
5805 | CHANTRY DR | 43232-4764 | Inactive | W362433 | WILKINS | 975XLTCU | RP | 0.500 | 68037 | CENTER LEFT
5805 | CHANTRY DR | 43232-4764 | Inactive | 71743 | WATTS | 009QT | RP | 2.000 | 68038 | MECHANICAL ROOM BACK OF BUILDING
5805 | CHANTRY DR | 43232-4764 | Inactive | 328594 | WATTS | 009QT | RP | 0.500 | 99080 | LEFT SIDE SERVING COUNTER
5805 | CHANTRY DR | 43232-4764 | Inactive | 199387 | WATTS | 009QT | RP | 0.500 | 99081 | CENTER SERVING COUNTER
5805 | CHANTRY DR | 43232-4764 | Active | 40263 | WILKINS | 350AST | DCDA | 4.000 | 3659089 | MECH ROOM
5805 | CHANTRY DR | 43232-4764 | Active | HC86396 | WILKINS | 950XLD | DC | 0.750 | 3659090 | MECH ROOM
5805 | CHANTRY DR | 43232-4764 | Active | AMA24255 | WILKINS | 975XL3 | RP | 2.000 | 3659137 | MECH ROOM
5877 | CHANTRY DR | 43232-4764 | Active | 26419 | WATTS | 919QT | RP | 1.500 | 68211 | 0 USE 6/3/15 CAG. MECHANICAL/WATER METER ROOM--5877 CHANTRY
5881 | CHANTRY DR | 43232-4764 | Active | 405496 | WATTS | LF009M3QT | RP | 0.750 | 3387927
5932 | CHANTRY DR | 43232 | Active | 39988 | WATTS | 919QT | RP | 2.000 | 3651626
5940 | CHANTRY DR | 43232-7728 | Not Required by DOW | 17988 | WATTS | 007M2PCQT | DC | 1.500 | 68365 | USE 6/3/15 CAG. MECH RM NW CORNER OF BUILDING
5940 | CHANTRY DR | 43232-7728 | Not Required by DOW | 17785 | WATTS | 919QT | RP | 2.000 | 96613 | USE 6/3/15 CAG. IN REAR MECHANIC ROOM
5940 | CHANTRY DR | 43232-7728 | Active | 4041572 | WILKINS | 975XL2 | RP | 1.500 | 3636988 | RIGHT REAR METER ROOM
5940 | CHANTRY DR | 43232-7728 | Not Required by DOW | A289120 | WILKINS | 350DC | DC | 1.500 | 3641221 | MECH ROOM
7902 | CHAPEL STONE RD | 43004- | Active | 1286100803 | AMES | 3000SS | DCDA | 8.000 | 72968 | .25 MILE IN ON CHAPEL STONE ROAD OFF OF WAGGENER RD ON THE RIGHT IN PIT
7902 | CHAPEL STONE RD | 43004- | Active | 31686 | AMES | 2000B | DC | 0.750 | 72969 | .25 OF A MILE IN ON CHAPEL STONE RD OFF OF WAGGENER RD ON THE RIGH IN PIT
7902 | CHAPEL STONE RD | 43004- | Due Install |  |  |  | RP | 0.250 | 3658383 | .25 OF A MILE IN ON CHAPEL STONE RD OFF OF WAGGENER RD ON THE RIGH IN PIT
7979 | CHAPEL STONE RD | 43004-6013 | Active | H587160 | FEBCO | 765 | PVB | 0.750 | 98467 | RIGHT SIDE OF HOUSE
8089 | CHAPEL STONE RD | 43004-9226 | [6 empty] | 3658404
5586 | CHAPMAN CT | 43026-8507 | Active | 6293 | FEBCO | 765 | PVB | 1.000 | 67337 | WEST SIDE OF HOUSE
2114 | CHARDON RD | 43220-4461 | Active | G217948 | WILKINS | 720A | PVB | 0.750 | 96131 | FRONT OF HOUSE
4660 | CHARECOTE LN | 43220-3522 | Due Install |  |  |  | RP | 6.000 | 3388054 | IN HOT BOX AT PIT (PIT IS IN SIDWLK)
2520 | CHARING RD | 43221-3692 | Active | 104771 | WATTS | 800M4QT | PVB | 1.000 | 58531 | FRONT OF HOUSE
2590 | CHARING RD | 43221-3692 | Active | 3128883 | WILKINS | 975XLBMS | RP | 0.750 | 98357 | LEFT HAND SIDE-Back of 2621 LEEDS ROAD
2610 | CHARING RD | 43221-3628 | Active | W175476 | WILKINS | 975XL | RP | 1.250 | 58758 | AFTER BY PASS ON METER SET MECHANICAL ROOM
2642 | CHARING RD | 43221-3628 | Active | 12542 | WATTS | 919AQT | RP | 1.000 | 90042 | IN GARAGE ABOVE WATER METER
2654 | CHARING RD | 43221-3628 | Active | 513548 | WILKINS | 720A | PVB | 1.000 | 90043 | BY FRONT DOOR
2666 | CHARING RD | 43221-3628 | Active | T398369 | WILKINS | 720A | PVB | 1.000 | 99026 | OUTSIDE BACK OF HOME
2690 | CHARING RD | 43221-3628 | Active | 2279798 | WILKINS | 975A | RP | 2.000 | 90044 | FRONT OF HOUSE
4293 | CHARLES CT | 43026-7022 | Active | 817314 | WILKINS | 720A | PVB | 0.750 | 63549 | RIGHT FRONT
4294 | CHARLES CT | 43026-7022 | Active | A082488 | WILKINS | 720A | PVB | 0.750 | 63550 | LEFT SIDE OF HOUSE
4305 | CHARLES CT | 43026-7022 | Active | G215253 | WILKINS | 720A | PVB | 0.750 | 95223 | LEFT SIDE
4317 | CHARLES CT | 43026-7022 | Active | F031614 | WILKINS | 720A | PVB | 0.750 | 96959 | LEFT SIDE
316 | CHARLESTON AVE | 43214-1206 | Active | AC5915 | FEBCO | 765 | PVB | 0.750 | 60085 | RIGHT SIDE OF HOUSE--SERIAL #AC5915
301 | CHARLOTTE DR | 43224-1817 | Active | XJ-0165 | AMES | COLT-400 | RP | 6.000 | 3388345
7701 | CHARLOTTE HULL CT | 43054 | Active | H028018 | FEBCO | 765 | PVB | 1.000 | 95815 | LEFT SIDE
7702 | CHARLOTTE HULL CT | 43054-9680 | Active | DH7879 | FEBCO | 765 | PVB | 1.000 | 72578 | RIGHT (FRONT) CORNER OF HOUSE
7711 | CHARLOTTE HULL CT | 43054-9680 | Active | T382300 | WILKINS | 720A | PVB | 1.000 | 72605 | FRONT LEFT CORNER OF HOUSE BY DRIVEWAY
7712 | CHARLOTTE HULL CT | 43054 | Active | 55647 | FEBCO | 765 | PVB | 0.750 | 72609 | FRONT OF HOUSE
7406 | CHARMONTE CT | 43017-8283 | Active | FC8786 | FEBCO | 765 | PVB | 1.000 | 71928 | RIGHT FRONT
7411 | CHARMONTE CT | 43017-8283 | Active | 595579 | WATTS | 800M2QT | PVB | 1.000 | 89125 | NW CORNER OF HOUSE
7412 | CHARMONTE CT | 43017-8283 | Active | FC8792 | FEBCO | 765 | PVB | 1.000 | 71946 | LEFT CENTER
7418 | CHARMONTE CT | 43017 | Active | 371734 | WILKINS | 720A | PVB | 1.000 | 71953 | OUTSIDE RIGHT SIDE OF HOUSE
7424 | CHARMONTE CT | 43017-8283 | Active | T155036 | WILKINS | 720A | PVB | 1.000 | 71962 | RT SIDE
2500 | CHARTER ST | 43228-4608 | Active | 80477 | WATTS |  | RP | 2.000 | 3388453 | CEILING
2500 | CHARTER ST | 43228-4608 | Due Install |  |  |  | RP | 1.500 | 3638154 | AT WATER METER
2500 | CHARTER ST | 43228-4608 | Due Install |  |  |  | DCDA | 6.000 | 3638155 | METER PIT
2600 | CHARTER ST | 43228 | Active | FP-0247 | AMES | 500-GV | RPDA | 8.000 | 3619930 | HOT BOX
2600 | CHARTER ST | 43228 | Active | 58481 | WATTS | 919 | RP | 0.750 | 3621382 | HOT BOX
2600 | CHARTER ST | 43228 | Active | 039846 | WATTS | LF009M2QT | RP | 1.500 | 3621384 | HOT BOX
2645 | CHARTER ST | 43228 | Active | 1218170802 | AMES | 3000SS | DCDA | 6.000 | 58855 | METER PIT
2645 | CHARTER ST | 43228 | Not Required by DOW | 188611 | WATTS | 009QT | RP | 1.000 | 58856 | IN CLOSET IN BREAK ROOM
2645 | CHARTER ST | 43228 | Active | 54403 | WATTS | 007QT | DC | 0.750 | 58857 | METER PIT
2645 | CHARTER ST | 43228 | Active | 85053 | WATTS | 009M2QT | RP | 1.500 | 58858 | FRONT OFFICE BUILDING IN CLOSET IN BREAKROOM
2645 | CHARTER ST | 43228 | Not Required by DOW | 87168 | WATTS | 009M2PCQT | RP | 1.500 | 97986 | SPRINKLER ROOM
2645 | CHARTER ST | 43228 | Due Install |  |  |  | RPDA | 6.000 | 3626199
2690 | CHARTER ST | 43228-4600 | Not Required by DOW | H10098 | FEBCO | 825 | RP | 1.250 | 58965 | MECH ROOM AT WATER METER
2690 | CHARTER ST | 43228-4600 | Not Required by DOW | 412037 | WATTS | 909 | RP | 0.750 | 102278 | SW CORNER
2690 | CHARTER ST | 43228-4600 | Active | 67073 | WATTS | 919QT | RP | 0.750 | 3619839 | HOT BOX
2690 | CHARTER ST | 43228-4600 | Active | QL0229 | WATTS | 957 | RPDA | 6.000 | 3619840 | HOT BOX
2690 | CHARTER ST | 43228-4600 | Active | 032857 | WATTS | LF009M2QT | RP | 1.500 | 3619841 | HOT BOX
2690 | CHARTER ST | 43228-4600 | LPS - Active |  |  |  | LST |  | 3621394 | FIRE PUMP - RISER ROOM
2701 | CHARTER ST | 43228-4639 | Not Required by DOW | 114993 | WATTS | 009M2PCQT | RP | 2.000 | 59019 | MACH ROOM ON NORTHEAST CORNER
2701 | CHARTER ST | 43228-4639 | Active | 2CN1103 | AMES | 2000SE | DC | 8.000 | 59020 | WATER METER ROOM (MECHANICAL RM)
2701 | CHARTER ST | 43228-4639 | Active | 31205 | WATTS | 009M2QT | RP | 1.500 | 59021 | IN MECHANICAL ROOM ON N.E. CORNER
2787 | CHARTER ST | 43228-4607 | Not Required by DOW | GR549 | CONBRACO | 40207A2 | RP | 1.500 | 59285 | EAST END OF BUILDING - MECH ROOM
2787 | CHARTER ST | 43228-4607 | Not Required by DOW | HV778 | CONBRACO | 40207A2 | RP | 1.500 | 59286 | MECH ROM EAST END
2787 | CHARTER ST | 43228-4607 | Active | HW198 | CONBRACO | 40208A2 | RP | 2.000 | 59287 | EAST END OF BUILDING - MECH ROOM
2829 | CHARTER ST | 43228-4607 | Removed | REM874170824 | AMES | 2000SS | DC | 8.000 | 59398 | PUMP ROOM
2829 | CHARTER ST | 43228-4607 | Not Required by DOW | 132940 | WATTS | 007QT | DC | 2.000 | 59399 | INTERIOR DIVIDING WALL NORTH END
2829 | CHARTER ST | 43228-4607 | Not Required by DOW | 217316 | WATTS | 009QT | RP | 2.000 | 59400 | IN UNIT 2839
2829 | CHARTER ST | 43228-4607 | Not Required by DOW | GQ002 | CONBRACO | 40207A2 | RP | 1.500 | 59401 | S END OF BLDG IN SPRINKLER (PUMP RM)
2829 | CHARTER ST | 43228-4607 | Active | IM749 | CONBRACO | 40208A2 | RP | 2.000 | 59402 | S END OF BLDG IN SPRINKLER RM--(PUMP RM)1911
2829 | CHARTER ST | 43228-4607 | LPS - Active |  |  |  | LST |  | 3657354 | FIRE BOOSTER PUMP - IN 2829, S END OF BLDG IN SPRINKLER RM--(PUMP RM)
2829 | CHARTER ST | 43228-4607 | Active | 52969 | WILKINS | 375AST | DCDA | 8.000 | 3657714 | MECH ROOM NORTH WALL
2829 | CHARTER ST | 43228-4607 | Active | 79185 | AMES | 2000BM3 | DC | 0.750 | 3658604 | IN METER VAULT west of pump room along Walcutt rd
2850 | CHARTER ST | 43228-4606 | Not Required by DOW | 029373 | WATTS | 800M4QT | PVB | 1.500 | 59444 | OUTSIDE BUILDING SOUTH WALL
2850 | CHARTER ST | 43228-4606 | Active | RA-0839 | AMES | COLT 500-GV | RPDA | 8.000 | 3622630 | IN WAREHOUSE BY RISER
2850 | CHARTER ST | 43228-4606 | Active | 67178 | WATTS | 919 | RP | 0.750 | 3622631 | ON FIRE RISER IN WAREHOUSE
2850 | CHARTER ST | 43228-4606 | Active | 4253338 | WILKINS | 975XL2 | RP | 1.500 | 3629824
2865 | CHARTER ST | 43228 | Active | 034545 | WATTS | LF909M1QT | RP | 2.000 | 3656599 | PUMP ROOM OUTSIDE DOOR TO LEFT OF HOLDING TANK
2865 | CHARTER ST | 43228 | Active | Y16104 | WILKINS | 375ADA | RPDA | 8.000 | 3656728 | PUMP ROOM OUTSIDE DOOR TO LEFT OF HOLDING TANK
2865 | CHARTER ST | 43228 | Active | ABU8194 | WILKINS | 975XL2 | RP | 0.750 | 3656729 | PUMP ROOM OUTSIDE DOOR TO LEFT OF HOLDING TANK
2865 | CHARTER ST | 43228 | LPS - Active |  |  |  | LST |  | 3659060 | FIRE PUMP 1 - PUMP HOUSE
2865 | CHARTER ST | 43228 | LPS - Active |  |  |  | LST |  | 3659061 | FIRE PUMP 2 - PUMP HOUSE
2955 | CHARTER ST | 43228-4607 | Active | 3019785 | WILKINS | 975XLBMS | RP | 2.000 | 96983 | CENTER OF BLDG RISER ROOM NEXT TO METER
2955 | CHARTER ST | 43228-4607 | Active | 5048B | WILKINS | 350ASTDA | DCDA | 6.000 | 3626264 | IN PIT
2955 | CHARTER ST | 43228-4607 | Active | 4193700 | WILKINS | 950XLD | DC | 0.750 | 3641492 | IN PIT
2955 | CHARTER ST | 43228-4607 | Active | ZB-0424 | AMES | COLT 400 | RP | 4.000 | 3658831 | AFTER VAULT IN HEATED ENCLOSURE
2970 | CHARTER ST | 43228-4606 | Active | 15168 | WATTS | 919QT | RP | 2.000 | 98680 | WAREHOUSE, WEST END BY METER UNIT 3012
2970 | CHARTER ST | 43228-4606 | Due Install |  |  |  | DCDA | 6.000 | 3651024 | VAULT IN FRONT OF 3012
2553 | CHARTWELL RD | 43220-2812 | Active | CB073443 | WILKINS | 720A | PVB | 0.750 | 3388454 | RIGHT SIDE
2560 | CHARTWELL RD | 43220-2813 | Active | 23009 | FEBCO | 765 | PVB | 1.000 | 90045 | REAR DECK BY DOOR UNDER LIFT DOOR
2561 | CHARTWELL RD | 43220-2812 | Active | CB323899 | WILKINS | 720A | PVB | 0.750 | 3388455 | BACK OF THE HOUSE LEFT OF THE HOT TUB
2574 | CHARTWELL RD | 43220-2813 | Active | DH5157 | FEBCO | 765 | PVB | 1.000 | 58661 | RIGHT SIDE
2603 | CHARTWELL RD | 43220-2812 | Active | VAA06504 | WILKINS | 720A | PVB | 0.750 | 92194 | LEFT SIDE
2626 | CHARTWELL RD | 43220-2815 | Active | H178683 | FEBCO | 765 | PVB | 0.750 | 58808 | FRONT LEFT
2659 | CHARTWELL RD | 43220-2814 | Active | H132301 | FEBCO | 765 | PVB | 0.750 | 58905 | RIGHT SIDE OF HOUSE
4794 | CHATELAINE DR | 43017-2169 | Active | 17212 | FEBCO | 765 | PVB | 0.750 | 65065 | EAST SOUTH CONRER OF HOUSE
4796 | CHATELAINE DR | 43017-2169 | Active | 341565 | WILKINS | 720A | PVB | 1.000 | 65067 | RH SIDE
4797 | CHATELAINE DR | 43017-2168 | Active | H158847 | FEBCO | 765 | PVB | 1.000 | 65071 | FRONT OF HOUSE
4798 | CHATELAINE DR | 43017-2169 | Active | AK1345 | FEBCO | 765 | PVB | 1.000 | 65076 | NORTH SIDE OF HOUSE
4802 | CHATELAINE DR | 43017-2169 | Active | H086275 | FEBCO | 765 | PVB | 1.000 | 65112 | FRONT LEFT AT FAR LEFT OFFSET
4821 | CHATELAINE DR | 43017-2168 | Active | H245315 | FEBCO | 765 | PVB | 1.000 | 65154 | FRONT
4837 | CHATELAINE DR | 43017 | Active | HD57425 | FEBCO | 765 | PVB | 0.750 | 65189 | WESTSIDE
4849 | CHATELAINE DR | 43017 | Active | 286584 | WATTS | 800M4QT | PVB | 0.750 | 91551 | RIGHT SIDE OF HOUSE
4871 | CHATELAINE DR | 43017-2168 | Active | BE3758 | FEBCO | 765 | PVB | 0.750 | 65285 | RIGHT HAND SIDE
4872 | CHATELAINE DR | 43017 | Active | AE6471 | FEBCO | 765 | PVB | 1.000 | 65289 | LEFT SIDE OF HOUSE
4881 | CHATELAINE DR | 43017 | Active | AK2652 | FEBCO | 765 | PVB | 0.750 | 65319 | RIGHT SIDE OF HOUSE
4885 | CHATELAINE DR | 43017 | Active | AB2670 | FEBCO | 765 | PVB | 1.000 | 90046 | RIGHT SIDE OF HOUSE
4886 | CHATELAINE DR | 43017 | Active | H142727 | FEBCO | 765 | PVB | 1.000 | 65341 | LEFT SIDE OF HOUSE FRONT DOOR
4887 | CHATELAINE DR | 43017-2168 | Active | 318003 | WATTS | 800M4FR | PVB | 0.750 | 65345 | RIGHT SIDE FRONT
4890 | CHATELAINE DR | 43017 | Active | AC7316 | FEBCO | 765 | PVB | 0.750 | 65350 | EAST SIDE OF BUILDING NEXT TO METER REMOTE
4894 | CHATELAINE DR | 43017-2170 | Active | AE8620 | FEBCO | 765 | PVB | 1.000 | 65367 | S.W. CORNER OF HOUSE BY WTR MTR REMOTES
1873 | CHATFIELD RD | 43221-3818 | Active | T387019 | WILKINS | 720A | PVB | 0.750 | 89479 | LEFT SIDE
1914 | CHATFIELD RD | 43221-3702 | Replaced | REP37288 | WATTS | 009QT | RP | 1.000 | 56612 | REPLACED- BASEMENT BY DEDUCT METER
1914 | CHATFIELD RD | 43221-3702 | Active | CB143565 | WILKINS | 720A | PVB | 1.000 | 3609748 | Front of house left of front door
1920 | CHATFIELD RD | 43221-3702 | NULL | [5 empty] | 3630052
1933 | CHATFIELD RD | 43221-3701 | Active | T191672 | WILKINS | 720A | PVB | 1.000 | 3607830 | side of house
1952 | CHATFIELD RD | 43221-3702 | Active | AA47249 | WILKINS | 720 | PVB | 0.750 | 3388806
1960 | CHATFIELD RD | 43221-3704 | Active | T345929 | WILKINS | 720A | PVB | 0.750 | 3388807 | FRONT LEFT SIDE OF HOUSE
1969 | CHATFIELD RD | 43221-3703 | Active | T385616 | WILKINS | 720A | PVB | 0.750 | 102243 | BACK OF HOUSE NEAR AIR CONIDTIONER
1982 | CHATFIELD RD | 43221-3704 | Active | G108086 | WILKINS | 720A | PVB | 1.000 | 90047 | IN BACK OF HOUSE
1990 | CHATFIELD RD | 43221-3704 | Active | H817051 | FEBCO | 765 | PVB | 1.000 | 3388811 | Right front corner
1996 | CHATFIELD RD | 43221-3704 | Active | 04345 | WATTS | 800M2 | PVB | 1.000 | 56892 | MECHANICAL ROOM
2006 | CHATFIELD RD | 43221-3704 | Active | AK0782 | FEBCO | 765 | PVB | 1.000 | 57012 | FRONT OF HOUSE
5551 | CHATFORD DR | 43232-3080 | Active | 142532 | WATTS | 009QT | RP | 0.750 | 67247 | IN CLOSET OF WATER HEATER
4661 | CHATHAM CT | 43017 | Active | H205699 | FEBCO | 765 | PVB | 0.750 | 64721 | FRONT LEFT OF FRONT DOOR OFFSET
931 | CHATHAM LN | 43221-2417 | Active | ACG6289 | WILKINS | 975 | RP | 2.000 | 3388842 | LOWER LEVEL ELAVATOR TURN RIGHT 1ST DOOR ON THE LEFT BEHIND ELAVATOR
941 | CHATHAM LN | 43221-2416 | Active | 242248 | WATTS | 009 | RP | 2.000 | 3388843 | AT METER.. ENTER BLDG AND METER IS IN MAINT ROOM. IMMEDIATE LFT. 1ST DR ON LFT
921 | CHATHAM LN UNIT 300 | 43221-2418 | Active | 87172 | WATTS | 009QT | RP | 1.500 | 74616 | MECHANICAL ROOM
921 | CHATHAM LN UNIT 300 | 43221-2418 | Due Install |  |  |  | RP | 2.000 | 3655824 | MECHANICAL ROOM
20 | CHATHAM RD | 43214-3312 | Active | CB325655 | WILKINS | 720A | PVB | 0.750 | 3388844 | RIGHT OF FRONT DOOR
39 | CHATHAM RD | 43214-3311 | Active | 593766 | WATTS | 800M4QT | PVB | 1.000 | 62090 | EAST SIDE OF HOUSE
57 | CHATTERFIELD DR | 43017 | Active | T482658 | WILKINS | 720A | PVB | 0.750 | 3389043 | BACK OF HOUSE
5739 | CHATTERFIELD DR | 43017 | Active | CB601356 | WILKINS | 720A | PVB | 0.750 | 90051 | LEFT SIDE
5756 | CHATTERFIELD DR | 43017 | Active | CC5725 | FEBCO | 765 | PVB | 0.750 | 90053 | FRONT OF HOUSE LEFT OF FRONT DOOR
5776 | CHATTERFIELD DR | 43017 | Active | T361506 | WILKINS | 720A | PVB | 0.750 | 67930 | LEFT SIDE OF HOUSE
5786 | CHATTERFIELD DR | 43017 | Active | cb197702 | WILKINS | 720A | PVB | 1.000 | 90054 | FRONT OF HOUSE
5811 | CHATTERFIELD DR | 43017 | Active | CB674688 | WILKINS | 720A | PVB | 0.750 | 90612 | RIGHT FRONT BY GAS METER
5818 | CHATTERFIELD DR | 43017 | Active | 01261 | WATTS | U800M4QT | PVB | 0.750 | 3389054
5826 | CHATTERFIELD DR | 43017-2578 | Active | 469592 | WILKINS | 420 | PVB | 1.000 | 91352 | LEFT SIDE
267 | CHATTERLY LN | 43207-5351 | Active | 287883 | WATTS | 800M2QT | PVB | 0.750 | 90055 | BASEMENT AT WATER METER
560 | CHATTERTON RD | 43232-5899 | Active | W339513 | WILKINS | 975XLBMS | RP | 2.000 | 92955 | MECH ROOM MIDDLE BACK OF BLDG (5601 DOOR)
5621 | CHATTERTON RD | 43232-5899 | Not Required by DOW | W341679 | WILKINS | 975XLBMS | RP | 0.750 | 92957 | IN BATHROOM IN OFFICE
5795 | CHATTERTON RD | 43232 | Active | TE-1746 | WATTS | 957 | RP | 4.000 | 3641323 | HOTBOX NW CORNER BY DRIVE
5795 | CHATTERTON RD | 43232 | Active | 1169370619 | WATTS | 774 | DCDA | 8.000 | 3646935 | PIT NW CORNER BY DRIVE - FIRE METER
5795 | CHATTERTON RD | 43232 | Active | 22277 | WATTS | 007M2QT | DC | 0.750 | 3646936 | PIT NW CORNER BY DRIVE - FIRE METER 3/4" SIDE CAR
5900 | CHATTERTON RD | 43232- | Active | 25424 | AMES | 2000SS | DCDA | 6.000 | 68258 | METER PIT
5900 | CHATTERTON RD | 43232- | Active | 55307 | WATTS | 007M1QT | DC | 0.750 | 68259 | METER PIT
5900 | CHATTERTON RD | 43232- | Removed | 2717163REM | WILKINS | 375XL | RP | 1.000 | 100433 | REMOVED-TOP OF HILL CENTER ISLAND BESIDE METER PIT
5900 | CHATTERTON RD | 43232- | Due Install |  |  |  | RP | 4.000 | 3632843 | METER PIT
5951 | CHATTERTON RD | 43232 | Active | AMA14744 | WILKINS | 975-XL3 | RP | 2.000 | 3657993 | Mechanical room northwest part of the building
5951 | CHATTERTON RD | 43232 | Active | 37722 | WILKINS | 350ASTDA | DCDA | 4.000 | 3657994
5951 | CHATTERTON RD | 43232 | Active | HC71839 | WILKINS | 950XLD | DC | 0.750 | 3657995
5981 | CHATTERTON RD | 43232 | Active | TL-2306 | WATTS | 957 | RP | 3.000 | 3643519 | INSIDE BUILDING AT METER - MECHANICAL ROOM
5981 | CHATTERTON RD | 43232 | Active | 17629 | WILKINS | 350A | DCDA | 4.000 | 3643520 | INSIDE BUILDING AT FIRE SERVICE ENTRANCE
5981 | CHATTERTON RD | 43232 | Active | HC32938 | WILKINS | 950XLD | DC | 0.750 | 3643521 | INSIDE BUILDING AT FIRE SERVICE ENTRANCE
120 | CHAUCER CT | 43085-3905 | Active | 06506 | WATTS | 800M4QT | PVB | 0.750 | 90056
160 | CHAUCER CT | 43085-3905 | Active | CB629262 | Wilkins | 720A | PVB | 0.750 | 3389131 | BACK CENTER
175 | CHAUCER CT | 43085-3905 | Active | cb451965 | WILKINS | 720A | PVB | 1.000 | 92054 | FRONT OF HOUSE
413 | CHECKERBERRY CT | 43026-3017 | Active | T294274 | WILKINS | 720A | PVB | 0.750 | 87727 | FRONT OF HOUSE
4146 | CHECKERBERRY CT | 43026-3017 | Replaced | REPW614601 | WILKINS | 720A | PVB | 1.000 | 63067 | REPLACED- LEFT HAND SIDE
4146 | CHECKERBERRY CT | 43026-3017 | Active | T258879 | WILKINS | 720A | PVB | 1.000 | 3609458 | LEFT HAND SIDE
4155 | CHECKERBERRY CT | 43026-3017 | Active | T189442 | WILKINS | 720A | PVB | 1.000 | 63104 | RIGHT REAR
4156 | CHECKERBERRY CT | 43026-3017 | Active | 05567 | WATTS | 800QT | PVB | 1.000 | 63111 | RIGHT SIDE
4164 | CHECKERBERRY CT | 43026-3017 | Active | 665340 | RAINBIRD | 100R | PVB | 1.000 | 63123 | BACK OF HOUSE
1001 | CHECKREIN AVE | 43229-1106 | Active | SG-0622 | WATTS | 957 | RP | 3.000 | 3389223
1001 | CHECKREIN AVE | 43229-1106 | Active | 194994 | AMES | 3000 | DCDA | 6.000 | 3635804
1001 | CHECKREIN AVE | 43229-1106 | Active | 28079 | WATTS | 007M1 | DC | 0.750 | 3635805
1021 | CHECKREIN AVE | 43229-1106 | In Review |  |  |  | RP |  | 3389224
4027 | CHELSEA E GRN | 43054 | Active | 363307 | WATTS | 800M4QT | PVB | 0.750 | 102164 | LEFT SIDE OF HOUSE
6368 | CHELSEA GLEN DR | 43110-9648 | Active | A150947 | WILKINS | 720A | PVB | 0.750 | 88585 | RIGHT HAND SIDE OF HOUSE
6459 | CHELSEA GLEN DR | 43110 | Active | OE-2214 | WATTS | 957 | RP | 4.000 | 3618098 | HOT BOX AT PIT XST FROM 6460 CHELSEA GLEN
6459 | CHELSEA GLEN DR | 43110 | Active | 1157301214 | WATTS | 774 | DCDA | 6.000 | 3620012 | IN PIT AT FRONT XST FROM 6460 CHELSEA GLEN
6459 | CHELSEA GLEN DR | 43110 | Active | 23583 | WATTS | 007M1QT | DC | 0.750 | 3620013 | IN PIT AT FRONT
3996 | CHELSEA GREEN E | 43054 | Active | T147045 | WILKINS | 720A | PVB | 0.750 | 102727 | Left side of house
4006 | CHELSEA GREEN E | 43054 | Active | 373174 | WATTS | 800MQT | PVB | 0.750 | 103044 | LEFT FRONT CORNER OF HOUSE
4007 | CHELSEA GREEN E | 43054 | Active | CB006252 | WILKINS | 720A | PVB | 0.750 | 103204 | RIGHT CENTER
4016 | CHELSEA GREEN E | 43054 | Active | T085827 | WILKINS | 720A | PVB | 0.750 | 102481 | LEFT SIDE OF HOUSE
4017 | CHELSEA GREEN E | 43054 | Active | CB674877 | WILKINS | 720A | PVB | 0.750 | 102785 | LEFT FRONT CORNER OF HOUSE
4026 | CHELSEA GREEN E | 43054 | Active | T084820 | WILKINS | 720A | PVB | 0.750 | 102725 | SOUTH SIDE OF HOUSE
4036 | CHELSEA GREEN E | 43054 | Active | 352275 | WATTS | 800M4QT | PVB | 0.750 | 100971 | RIGHT FRONT
4037 | CHELSEA GREEN E | 43054 | Active | T075217 | WILKINS | 720A | PVB | 0.750 | 101229 | LEFT REAR OF HOUSE
4046 | CHELSEA GREEN E | 43054- | Active | G218043 | WILKINS | 720A | PVB | 0.750 | 95970 | RIGHT CENTER
4047 | CHELSEA GREEN E | 43054 | Active | WF209 | CONBRACO | PVB | PVB | 0.750 | 101249 | RIGHT SIDE OF HOUSE
4056 | CHELSEA GREEN E | 43054 | Active | G251166 | WILKINS | 720A | PVB | 0.750 | 100162 | LEFT SIDE
4060 | CHELSEA GREEN E | 43054- | Active | A04025 | WATTS | 009M3QT | RP | 0.750 | 3599457 | SE OF PARK/GREEN SPACE IFO 4037 CHLS GRN E IN BUSHES AT METER BOX
4066 | CHELSEA GREEN E | 43054 | Active | T013505 | WILKINS | 720A | PVB | 0.750 | 100015 | LEFT SIDE
4076 | CHELSEA GREEN E | 43054- | Replaced | REPF023726 | WILKINS | 720A | PVB | 0.750 | 97927 | REPLACED- LEFT SIDE OF HOUSE
4076 | CHELSEA GREEN E | 43054- | Active | F023726 | WILKINS | 720A | PVB | 0.750 | 3609712 | LEFT SIDE OF HOUSE
4086 | CHELSEA GREEN E | 43054- | Active | G125139 | WILKINS | 720A | PVB | 0.750 | 95436 | LEFT SIDE OF HOUSE
4008 | CHELSEA GREEN W | 43054 | Active | T146427 | WILKINS | 720A | PVB | 0.750 | 103754 | LEFT SIDE OF HOUSE
4018 | CHELSEA GREEN W | 43054 | Active | CB016374 | WILKINS | 720A | PVB | 0.750 | 103324 | RIGHT SIDE OF HOUSE
4025 | CHELSEA GREEN W | 43054 | Active | CB016509 | WILKINS | 720A | PVB | 0.750 | 103753 | LEFT FRONT CORNER
4035 | CHELSEA GREEN W | 43054 | Active | T182881 | WILKINS | 720A | PVB | 0.750 | 3603847 | LEFT SIDE
4048 | CHELSEA GREEN W | 43054- | Active | T021804 | WILKINS | 720A | PVB | 0.750 | 97504 | right side
4055 | CHELSEA GREEN W | 43054 | Active | Eak1961 | WILKINS | 720A | PVB | 0.750 | 100657 | LEFT SIDE
4065 | CHELSEA GREEN W | 43054 | Active | T038739 | WILKINS | 720A | PVB | 0.750 | 100328 | RIGHT SIDE
4075 | CHELSEA GREEN W | 43054 | Active | T013502 | WILKINS | 720A | PVB | 0.750 | 99833 | RIGHT SIDE OF FRONT OF HOUSE
4085 | CHELSEA GREEN W | 43054- | Active | G225873 | WILKINS | 720A | PVB | 0.750 | 95600 | LEFT SIDE OF HOUSE
5005 | CHELSEA GREEN W | 43054 | Active | 351655 | WATTS | 800M4QT | PVB | 0.750 | 100972 | LEFT SIDE OF HOUSE
1941 | CHELSEA RD | 43212-1943 | Active | T191701 | WILKINS | 720A | PVB | 0.750 | 100712 | Right Front
2014 | CHELSEA RD | 43212-1944 | Active | CB489382 | WILKINS | 720 | PVB | 0.750 | 3389359 | FRONT OF HOUSE RIGHT SIDE
4015 | CHELSEA W GRN | 43054 | Active | CB113278 | WILKINS | 720A | PVB | 0.750 | 3615263 | RIGHT SIDE
4028 | CHELSEA W GRN | 43054 | Active | 345238 | WATTS | 800M4FR | PVB | 0.750 | 101813 | LEFT FRONT
4038 | CHELSEA W GRN | 43054 | Active | 354446 | WATTS | 800M4QT | PVB | 0.750 | 101439 | RIGHT SIDE OF HOUSE
4045 | CHELSEA W GRN | 43054-6027 | Active | 363534 | WATTS | 800M4QT | PVB | 0.750 | 102728 | RIGHT FRONT
4095 | CHELSEA W GRN | 43054 | Active | T041440 | WILKINS | 720A | PVB | 0.750 | 100579 | LEFT SIDE OF HOUSE
2090 | CHELTENHAM RD | 43220-4343 | Active | M45896 | WATTS | 800M4QT | PVB | 0.750 | 90058 | FRONT LEFT OF DOOR
2101 | CHELTENHAM RD | 43220-4342 | Active | DK9117 | FEBCO | 765 | PVB | 0.750 | 87268 | LEFT SIDE OF HOUSE
2111 | CHELTENHAM RD | 43220-4342 | Active | 64028 | WATTS | 800 | PVB | 1.000 | 57329 | FRONT OF HOUSE
2170 | CHELTENHAM RD | 43220-4345 | Active | DK6737 | FEBCO | 765 | PVB | 0.750 | 90059 | FRONT OF HOUSE
2190 | CHELTENHAM RD | 43220-4319 | Active | 56587 | FEBCO | 765 | PVB | 1.000 | 57553 | LEFT SIDE OF HOUSE
2208 | CHELTENHAM RD | 43220-4319 | Active | T471126 | WILKINS | 720A | PVB | 1.000 | 101255 | FRONT BY PORCH
2220 | CHELTENHAM RD | 43220-4319 | Active | 32026 | WATTS | 800QT | PVB | 0.750 | 57648 | LEFT SIDE OF HOUSE
2234 | CHELTENHAM RD | 43220-4319 | Active | 543829 | WILKINS | 720A | PVB | 1.000 | 57698 | FRONT OF HOUSE
2258 | CHELTENHAM RD | 43220-4306 | Active | G005468 | WILKINS | 720A | PVB | 1.000 | 57795 | WEST SIDE OF HOUSE
3992 | CHELTON PL | 43220-4618 | Active | T371276 | WILKINS | 720A | PVB | 0.750 | 3389392 | REAR OF HOUSE IN BOX
4885 | CHERRY BOTTOM RD | 43230-4535 | Due Install |  |  |  | RP | 1.500 | 3389432
4885 | CHERRY BOTTOM RD | 43230-4535 | Due Install |  |  |  | DCDA | 4.000 | 3640739
5637 | CHERRY BOTTOM RD | 43230 | Active | VI-2694 | AMES | COLT400 | RP | 3.000 | 3653134 | HOTBOX SE CORNER
5637 | CHERRY BOTTOM RD | 43230 | Active | VL-0995 | AMES | 500 | RPDA | 8.000 | 3653135 | HOTBOX
5637 | CHERRY BOTTOM RD | 43230 | Active | 92698 | WATTS | LF919QT | RP | 0.750 | 3653137 | HOTBOX
5731 | CHERRY BOTTOM RD | 43230 | Active | UA-1182 | AMES | COLT 400 | RP | 4.000 | 3644719 | NE GARAGES E MAN DOOR AT WATER METER
5731 | CHERRY BOTTOM RD | 43230 | Active | OA-0167 | AMES | COLT 500 | RPDA | 8.000 | 3644720 | METER/RISER ROOM NE GARAGES E MAN DOOR
5731 | CHERRY BOTTOM RD | 43230 | Active | 84002 | WATTS | 919QT | RP | 0.750 | 3644721 | NE GARAGES E MAN DOOR
5731 | CHERRY BOTTOM RD | 43230 | Not Required by DOW | 71022 | WATTS | 919QT | RP | 1.000 | 3646566 | CLUBHOUSE AT SERVICE ENTRANCE
5225 | CHERRY CREEK N PKWY | 43228- | Not Required by DOW | 26295 | WATTS | 009QT | RP | 0.750 | 66451 | 1ST FLOOR MECHANICAL ROOM
5225 | CHERRY CREEK N PKWY | 43228- | Active | L05962 | WILKINS | 375 | RP | 3.000 | 66452 | MECH ROOM
5225 | CHERRY CREEK N PKWY | 43228- | Active | XJ-0033 | AMES | 300-GV | DCDA | 6.000 | 3632744 | MECH ROOM
5225 | CHERRY CREEK N PKWY | 43228- | Active | 75052 | AMES | 2000 | DC | 0.750 | 3656952 | MECH ROOM
5307 | CHERRY CREEK N PKWY | 43228- | Due Install |  |  |  | RP | 6.000 | 3389585
648 | CHERRY HILL E CT | 43230- | Active | 45821C | WILKINS | 375AST | RP | 4.000 | 3389679 | HOT BOX NEAR METER PIT
271 | CHERRY TREE CT | 43123-2104 | Active | CB994501 | WILKINS | 720 | PVB | 0.750 | 3389822 | REAR YARD INSIDE FENCE BY AC
2739 | CHERRY TREE CT | 43123-2103 | Active | 088331 | FEBCO | 765 | PVB | 0.750 | 59135 | RIGHT SIDE OF HOUSE
815 | CHERRYFIELD AVE | 43235-1757 | Active | H550238 | FEBCO | 765 | PVB | 1.000 | 73419 | LEFT SIDE
827 | CHERRYFIELD AVE | 43235-1757 | Replaced | REP437408 | WATTS | 800M4QT | PVB | 1.000 | 73633 | REPLACED- LEFT SIDE OF HOUSE
827 | CHERRYFIELD AVE | 43235-1757 | Active | T060776 | WILKINS | 720A | PVB | 1.000 | 3609506 | LEFT FRONT
839 | CHERRYFIELD AVE | 43235-1757 | Active | 32018 | WATTS | 800M4QT | PVB | 0.750 | 73773 | LEFT SIDE REAR CORNER
868 | CHERRYFIELD AVE | 43235-1759 | Active | H428949 | Wilkins | 720A | PVB | 0.750 | 74177 | LEFT SIDE OF HOUSE
880 | CHERRYFIELD AVE | 43235-1759 | Active | CB157649 | Wilkins | 720A | PVB | 1.000 | 74304 | RIGHT SIDE OF HOME
896 | CHERRYFIELD AVE | 43235-1769 | Active | F10425 | FEBCO | 765 | PVB | 1.000 | 3389905 | BACK OF HOUSE
909 | CHERRYFIELD AVE | 43235-1770 | Active | 42801 | FEBCO | 765 | PVB | 1.000 | 74530 | RIGHT FRONT
921 | CHERRYFIELD AVE | 43235-1770 | Active | CB333287 | WILKINS | 720 | PVB | 0.750 | 3389909 | RIGHT SIDE OF HOUSE
974 | CHERRYFIELD AVE | 43235-1706 | Active | H616797 | FEBCO | 765 | PVB | 0.750 | 99638 | FRONT OF HOUSE
100 | CHERRYFIELD AVE | 43235-1750 | Active | CB454724 | WILKINS | 720 | PVB | 0.750 | 3389916 | LEFT FRONT OF HOUSE
1016 | CHERRYFIELD AVE | 43235-1706 | Active | HE75415 | FEBCO | 765 | PVB | 1.000 | 53625 | LEFT REAR
1030 | CHERRYFIELD AVE | 43235-1706 | Active | H737456 | FEBCO | 765 | PVB | 1.000 | 53668 | RIGHT OF FRONT DOOR
7641 | CHERRYFIELD PL | 43235-1709 | Active | T289413 | WILKINS | 720A | PVB | 0.750 | 3389922 | LEFT FROM
7642 | CHERRYFIELD PL | 43235-1709 | Active | t461579 | WILKINS | 720A | PVB | 0.750 | 90062 | RIGHT OF FRONT DOOR
7656 | CHERRYFIELD PL | 43235-1709 | Active | CB000334 | WILKINS | 720A | PVB | 0.750 | 3389924 | LEFT OF FRONT DOOR
5520 | CHERRYWOOD RD | 43229-4316 | Active | ABP3650 | WILKINS | 975XL2 | RP | 1.000 | 3652710 | BATHROOM AT METER
1150 | CHESAPEAKE AVE | 43212-2237 | Due Install |  |  |  | DCDA | 8.000 | 3390028 | SOUTH SIDE OF BLDG PIT BY FDC (UNMETERED)
1150 | CHESAPEAKE AVE | 43212-2237 | Active | AKB4316 | WILKINS | 375 | RP | 1.500 | 3656225 | S/W SIDE OF BLDG IN MENS RESTROOM BY STALLS
1177 | CHESAPEAKE AVE | 43212-2238 | Active | 1627467 | WILKINS | 975XL | RP | 0.750 | 3390029 | IN CLOSET IN UNIT 1171
1183 | CHESAPEAKE AVE | 43212-2238 | Active | 90001 | WATTS | LF909QT | RP | 0.750 | 3390030 | CENTER EAST WALL PANEL ACCESS AT WATER METER
1295 | CHESAPEAKE AVE | 43212-2169 | Active | RB1454 | WATTS | 957 | RP | 3.000 | 3622983 | MECHANICAL ROOM
1295 | CHESAPEAKE AVE | 43212-2169 | Active | 1910680317 | AMES | 3000DCDA | DCDA | 6.000 | 3628297
1295 | CHESAPEAKE AVE | 43212-2169 | Active | 26499 | WATTS | 007M1PCQT | DC | 0.750 | 3628298
1295 | CHESAPEAKE AVE | 43212-2169 | NULL | [5 empty] | 3629622
1393 | CHESAPEAKE AVE | 43212 | Active | N1302151231 | FEBCO | 880V | RP | 3.000 | 103612 | AT WATER METER EAST BLDG
1428 | CHESAPEAKE AVE | 43212 | Active | 18781 | WATTS | 919QT | RP | 1.500 | 3608161 | MECHANICAL ROOM, 1428 - WMR
1428 | CHESAPEAKE AVE | 43212 | Not Required by DOW | 3980494 | WILKINS | 975XL | RP | 1.250 | 3613286 | METER ROOM
1433 | CHESAPEAKE AVE | 43212 | Active | 25620 | WATTS | 919AQT | RP | 2.000 | 3609379 | E SIDE MECH RM
1433 | CHESAPEAKE AVE | 43212 | Not Required by DOW | 3945019 | WILKINS | 975XL2 | RP | 1.250 | 3613325 | E SIDE MECH RM
1433 | CHESAPEAKE AVE | 43212 | Not Required by DOW | 060247 | WATTS | LF009M2QT | RP | 2.000 | 3618076 | RISER ROOM BLDG 21 1409 1/2 Chambers Ave
1433 | CHESAPEAKE AVE | 43212 | Not Required by DOW | 033022 | WATTS | LF009M2QT | RP | 1.500 | 3618077 | RISER ROOM BLDG 18 1411 Chambers Ave
1433 | CHESAPEAKE AVE | 43212 | Not Required by DOW | 060249 | WATTS | LF009M2QT | RP | 1.500 | 3618078 | RISER ROOM BLDG 23 1395 1/2 Chambers Rd
1433 | CHESAPEAKE AVE | 43212 | Not Required by DOW | 060250 | WATTS | LF009M2QT | RP | 2.000 | 3618079 | RISER ROOM BLDG 24 1397 1/2 Chambers Ave
1444 | CHESAPEAKE AVE | 43212-2151 | NULL | [5 empty] | 3629418
1458 | CHESAPEAKE AVE | 43212 | Active | 17471 | WATTS | 919QT | RP | 1.500 | 3607731 | WATER ROOM
1458 | CHESAPEAKE AVE | 43212 | Active | 3980489 | WILKINS | 975XL | RP | 1.250 | 3654641
1532 | CHESAPEAKE AVE | 43212 | Not Required by DOW | 050937 | WATTS | LF009M2QT | RP | 2.000 | 3616694 | RISER ROOM BLDG 14
1532 | CHESAPEAKE AVE | 43212 | Not Required by DOW | 022957 | WATTS | LF009M2QT | RP | 1.500 | 3618070 | RISER ROOM BLDG 11
1532 | CHESAPEAKE AVE | 43212 | Not Required by DOW | 050945 | WATTS | LF009M2QT | RP | 2.000 | 3618071 | RISER ROOM BLDG 7
1532 | CHESAPEAKE AVE | 43212 | Not Required by DOW | 052339 | WATTS | LF009M2QT | RP | 2.000 | 3618072 | RISER ROOM BLDG 4
1532 | CHESAPEAKE AVE | 43212 | Not Required by DOW | 023818 | WATTS | LF009M2QT | RP | 1.500 | 3618073 | RISER ROOM BLDG 1
1532 | CHESAPEAKE AVE | 43212 | Not Required by DOW | 052414 | WATTS | LF009M2QT | RP | 2.000 | 3618074 | RISER ROOM BLDG 3
1532 | CHESAPEAKE AVE | 43212 | Not Required by DOW | 054956 | WATTS | LF009M2QT | RP | 2.000 | 3618075 | RISER ROOM BLDG 8
1532 | CHESAPEAKE AVE | 43212 | Not Required by DOW | 022969 | WATTS | LF009M2QT | RP | 1.500 | 3618137 | MECH CLOSET BLDG #2
1532 | CHESAPEAKE AVE | 43212 | Active | PJ-1762 | WATTS | 957 | RP | 3.000 | 3618139 | MECH RM E SIDE OF BLDG
1215 | CHESAPEAKE AVE UNIT 1211 | 43212-2238 | Not Required by DOW | 500115 | WATTS | 800M4QT | PVB | 0.750 | 95877 | FRONT OF BLDG 1211 BY GAS
1215 | CHESAPEAKE AVE UNIT 1211 | 43212-2238 | Active | 101927 | WATTS | LF919QT | RP | 0.750 | 3632745 | MECH ROOM NXT TO WATER METER IN UNIT 1211
1145 | CHESAPEAKE AVE UNIT A B D | 43212-2284 | Active | HK1050 | AMES | 3000CIV | DCDA | 6.000 | 93906 | NORTH WALL IN UNIT A AND B
1145 | CHESAPEAKE AVE UNIT A B D | 43212-2284 | Active | 11589 | AMES | 2000BM3 | DC | 0.750 | 93907
1145 | CHESAPEAKE AVE UNIT A B D | 43212-2284 | Due Install |  |  |  | RP | 1.500 | 3639396 | IN BASEMENT OF 1145-L
1145 | CHESAPEAKE AVE UNIT C F G | 43212-2284 | Due Install |  |  |  | RP | 1.000 | 3390027 | WATER METER IN 1145-L BASEMENT
2070 | CHESHIRE RD | 43221-4131 | Replaced | REPFL0129 | FEBCO | 765 | PVB | 1.000 | 89962 | REPLACED- RIGHT SIDE
2070 | CHESHIRE RD | 43221-4131 | Active | 017888 | WATTS | LF800M4 | PVB | 1.000 | 3610179 | RIGHT SIDE
2080 | CHESHIRE RD | 43221-4131 | Active | H893246 | FEBCO | 765 | PVB | 1.000 | 3390124 | RIGHT SIDE OF HOUSE
2085 | CHESHIRE RD | 43221-4130 | Active | CAB30878 | WILKINS | 720A | PVB | 0.750 | 3390125 | FRONT CENTER
2090 | CHESHIRE RD | 43221-4131 | Active | T418358 | WILKINS | 720A | PVB | 0.750 | 3390126 | LEFT SIDE
2120 | CHESHIRE RD | 43221-4133 | Active | H169793 | FEBCO | 765 | PVB | 1.000 | 57348 | LEFT SIDE OF HOUSE
2125 | CHESHIRE RD | 43221-4132 | Active | F10543 | FEBCO | 765 | PVB | 1.000 | 92043 | LEFT SIDE
2131 | CHESHIRE RD | 43221-4132 | Active | A13343 | WILKINS | 720A | PVB | 0.750 | 57401 | FRONT AT LEFT OF DOOR
2138 | CHESHIRE RD | 43221-4133 | Active | 42871 | FEBCO | 765 | PVB | 1.000 | 3390132 | FRONT OF HOUSE
2139 | CHESHIRE RD | 43221-4132 | Active | 117532 | FEBCO | 765 | PVB | 1.000 | 102528 | LEFT FRONT CORNER
2146 | CHESHIRE RD | 43221 | Active | H663055 | FEBCO | 765 | PVB | 0.750 | 102110 | RIGHT SIDE OF HOUSE
2156 | CHESHIRE RD | 43221 | Active | H673964 | FEBCO | 765 | PVB | 0.750 | 102126 | REAR OF HOUSE.
2165 | CHESHIRE RD | 43221-4132 | Active | CAA34639 | WILKINS | 720A | PVB | 0.750 | 98658 | FRONT RIGHT OF DOOR IN PLANTER BEHIND PLANT
4628 | CHESPEAKE CT | 43220-3646 | Active | 42799B | WILKINS | 350ASTDA | DCDA | 6.000 | 3390162 | BASEMENT OF APT 4628
4628 | CHESPEAKE CT | 43220-3646 | Active | Q16686 | WILKINS | 475V | RP | 3.000 | 3658332 | BASEMENT OF APT 4628
4628 | CHESPEAKE CT | 43220-3646 | Active | HC90833 | WILKINS | 950XLD | DC | 0.750 | 3659336 | BASEMENT OF APT 4628
2558 | CHESTER RD | 43221-3306 | Active | EAK2118 | WILKINS | 720A | PVB | 1.000 | 3390180 | RIGHT FRONT OF HOUSE
2591 | CHESTER RD | 43221-3307 | Removed | CB009623REM | FEBCO | 765 | PVB | 1.000 | 58691 | LH SIDE
2591 | CHESTER RD | 43221-3307 | Active | T391025 | WILKINS | 720A | PVB | 0.750 | 3648652 | LEFTSIDE OF HOME
2648 | CHESTER RD | 43221-3308 | Active | CB556057 | WILKINS | 720A | PVB | 0.750 | 3390198 | RIGHT FRONT BY DRIVEWAY
771 | CHESTNUT GROVE DR | 43004-5064 | Active | 1307031203 | AMES | 3000SS | DCDA | 6.000 | 72600 | METER PIT
771 | CHESTNUT GROVE DR | 43004-5064 | Active | 59118 | WATTS | 007QT | DC | 0.750 | 72601 | METER PIT
771 | CHESTNUT GROVE DR | 43004-5064 | Active | EA2124 | WATTS | 957 | RP | 3.000 | 72602 | MECH ROOM
387 | CHESTNUT HILL #6770 DR | 43230 | Active | NI-0254 | WATTS | 957 | RP | 3.000 | 99084 | NW PROPERTY IN HOT BOX
3874 | CHESTNUT HILL #6770 DR | 43230 | Active | 113580 | WATTS | 774 | DCDA | 8.000 | 99085 | NW PROP IN PIT
3874 | CHESTNUT HILL #6770 DR | 43230 | Active | 18861 | WATTS | 007M2QT | DC | 0.750 | 99086 | NW PROP IN PIT
3979 | CHESTNUT HILL DR | 43230- | Active | 500116 | WILKINS | 720A | PVB | 1.500 | 62408 | 6108 CHESTNUT RIDGE DR, YARD AT FRONT ENTRANCE
3979 | CHESTNUT HILL DR | 43230- | Due Install |  |  |  | RP |  | 3638841 | 6108 CHESTNUT RIDGE DR, YARD AT FRONT ENTRANCE
3979 | CHESTNUT HILL DR | 43230- | Due Install |  |  |  | DCDA |  | 3638842 | 6108 CHESTNUT RIDGE DR, YARD AT FRONT ENTRANCE
4141 | CHESTNUT HILL DR | 43230 | Not Required by DOW | 21551 | WATTS | 919AQT | RP | 2.000 | 102789 | METER HOUSE.
4141 | CHESTNUT HILL DR | 43230 | Active | 18601 | WATTS | 007M1PCQT | DC | 0.750 | 103003 | MAIL BOXES CARSON MICHAEL AVE
4141 | CHESTNUT HILL DR | 43230 | Active | MK0670 | WATTS | 957 | RP | 3.000 | 103004 | MAIL BOXES CARSON MICHAEL AVE
4141 | CHESTNUT HILL DR | 43230 | Active | 146581111 | WATTS | 774 | DC | 6.000 | 103005 | 4120 QUENTIN BLVD, WATER METER ROOM
2352 | CHETFIELD PL | 43065-9236 | Active | T591822 | WATTS | 800QT | PVB | 1.000 | 58049 | EAST SIDE OF HOUSE
7761 | CHETWOOD CLOSE | 43054-8850 | Active | 746618 | WILKINS | 720A | PVB | 0.750 | 72723 | LEFT SIDE
7762 | CHETWOOD CLOSE | 43054-8850 | Active | H096072 | FEBCO | 765 | PVB | 0.750 | 72725 | FRT OF HSE
7763 | CHETWOOD CLOSE | 43054-8850 | Active | F031621 | WILKINS | 720A | PVB | 0.750 | 72730 | FRONT OF HOUSE
7765 | CHETWOOD CLOSE | 43054-8850 | Active | H008553 | FEBCO | 765 | PVB | 0.750 | 72735 | LEFT SIDE OF HOUSE
3799 | CHEVINGTON RD | 43220-4716 | Active | 94741 | FEBCO | 765 | PVB | 1.000 | 61792 | FRONT OF HOUSE
3800 | CHEVINGTON RD | 43220-4719 | Active | CAB54382 | WILKINS | 720A | PVB | 1.000 | 102607 | FRONT OF HOUSE
3811 | CHEVINGTON RD | 43220-4718 | Under renovation | 4247615 | WILKINS | 975XL | RP | 0.750 | 3390775 | IN BASMENT ABOVE SUMP PUMP
3882 | CHEVINGTON RD | 43220-4719 | Active | HH33265 | FEBCO | 765 | PVB | 1.000 | 62045 | REAR OF HOUSE
3936 | CHEVINGTON RD | 43220-4721 | Active | 385569 | WILKINS | 420 | PVB | 1.000 | 3390792 | FRONT LEFT RIGHT OF GARAGE
1236 | CHEVIOT CT | 43220-7204 | Active | CB833178 | WILKINS | 720A | PVB | 0.750 | 3390803 | Left side
5116 | CHEVY CHASE CT | 43220-2310 | Active | G205067 | WILKINS | 720A | PVB | 0.750 | 89967 | LEFT SIDE OF HOUSE
5128 | CHEVY CHASE CT | 43220-2310 | Active | EAL1255 | WILKINS | 720A | PVB | 0.750 | 3390827 | LEFT SIDE
5143 | CHEVY CHASE CT | 43220 | Active | 062815 | WATTS | LF009M2QT | RP | 1.500 | 3636937 | HOTBOX THAT LOOKS LIKE ROCK.
5152 | CHEVY CHASE CT | 43220-2310 | Active | A133493 | WILKINS | 720A | PVB | 0.750 | 66170 | OUTSIDE REAR OF HOUSE
5221 | CHEVY CHASE CT | 43220-2310 | Active | 52353 | WATTS | 009M2PCQT | RP | 0.750 | 66444 | IN LOWER LEVEL BEDROOM CLOSET AT DEDUCT METER
40 | CHICAGO AVE | 43222-1132 | Active | L18752 | WILKINS | 375 | RP | 3.000 | 62504 | MECH ROOM NEXT TO METER, NORTH SIDE MECH ROOM
40 | CHICAGO AVE | 43222-1132 | Active | 22381 | WATTS | 919AQT | RP | 2.000 | 104142 | BASEMENT MECHANICAL ROOM, NEXT TO SPRINKLER RISER SSOUTH SIDE MECH ROOM
40 | CHICAGO AVE | 43222-1132 | Active | 1814060713 | AMES | 3000SS | DCDA | 4.000 | 104143 | BASEMENT RISER ROOM
40 | CHICAGO AVE | 43222-1132 | Active | 00838 | AMES | 2000B | DC | 0.750 | 104144 | BASEMENT RISER ROOM
57 | CHILDRENS CROSSROAD | 43205 | Removed | 18492REM | WILKINS | 375A | RP | 4.000 | 101060 | WB0019
575 | CHILDRENS CROSSROAD | 43205 | Not Required by DOW | 16763 | WILKINS | 375A | RP | 4.000 | 101061 | WB-RB3 BASEMENT EQ. Rm
575 | CHILDRENS CROSSROAD | 43205 | Removed | N35815REM | WILKINS | 350DA | DCDA | 10.000 | 101062 | MECHANICAL ROOM BASEMENT
575 | CHILDRENS CROSSROAD | 43205 | Removed | 3488973REM | WILKINS | 950XL | DC | 0.750 | 101063 | MECHANICAL ROOM BASEMENT
575 | CHILDRENS CROSSROAD | 43205 | Not Required by DOW | 3452385 | WILKINS | 950XL | DC | 1.000 | 101064 | WB-RB3 WB6257 6TH FLOOR
575 | CHILDRENS CROSSROAD | 43205 | Not Required by DOW | 21184 | WILKINS | 375A | RP | 3.000 | 101065 | WB-RB3 7TH FLOOR PH
575 | CHILDRENS CROSSROAD | 43205 | Not Required by DOW | 37902 | WATTS | 375A | RP | 3.000 | 101066 | WB-RB3 7TH FLOOR PH
575 | CHILDRENS CROSSROAD | 43205 | Not Required by DOW | 3539955 | WILKINS | 950XL | DC | 1.250 | 101067 | WB-RB3 WB1250
575 | CHILDRENS CROSSROAD | 43205 | Not Required by DOW | 3374508 | WILKINS | 950XL | DC | 1.000 | 101068 | WB-RB3 WB4257 4TH FLOOR
575 | CHILDRENS CROSSROAD | 43205 | Not Required by DOW | 3471487 | WILKINS | 950XL | DC | 1.500 | 101069 | WB-RB3 WB0012
575 | CHILDRENS CROSSROAD | 43205 | Not Required by DOW | 3474403 | WILKINS | 950XL | DC | 1.000 | 101070 | WB-RB3 WB0017
575 | CHILDRENS CROSSROAD | 43205 | Not Required by DOW | 3471484 | WILKINS | 950XL | DC | 1.500 | 101071 | WB-RB3 WB0017
575 | CHILDRENS CROSSROAD | 43205 | Not Required by DOW | 3471492 | WILKINS | 950XL | DC | 1.500 | 101072 | WB-RB3 WB0017
575 | CHILDRENS CROSSROAD | 43205 | Not Required by DOW | 3104366 | WILKINS | 950XLT | DC | 1.500 | 101073 | WB-RB3 WB0017
575 | CHILDRENS CROSSROAD | 43205 | Not Required by DOW | 3104362 | WILKINS | 950XLT | DC | 1.500 | 101074 | WB-RB# WB0017
575 | CHILDRENS CROSSROAD | 43205 | Not Required by DOW | 3471491 | WILKINS | 950XL | DC | 1.500 | 101075 | WB-RB3 WB0012
575 | CHILDRENS CROSSROAD | 43205 | Not Required by DOW | 3048933 | WILKINS | 950XLT | DC | 1.500 | 101076 | WB-RB3 WB0100
575 | CHILDRENS CROSSROAD | 43205 | Not Required by DOW | 341576 | WATTS | 800M4FR | PVB | 0.750 | 101077 | WB-RB3 WB0336
575 | CHILDRENS CROSSROAD | 43205 | Not Required by DOW | 341552 | WATTS | 800M4FR | PVB | 0.750 | 101078 | WB-RB3 WB0338
575 | CHILDRENS CROSSROAD | 43205 | Not Required by DOW | 3374533 | WILKINS | 950XL | DC | 1.000 | 101079 | WB-RB3 EB0342
575 | CHILDRENS CROSSROAD | 43205 | Not Required by DOW | 348735 | WATTS | 800M4FR | PVB | 0.750 | 101080 | WB-RB3 WB0374
575 | CHILDRENS CROSSROAD | 43205 | Not Required by DOW | 348096 | WATTS | 800M4FR | PVB | 0.750 | 101081 | WB-RB3 WB0377
575 | CHILDRENS CROSSROAD | 43205 | Not Required by DOW | 336201 | WATTS | 800M4FR | PVB | 0.750 | 101082 | WB-RB3 WB0377
575 | CHILDRENS CROSSROAD | 43205 | Not Required by DOW | 341556 | WATTS | 800M4FR | PVB | 0.750 | 101083 | WB-RB3 WB0378
575 | CHILDRENS CROSSROAD | 43205 | Not Required by DOW | 3391350 | WILKINS | 975XL | RP | 2.000 | 101084 | WB-RB3 Basement EQ RM
575 | CHILDRENS CROSSROAD | 43205 | Not Required by DOW | 03149 | WATTS | 919 | RP | 0.500 | 101758 | 4TH FL ABOVE CEILING BY DARK ROOM
575 | CHILDRENS CROSSROAD | 43205 | Not Required by DOW | A85199 | WATTS | 009QT | RP | 0.500 | 101759 | 6TH FL ABOVE CEILING AREA B BY DARK ROOM
575 | CHILDRENS CROSSROAD | 43205 | Not Required by DOW | 3467030 | WILKINS | 975XL | RP | 1.250 | 101823 | WP RIGHT OF FRONT DOOR GENERATOR BUILDING
575 | CHILDRENS CROSSROAD | 43205 | Not Required by DOW | 3539956 | WILKINS | 950XL | DC | 1.250 | 101824 | L-1 SOUTH GLASSWARE WASHER
575 | CHILDRENS CROSSROAD | 43205 | Not Required by DOW | 3108137 | WILKINS | 950XLT | DC | 1.250 | 101825 | L-1 NORTH GLASSWARE WASHER
575 | CHILDRENS CROSSROAD | 43205 | LPS - Active |  |  |  | LST |  | 3626677 | FIRE BOOSTER PUMP - CD/CFDC BASEMENT MECHANICAL ROOM
575 | CHILDRENS CROSSROAD | 43205 | Not Required by DOW | 4597665 | WILKINS | 975XL2 | RP | 0.750 | 3635796 | 2ND FLOOR AUTOCLAVE ROOM LEFT SIDE OF ROOM
575 | CHILDRENS CROSSROAD | 43205 | Inactive | REMN1610190644 | FEBCO | LF880V | RP | 8.000 | 3638334
575 | CHILDRENS CROSSROAD | 43205 | Inactive | REMN17112771102 | FEBCO | LF880V | RP | 10.000 | 3638336 | WB0019 Mechanical room
575 | CHILDRENS CROSSROAD | 43205 | LPS - Active |  |  |  | LPC |  | 3638337 | DOMESTIC PUMP - L-1 SOUTH GLASSWARE WASHER
575 | CHILDRENS CROSSROAD | 43205 | Not Required by DOW | ACD8529 | WILKINS | 975XL2 | RP | 2.000 | 3652475
575 | CHILDRENS CROSSROAD | 43205 | Not Required by DOW | ACD8477 | WILKINS | 975XL2 | RP | 2.000 | 3652477 | 7TH FLOOR MECH ROOM
575 | CHILDRENS CROSSROAD | 43205 | Active | VF-1233 | WATTS | 957 | RP | 10.000 | 3653497
575 | CHILDRENS CROSSROAD | 43205 | Active | VF-1253 | WATTS | 957 | RP | 10.000 | 3653498
575 | CHILDRENS CROSSROAD | 43205 | Active | X54567 | WILKINS | 375A | RP | 10.000 | 3654565
575 | CHILDRENS CROSSROAD | 43205 | LPS - Active |  |  |  | LST |  | 3657690 | FIRE BOOSTER PUMP - WB AND WC BASEMENT FIRE PUMP ROOM
575 | CHILDRENS CROSSROAD | 43205 | LPS - Active |  |  |  | LST |  | 3657691 | FIRE BOOSTER PUMP - WP BASEMENT MECHANICAL ROOM
630 | CHILDRENS DR | 43205-2649 | Active | L55454 | WILKINS | 375 | RP | 10.000 | 98127 | "D" BLDG Rm #D00802 (Water Service Rm)
630 | CHILDRENS DR | 43205-2649 | Active | L55455 | WILKINS | 375 | RP | 10.000 | 98128 | "D" Bldg Rm #D00802 (Water Service Rm)
630 | CHILDRENS DR | 43205-2649 | Active | 3426636 | WILKINS | 975XL | RP | 0.750 | 100875 | "D" BLDG LOWER LEVEL ROOM D 00300
630 | CHILDRENS DR | 43205-2649 | Active | B04416 | WATTS | 009M3PCQT | RP | 0.750 | 100876 | D BLDG ROOM D 00125 hood cleaning cabinet serving area
630 | CHILDRENS DR | 43205-2649 | Active | B26733 | WATTS | 009M3PCQT | RP | 0.750 | 100877 | D BLDG-LOWER LVL-RM D00400.05 HOOD CLEAN CAB GAYLORD C-6000 (RT UNIT)
630 | CHILDRENS DR | 43205-2649 | Active | A92219 | WATTS | 009M3PCQT | RP | 0.750 | 100880 | D BLDG-LOWER LVL-RM D 00400.05 HOOD CLEAN CAB GAYLORD C-6000 (LT UNIT)
630 | CHILDRENS DR | 43205-2649 | Active | 3313803 | WILKINS | 975XL | RP | 2.000 | 100881 | "D" BLDG 6TH FLOOR MECHANICAL ROOM - (WEST, CENTER) ROOM D06103
630 | CHILDRENS DR | 43205-2649 | Active | 20005 | WATTS | 008PCQT | SVB | 0.750 | 100882 | D BLDG TRASH CHUTE ROOM (west) 0-12202 12TH FLOOR
630 | CHILDRENS DR | 43205-2649 | Active | 19541 | WATTS | 008PCQT | SVB | 0.750 | 100883 | D BLDG TRASH CHUTE ROOM (east) D-12318 12TH FLOOR
630 | CHILDRENS DR | 43205-2649 | Removed | REM362504 | WATTS | 800M4FR | PVB | 0.750 | 101868 | REMOVED"D" BLDG TRAUMA CENTER HAZMAT SHOWER #2 OUTSIDE WEST WALL
630 | CHILDRENS DR | 43205-2649 | Removed | 359710 | WATTS | 800M4FR | PVB | 0.750 | 101869 | "D" BLDG RM D01301 DECONTAMINATION RM TRAUMA CTR INSIDE BLDG E WALL
630 | CHILDRENS DR | 43205-2649 | Removed | 358582REM | WATTS | 800M4FR | PVB | 0.750 | 101870 | TRAUMA CENTER DECONTAMINATION SHOWER (INSIDE BLDG) WEST WALL.
630 | CHILDRENS DR | 43205-2649 | Removed | REM358605 | WATTS | 800M4FR | PVB | 0.750 | 101871 | REMOVED"D" BLDG TRAUMA CENTER ENTRANCE Hazmat SHOWER #1
630 | CHILDRENS DR | 43205-2649 | Active | 3703624 | WILKINS | 975 | RP | 1.500 | 102562 | D BLDG 2ND FL JANITOR'S D02101 RM.
630 | CHILDRENS DR | 43205-2649 | Active | 3706372 | WILKINS | 975XL2 | RP | 1.500 | 102563 | "D" BLDG 1ST FL RM #D01205 JANITOR'S CLOSET
630 | CHILDRENS DR | 43205-2649 | Active | 3444106 | WILKINS | 975 | RP | 2.000 | 3618266 | D13 MECHANICAL ROOM.
630 | CHILDRENS DR | 43205-2649 | Active | 1122450408 | WATTS | 774 | DCDA | 10.000 | 3655841 | pit
630 | CHILDRENS DR | 43205-2649 | Active | 18050 | WATTS | 007 | DC | 0.750 | 3655842 | pit
630 | CHILDRENS DR | 43205-2649 | Due Install |  |  |  | RP | 10.000 | 3655950
630 | CHILDRENS DR | 43205-2649 | LPS - Active |  |  |  | LST |  | 3657693 | FIRE BOOSTER PUMP - A BUILDING BASEMENT MECHANICAL ROOM
630 | CHILDRENS DR | 43205-2649 | LPS - Active |  |  |  | LST |  | 3657694 | FIRE BOOSTER PUMP - AB BUILDING BASEMENT MECHANICAL ROOM
630 | CHILDRENS DR | 43205-2649 | LPS - Active |  |  |  | LST |  | 3657695 | FIRE BOOSTER PUMP - C BUILDING BASEMENT MECHANICAL ROOM
630 | CHILDRENS DR | 43205-2649 | LPS - Active |  |  |  | LST |  | 3657696 | FIRE BOOSTER PUMP - D BUILDING BASEMENT MECHANICAL ROOM
630 | CHILDRENS DR | 43205-2649 | LPS - Active |  |  |  | LST |  | 3657697 | FIRE BOOSTER PUMP - J WEST BUILDING BASEMENT MECHANICAL ROOM
630 | CHILDRENS DR | 43205-2649 | LPS - Active |  |  |  | LST |  | 3657698 | FIRE BOOSTER PUMP - WA BUILDING BASEMENT MECHANICAL ROOM
359 | CHILLER LN | 43219-6029 | Active | 108767 | WATTS | 009QT | RP | 2.000 | 61198 | SOUTHEND OF BLDG E OF ENTRANCE DOOR AT WATER METER
3599 | CHILLER LN | 43219-6029 | Not Required by DOW | 453482 | WATTS | 909QT | RP | 0.750 | 61199 | IN MECHANICAL ROOM NEXT TO MENS ROOM NORTH SIDE MOP CLOSET NEXT TO MENS ROOM
3599 | CHILLER LN | 43219-6029 | Not Required by DOW | 468111 | WILKINS | 950 | DC | 1.500 | 61200 | SOUTH WALL METER SETTING -LIMITED FIRE NEAR WATER MTR
3600 | CHILLER LN | 43219-6026 | Active | 124532 | WATTS | 007M1QT | DC | 0.750 | 61226 | METER ROOM AT SE CORNER OF THE BUILDING
3600 | CHILLER LN | 43219-6026 | Active | 23329 | WATTS | 009M2QT | RP | 2.000 | 61227 | AT METER SE CORNER
3600 | CHILLER LN | 43219-6026 | Active | 31M1016 | AMES | 3000SS | DCDA | 6.000 | 61228 | METER ROOM AT S.E. CORNER OF THE BUILDING
3600 | CHILLER LN | 43219-6026 | Not Required by DOW | 537805 | WILKINS | 975 | RP | 0.750 | 61229 | PUMP ROOM
7624 | CHIMES CT | 43235-1454 | Active | 3101A | FEBCO | 765 | PVB | 1.000 | 89968 | SOUTH SIDE OUTSIDE IN BUSHES
7636 | CHIMES CT | 43235-1454 | Active | 266244 | WATTS | 800QT | PVB | 1.000 | 72383 | LEFT SIDE FRONT
8201 | CHIPPENHAM DR | 43016 | Active | 835431 | WILKINS | 720A | PVB | 1.000 | 73503 | RIGHT SIDE
8202 | CHIPPENHAM DR | 43016-8277 | Active | G213888 | WILKINS | 720A | PVB | 0.750 | 73507 | RIGHT HAND SIDE
8210 | CHIPPENHAM DR | 43016-8277 | Active | H447004 | FEBCO | 765 | PVB | 0.750 | 73529 | RIGHT SIDE OF HOUSE
8211 | CHIPPENHAM DR | 43016 | Active | 186009 | WATTS | 009M3QT | RP | 0.750 | 73535 | LEFT FRONT
8235 | CHIPPENHAM DR | 43016 | Active | FB5138 | FEBCO | 765 | PVB | 1.000 | 73577 | RIGHT HAND SIDE
8236 | CHIPPENHAM DR | 43016 | Active | CB440993 | WILKINS | 720A | PVB | 1.000 | 73579 | RIGHT FRONT IN OFFSET
8243 | CHIPPENHAM DR | 43016-8282 | Active | 73416 | WATTS | 800QT | PVB | 0.750 | 73590 | RIGHT FRONT
8244 | CHIPPENHAM DR | 43016-8278 | Active | 673133 | WILKINS | 720A | PVB | 0.750 | 73591 | LEFT FRONT
8251 | CHIPPENHAM DR | 43016-8283 | Active | 95507 | WILKINS | 720A | PVB | 0.750 | 73607 | LEFT FRONT
8252 | CHIPPENHAM DR | 43016 | Active | CAA46406 | WILKINS | 720A | PVB | 0.750 | 73608 | RIGHT FRONT
8260 | CHIPPENHAM DR | 43016-8278 | Active | 279595 | WILKINS | 720A | PVB | 0.750 | 73625 | FRONT OF HOUSE
8276 | CHIPPENHAM DR | 43016 | Active | 821441 | WATTS | 800M4QT | PVB | 1.000 | 103693 | LEFT FRONT OUTSIDE
8284 | CHIPPENHAM DR | 43016-8278 | Active | A008672 | WILKINS | 720A | PVB | 0.750 | 73638 | BACK OF HOUSE.
8298 | CHIPPENHAM DR | 43016-8279 | Active | 149908 | WATTS | 800M4QT | PVB | 1.000 | 73644 | RIGHT SIDE OF HOUSE
3333 | CHIPPEWA ST | 43204-1654 | Not Required by DOW | 11057 | WATTS | 009QT | RP | 1.000 | 60491 | MECH ROOM 1ST FLOOR
3333 | CHIPPEWA ST | 43204-1654 | Not Required by DOW | 187352 | WATTS | 909 | RP | 4.000 | 60492 | 3333 CHIPPEWA DRIVE, BASEMENT MECHANICAL ROOM
3333 | CHIPPEWA ST | 43204-1654 | Not Required by DOW | 187356 | WATTS | 909 | RP | 4.000 | 60493 | BASEMENT MECHANICAL ROOM--3333 CHIPPEWA DRIVE
3333 | CHIPPEWA ST | 43204-1654 | Not Required by DOW | N0806240625 | FEBCO | 870V | DC | 6.000 | 95649 | BASEMENT MECH ROOM
3333 | CHIPPEWA ST | 43204-1654 | Removed | 16859REM | FEBCO | 825Y | RP | 1.500 | 99462 | MECHANIC ROOM G-03
3333 | CHIPPEWA ST | 43204-1654 | Not Required by DOW | 293080 | WATTS | 009M2QT | RP | 1.000 | 3609364 | Chiller Mech Room 3333 Bldg
3333 | CHIPPEWA ST | 43204-1654 | Active | XB-1379 | AMES | COLT 400 | RP | 6.000 | 3636484 | HEATED ENCLOSER BY THE METER PIT
3333 | CHIPPEWA ST | 43204-1654 | Not Required by DOW | 4720662 | WILKINS | 975XL2 | RP | 1.500 | 3638840
3333 | CHIPPEWA ST | 43204-1654 | Not Required by DOW | VH-0662 | AMES | COLT400 | RP | 4.000 | 3651604
3333 | CHIPPEWA ST | 43204-1654 | Not Required by DOW | VH-0696 | AMES | COLT400 | RP | 4.000 | 3651605
3513 | CHIPSHOT CT | 43228-9490 | Active | 542786 | WATTS | 720A | PVB | 0.750 | 60939 | RIGHT SIDE OF HOUSE
3826 | CHISELHURST PL | 43220-4723 | Active | T189381 | WILKINS | 720A | PVB | 1.000 | 61874 | NORTH SIDE OF HOUSE.
3843 | CHISELHURST PL | 43220-4722 | Active | CAA67146 | WILKINS | 720A | PVB | 0.750 | 3391013 | FRONT
3855 | CHISELHURST PL | 43220-4722 | Active | T471021 | WILKINS | 720A | PVB | 1.000 | 100026 | BACK OF HOUSE
3903 | CHISELHURST PL | 43220-4724 | Active | T345596 | WILKINS | 720A | PVB | 0.750 | 62159 | REAR OF HOUSE
6266 | CHISHOLM ST | 43081 | Active | EAK2145 | WIKINS | 720A | PVB | 0.750 | 3655941
6880 | CHISWICK CT | 43054-7604 | Active | 01566 | WATTS | 800M4QT | PVB | 1.000 | 97924 | RIGHT REAR CORNER OF HOUSE.
6881 | CHISWICK CT | 43054-7604 | Active | T304656 | WILKINS | 720A | PVB | 0.750 | 3613552 | FRONT OF HOUSE
6889 | CHISWICK CT | 43054-7604 | Active | F10436 | FEBCO | 765 | PVB | 1.000 | 70885 | NORTHWEST CORNER OF HOUSE
6890 | CHISWICK CT | 43054-7604 | Active | FA4195 | FEBCO | 765 | PVB | 1.000 | 70887 | WEST SIDE OF HOUSE
14 | CHITTENDEN AVE | 43201-4146 | Not Required by DOW | 1276615 | WILKINS | 975XL2 | RP | 1.000 | 55510 | BASEMENT MIDDLE OF SINGING DOG RECORD STORE, 1644 N HIGH ST
14 | CHITTENDEN AVE | 43201-4146 | Removed | 3637421Removed | WILKINS | 975XLTCU | RP | 0.750 | 102315 | REMBASEMENT LEFT END OF BUILDING REMOVED
14 | CHITTENDEN AVE | 43201-4146 | Not Required by DOW | 42383 | WATTS | 919AQT | RP | 0.750 | 102425 | ISOLATION, BASEMENT, FOR UNIT 5
14 | CHITTENDEN AVE | 43201-4146 | Not Required by DOW | 42667 | WATTS | 919AQT | RP | 0.750 | 102426 | ISOLATION, BASEMENT, FOR UNIT 2
14 | CHITTENDEN AVE | 43201-4146 | Not Required by DOW | 41899 | WATTS | 919AQT | RP | 0.750 | 102427 | ISOLATION, BASEMENT, FOR UNIT 7
14 | CHITTENDEN AVE | 43201-4146 | Not Required by DOW | 41889 | WATTS | 919QT | RP | 0.750 | 103830 | 1644 N HIGH ST, BASEMENT
14 | CHITTENDEN AVE | 43201-4146 | Not Required by DOW | 59475 | WATTS | 919QT | RP | 0.750 | 3611691 | BASEMENT BY GAS METER
14 | CHITTENDEN AVE | 43201-4146 | Active | 20984 | WATTS | 919QT | RP | 2.000 | 3621253 | BASEMENT SOUTHWEST CORNER AT WATER METER
14 | CHITTENDEN AVE | 43201-4146 | Not Required by DOW | 41891 | WATTS | 919QT | RP | 0.750 | 3621254
14 | CHITTENDEN AVE | 43201-4146 | Not Required by DOW | 41892 | WATTS | 919QT | RP | 0.750 | 3621255 | BASEMENT UNIT 1645
14 | CHITTENDEN AVE | 43201- | In Review | [5 empty] | 3391059
195 | CHITTENDEN AVE | 43201-4116 | Active | 20474 | WATTS | 919AQT | RP | 1.500 | 3391076 | BASEMENT METER ROOM.
195 | CHITTENDEN AVE | 43201-4116 | Active | 09587 | WATTS | LF719QT | DC | 1.500 | 3616749 | BASEMENT METER ROOM
195 | CHITTENDEN AVE | 43201-4116 | Not Required by DOW | 45981 | WATTS | LF009QT | RP | 0.500 | 3618088 | DISHWASHER DRAIN VALVE, DISH MACHINE
240 | CHITTENDEN AVE | 43201-2221 | Active | 019218 | WATTS | 909OSY | RP | 3.000 | 100193 | RETAIL BLDG A WATER ROOM
240 | CHITTENDEN AVE | 43201-2221 | Active | 14829 | WATTS | 007M2QT | DC | 0.750 | 100345 | WATER METER ROOM
240 | CHITTENDEN AVE | 43201-2221 | Active | 1690310609 | AMES | 3000SS | DCDA | 6.000 | 3607338 | WATER METER ROOM
313 | CHITTENDEN AVE | 43201-2222 | Active | 19688 | WATTS | 919 | RP | 1.500 | 3611693 | SE FURN ROOM
313 | CHITTENDEN AVE | 43201-2222 | Active | 00362 | WATTS | 007M1 | DCDA | 2.000 | 3644572 | SW FURN ROOM
313 | CHITTENDEN AVE | 43201-2222 | Active | 61290 | WATTS | 007 | DC | 0.750 | 3644573 | SW FURN ROOM
427 | CHITTENDEN AVE | 43230 | Active | X40272 | WILKINS | 375A | RP | 3.000 | 3626852
760 | CHOCTAW PL | 43085-1581 | Active | DD0681 | FEBCO | 765 | PVB | 1.000 | 72316 | BACK OF HOUSE SOUTHEAST CORNER
5572 | CHOWNING WAY | 43213-1410 | Active | W304560 | WILKINS | 975 | RP | 1.000 | 91215 | POOL HOUSE BY METER
40 | CHRIS PERRY LN | 43213-1569 | Active | 1043284 | WILKINS | 975XL | RP | 1.000 | 62495 | MECH ROOM NORTH SIDE OF BUILDING
40 | CHRIS PERRY LN | 43213-1569 | Active | 110565 | AMES | 3000SS | DCDA | 4.000 | 62496 | STORAGE ROOM
40 | CHRIS PERRY LN | 43213-1569 | Active | 42427 | AMES | 2000BM3 | DC | 0.750 | 62497 | STORAGE ROOM
70 | CHRIS PERRY LN | 43213-1569 | Active | 187806 | WATTS | 909 | RP | 3.000 | 98150 | MECH ROOM AT WATER METER
70 | CHRIS PERRY LN | 43213-1569 | Active | 104827 | AMES | 5000 | RPDA | 6.000 | 98268 | RISER ROOM
70 | CHRIS PERRY LN | 43213-1569 | Active | 10501 | AMES | 4000B | RP | 0.750 | 98269 | RISER ROOM
70 | CHRIS PERRY LN | 43213-1569 | Not Required by DOW | 11851 | WATTS | 800QT | PVB | 1.250 | 98270 | MECH ROOM AT WATER METER
70 | CHRIS PERRY LN | 43213-1569 | Not Required by DOW | 626351 | WATTS | 909HWQT | RP | 1.000 | 98271 | POOL EQUIPMENT ROOM
70 | CHRIS PERRY LN | 43213-1569 | LPS - Active |  |  |  | LPC |  | 3635504 | DOMESTIC PUMP -
73 | CHRISTIE CHAPEL RD | 43017 | Active | AD4952 | FEBCO | 765 | PVB | 0.750 | 71867 | FRONT OF HOUSE LEFT OF FRONT DOOR
7381 | CHRISTIE CHAPEL RD | 43017 | Active | 285722 | WATTS | 800QT | PVB | 0.750 | 94455 | RIGHT SIDE
7384 | CHRISTIE CHAPEL RD | 43017 | Active | T034532 | WILKINS | 720A | PVB | 0.750 | 99930 | LEFT SIDE
7405 | CHRISTIE CHAPEL RD | 43017 | Active | 790010 | WATTS | 800M4FR | PVB | 1.000 | 71926 | RIGHT FRONT
7413 | CHRISTIE CHAPEL RD | 43017 | Active | 286580 | WATTS | 800M4QT | PVB | 0.750 | 89969 | LEFT SIDE.
7418 | CHRISTIE CHAPEL RD | 43017 | Removed | 783541REM | WATTS | 800M4QT | PVB | 1.000 | 71954 | RIGHT SIDE OF HOUSE
7101 | CHURCHMAN RD | 43016 | Active | QD-2422 | WATTS | 957 | RP | 4.000 | 3622565 | HOT BOX 40' S OF PIT
7101 | CHURCHMAN RD | 43016 | Active | 1163330916 | WATTS | 774DCDA | DCDA | 8.000 | 3622566 | IN PIT 175' S OF BALLANTRE WOODS DR
7101 | CHURCHMAN RD | 43016 | Active | 21650 | WATTS | 007M2QT | DC | 0.750 | 3622567 | IN PIT
1715 | CHURCHVIEW LN | 43220-4901 | Active | G215551 | WILKINS | 720A | PVB | 0.750 | 97503 | right side.
3906 | CIDERMILL DR | 43204-4010 | Active | T304949 | WILKINS | 720A | PVB | 0.750 | 62173 | Front left side of house
2015 | CIRCLE DR | 43220 | Inactive | 65382 | WATTS | LF919QT | RP | 0.750 | 3618367 | IN THE BATHROOM
2065 | CIRCLE DR | 43220 | Inactive | A58531 | WATTS | 009QT | RP | 0.750 | 93269 | 0 USE 6/3/15 CAG. AT WATER METER
4515 | CIRCLE DR | 43026-1076 | Active | 12648 | AMES | 2000B | DC | 1.000 | 88483 | REAR OF HOUSE NORTH DOOR
2280 | CITY GATE DR | 43219-3588 | Active | 2527857 | WILKINS | 950XLD | DC | 0.750 | 94198 | BACK MECH ROOM
2280 | CITY GATE DR | 43219-3588 | Active | V10851 | WILKINS | 350 | DC | 6.000 | 94199 | BACK MECH ROOM
2280 | CITY GATE DR | 43219-3588 | Active | 09879 | WATTS | 919QT | RP | 2.000 | 94201 | METER ROOM
2280 | CITY GATE DR | 43219-3588 | Not Required by DOW | 653990 | WATTS | 800M4QT | PVB | 1.000 | 94202 | WATER METER ROOM
555 | CITY PARK AVE | 43215-5737 | Due Install |  |  |  | RP |  | 3391650
602 | CITY PARK AVE | 43206-1004 | Active | G045265 | WILKINS | 720A | PVB | 0.750 | 68720 | FRONT RIGHT
672 | CITY PARK AVE | 43206-1006 | Active | 049881 | WATTS | 800M4QT | PVB | 1.000 | 87376 | REAR OF HOUSE
693 | CITY PARK AVE | 43206-1005 | Active | T386109 | WILKINS | 720 | PVB | 0.750 | 3391693 | IN GARAGE
759 | CITY PARK AVE | 43206-2047 | Active | AK2814 | FEBCO | 765 | PVB | 0.750 | 72282 | BACK OF HOUSE
800 | CITY PARK AVE | 43206-2044 | Active | 643683 | WATTS | 800QT | PVB | 1.000 | 73142 | REAR OF HOUSE
804 | CITY PARK AVE | 43206-2044 | Active | H115953 | FEBCO | 765 | PVB | 0.750 | 73241 | FRONT OF HOUSE
807 | CITY PARK AVE | 43206-2048 | Active | CB154608 | WILKINS | 720A | PVB | 0.750 | 3391730 | LEFT SIDE.
835 | CITY PARK AVE | 43206-2049 | Active | 337162 | WATTS | 800M4 | PVB | 0.750 | 98984 | FRONT OF HOUSE
897 | CITY PARK AVE | 43206-2511 | Removed | W412947REM | WILKINS | 975XL | RP | 0.500 | 96774 | KITCHEN BY ICE MACHINE
897 | CITY PARK AVE | 43206-2511 | Active | 4999801 | WILKINS | 975XL2 | RP | 1.500 | 3638040 | IN THE CELLAR
933 | CITY PARK AVE | 43206-2511 | Removed | 117385REM | WILKINS | 420 | PVB | 1.000 | 74676 | REMOVED-LEFT SIDE OF HOUSE BY GAS METER
933 | CITY PARK AVE | 43206-2511 | Active | T021505 | WILKINS | 720 | PVB | 1.000 | 3650832 | LEFT SIDE
939 | CITY PARK AVE | 43206-2511 | Active | T065341 | WILKINS | 720A | PVB | 1.000 | 100444 | RIGHT SIDE OF HOUSE
947 | CITY PARK AVE | 43206-2511 | Active | T041450 | WILKINS | 720 | PVB | 0.750 | 3391769 | BACK OF HOUSE
947 | CITY PARK AVE | 43206-2511 | Active | T038608 | WILKINS | 720 | PVB | 0.750 | 3615317 | FRONT
990 | CITY PARK AVE | 43206- | Active | AK7697 | FEBCO | 825YA | RP | 2.000 | 53687 | NEAR OLD HOUSE
101 | CITY PARK AVE | 43206-2513 | Active | T299990 | WILKINS | 720A | PVB | 0.750 | 3391776
1027 | CITY PARK AVE | 43206-2513 | Active | 111271 | WATTS | 800M4QT | PVB | 0.750 | 53657 | FRONT OF HOUSE
914 | CITY PARK AVE UNIT A | 43206-2512 | Active | 3938148 | WILKINS | 975XL | RP | 0.750 | 3391759 | FRONT OF HOUSE IN BASEMENT.
208 | CITYGATE DR | 43219-3591 | Active | 143260 | AMES | 3000SS | DCDA | 4.000 | 87942 | Sprinkler/Water Rm East Side of Building
2080 | CITYGATE DR | 43219-3591 | Active | W242355 | WILKINS | 975XL | RP | 2.000 | 88163 | Sprinkler/Water Rm East Side of Building
2080 | CITYGATE DR | 43219-3591 | Not Required by DOW | W255482 | WILKINS | 975XL | RP | 1.500 | 88164 | Sprinkler/Water Rm East Side of Building
2080 | CITYGATE DR | 43219-3591 | Active | 45070 | AMES | 2000B | DC | 0.750 | 88165 | Sprinkler/Water Rm East Side of Building
2085 | CITYGATE DR | 43219 | Not Required by DOW | 10726 | WILKINS | 475 | RP | 8.000 | 3621183 | MECHANICAL ROOM SE
2085 | CITYGATE DR | 43219 | Active | QE-0284 | WATTS | 957 | RP | 4.000 | 3621184 | HOT BOX OUT BY THE MAIN ENTRANCE
2085 | CITYGATE DR | 43219 | Not Required by DOW | 21987 | WATTS | LF008P | PVB | 0.500 | 3622870
2087 | CITYGATE DR | 43219 | Active | QD-1900 | WATTS | 957 | RP | 4.000 | 3621185 | HOT BOX OUT BY THE MAIN ENTRANCE
2087 | CITYGATE DR | 43219 | Active | 62300 | WATTS | 919QT | RP | 0.750 | 3621186 | HOT BOX OUT BY THE MAIN ENTRANCE
2087 | CITYGATE DR | 43219 | Active | QA-2037 | WATTS | 957 | RP | 6.000 | 3621187 | HOT BOX OUT BY THE MAIN ENTRANCE
2100 | CITYGATE DR | 43219-3566 | Active | 52295 | WATTS | 009M2QT | RP | 1.000 | 57236 | CENTER OF WEST WALL NEXT TO WATER METER.
2100 | CITYGATE DR | 43219-3566 | Not Required by DOW | CB878713 | WILKINS | 720A | PVB | 1.000 | 57237 | OUTSIDE, WESTSIDE OF BUILDING NEXT TO GAS METER
2107 | CITYGATE DR | 43219 | Active | YB-1340 | AMES | COLT 400 | RP | 4.000 | 3658074 | HEATED ENCLOSURE
2107 | CITYGATE DR | 43219 | Active | YJ-1009 | AMES | COLT 300-GV | DCDA | 10.000 | 3658075 | HEATED ENCLOSURE
2107 | CITYGATE DR | 43219 | Active | 79363 | AMES | 2000BM3 | DC | 0.750 | 3658076 | HEATED ENCLOSURE
2121 | CITYGATE DR | 43219-3564 | Not Required by DOW | 113130 | WATTS | 800M4QT | PVB | 1.000 | 57362 | LEFT FRONT
2121 | CITYGATE DR | 43219-3564 | Active | 3GN0710 | AMES | 3000SS | DCDA | 4.000 | 57363 | NE METER/RISER ROOM
2121 | CITYGATE DR | 43219-3564 | Active | 577255 | WILKINS | 975XL | RP | 1.000 | 57364 | NE METER/RISER ROOM AT WATER METER
2121 | CITYGATE DR | 43219-3564 | Active | 0006248 | AMES | 2000B | DC | 0.750 | 57365 | NE MECH/RISER ROOM
2164 | CITYGATE DR | 43219-3556 | Active | 107408 | AMES | 2000SS | DC | 6.000 | 57485 | West Section Rear Sprinkler Room
2164 | CITYGATE DR | 43219-3556 | Active | 126585 | WATTS | 009M2QT | RP | 2.000 | 57486 | West Section Rear Sprinkler Room
2164 | CITYGATE DR | 43219-3556 | Active | 2KM1775 | AMES | 2000SS | DC | 8.000 | 57487 | East Section Rear Sprinkler Room
2164 | CITYGATE DR | 43219-3556 | Active | 571563 | WILKINS | 975 | RP | 1.500 | 57488 | East Section Rear Sprinkler Room
2164 | CITYGATE DR | 43219-3556 | Active | 587629 | WILKINS | 975 | RP | 2.000 | 57489 | East Section Rear Sprinkler Room
2164 | CITYGATE DR | 43219-3556 | Active | 116198 | WATTS | 009M2QT | RP | 1.000 | 96679 | West Section Rear Sprinkler Room
2164 | CITYGATE DR | 43219-3556 | Due Install |  |  |  | DCDA | 6.000 | 3638724 | MECH ROOM
2164 | CITYGATE DR | 43219-3556 | Due Install |  |  |  | RP | 1.500 | 3638725 | MECH ROOM
2171 | CITYGATE DR | 43219-3564 | Not Required by DOW | 191486 | FEBCO | 825Y | RP | 1.000 | 57512 | MECH ROOM
2171 | CITYGATE DR | 43219-3564 | Active | 76521 | WATTS | 009QT | RP | 1.000 | 57513 | MECHANICAL ROOM #2171
2185 | CITYGATE DR | 43219-3564 | Active | 1346090 | WILKINS | 975 | RP | 1.000 | 57538 | SE CORNER OF BUILDING IN WAREHOUSE
2191 | CITYGATE DR | 43219-3564 | Not Required by DOW | 353050 | WILKINS | 975 | RP | 1.000 | 57556 | MECHANICAL ROOM
2191 | CITYGATE DR | 43219-3564 | Active | AB17981 | WILKINS | 975XL | RP | 1.000 | 3649700 | MECHANICAL ROOM
2215 | CITYGATE DR | 43219-3589 | Active | 106229 | WATTS | 009M2QT | RP | 1.000 | 57638 | FRONT OF BUILDING/METER ROOM
2215 | CITYGATE DR | 43219-3589 | Removed | 02996REM | WATTS | 919 | RP | 0.500 | 57639 | REMOVED- CEILING OF ROOM 109 AT OUTSIDE DOOR
2215 | CITYGATE DR | 43219-3589 | Not Required by DOW | 4136799 | Wilkins | LF975XL | RP | 1.000 | 57640 | Utility Closet NW corner of building
2215 | CITYGATE DR | 43219-3589 | Removed | 616257REM | WATTS | 909QT | RP | 0.750 | 57641 | REMOVED - ABOVE CEILING IN ROOM 103 ON NORTH WALL
2225 | CITYGATE DR | 43219-3651 | Active | 111847 | WATTS | 009QT | RP | 1.000 | 57662 | UTILITY ROOM AT NW CORNER
2225 | CITYGATE DR | 43219-3651 | Not Required by DOW | 4916698XLTCU | WILKINS | 975XL2TCU | RP | 1.000 | 57663 | NEXT TO WATER METER IN FRONT CLOSET
2233 | CITYGATE DR | 43219-3564 | Not Required by DOW | 466625 | WILKINS | 420 | PVB | 0.750 | 57695 | EAST SIDE
2233 | CITYGATE DR | 43219-3564 | Active | 45952 | WATTS | 009QT | RP | 1.500 | 57696 | NE CORNER OF WHSE
2241 | CITYGATE DR | 43219-3564 | Active | A08222 | FEBCO | 805 | DC | 0.750 | 57717 | PIT
2241 | CITYGATE DR | 43219-3564 | Active | 43810 | WATTS | 009QT | RP | 1.500 | 57719 | METER ROOM
2241 | CITYGATE DR | 43219-3564 | Active | 43666 | WATTS | 009M2QT | RP | 1.500 | 87389 | METER ROOM
2241 | CITYGATE DR | 43219-3564 | Active | 9808171323 | FEBCO | 856 | DCDA | 6.000 | 87390 | PIT AT ENTRY EASTSIDE
2246 | CITYGATE DR | 43219-3588 | Not Required by DOW | 1204351 | WILKINS | 975XL | RP | 0.750 | 57736 | EASTSIDE CENTER
2246 | CITYGATE DR | 43219-3588 | Active | 13546 | AMES | 2000SS | DC | 0.750 | 57737 | MECHANICAL ROOM
2246 | CITYGATE DR | 43219-3588 | Active | 143894 | WATTS | 009QT | RP | 2.000 | 57738 | N WALL OF MECH RM ON E SIDE OF BLDG
2246 | CITYGATE DR | 43219-3588 | Active | 107707 | AMES | 3000SS | DCDA | 8.000 | 57739 | MECHANICAL ROOM
2255 | CITYGATE DR | 43219-3567 | Active | 3B00199 | AMES | 3000SS | DCDA | 8.000 | 57785 | MECH ROOM
2255 | CITYGATE DR | 43219-3567 | Active | 330106 | WATTS | 909M1QT | RP | 2.000 | 57786 | MECH ROOM
2255 | CITYGATE DR | 43219-3567 | Active | 104500 | AMES | 2000B | DC | 0.750 | 57787 | MECH ROOM
2255 | CITYGATE DR | 43219-3567 | Not Required by DOW | 750876 | WILKINS | 975XL | RP | 2.000 | 57788 | MECH ROOM
2256 | CITYGATE DR | 43219-3662 | Active | 10163 | WATTS | 919QT | RP | 1.500 | 57793 | MECH ROOM EAST SIDE
2256 | CITYGATE DR | 43219-3662 | Not Required by DOW | H025168 | FEBCO | 765 | PVB | 1.000 | 57794 | UTILITY ROOM EAST END OF BUILDING
2256 | CITYGATE DR | 43219-3662 | Active | 1642760508 | AMES | 3000SS | DCDA | 6.000 | 96072 | FIRE RISER ROOM
2256 | CITYGATE DR | 43219-3662 | Active | 11889 | WATTS | 007M1QT | DC | 0.750 | 96073 | FIRE RISER ROOM
2300 | CITYGATE DR | 43219 | Active | 1197401201 | AMES | 3000SS | DCDA | 6.000 | 57889 | SW IN PIT S OF S DRIVEWAY ENTRANCE
2300 | CITYGATE DR | 43219 | Removed | 376883REM | WATTS | 909M1QT | RP | 1.500 | 57890 | ABOVE METER PIT AT S ENTRANCE
2300 | CITYGATE DR | 43219 | Active | L04561 | WILKINS | 375 | RP | 3.000 | 57891 | Warehouse - Fire Pump Room - SE
2300 | CITYGATE DR | 43219 | Removed | A276417REM | WILKINS | 350XL | DC | 1.500 | 57892 | ***REPLACED*** METER PIT OFF OF CITY GATE DR REMOVED
2300 | CITYGATE DR | 43219 | Active | 51488 | WATTS | 007M1PCQT | DC | 0.750 | 3608258 | SW IN PIT S OF S DRIVEWAY
2300 | CITYGATE DR | 43219 | Active | ACF0672 | WILKINS | 975XL | RP | 1.500 | 3653098 | SW above Pit at Drive
2300 | CITYGATE DR | 43219 | LPS - Active |  |  |  | LST |  | 3654978 | FIRE BOOSTER PUMP - FIRE PUMP ROOM
2360 | CITYGATE DR | 43219-3652 | Not Required by DOW | W003635 | WILKINS | 975 | RP | 1.000 | 58063 | MECH ROOM
2360 | CITYGATE DR | 43219-3652 | Removed | 382469REM | WATTS | 909M1QT | RP | 1.500 | 58064 | REMOVED - MECH ROOM R/O ROOM
2360 | CITYGATE DR | 43219-3652 | Active | 383645 | WATTS | 909M1QT | RP | 1.500 | 58065 | R O ROOM
2424 | CITYGATE DR | 43219-3590 | Active | 115374 | AMES | 2000SS | DC | 6.000 | 58249 | NORTH SIDE AT BUILDING WEST AT THE FIRE DEPT CONN
2424 | CITYGATE DR | 43219-3590 | Not Required by DOW | 1186269 | WILKINS | 975XL | RP | 1.500 | 58250 | BY METER IN WAREHOUSE
2424 | CITYGATE DR | 43219-3590 | Active | 57425 | WATTS | 009QT | RP | 1.500 | 58251 | AT METER IN WAREHOUSE
2424 | CITYGATE DR | 43219-3590 | Due Install |  |  |  | DCDA | 6.000 | 3638938 | NORTH SIDE AT BUILDING WEST AT THE FIRE DEPT CONN
2500 | CITYGATE DR | 43219 | Active | 059789 | WATTS | 009 | RP | 1.500 | 3635186 | HOTBOX BY SOUTH DRIVE DOMESTIC CONTAINMENT
2500 | CITYGATE DR | 43219 | Not Required by DOW | 049914 | WATTS | 800M4 | PVB | 1.000 | 3635187 | SOUTHSIDE OF BUILDING
2323 | CITYGATE DR UNIT FRONT | 43218-9001 | Active | 112233 | AMES | 3000SS | DCDA | 8.000 | 57947 | CORNER OF THE BUILDING / 12
2323 | CITYGATE DR UNIT FRONT | 43218-9001 | Active | 156998 | WATTS | 009M2QT | RP | 2.000 | 57948 | COOLING TOWER CHILLERS BOILER / 2
2323 | CITYGATE DR UNIT FRONT | 43218-9001 | Active | 158203 | WATTS | 009QT | RP | 1.000 | 57949 | ROOM 10 EAST WALL / 14
2323 | CITYGATE DR UNIT FRONT | 43218-9001 | Active | 164157 | WATTS | 009QT | RP | 1.000 | 57950 | ROOM 10 EAST WALL / VMF / 15
2323 | CITYGATE DR UNIT FRONT | 43218-9001 | Active | 17938 | AMES | 2000SS | DC | 0.750 | 57951 | PIT AT THE NE CORNER OF THE BUILDING / 13
2323 | CITYGATE DR UNIT FRONT | 43218-9001 | Active | 197886 | WATTS | 909 | RP | 4.000 | 57952 | 1ST FLOOR CHILLER ROOM NE CORNER OF BUILDING MAIN / 1
2323 | CITYGATE DR UNIT FRONT | 43218-9001 | Replaced | REP439053 | WATTS | 909HWM1QT | RP | 2.000 | 57953 | REPLACED BY #24181 - HOT BOX NE CORNER
2323 | CITYGATE DR UNIT FRONT | 43218-9001 | Active | 23925 | WATTS | 009QT | RP | 1.250 | 57954 | ROOM 10 EAST WALL / VMF / 10
2323 | CITYGATE DR UNIT FRONT | 43218-9001 | Active | 58327 | WATTS | 009M3QT | RP | 0.750 | 57955 | PH #4NW SIDE OF BUILDING 2ND FLOOR / 5
2323 | CITYGATE DR UNIT FRONT | 43218-9001 | Active | 39489 | WATTS | 009QT | RP | 0.750 | 57956 | OVERHEAD MEZZ MECH #3 / 4
2323 | CITYGATE DR UNIT FRONT | 43218-9001 | Active | 39499 | WATTS | 009QT | RP | 0.750 | 57957 | SW CORNER OF BUILDING PH #6 / 6
2323 | CITYGATE DR UNIT FRONT | 43218-9001 | Active | 39608 | WATTS | 009QT | RP | 2.000 | 57958 | PENTHOUSE #1 / 3
2323 | CITYGATE DR UNIT FRONT | 43218-9001 | Active | 39491 | WATTS | 009M3QT | RP | 0.750 | 87484 | ROOM 09 / VMF / 9
2323 | CITYGATE DR UNIT FRONT | 43218-9001 | Removed | 197988REM | WATTS | 009QT | RP | 2.000 | 99705 | SOUTH SIDE GARAGE / VMF MAIN / 8 REMOVED
2323 | CITYGATE DR UNIT FRONT | 43218-9001 | Active | 156993 | WATTS | 909HWM1QT | RP | 2.000 | 99706 | KITCHEN SUPPLY - ROOM 1074B CLOSET / 7
2323 | CITYGATE DR UNIT FRONT | 43218-9001 | Active | 4218650 | Wilkins | 975XL | RP | 0.750 | 103135 | PENTHOUSE #2 / 17
2323 | CITYGATE DR UNIT FRONT | 43218-9001 | Active | 322785 | WATTS | 009M3QT | RP | 0.750 | 103137 | PENTHOUSE #5 / 16
2323 | CITYGATE DR UNIT FRONT | 43218-9001 | Removed | 24181REM | WATTS | 919AQT | RP | 2.000 | 3604288 | IN HOT BOX / 11
2323 | CITYGATE DR UNIT FRONT | 43218-9001 | LPS - Active |  |  |  | LST |  | 3638877 | FIRE PUMP - FIRE PUMP ROOM
2323 | CITYGATE DR UNIT REAR | 43218-9001 | Active | 156994 | WATTS | 009QT | RP | 2.000 | 57959 | SOUTH SIDE GARAGE
99 | CIVIC CENTER DR | 43215 | Active | 321171 | WATTS | 009M2QT | RP | 1.000 | 99249 | ACROSS STREET FROM COURT HOUSE IN HOT BOX
17 | CIVIC CENTER DR | 43215 | Active | 1287050215 | AMES | 4000SS | RP | 4.000 | 3613367 | METER PIT HOT BOX
200 | CIVIC CENTER DR | 43215-4138 | Not Required by DOW | 23792 | WATTS | 919 | RP | 2.000 | 56931 | 15TH FLOOR BOILER ROOM
200 | CIVIC CENTER DR | 43215-4138 | Not Required by DOW | 186760 | WATTS | 009M2QT | RP | 1.000 | 56932 | MECHANIC'S GARAGE W WALL BY WASH BAYS
200 | CIVIC CENTER DR | 43215-4138 | Not Required by DOW | 182358 | WATTS | 909 | RP | 4.000 | 56933 | 15TH FLOOR MECHANICAL ROOM
200 | CIVIC CENTER DR | 43215-4138 | Not Required by DOW | 182369 | WATTS | 909 | RP | 4.000 | 56934 | 15TH FLOOR MECHANICAL ROOM
200 | CIVIC CENTER DR | 43215-4138 | Active | 249 | WATTS | 990 | RP | 4.000 | 56935 | BASEMENT MECHANICAL ROOM
200 | CIVIC CENTER DR | 43215-4138 | Removed | 251REM | WATTS | 990 | RP | 4.000 | 56936 | REMOVED-BASEMENT MECHANICAL ROOM (METER ROOM)
200 | CIVIC CENTER DR | 43215-4138 | Not Required by DOW | 49769 | WATTS | 909QT | RP | 0.750 | 56937 | PARKING GARAGE BOILER ROOM
200 | CIVIC CENTER DR | 43215-4138 | Not Required by DOW | W14311 | WILKINS | 575 | RP | 1.000 | 56938 | BASEMENT WATER METER ROOM
200 | CIVIC CENTER DR | 43215-4138 | Active | OC-2804 | WATTS | 957 | RP | 4.000 | 3607355 | BASEMENT MECHANICAL ROOM (METER ROOM)
200 | CIVIC CENTER DR | 43215-4138 | Active | YF-1127 | AMES | 300 GV | DCDA | 6.000 | 3639428 | FIRE PUMP ROOM IN BASEMENT
200 | CIVIC CENTER DR | 43215-4138 | LPS - Active |  |  |  | LST |  | 3639429 | FIRE PUMP
200 | CIVIC CENTER DR | 43215-4138 | LPS - Active |  |  |  | LPC |  | 3639431 | DOMESTIC PUMP -
200 | CIVIC CENTER DR | 43215-4138 | Active | 78162 | AMES | 2000BM3 | DC | 0.750 | 3659510 | FIRE PUMP ROOM IN BASEMENT
233 | CIVIC CENTER DR | 43215- | Active | X14581 | WILKINS | 375 | RP | 4.000 | 99190 | IN BASEMENT BY WATER METER
233 | CIVIC CENTER DR | 43215- | Active | J211548 | WILKINS | 975XL2 | RP | 1.250 | 99191 | FOR FOG MACHINES - EAST WALL AT CEILING
233 | CIVIC CENTER DR | 43215- | Active | L56370 | WILKINS | 375 | RP | 3.000 | 99192 | NORTH SIDE OF BASEMENT
233 | CIVIC CENTER DR | 43215- | Active | L40392 | WILKINS | 375 | RP | 3.000 | 99193 | EAST WALL BASEMENT
233 | CIVIC CENTER DR | 43215- | Active | 1624001108 | AMES | 2000SS | DC | 4.000 | 99582 | BASEMENT ABOVE DOMESTIC BACKFLOW
233 | CIVIC CENTER DR | 43215- | Active | 65261 | WATTS | 007QT | DC | 0.500 | 99768 | BEHIND ICE MAKER IN KITCHEN
233 | CIVIC CENTER DR | 43215- | Active | 65899 | WATTS | 007QT | DC | 0.500 | 99769 | KITCHEN UNDER DISHWASHER
233 | CIVIC CENTER DR | 43215- | Active | 65022 | WATTS | 007QT | DC | 0.500 | 99770 | KITCHEN UNDER DISHWASHER
328 | CIVIC CENTER DR | 43215-5087 | Active | 2793226 | WILKINS | 975XL | RP | 1.000 | 95363 | BASEMENT MECH ROOM
680 | CIVITAS AVE | 43215 | Active | 23441C | WILKINS | 375AST | RP | 4.000 | 3651251 | METER ROOM
680 | CIVITAS AVE | 43215 | Active | 11014450921 | AMES | 3000SS | DCDA | 8.000 | 3651252 | WEST SIDE OF BLDG
680 | CIVITAS AVE | 43215 | Active | 85301 | AMES | 2000B | DC | 0.750 | 3651253 | WEST SIDE OF BLDG
680 | CIVITAS AVE | 43215 | LPS - Active |  |  |  | LPC |  | 3651254 | DOMESTIC PUMP - METER ROOM 15A
680 | CIVITAS AVE | 43215 | LPS - Active |  |  |  | LST |  | 3651255 | FIRE BOOSTER PUMP
801 | CIVITAS AVE | 43215-1858 | Active | L34321 | WILKINS | 375 | RP | 3.000 | 96267 | SE IN BASEMENT
801 | CIVITAS AVE | 43215-1858 | Active | 08407 | WATTS | 007M1QT | DC | 0.750 | 96361 | BASEMENT MECH ROOM
801 | CIVITAS AVE | 43215-1858 | Active | 1032080207 | AMES | 3000SS | DCDA | 6.000 | 96362 | BASEMENT MECH ROOM
801 | CIVITAS AVE | 43215-1858 | LPS - Active |  |  |  | LST |  | 3658462 | FIRE PUMP - LOWER LEVEL FIRE PUMP ROOM
730 | CLADDAUGH LN | 43016-5004 | Active | T297167 | WILKINS | 720A | PVB | 0.750 | 92674 | RIGHT FRONT
7317 | CLADDAUGH LN | 43016-5004 | Active | G208448 | WILKINS | 720A | PVB | 0.750 | 92673 | LEFT SIDE
7350 | CLADDAUGH LN | 43016-5019 | Active | T060886 | WILKINS | 720A | PVB | 1.000 | 101366 | LEFT SIDE OF HOUSE
7357 | CLADDAUGH LN | 43016-5004 | Active | G152288 | WILKINS | 720A | PVB | 0.750 | 92169 | LEFT SIDE
7358 | CLADDAUGH LN | 43016-5019 | Active | T361452 | WILKINS | 720A | PVB | 0.750 | 3591687 | RIGHT FRONT
5634 | CLAIRE CT | 43017 | Active | ZJ565 | CONBRACO | PVB | PVB | 1.000 | 91810 | left side of front door
2580 | CLAIRMONT CT | 43220-4217 | Active | 741161 | WATTS | 800M4QT | PVB | 1.000 | 89972 | BACK OF HOUSE
2589 | CLAIRMONT CT | 43220-4217 | Active | 640546 | WATTS | 800QT | PVB | 1.000 | 89973 | RIGHT SIDE OF HOUSE
2590 | CLAIRMONT CT | 43220-4217 | Active | A174759 | WILKINS | 720A | PVB | 1.000 | 89974 | FRONT OF HOUSE
2600 | CLAIRMONT CT | 43220-4217 | Active | T472915 | WILKINS | 720A | PVB | 1.000 | 58717 | LEFT OF FRONT DOOR, BEHIND WALL
2634 | CLAIRMONT CT | 43220-4217 | Active | 3176547 | WILKINS | 975XL2 | RP | 0.750 | 58831 | BACK OF HOUSE
2644 | CLAIRMONT CT | 43220-4217 | Active | EAJ8393 | WILKINS | 720 | PVB | 0.750 | 3391883 | BEHIND GARAGE
4083 | CLAIRMONT RD | 43220-4501 | Replaced | REPH245669 | FEBCO | 765 | PVB | 1.000 | 62853 | REPLACED- LEFT SIDE
4083 | CLAIRMONT RD | 43220-4501 | Active | cb215343 | WILKINS | 720 | PVB | 1.000 | 3611542 | LEFT SIDE
4089 | CLAIRMONT RD | 43220 | Active | CB655263 | WILKINS | 720A | PVB | 0.750 | 3640809 | LEFT FRONT
4099 | CLAIRMONT RD | 43220 | Active | CB655323 | WILKINS | 720A | PVB | 0.750 | 3640810 | LEFT REAR BEHIND GARAGE
4113 | CLAIRMONT RD | 43220 | Active | GB477410 | WILKINS | 720A | PVB | 0.750 | 3633325 | LEFT FRONT
4125 | CLAIRMONT RD | 43220-4501 | Active | G169897 | WILKINS | 720A | PVB | 0.750 | 95167 | FRONT OF HOUSE
4137 | CLAIRMONT RD | 43220-4501 | Active | CB168329 | WILKINS | 720A | PVB | 1.000 | 63010 | FRONT OF HOUSE
4155 | CLAIRMONT RD | 43220-4501 | Active | 681742 | WATTS | 800M4QT | PVB | 1.000 | 63105 | BACK OF HOUSE- SOUTH SIDE
4164 | CLAIRMONT RD | 43220-4502 | Active | CB029558 | WILKINS | 720A | PVB | 0.750 | 103185 | BACK OF HOUSE
4223 | CLAIRMONT RD | 43220-4504 | Removed | CB548726REM | WILKINS | 720A | PVB | 0.750 | 63335 | **REMOVED** LEFT FRONT AFTER CONTAINMENT
4223 | CLAIRMONT RD | 43220-4504 | Active | A107300 | WILKINS | 720A | PVB | 0.750 | 3646436 | RIGHT CENTER
4261 | CLAIRMONT RD | 43220-4504 | Active | W42479 | WILKINS | 550A | DC | 1.000 | 63455 | INSIDE (BASEMENT FRONT CORNER)
4262 | CLAIRMONT RD | 43220-4505 | Active | CAB48901 | WILKINS | 720A | PVB | 0.750 | 102917 | BACK LEFT BEHIND GARAGE BACK YARD BY RADON SYSTEM
960 | CLAN CT | 43085-2911 | Active | A06259 | Apollo | PVB | PVB | 0.750 | 97117 | LEFT FRONT
972 | CLAN CT | 43085-2911 | Active | W344198 | WILKINS | 975XL | RP | 0.500 | 93372 | BASEMENT NEAR WATER METER
990 | CLAN CT | 43085-2911 | Active | F031677 | WILKINS | 720A | PVB | 0.750 | 97408 | RIGHT SIDE BY A/C
146 | CLARA AVE | 43211-2624 | Removed | 198118REM | WATTS | 009QT | RP | 1.000 | 55086 | W BATHROOM AT WATER METER
1460 | CLARA AVE | 43211-2624 | Active | 47074 | WATTS | LF007QT | DC | 0.500 | 3650160 | AT COFFEE WATER SUPPLY EAST WALL IN WAREHOUSE
1490 | CLARA AVE | 43211-2624 | Not Required by DOW | 357163 | WATTS | 009M3QT | RP | 0.750 | 94616 | BASMENT BY HEATER
1490 | CLARA AVE | 43211-2624 | Active | 4287577 | WILKINS | 975XL2 | RP | 1.500 | 3620076 | BASMENT AT WATER METER, WEST WALL
1540 | CLARA AVE | 43211-2624 | Active | 80958 | WATTS | 919 | RP | 0.750 | 3391945 | CENTER OF BUILDING NEXT TO WATER METER
1700 | CLARA AVE | 43211-2612 | Active | 130081 | WATTS | 709QT-FDA | DCDA | 6.000 | 55895 | 1700 CLARA AVE, NW SIDE OF PROPERTY IN PIT AT STREET
1700 | CLARA AVE | 43211-2612 | Active | 37016 | WATTS | 007QT | DC | 0.750 | 55896 | 1700 CLARA AVE, NW OF BLDG IN PIT OFF CLARA AVE
1700 | CLARA AVE | 43211-2612 | Active | L136887 | WILKINS | 375 | RP | 3.000 | 3391954 | BOILER ROOM @ WATER METER
1700 | CLARA AVE | 43211-2612 | Not Required by DOW | [5 empty] | 3624575
1690 | CLARA ST | 43211-2628 | Active | 167779 | WATTS | 909 | RP | 3.000 | 55836 | S.E. CORNER MECH.ROOM
1690 | CLARA ST | 43211-2628 | Not Required by DOW | W074799 | WILKINS | 975 | RP | 0.750 | 55837 | SW CORNER MECH RM
32 | CLARENDON AVE | 43223-1060 | Active | 655172 | WATTS | 909QT | RP | 0.750 | 60176 | SW CORNER OF BASEMENT OF BOILER ROOM
45 | CLARENDON AVE | 43223 | Active | 11011690721 | AMES | 3000SS | DCDA | 6.000 | 3653046 | BASEMENT MECH ROOM
45 | CLARENDON AVE | 43223 | Active | 31470 | WATTS | 007M1PCQT | DC | 0.750 | 3653047 | BASEMENT MECH ROOM
45 | CLARENDON AVE | 43223 | Not Required by DOW | 256008 | WATTS | LF009M2QT | RP | 1.000 | 3653051 | 2ND FLOOR CUSTODIAL ROOM
45 | CLARENDON AVE | 43223 | Not Required by DOW | 214512 | WATTS | LF009M2QT | RP | 1.000 | 3653052 | BASEMENT BOILER ROOM
45 | CLARENDON AVE | 43223 | Not Required by DOW | 251240 | WATTS | LF009M2QT | RP | 1.000 | 3653053 | BASEMENT BOILER ROOM
45 | CLARENDON AVE | 43223 | Active | VG-2196 | WATTS | 957 | RP | 3.000 | 3653054 | BASEMENT BOILER ROOM
27 | CLARENDON AVE | 43223-1051 | In Review |  |  |  | RP |  | 3392023
512 | CLARIDGE DR | 43054-9478 | Active | H066766 | FEBCO | 765 | PVB | 0.750 | 66083 | RIGHT SIDE OF HOUSE
5127 | CLARIDGE DR | 43054-9478 | Active | G8522 | WILKINS | 420 | PVB | 1.000 | 66094 | SOUTHSIDE
5136 | CLARIDGE DR | 43054- | Active | 438173 | WILKINS | 975XL | PVB | 0.750 | 96680 | RIGHT SIDE actual house address is 7159 Brooks Close
5145 | CLARIDGE DR | 43054-9478 | Active | A135640 | WILKINS | 720A | PVB | 0.750 | 96020 | REAR CENTER OF HOUSE
5173 | CLARIDGE DR | 43054-9479 | Active | 279399 | WILKINS | 720A | PVB | 0.750 | 89975 | LEFT SIDE
2561 | CLARION CT | 43220-2820 | Active | BL7333 | FEBCO | 765 | PVB | 0.750 | 89976 | FRONT LEFT
2571 | CLARION CT | 43220-2820 | Active | T366264 | WILKINS | 720A | PVB | 0.750 | 89977 | LEFT FRONT DOOR
2591 | CLARION CT | 43220-2820 | Active | 317991 | WATTS | 800M4FR | PVB | 0.750 | 97882 | outside, back side of home
2611 | CLARION CT | 43220-2820 | Active | 554619 | WATTS | 800M4QT | PVB | 1.000 | 58762 | BEHIND HOUSE NEXT TO GAS METER
2630 | CLARION CT | 43220-2821 | Active | 51151 | WATTS | 009QT | RP | 1.000 | 58822 | WEST SIDE
2635 | CLARION CT | 43220-2820 | Active | A047757 | FEBCO | 765 | PVB | 1.000 | 58834 | FRONT OF HOUSE
2649 | CLARION CT | 43220-2820 | Active | t461665 | WILKINS | 720A | PVB | 1.000 | 91339 | RIGHT SIDE OF HOUSE
2725 | CLARION CT | 43220-2820 | Active | 983113 | WATTS | 800M4QT | PVB | 1.000 | 59096 | FRONT TO THE RIGHT OF FRONT DOOR
2772 | CLARION CT | 43220-2821 | Active | 08105 | FEBCO | 805Y | DC | 1.500 | 97445 | INSIDE GARAGE
4770 | CLARION CT | 43220-2884 | Active | 4731649 | WILKINS | 975XL | RP | 1.000 | 100106 | RIGHT SIDE
4771 | CLARION CT | 43220-2885 | Active | H517449 | FEBCO | 765 | PVB | 0.750 | 96967 | LEFT SIDE
3770 | CLAY BANK DR | 43026-2606 | Active | CAA46494 | WILKINS | 720A | PVB | 0.750 | 3392377 | RIGHT SIDE OF HOUSE
3774 | CLAY BANK DR | 43026-2606 | Active | 817154 | WILKINS | 720A | PVB | 0.750 | 61722 | OUTSIDE
3801 | CLAY BANK DR | 43026-2607 | Active | CB886888 | WILKINS | 720A | PVB | 0.750 | 3392390 | RIGHT SIDE
4663 | CLAYBURN CT | 43123-8701 | Active | HA67185 | FEBCO | 765 | PVB | 0.750 | 64732 | OUTSIDE HOUSE, LEFT SIDE
4478 | CLAYBURN DR | 43123-8702 | Active | H129393 | FEBCO | 765 | PVB | 0.750 | 64139 | SIDE OF HOUSE
4618 | CLAYBURN E DR | 43123-9087 | Active | T082102 | WILKINS | 720A | PVB | 0.750 | 101597 | RIGHT SIDE OF HOME
4648 | CLAYBURN E DR | 43123-9087 | Active | CB114008 | WILKINS | 720 | PVB | 0.750 | 64683 | OUTSIDE HOUSE RIGHT SIDE
4678 | CLAYBURN E DR | 43123-9087 | Active | W341621 | WILKINS | 975XL | RP | 0.750 | 3392422 | BASEMENT BY METER
4728 | CLAYBURN E DR | 43123-8874 | Active | DC8195 | FEBCO | 765 | PVB | 0.750 | 64894 | left side
4538 | CLAYBURN W DR | 43123-9090 | Active | CC653 | FEBCO | 765 | PVB | 0.750 | 89978 | FRONT OF HOUSE
4547 | CLAYBURN W DR | 43123-9091 | Active | C01930 | FEBCO | 765 | PVB | 0.750 | 64326 | OUTSIDE HOUSE - RIGHT SIDE
477 | CLAYCRAFT RD | 43230-5339 | Active | OL-0765 | AMES | 3000 | DCDA | 6.000 | 3618282 | FRONT OF YARD BY GATE
477 | CLAYCRAFT RD | 43230-5339 | Active | 36486 | AMES | 2000 | DC | 0.750 | 3618298 | FRONT OF YARD BY GATE
550 | claycraft rd | 43230- | Active | 4375021 | WILKINS | 975XL | RP | 0.750 | 89264 | basement S. Wall
559 | CLAYCRAFT RD | 43230- | Inactive | A00381 | WATTS | 919QT | RP | 0.750 | 67345 | SIDE OF ROAD BY FORD METER PIT
590 | CLAYCRAFT RD | 43230-5319 | Active | 180656 | WATTS | LF009M2QT | RP | 2.000 | 3392443 | MTR IN 594 CLACCRAFT
590 | CLAYCRAFT RD | 43230-5319 | Active | WB0049 | AMES | COLT 300AGV | DCDA | 6.000 | 3650988 | PIT AT ENTRANCE ON RIGHT AT 596 CLAYCRAFT
590 | CLAYCRAFT RD | 43230-5319 | Active | 68664 | AMES | 2000B | DC | 0.750 | 3652201
650 | CLAYCRAFT RD | 43230-5328 | Active | 329447 | WILKINS | 975XL | RP | 1.500 | 70082 | SW CORNER OF BLDG BY WATER METER - 610 CLAYCRAFT ROAD
650 | CLAYCRAFT RD | 43230-5328 | Not Required by DOW | CB432099 | WILKINS | 720 | PVB | 0.750 | 3638416 | BACK CORNER OF BUILDING IN MECH AREA
650 | CLAYCRAFT RD | 43230-5328 | Active | 11048320823 | AMES | 3000SS | DCDA | 8.000 | 3659601 | NORTH WALL OF 610 CLAYCRAFT RD
650 | CLAYCRAFT RD | 43230-5328 | Active | 88403 | AMES | 2000B | DC | 0.750 | 3659602
711 | CLAYCRAFT RD | 43230-6631 | Active | 74390 | WATTS | 919QT | RP | 1.000 | 3580353 | GEAR ROOM/WATER METER ROOM
788 | CLAYCROSS CT | 43119-8829 | Active | T294949 | WILKINS | 720A | PVB | 0.750 | 89979 | LEFT FRONT
839 | CLAYCROSS CT | 43119-8830 | Active | 570700 | WATTS | 800M4QT | PVB | 1.000 | 87023 | LEFT SIDE OF HOUSE
488 | CLAYMILL DR | 43026-3422 | Active | T230524 | WILKINS | 720A | PVB | 0.750 | 3392476 | RIGHT SIDE OF HOUSE
4891 | CLAYMILL DR | 43026-3413 | Active | 835449 | WILKINS | 720A | PVB | 0.750 | 3392478 | LEFT SIDE OF THE HOUSE
4901 | CLAYMILL DR | 43026-3414 | Active | CB987010 | WILKINS | 720A | PVB | 0.750 | 65385 | SIDE OF HOUSE
7002 | CLAYMORE DR | 43017 | Active | EAC0156 | WILKINS | 720A | PVB | 0.750 | 3654585 | RIGHT SIDE OF HOUSE
7009 | CLAYMORE DR | 43017 | Active | CAB39975 | WILKINS | 720A | PVB | 1.000 | 3654279 | RIGHT SIDE OF HOUSE
7017 | CLAYMORE DR | 43017 | Active | EAC0741 | WILKINS | 720A | PVB | 0.750 | 3654278 | LEFT SIDE OF THE HOUSE
7025 | CLAYMORE DR | 43017 | Active | EAK2216 | WILKINS | 720A | PVB | 0.750 | 3656199 | RIGHT CENTER
7026 | CLAYMORE DR | 43017 | Active | EAC0238 | WILKINS | 720A | PVB | 0.750 | 3654584 | RIGHT SIDE OF THE HOUSE
7033 | CLAYMORE DR | 43017 | Active | EAE7862 | WILKINS | 720 | PVB | 1.000 | 3658764 | RIGHT CENTER
7034 | CLAYMORE DR | 43017 | Active | EAK2272 | WILKINS | 720A | PVB | 0.750 | 3656250 | RIGHT SIDE OF HOUSE
7042 | CLAYMORE DR | 43017 | Active | EAC0769 | WILKINS | 720A | PVB | 0.750 | 3653979 | RIGHT SIDE OF THE HOUSE
7049 | CLAYMORE DR | 43017 | Active | T658057 | WILKINS | 720A | PVB | 1.000 | 3657260 | LEFT SIDE OF HOUSE
7065 | CLAYMORE DR | 43017 | Active | T480710 | WILKINS | 720A | PVB | 0.750 | 3657314 | LEFT SIDE OF HOUSE
7081 | CLAYMORE DR | 43017 | Active | EAK2143 | WILKINS | 720A | PVB | 0.750 | 3656396
6368 | CLAYPOOL CT | 43213-3435 | Active | 175030 | WILKINS | 720A | PVB | 0.750 | 91126 | LEFT SIDE
6379 | CLAYPOOL CT | 43213-3435 | Removed | CH2213REM | FEBCO | 765 | PVB | 0.750 | 89981 | ***REMOVED*** FRONT OF HOUSE RIGHT OF DR
6379 | CLAYPOOL CT | 43213-3435 | Active | 4768742 | WILKINS | 975XL2 | RP | 0.750 | 3641056 | FIRE SUPPRESSION
1642 | CLAYTON CT | 43123-9082 | Active | D14677 | FEBCO | 765 | PVB | 1.000 | 55688 | OUTSIDE
4189 | CLAYTON CT | 43016 | Active | T303283 | WILKINS | 720A | PVB | 0.750 | 3613810 | LEFT SIDE OF HOUSE
4197 | CLAYTON CT | 43016 | Active | T303349 | WILKINS | 720A | PVB | 0.750 | 3613466 | LEFT SIDE OF HOUSE
4202 | CLAYTON CT | 43016 | Active | T205065 | WILKINS | 720A | PVB | 0.750 | 3613527 | RIGHT CENTER
4205 | CLAYTON CT | 43016 | Active | T303347 | WILKINS | 720 | PVB | 0.750 | 3611735 | LEFT FRONT
4210 | CLAYTON CT | 43016 | Active | CB288609 | WILKINS | 720A | PVB | 0.750 | 3613370 | LEFT SIDE OF HOUSE
4213 | CLAYTON CT | 43016 | Active | T239919 | WILKINS | 720 | PVB | 0.750 | 3607714 | RIGHT FRONT
4218 | CLAYTON CT | 43016 | Active | T205019 | WILKINS | 720A | PVB | 0.750 | 3613052 | Left Side of House
4242 | CLAYTON CT | 43016 | Active | T424478 | WILKINS | 720A | PVB | 0.750 | 3616553 | LEFT FRONT
898 | CLAYTON DR | 43085-3301 | Active | H087344 | FEBCO | 765 | PVB | 1.000 | 89982 | FRONT RIGHT OF DOOR
928 | CLAYTON DR | 43085-3301 | Active | 54425 | FEBCO | 765 | PVB | 1.000 | 89983 | FRONT OF HOUSE RIGHT OF FRONT DOOR
941 | CLAYTON DR | 43085-3301 | Active | CAA25746 | WILKINS | 720A | PVB | 1.000 | 89984 | RIGHT SIDE
800 | CLAYTONBEND DR | 43119-8672 | Active | G213665 | WILKINS | 720A | PVB | 0.750 | 97246 | LEFT SIDE OF HOUSE
807 | CLAYTONBEND DR | 43119-8672 | Active | 018871 | FEBCO | 765 | PVB | 0.750 | 73273 | LEFT SIDE OF HOUSE, OUTSIDE
812 | CLAYTONBEND DR | 43119-8672 | Active | CB316429 | FEBCO |  | PVB | 0.750 | 3392562 | OUTSIDE ON RIGHT FRONT
815 | CLAYTONBEND DR | 43119-8672 | Active | T409171 | WILKINS | 720A | PVB | 0.750 | 73420 | RIGHT SIDE FRONT
823 | CLAYTONBEND DR | 43119-8672 | Active | 16654 | FEBCO | 765 | PVB | 0.750 | 73569 | FRONT OF HOME
824 | CLAYTONBEND DR | 43119-8672 | Active | G080926 | WILKINS | 720A | PVB | 0.750 | 73583 | RT FRT CORNER
829 | CLAYTONBEND DR | 43119-8672 | Active | HA37501 | FEBCO | 765 | PVB | 0.750 | 89986 | RIGHT SIDE OF HOUSE
832 | CLAYTONBEND DR | 43119-8672 | Active | T308632 | WILKINS | 720A | PVB | 0.750 | 73700 | RT SIDE OF HOUSE
840 | CLAYTONBEND DR | 43119-8672 | Active | CB315043 | WILKINS | 720A | PVB | 0.750 | 3392564 | LEFT SIDE
841 | CLAYTONBEND DR | 43119-8672 | Active | T339402 | WILKINS | 720A | PVB | 0.750 | 73813 | RIGHT HAND SIDE OF HOUSE
946 | CLEMENTINE WAY | 43017 | Active | CB010937 | WILKINS | 720A | PVB | 0.750 | 102993 | LEFT SIDE
9473 | CLEMENTINE WAY | 43017 | Active | CB083096 | WILKINS | 720A | PVB | 0.750 | 3603443 | JUST LEFT OF FRONT DOOR
9481 | CLEMENTINE WAY | 43017 | Active | CB153138 | WILKINS | 720A | PVB | 0.750 | 3613257 | RIGHT FRONT RIGHT OF PORCH
4401 | CLEVELAND AV | 43224-1577 | Removed | 43896REM | WATTS | 007M1QT | DC | 0.750 | 63932 | REAR STORE AT WATER METER REMOVED
4401 | CLEVELAND AV | 43224-1577 | Not Required by DOW | 483320 | WATTS | 909QT | RP | 1.000 | 63933 | SOUTHWALL-SPRINKLER ROOM
4401 | CLEVELAND AV | 43224-1577 | Active | 484752 | WATTS | 909QT | RP | 1.000 | 63934 | SOUTH WALL SPRINKLER ROOM
4401 | CLEVELAND AV | 43224-1577 | Removed | 101819REM | AMES | 3000SS | DCDA | 6.000 | 63935 | REAR STORE WATER METER REMOVED
4401 | CLEVELAND AV | 43224-1577 | Inactive | 03531 | WATTS | 919 | RP | 0.500 | 91546 | NW CORNER OF BLDG IN PHOTO LAB
4401 | CLEVELAND AV | 43224-1577 | Active | 1993510418 | AMES | 3000SS | DCDA | 6.000 | 3635839 | REAR STORE WATER METER
4401 | CLEVELAND AV | 43224-1577 | Active | 28139 | WATTS | 007M1QT | DC | 0.750 | 3635840 | REAR STORE WATER METER
1402 | CLEVELAND AV _ MASTER | 43211-2760 | Active | 256169 | WATTS | 009M2QT | RP | 2.000 | 89265 | MECH ROOM NEXT TO METER
4396 | CLEVELAND AV UNIT A | 43224-1578 | Active | A032227 | FEBCO | 825YA | RP | 2.000 | 63891 | BOILER ROOM
28 | CLEVELAND AVE | 43215- | Active | T150444 | WILKINS | 720 | PVB | 0.750 | 3392861 | E SIDE OF SHOP BUILDING AT WATERMETER
60 | CLEVELAND AVE | 43215-3808 | Active | 008627 | WATTS | LF 909 | RP | 3.000 | 68506 | AT METER SW CORNER OF BASEMENT
60 | CLEVELAND AVE | 43215-3808 | Not Required by DOW | 310245 | WATTS | 909QT | RP | 1.000 | 68507 | BASEMENT BOILER/MECHANICAL ROOM
60 | CLEVELAND AVE | 43215-3808 | Active | HC47497 | WILKINS | 950XLD | DC | 0.750 | 3635541 | BASEMENT BOILER/MECHANICAL ROOM
60 | CLEVELAND AVE | 43215-3808 | Active | 23965 | WILKINS | 350ASTDA | DCDA | 6.00 | 3650937 | BASEMENT BOILER/MECHANICAL ROOM
91 | CLEVELAND AVE | 43215-1801 | Active | X10895 | WILKINS | 375ADA | RP | 4.000 | 98148 | SOUTH MECHANICAL ROOM MI- C
91 | CLEVELAND AVE | 43215-1801 | Active | 1644430608 | AMES | 3000SS | DCDA | 6.000 | 98382 | NORTH MEHCANICAL ROOM
91 | CLEVELAND AVE | 43215-1801 | Active | 12073 | WATTS | 007M2QT | DC | 0.750 | 98383 | N MECH ROOM
91 | CLEVELAND AVE | 43215-1801 | Not Required by DOW | B5020 | CONBRACO | 40204A2 | RP | 0.750 | 98959 | ABOVE ICE MAKER
91 | CLEVELAND AVE | 43215-1801 | Not Required by DOW | 12054 | WATTS | 919AQT | RP | 2.000 | 3603800 | MAKE UP WATER TO COOLING TOWER
91 | CLEVELAND AVE | 43215-1801 | LPS - Active |  |  |  | LST |  | 3632748 | FIRE PUMP - N MECH ROOM (CCAD DESIGN SQUARE APT)
91 | CLEVELAND AVE | 43215-1801 | LPS - Active |  |  |  | LPC |  | 3635994 | DOMESTIC PUMP - SOUTH MECHANICAL ROOM MI-C (CCAD DESIGN SQUARE APT)
11 | CLEVELAND AVE | 43215-1822 | Active | 3543829 | WILKINS | 950XLT | DC | 0.750 | 53986 | MECH ROOM EAST
112 | CLEVELAND AVE | 43215-1822 | Active | N14542 | WILKINS | 350 | DCDA | 6.000 | 53987 | MECH ROOM EAST
112 | CLEVELAND AVE | 43215-1822 | Active | W167522 | WILKINS | 975 | RP | 2.000 | 53988 | MECH ROOM EAST SIDE OF BUILDING
112 | CLEVELAND AVE | 43215-1822 | LPS - Active |  |  |  | LST |  | 3635992 | FIRE PUMP - E MECH ROOM (CCAD LORAN CRANE CENTER)
145 | CLEVELAND AVE | 43215-1807 | NULL | [5 empty] | 3392862
217 | CLEVELAND AVE | 43215- | Inactive | ALA22262 | WILKINS | 975 | RP | 0.750 | 3392867 | FRONT REST
237 | CLEVELAND AVE | 43215-2643 | Active | 4856600 | WILKINS | 975XL2 | RP | 0.750 | 3392868 | AT METER NORTH WALL
250 | CLEVELAND AVE | 43215 | Active | ZB-2030 | WATTS | 957 | RP | 3.000 | 3638227 | MECHANICAL ROOM AT WATER METER
250 | CLEVELAND AVE | 43215 | Not Required by DOW | 040596 | WATTS | LF909 | RP | 1.000 | 3638448 | PENTHOUSE
250 | CLEVELAND AVE | 43215 | Not Required by DOW | 11319 | WATTS | LF909M1 | RP | 1.500 | 3638449 | PENTHOUSE
250 | CLEVELAND AVE | 43215 | Active | 196990619 | AMES | 3000SS | DCDA | 6.000 | 3638485 | Water Service Room 119
250 | CLEVELAND AVE | 43215 | Active | 29451 | WATTS | 007M1QT | DC | 0.750 | 3638486 | Water Service Room 119
250 | CLEVELAND AVE | 43215 | LPS - Active |  |  |  | LPC |  | 3640685 | DOMESTIC PUMP -
250 | CLEVELAND AVE | 43215 | Not Required by DOW | 047826 | WATTS | LF909M1 | RP | 1.000 | 3649548 | PENTHOUSE CHILLER ROOM - MITCHELL HALL
315 | CLEVELAND AVE | 43215-2109 | Active | L20076 | WILKINS | 375A | RP | 4.000 | 87939 | Pump Room - Academic WD - Room 028
315 | CLEVELAND AVE | 43215-2109 | Active | 132975 | AMES | 3000SS | DCDA | 8.000 | 88247 | Fire Pump Room 027 - ACADEMIC WD
315 | CLEVELAND AVE | 43215-2109 | Active | 37527 | AMES | 2000B | DC | 0.750 | 88248 | Fire Pump Room 027 - ACADEMIC WD
315 | CLEVELAND AVE | 43215-2109 | Not Required by DOW | W198125 | WILKINS | 975A | RP | 2.000 | 89550 | CHILLER ROOM - Academic WD - Room029
315 | CLEVELAND AVE | 43215-2109 | Not Required by DOW | 428470 | WATTS | 909HWM1QT | RP | 1.500 | 89551 | Pump Room - Academic WD - Room 028
315 | CLEVELAND AVE | 43215-2109 | LPS - Active |  |  |  | LPC |  | 3636560 | DOMESTIC PUMP - ACADEMIC WD ROOM 028 BOILER
315 | CLEVELAND AVE | 43215-2109 | LPS - Active |  |  |  | LPC |  | 3636561 | DOMESTIC PUMP - ACADEMIC WD ROOM 028 BOILER
315 | CLEVELAND AVE | 43215-2109 | LPS - Active |  |  |  | LST |  | 3636562 | ACADEMIC WD ROOM 028 BOILER
339 | CLEVELAND AVE | 43215-2111 | Active | 3073635 | WILKINS | 975XLBMS | RP | 0.750 | 60564 | BOILER ROOM PENTHOUSE
339 | CLEVELAND AVE | 43215-2111 | Active | 254733 | WATTS | 909M1QT | RP | 2.000 | 60565 | UNDER STEPS AT METER - Room 124
339 | CLEVELAND AVE | 43215-2111 | Active | A01063 | WATTS | 009M2PCQT | RP | 2.000 | 99425 | MEZZANINE MECHANICAL ROOM
339 | CLEVELAND AVE | 43215-2111 | Due Install |  |  |  | RP | 2.000 | 3638041
427 | CLEVELAND AVE | 43215- | Duplicate | DUPLD-1097 | WATTS | 957 | RP | 4.000 | 97559 | 457 CLEVELAND AVE, S BASEMENT PUMP ROOM, S BLDG SE CORNER
427 | CLEVELAND AVE | 43215- | Duplicate | DUPLD-1741 | WATTS | 957 | RP | 4.000 | 98328 | 457 CLEVELAND AVE, S BLDG BASEMENT PUMP RM SE WALL/CORNER
427 | CLEVELAND AVE | 43215- | Active | LD1741 | WATTS | 957 | RP | 4.000 | 3351189 | S.E. CORNER OF BASEMENT
427 | CLEVELAND AVE | 43215- | Active | LD0197 | WATTS | 957 | RP | 4.000 | 3351191 | SE CORNER OF BASEMENT-SOUTH
427 | CLEVELAND AVE | 43215- | Due Install |  |  |  | DCDA |  | 3635564 | ON FIRE LINE
427 | CLEVELAND AVE | 43215- | LPS - Due Install |  |  |  | LST |  | 3635566 | FIRE PUMP
427 | CLEVELAND AVE | 43215- | LPS - Due Install |  |  |  | LPC |  | 3635567 | DOM PUMP
451 | CLEVELAND AVE | 43215- | Not Required by DOW | 287668 | WATTS | 909M1QT | RP | 2.000 | 64253 | 457 CLEVELAND AVE, ROOF SOUTH BLDG
451 | CLEVELAND AVE | 43215- | Not Required by DOW | 627195 | WATTS | 919AQT | RP | 1.000 | 64255 | 457 CLEVELAND AVE, IN NORTH BLDG -- BOILER ROOM
451 | CLEVELAND AVE | 43215- | Not Required by DOW | GP998 | CONBRACO | 40207A2 | RP | 1.500 | 64258 | 457 CLEVELAND AVE, OVER YEAST TANK ON 2ND FL.
451 | CLEVELAND AVE | 43215- | Not Required by DOW | 612816 | WATTS | 909QT | RP | 1.000 | 95059 | 457 CLEVELAND AVE, NORTH BASEMENT
451 | CLEVELAND AVE | 43215- | Active | 221040 | WATTS | 909 | RP | 4.000 | 97554 | 457 CLEVELAND AVE, north basement (east)
451 | CLEVELAND AVE | 43215- | Active | NEL43 | APOLLO/CONBRACO | 4020A02 | RP | 4.000 | 97555 | 457 CLEVELAND AVE, north basement (east)
451 | CLEVELAND AVE | 43215- | Removed | 336832REM | WATTS | 909HWM1QT | RP | 2.000 | 97556 | 457 CLEVELAND AVE, 4th north CIP tank REMOVED
451 | CLEVELAND AVE | 43215- | Not Required by DOW | 113360 | APOLLO/CONBRACO | 40207T2 | RP | 1.500 | 97557 | 457 CLEVELAND AVE, south 2nd floor
451 | CLEVELAND AVE | 43215- | Removed | 20002REM | APOLLO/CONBRACO | 40-100-02 | DC | 3.000 | 97558 | REMOVED - south basement pump room
451 | CLEVELAND AVE | 43215- | Not Required by DOW | 166240 | WATTS | 007M2QT | DC | 0.750 | 97560 | 457 CLEVELAND AVE, by solid to liquid tank 1 south
451 | CLEVELAND AVE | 43215- | Not Required by DOW | 166253 | WATTS | 007M2QT | DC | 0.750 | 97561 | 457 CLEVELAND AVE, south, by solid to water tank
451 | CLEVELAND AVE | 43215- | Not Required by DOW | 269482 | WATTS | 909M1QT | RP | 1.500 | 100998 | 457 CLEVELAND AVE SOUTH, BASEMENT - BOILER ROOM 8' A.F.F.
451 | CLEVELAND AVE | 43215- | Active | 71356 | AMES | 2000B | DC | 0.750 | 104026 | BASEMENT MECH RM EAST WALL E OF SECURITY OFFICE
451 | CLEVELAND AVE | 43215- | Active | 1822341013 | AMES | 3000SS | DCDA | 8.000 | 104027 | BASEMENT MECH RM EAST WALL E OF SECURITY OFFICE
604 | CLEVELAND AVE | 43215 | Active | N120504743 | FEBCO | 860 | RP | 8.000 | 102442 | IN NEW METER ROOM BLDG 109
607 | CLEVELAND AVE | 43215- | Removed | 135326REM | WATTS | 909 | RP | 3.000 | 68850 | REMOVED-E-DECK TOPAZ BUILDING 54
607 | CLEVELAND AVE | 43215- | Not Required by DOW | 346539 | WATTS | 909M1QT | RP | 2.000 | 68852 | E-DECK TOPAZ BUILDING 54
607 | CLEVELAND AVE | 43215- | Not Required by DOW | 509927 | WATTS | 909QT | RP | 0.750 | 68854 | 625 CLEVELAND AVE / High Rise NW Corner
607 | CLEVELAND AVE | 43215- | Not Required by DOW | N5403 | CONBRACO | 4020903 | RP | 2.500 | 68857 | BLDG 45 ABOVE RECEIVING 2
607 | CLEVELAND AVE | 43215- | Not Required by DOW | NV600 | CONBRACO | 4020002 | RP | 3.000 | 68858 | EQUIP DECK BUILDING 37 10' AFF BY 1516 STM STA
607 | CLEVELAND AVE | 43215- | Not Required by DOW | NV852 | CONBRACO | 4020C02 | RP | 6.000 | 68859 | EAGLE CHEM STORAGE S OF FILLER RM W PROCESS WTR/RO WTR CARBON FILTRATION
607 | CLEVELAND AVE | 43215- | Removed | PK015REM | CONBRACO | 4020402 | RP | 0.750 | 68860 | REMOVED-TRASH ROOM
607 | CLEVELAND AVE | 43215- | Removed | RG943REM | CONBRACO | 40208A2 | RP | 2.000 | 68861 | REMOVED - BUILDING 37 TRASH ROOM
607 | CLEVELAND AVE | 43215- | Active | NV888 | CONBRACO | 4070EE3 | RP | 8.000 | 68903 | BUILDING 11 BASEMENT
607 | CLEVELAND AVE | 43215- | Not Required by DOW | 109185 | WATTS | 994 | RP | 2.500 | 96701 | 625 CLEVELAND AVE, BLDG 54 2ND FL MEZZ ABOVE EAGLE FILLING CIP COOLER
607 | CLEVELAND AVE | 43215- | Not Required by DOW | 01675 | WATTS | 009QT | RP | 1.000 | 96702 | 625 CLEVELAND AVE, RPB E-Deck, 2ND FLOOR EAGLE MEZZ ON CAP HEATER
607 | CLEVELAND AVE | 43215- | Not Required by DOW | 73416 | WATTS | 909M1QT | RP | 1.500 | 96703 | STORE ROOM
607 | CLEVELAND AVE | 43215- | Not Required by DOW | 11311 | WATTS | 919ZQT | RP | 2.000 | 98120 | EQUIPMENT MEZZANINE, ASEPTIC EQUIPMENT DECK
607 | CLEVELAND AVE | 43215- | Not Required by DOW | 449845 | APOLLO/CONBRACO | RP4A | RP | 2.000 | 3607461 | CHILLED WATER SUPPLY FILTER, EAGLE EQUIPMENT DECK
607 | CLEVELAND AVE | 43215- | Not Required by DOW | 444784 | APOLLO/CONBRACO | RP40 | RP | 1.000 | 3607694 | DISTILLED WATER TANK, EQUIPMENT DECK
607 | CLEVELAND AVE | 43215- | Not Required by DOW | 4FL1309 | AMES | 4000SS | RP | 3.000 | 3617000 | OUTSIDE ASEPTIC
607 | CLEVELAND AVE | 43215- | Not Required by DOW | 584093 | WATTS | 909 | RP | 0.750 | 3617001 | MAIN PROCESSING EQUIPMENT DECK BY MC CABINET
607 | CLEVELAND AVE | 43215- | Not Required by DOW | 95180 | APOLLO/CONBRACO | RPS40 | RP | 1.000 | 3617003 | WATER SKID SMALL BATCH EQUIPMENT DECK
607 | CLEVELAND AVE | 43215- | Not Required by DOW | 426955 | APOLLO | RP4A | RP | 2.000 | 3617004 | SOUTH WALL IN OLD POWERHOUSE BASEMENT (Sand filter)
607 | CLEVELAND AVE | 43215- | Removed | 1042990812REM | WATTS | 994 | RP | 3.000 | 3617018 | PROCESSING EQUIPMENT DECK, SMALL BATCH SKID REMOVED
607 | CLEVELAND AVE | 43215- | Not Required by DOW | 473714 | APOLLO | RPS40 | RP | 1.000 | 3636531 | SMALL BATCH SKID, PROCESSING E-DECK
607 | CLEVELAND AVE | 43215- | Not Required by DOW | 03864 | WATTS | SS009QT | RP | 1.000 | 3647044 | 625 Cleveland - RPB under Conveyor
607 | CLEVELAND AVE | 43215- | Not Required by DOW | 73843 | WATTS | 919QT | RP | 1.000 | 3647045 | POWERHOUSE ABOVE DRINKING FOUNTAIN
607 | CLEVELAND AVE | 43215- | Not Required by DOW | 104294 | WATTS | 994 | RP | 3.00 | 3647046 | SMALL BATCH SKID LOWER DEVICE
607 | CLEVELAND AVE | 43215- | Not Required by DOW | 104299 | WATTS | 994 | RP | 3.00 | 3647047 | SMALL BATCH SKID UPPER DEVICE
607 | CLEVELAND AVE | 43215- | Not Required by DOW | 637326 | WATTS | 909QT | RP | 1.000 | 3647057 | Near Small Batch Skid
607 | CLEVELAND AVE | 43215- | Not Required by DOW | 03821 | WATTS | SS009QT | RP | 1.000 | 3648916 | BUILDING 64 NE CORNER
607 | CLEVELAND AVE | 43215- | Not Required by DOW | 0220 | WATTS | 994 | RP | 3.000 | 3648917 | NITRO BEHIND RPW TANK
607 | CLEVELAND AVE | 43215- | Not Required by DOW | 03911 | WATTS | SS009 | RP | 1.000 | 3650708 | NITRO FILLER RM ON WALL
607 | CLEVELAND AVE | 43215- | LPS - Active |  |  |  | LST |  | 3650712 | FIRE PUMP - 625 CLEVELAND AVE FIRE PUMP ROOM
822 | CLEVELAND AVE | 43201-3612 | Active | 11070 | WATTS | 919QT | RP | 1.500 | 97153 | INSIDE MIDDLE AN DOOR SOUTH SIDE OF BLDG
825 | CLEVELAND AVE | 43201 | Active | TJ-0926 | AMES | COLT 400 | RP | 4.000 | 3639257 | HOT BOX WEST
825 | CLEVELAND AVE | 43201 | Active | TJ-1793 | AMES | COLT 500 | RPDA | 8.000 | 3641177 | HOT BOX WEST
825 | CLEVELAND AVE | 43201 | Active | 83263 | WATTS | 919 | RP | 0.750 | 3641178 | HOT BOX
825 | CLEVELAND AVE | 43201 | Not Required by DOW | T003183 | WILKINS | 720A | PVB | 1.500 | 3648864 | WEST HOT BOX
863 | CLEVELAND AVE | 43201- | Active | 4920224 | WILKINS | 975XL2 | RP | 0.750 | 3392874 | UTILITY ROOM CENTER
914 | CLEVELAND AVE | 43201- | In Review |  |  |  | RP | 1.000 | 3536470
934 | CLEVELAND AVE | 43201-3764 | Active | 258254 | WATTS | LF009M3QT | RP | 0.750 | 3392878
100 | CLEVELAND AVE | 43201 | Active | 012937 | WATTS | LF909 | RP | 3.000 | 3649818 | METER ROOM NORTHWEST CORNER
1000 | CLEVELAND AVE | 43201 | Active | 21023B | WILKINS | 350ASTDA | DCDA | 4.000 | 3649819 | METER ROOM NORTHWEST CORNER
1000 | CLEVELAND AVE | 43201 | Active | HC41226 | WILKINS | 950XLD | DC | 0.750 | 3649820 | METER NORTHWEST CORNER
1012 | CLEVELAND AVE | 43201-3707 | Inactive | A04893REM | WATTS | 009M2QT | RP | 1.500 | 95319 | MECH ROOM AT WATER METER
1084 | CLEVELAND AVE | 43201-3753 | Removed | 9334REM | AMES | 2000B | DC | 1.000 | 53813 | *****REMOVED*****SW STORAGE/MECH ROOM
1084 | CLEVELAND AVE | 43201-3753 | Removed | W111152REM | WILKINS | 975 | RP | 1.500 | 53814 | *****REMOVED*****MECH ROOM
1084 | CLEVELAND AVE | 43201-3753 | Active | 4206358 | WILKINS | 975XL2 | RP | 1.500 | 3616583 | MECH ROOM (Stock Room)
1097 | CLEVELAND AVE | 43201- | Active | 248665 | WATTS | LF009M2QT | RP | 1.000 | 3652440 | WEST WALL
1125 | CLEVELAND AVE | 43201-2900 | Active | 327846 | WATTS | 909QT | RP | 1.000 | 54006 | BY WATER METER
1125 | CLEVELAND AVE | 43201-2900 | Active | 488027 | WATTS | 007QT | RP | 1.000 | 54007 | PAINT ROOM
1125 | CLEVELAND AVE | 43201-2900 | Not Required by DOW | 73742 | WATTS | LF919QT | RP | 1.000 | 3607699 | BOILER ROOM
1144 | CLEVELAND AVE | 43201-2922 | Active | 4668702 | WILKINS | 975 | RP | 0.750 | 3392891 | BY METER
1166 | CLEVELAND AVE | 43201-2924 | Not Required by DOW |  |  |  | RP |  | 3392892
1200 | CLEVELAND AVE | 43201 | Active | 036278 | WATTS | LF009M2QT | RP | 1.500 | 3619869 | MECHANICAL ROOM EAST CENTER WALL
1249 | CLEVELAND AVE | 43201- | Active | 11723 | WATTS | 007M1QT | DC | 2.000 | 54405 | 1288 ESSEX AVE, STORAGE ROOM IN WOMENS RESTROOM
1249 | CLEVELAND AVE | 43201- | Active | 127667 | WATTS | LF009M2QT | RP | 2.000 | 3633903 | MECH ROOM AT METER - 1288 ESSEX AVE WOMEN RESTROOM
1371 | CLEVELAND AVE | 43211-2720 | Active | 1070160 | WILKINS | 975XLBMS | RP | 1.500 | 54827 | FIRST FLOOR MECH ROOM
1371 | CLEVELAND AVE | 43211-2720 | Active | 1149852 | WILKINS | 975XLBMS | RP | 1.500 | 54828 | 1ST FLOOR MECH ROOM
1371 | CLEVELAND AVE | 43211-2720 | Active | 02522 | AMES | 2000SS | DC | 1.500 | 54829 | MECH ROOM 1ST FLOOR
1390 | CLEVELAND AVE | 43211-2767 | Active | 09976 | AMES | 2000B | DC | 2.000 | 54871 | IN N OPEN STAIRWELL TOP DEVIICE FIRE LINE GO UPSTAIRS THEN DOWN N STAIRS
1390 | CLEVELAND AVE | 43211-2767 | Active | 009347 | WATTS | 909 | RP | 3.000 | 54872 | IN N OPEN STAIRWELL BOTTOM DEVIICE DOMESTIC GO UPSTAIRS THEN DOWN N STAIRS
1407 | CLEVELAND AVE | 43211-2759 | Active | 1074181 | WILKINS | 975XLBMS | RP | 1.500 | 54931 | MECH ROOM
1407 | CLEVELAND AVE | 43211-2759 | Active | 291279 | WATTS | 800QT | PVB | 1.000 | 54932 | MECH ROOM
1431 | CLEVELAND AVE | 43211-2759 | Active | 595419 | WATTS | 909QT | RP | 1.000 | 87936 | SE AT MOP SINK BY BATHROOMS AT WATER METER
1464 | CLEVELAND AVE | 43211-2760 | Active | 175510 | WATTS | LF009M2QT | RP | 2.000 | 3392914 | IN MECH ROOM AT WATER METER
1474 | CLEVELAND AVE | 43211-2742 | Active | 2513 | WATTS | 007QT | DC | 1.500 | 55099 | METER ROOM SETTING
1474 | CLEVELAND AVE | 43211-2742 | Active | 45059 | WATTS | 919 | RP | 2.000 | 3633216 | NEXT TO METER IN METER ROOM
1533 | CLEVELAND AVE | 43211-2743 | Active | W149855 | WILKINS | 975XL | RP | 1.500 | 55327 | IN BASEMENT MECH ROOM BY WATER METER
1533 | CLEVELAND AVE | 43211-2743 | Active | 251464 | WATTS | 009M2QT | RP | 1.000 | 86952 | IN WOMENS RESTROOM OFF 13TH AVENUE ENTRANCE
1621 | cleveland ave |  | Active | ALA94982 |  |  | RP |  | 3659442
1630 | CLEVELAND AVE | 43211-2860 | Not Required by DOW | 027514 | WATTS | 800M4QT | PVB | 1.500 | 88307 | S BAY ON N WALL
1630 | CLEVELAND AVE | 43211-2860 | Not Required by DOW | 018504 | WATTS | 800M4QT | PVB | 1.500 | 88382 | N BAY ON S WALL
1630 | CLEVELAND AVE | 43211-2860 | Active | W167502 | WILKINS | 975XL | RP | 2.000 | 88386 | BASEMENT N W CORNER
1630 | CLEVELAND AVE | 43211-2860 | Active | 1377410205 | AMES | 3000SS | DCDA | 4.000 | 88387 | BASEMENT
1630 | CLEVELAND AVE | 43211-2860 | Active | 42515 | AMES | 2000B | DC | 0.750 | 88388 | BASEMENT
1741 | CLEVELAND AVE | 43211-2560 | Active | 005833 | Febco | LF825Y | RP | 0.750 | 56007 | REC. ROOM NEXT TO GARAGE DOOR
1758 | CLEVELAND AVE | 43211-2561 | Due Install | [5 empty] | 3392969
1905 | CLEVELAND AVE | 43211-2545 | Active | ALA11147 | WILKINS | 975 | RP | 1.000 | 3392989 | UNDER SINK
1947 | CLEVELAND AVE | 43211- | Due Install |  |  |  | RP | 0.750 | 3392996 | SOUTHEAST CORNER FRONT
1948 | CLEVELAND AVE | 43211-2548 | Not Required by DOW |  |  |  | RP |  | 3392997
1975 | CLEVELAND AVE | 43211-2568 | Active | AMA13139 | WILKINS | 975 | RP | 1.500 | 3393000
1977 | CLEVELAND AVE | 43211-2568 | Active | ABA52064 | WILKINS | 975 | RP | 1.000 | 3393001 | BACK METER ROOM
1977 | CLEVELAND AVE | 43211-2568 | Due Install |  |  |  | DCDA | 6.000 | 3579423 | IN DAYCARE FIRE PUMP ROOM
2028 | CLEVELAND AVE | 43211-2214 | Active | 4912746XLTCU | WILKINS | 975XL2 | RP | 0.750 | 3393014 | REAR MECHANICAL ROOM
2052 | CLEVELAND AVE | 43211-2216 | Active | 411091 | WATTS | LF009M3QT | RP | 0.750 | 3393015
2114 | CLEVELAND AVE | 43211 | Due Install |  |  |  | RP | 0.750 | 3393028
2223 | CLEVELAND AVE | 43211-2273 | Active | L163461 | WILKINS | 375 | RP | 4.000 | 3628126 | REAR OUTSIDE DOOR
2223 | CLEVELAND AVE | 43211-2273 | Active | 1106587 1024 | AMES | 3000SS | DCDA | 4.000 | 3658665 | REAR OUTSIDE DOOR
2223 | CLEVELAND AVE | 43211-2273 | Active | 89659 | AMES | 2000B | DC | 0.750 | 3658666
2226 | CLEVELAND AVE | 43211-2274 | Inactive | 182294 | WATTS | 009QT | RP | 0.750 | 3605625 | IN HOT BOX IN FRONT OF PROPERTY
2349 | CLEVELAND AVE | 43211-1611 | Inactive |  |  |  | RP |  | 3393073
2420 | CLEVELAND AVE | 43221 | Active | 11033871022 | AMES | 3000SS | DCDA | 6.000 | 3655088 | NORTH RISER ROOM
2420 | CLEVELAND AVE | 43221 | Active | 32762 | WATTS | 007M1QT | DC | 0.750 | 3655094 | NORTH RISER ROOM
2420 | CLEVELAND AVE | 43221 | Active | 38958 | AMES | 375AST | RP | 4.000 | 3655244 | NORTH RISER ROOM
2424 | CLEVELAND AVE | 43211 | Active | 11030491022 | AMES | 3000SS | DCDA | 6.000 | 3655089 | SOUTH END RISER ROOM
2424 | CLEVELAND AVE | 43211 | Active | 32658 | WATTS | 007M1PCQT | DC | 0.750 | 3655093 | SOUTH END RISER ROOM
2424 | CLEVELAND AVE | 43211 | Active | 41302 | WILKINS | 375AST | RP | 4.000 | 3655216 | RISER ROOM SOUTH END
2432 | CLEVELAND AVE | 43211-1636 | Inactive | 14847 | WATTS | 919QT | RP | 2.000 | 3393089
2503 | CLEVELAND AVE | 43211-1641 | Active | AOM6362 | WILKINS | 975XL | RP | 1.500 | 3393101 | basement south wall
2585 | CLEVELAND AVE | 43211-1660 | Active | 36857 | WATTS | 919AQT | RP | 0.750 | 58678 | MOP SINK ROOM AT METER
2594 | CLEVELAND AVE | 43211-1646 | Active | 314281 | WATTS | LF009M2QT | RP | 1.000 | 3393114 | MEN'S RESTROOM
2594 | CLEVELAND AVE | 43211-1646 | Not Required by DOW | 328889 | WATTS | LF009M2QT | RP | 1.000 | 3657107
2600 | CLEVELAND AVE | 43211-1646 | Inactive |  |  |  | RP | 0.750 | 3393116 | BLDG IS NO LONGER PRESENT
2635 | CLEVELAND AVE | 43211-1647 | Due Install |  |  |  | RP | 0.750 | 3393119
2671 | CLEVELAND AVE | 43211-1647 | NULL | [5 empty] | 3393124
2676 | CLEVELAND AVE | 43211-1648 | Active | 52629 | WATTS | 009QT | RP | 0.750 | 58940 | AT WATER METER
2682 | CLEVELAND AVE | 43211- | Removed | ABB9991REM | WILKINS | 975XL2 | RP | 0.750 | 3393126 | METER ROOM SOUTH WALL
2682 | CLEVELAND AVE | 43211- | Active | ABT4693 | WILKINS | 975 | RP | 0.750 | 3653556 | METER ROOM SOUTH WALL
2689 | CLEVELAND AVE | 43211-1663 | Not Required by DOW |  |  |  | RP |  | 3393128
2741 | CLEVELAND AVE | 43224-4406 | Active | 368189 | WATTS | 909QT | RP | 0.750 | 59153 | BASEMENT BY WATER METER
2956 | CLEVELAND AVE | 43224-4417 | Active | A003622 | WILKINS | 975XL2 | RP | 2.000 | 3393170 | SOUTHEAST CORNER
2956 | CLEVELAND AVE | 43224-4417 | Active | AC03622 | WILKINS | 975 | RP | 1.500 | 3656185
2977 | CLEVELAND AVE | 43224 | Active | UL-2402 | WATTS | 957 | RP | 3.000 | 3650366
2977 | CLEVELAND AVE | 43224 | Active | 100839 | AMES | 3000SS | DCDA | 4.000 | 3650367
2977 | CLEVELAND AVE | 43224 | Active | 85206 | AMES | 2000B | DC | 0.750 | 3651292 | MTR ROOM AT NW CORNER OF BLDGOFF EDDYSTONE
3009 | CLEVELAND AVE | 43224-4421 | Active | 38244 | WATTS | 919QT | RP | 0.750 | 101093 | ABOVE WATER METER
3043 | CLEVELAND AVE | 43224-3602 | In Review | [5 empty] | 3393188
3080 | CLEVELAND AVE | 43224-3682 | Active | 281090 | WILKINS | 975XL | RP | 0.750 | 59920 | IN RESTROOM IN NE CORNER OF BLDG AT WATER METER
3093 | CLEVELAND AVE | 43224-3684 | Active | F0306181047 | FEBCO | 876 | DCDA | 4.000 | 59945 | SOUTHWALL NEXT TO FIRE EXIT
3093 | CLEVELAND AVE | 43224-3684 | Active | H001450 | FEBCO | 805YB | DC | 0.750 | 59946 | SOUTH WALL BY FIRE EXIT
3093 | CLEVELAND AVE | 43224-3684 | Not Required by DOW | W069362 | WILKINS | 975XLBMS | RP | 1.500 | 59947 | MECH ROOM
3093 | CLEVELAND AVE | 43224-3684 | Active | W069371 | WILKINS | 975XL | RP | 1.500 | 59948 | MECH ROOM
3100 | CLEVELAND AVE | 43224-3682 | Active | AMA07859 | WILKINS | 975XL3 | RP | 1.500 | 59966 | Water Meter
3100 | CLEVELAND AVE | 43224-3682 | Removed | 3335287REM | WILKINS | 975XL2 | RP | 1.000 | 59967 | STOCK ROOM
3132 | CLEVELAND AVE | 43224- | Not Required by DOW | 208147 | WATTS | 009M3QT | RP | 0.750 | 60027 | BEHIND ICE MACHINE - 3142 CLEVELAND AVE
3132 | CLEVELAND AVE | 43224- | Not Required by DOW | H08107 | FEBCO | 860 | RP | 0.750 | 92262 | REAR OF STORE NEXT TO HUNT - 3142 CLEVELAND AVE
3132 | CLEVELAND AVE | 43224- | Active | ABS4925 | WILKINS | 975XL2 | RP | 0.750 | 3636495
3149 | CLEVELAND AVE | 43224-3605 | Active | 396078 | WATTS | 909QT | RP | 0.750 | 60055 | IN KITCHEN NORTH WALL AT WATER METER
3172 | CLEVELAND AVE | 43224-3604 | Active | ABB48466 | WILKINS | 975XL2 | RP | 0.750 | 3393196 | AT WATER METER
3232 | CLEVELAND AVE | 43224-3678 | Due Install |  |  |  | RP | 1.000 | 3393202
3232 | CLEVELAND AVE | 43224-3678 | Due Install |  |  |  | DCDA | 6.000 | 3659291
3233 | CLEVELAND AVE | 43224-3616 | Active | 445368 | WATTS | 909M1QT | RP | 1.500 | 99765 | MECHANIC ROOM NEXT TO METER
3233 | CLEVELAND AVE | 43224-3616 | Replaced | REPCB012385 | WILKINS | 720A | PVB | 1.000 | 103194 | REPLACED- REAR OF BUILDING
3233 | CLEVELAND AVE | 43224-3616 | Not Required by DOW | CB161945 | WILKINS | 720A | PVB | 1.000 | 3610064 | REAR OF BUILDING
3238 | CLEVELAND AVE | 43224-3615 | Active | 3835326 | WILKINS | 975XL2 | RP | 1.500 | 3393203
3240 | CLEVELAND AVE | 43224-3615 | Due Install |  |  |  | RP | 0.750 | 3393204 | AT METER
3242 | CLEVELAND AVE | 43224-3615 | Inactive | 137679 | WATTS | 009M2QT | RP | 1.500 | 60271 | SE CORNER OF BUILDING
3317 | CLEVELAND AVE | 43224-3651 | Active | 4768896 | WILKINS | 975XL2 | RP | 1.000 | 60459 | IN STORAGE ROOM ABOVE BATHROOM
3353 | CLEVELAND AVE | 43224-3644 | Removed | AG3353AREM |  |  | AG |  | 90463 | AT SINK IN BAKERY
3353 | CLEVELAND AVE | 43224-3644 | Removed | 18038REM | WATTS | 008PCQT | PVB | 0.500 | 90464 | AT SINK IN DELI DEPT
3353 | CLEVELAND AVE | 43224-3644 | Not Required by DOW | 60513 | WATTS | 008PCQT | SVB | 0.500 | 93233 | AT SINK IN PRODUCE
3353 | CLEVELAND AVE | 43224-3644 | Removed | AG3353BREM |  |  | AG |  | 98050 | SEAFOOD AT SINK
3353 | CLEVELAND AVE | 43224-3644 | Not Required by DOW | 01007 | WATTS | 008PCQT | SVB | 0.500 | 98051 | MEAT PREP @ SINK
3353 | CLEVELAND AVE | 43224-3644 | Removed | 28317REM | WATTS | 007M1QT | DC | 0.750 | 3639082
3353 | CLEVELAND AVE | 43224-3644 | Removed | 194074REM | AMES | 3000SSA | DCDA | 6.000 | 3639083
3353 | CLEVELAND AVE | 43224-3644 | Active | WG-1085 | WATTS | 957 | RP | 6.000 | 3653526 | BACK OF BUILDING
3353 | CLEVELAND AVE | 43224-3644 | Active | 210446 | WATTS | LF009M2QT | RP | 2.000 | 3653527 | BACK OF BUILDING. TEES OFF BYPASS.
3377 | CLEVELAND AVE | 43224-3644 | Active | 11020720222 | AMES | 3000CIV | DCDA | 6.000 | 3393217 | REAR AT FIRE RISER
3377 | CLEVELAND AVE | 43224-3644 | Active | 30428 | WATTS | 007M1QT | DC | 0.750 | 3653421 | REAR AT FIRE RISER OUTSIDE DOOR ENTRANCE
3387 | CLEVELAND AVE | 43224- | Active | 06837 | WATTS | 719QT | DC | 1.500 | 96822 | STORAGE ROOM SOUTHEAST CORNER OF BLDG
3387 | CLEVELAND AVE | 43224- | Active | 5029814 | WILKINS | 975XL2 | RP | 0.750 | 3635643 | AT METER
3390 | CLEVELAND AVE | 43224-3677 | Replaced | REP877452 | WILKINS | 720A | PVB | 1.000 | 89065 | REPLACED- WEST SIDE REAR CORNER
3390 | CLEVELAND AVE | 43224-3677 | Removed | REM35155 | WATTS | 919QT | RP | 2.000 | 3636349 | WEST SIDE REAR CORNER
3390 | CLEVELAND AVE | 43224-3677 | Active | 242119 | AMES | 242199 | RP | 2.000 | 3659539 | REAR KITCHEN
3402 | CLEVELAND AVE | 43224-3685 | Not Required by DOW | 3489560 | WILKINS | 975XL | RP | 1.000 | 100148
3402 | CLEVELAND AVE | 43224-3685 | Active | 33996 | WATTS | 919AQT | RP | 1.000 | 100149 | AT DOMESTIC WATER METER
3410 | CLEVELAND AVE | 43224-2907 | Active | 402524 | WATTS | 009M3QT | RP | 0.750 | 3393225 | UTILITY ROOM IN KITCHEN
3411 | CLEVELAND AVE | 43224-2906 | Active | 404426 | WATTS | 909M1QT | RP | 1.500 | 60637 | AT WATER METER
3411 | CLEVELAND AVE | 43224-2906 | Not Required by DOW | 6065 | WATTS | 800M4QT | PVB | 1.500 | 60638 | AT METER
3411 | CLEVELAND AVE | 43224-2906 | Not Required by DOW | 633295 | WILKINS | 975XLBMS | RP | 0.750 | 98500 | BELOW WATER METER
3414 | CLEVELAND AVE | 43224-2907 | Active | 409896 | WATTS | LF009M3QT | RP | 0.750 | 3393226
3416 | CLEVELAND AVE | 43224-2907 | Active | 355856 | WATTS | LF009M3QT | RP | 0.750 | 3393227 | MTR IS ACTUALLY IN UNIT BEHIND HUNTINGTON BANK.UNDER STAIRS
3461 | CLEVELAND AVE | 43224-2906 | Active | ABZ9066 | WILKINS | 975XL2 | RP | 1.000 | 3393248
3475 | CLEVELAND AVE | 43224-2906 | Removed | 430878REM | WILKINS | 975 | RP | 1.000 | 103512 | REMOVED-NW CORNER AT WATER METER
3475 | CLEVELAND AVE | 43224-2906 | Removed | A188405REM | WILKINS | 375 | RP | 1.000 | 104016 | Removed from Service
3475 | CLEVELAND AVE | 43224-2906 | Not Required by DOW | FM4363 | FEBCO | 765 | PVB | 1.000 | 3603695 | RIGHT SIDE
3477 | CLEVELAND AVE | 43224- | Active | 159700801 | AMES | 3000SS | DCDA | 8.000 | 60817 | REAR WEST WALL OF BUILDING
3477 | CLEVELAND AVE | 43224- | Active | 172269 | WATTS | 009M2QT | RP | 2.000 | 60818 | SW CORNER OF METER
3477 | CLEVELAND AVE | 43224- | Active | 20842 | AMES | 2000SS | DC | 0.750 | 60819 | REAR WALL WESTEND
3477 | CLEVELAND AVE | 43224- | Not Required by DOW | 28745 | WATTS | LF919QT | RP | 2.000 | 3616961 | 3467 CLEVELAND AVE, OCTAPHARMA PLAZA, CUSTODIAL RM S WALL
3491 | CLEVELAND AVE | 43224-2906 | Due Install |  |  |  | RP |  | 3393254 | IN 3515 B CLEVELAND AVE
3491 | CLEVELAND AVE | 43224-2906 | Due Install |  |  |  | DCDA |  | 3659412 | BASEMENT IN REAR
3515 | CLEVELAND AVE | 43224-2909 | Not Required by DOW | 329133 | WILKINS | 975 | RP | 1.250 | 60940 | LOADING DOCK BACK ROOM W CENTER HUSSMAN PUMPING STATION
3515 | CLEVELAND AVE | 43224-2909 | Not Required by DOW | 41K3236 | AMES | 4000B | RP | 1.500 | 60946 | LOADING DOCK BACK ROOM NW
3515 | CLEVELAND AVE | 43224-2909 | Active | 9631 | WILKINS | 975 | RP | 2.500 | 60947 | AT WATER METER, NORTHWEST CORNER
3515 | CLEVELAND AVE | 43224-2909 | Active | 07672 | WATTS | 007M1QT | DC | 0.750 | 92773 | SPRINKLER MAIN RISERS
3515 | CLEVELAND AVE | 43224-2909 | Active | 1545301206 | AMES | 3000SS | DCDA | 6.000 | 92774 | SPRINKLER MAIN RISERS
3515 | CLEVELAND AVE | 43224-2909 | Active | 4AL1613 | AMES | 4000SS | RP | 4.000 | 95861 | FRONT ABOVE CEILING ANTI-FREEZE LOOP
3522 | CLEVELAND AVE | 43123 | Active | WA-1614 | AMES | 400 | RP | 3.000 | 3653193
3522 | CLEVELAND AVE | 43123 | Active | VF-0591 | AMES |  | DCDA | 6.000 | 3653194
3522 | CLEVELAND AVE | 43123 | Active | 65522 | Ames | 2000BM3 | DC | 0.750 | 3653195
3524 | CLEVELAND AVE | 43224- | [6 empty] | 3657938
3529 | CLEVELAND AVE | 43224-2909 | Active | ABA31437 | WILKINS | 975XL2 | RP | 0.750 | 3658902 | SOUTH WALL
3529 | CLEVELAND AVE | 43224-2909 | Active | C27532 | AMES | 30G | DCDA | 4.000 | 3659000 | EAST RISER ROOM
3529 | CLEVELAND AVE | 43224-2909 | Active | L-2303 | AMES |  | DC | 0.500 | 3659001
3531 | CLEVELAND AVE | 43224-2909 | Active | 88029 | WATTS | LF919 | RP | 0.750 | 3393263 | NE CORNER OF WAREHOUSE
3533 | CLEVELAND AVE | 43224- | Active | 407177 | WATTS | LF009MEQT | RP | 0.750 | 3393264 | Bathroom
3539 | CLEVELAND AVE | 43224-2909 | Active | 407188 | WATTS | LF009M3QT | RP | 0.750 | 3393265 | BACK WALL IN FINISHED ROOM
3543 | CLEVELAND AVE | 43224- | Active | ABN7816 | WILKINS | 975XL | RP | 0.750 | 3393266 | BACK OF STORE
3547 | CLEVELAND AVE | 43224-2909 | Active | XLTCU4973085 | WILKINS | 975XL2 | RP | 0.750 | 3393269 | Mechanical Room
3549 | CLEVELAND AVE | 43224-2909 | Active | 379880 | WILKINS | LF009M3QT | RP | 0.750 | 3393270 | VERY BACK BY EXIT DOOR
3551 | CLEVELAND AVE | 43224-2909 | Active | 20137 | WATTS | 009QT | RP | 0.750 | 61059 | NORTHWEST CORNER AT METER
3553 | CLEVELAND AVE | 43224 | Active | 4933789 | WILKINS | 975XL | RP | 2.000 | 3652480 | REAR OF BUILDING AT METER
3561 | CLEVELAND AVE | 43224-2909 | Not Required by DOW | W104461 | WILKINS | 975 | RP | 1.000 | 61105 | NW MECH AREA HWT BY METER
3561 | CLEVELAND AVE | 43224-2909 | Active | W143176 | WILKINS | 975 | RP | 1.000 | 61106 | NW MECH AREA AT WATER METER -A&W AND LJS
3575 | CLEVELAND AVE | 43224-2909 | Inactive | 145338 | WATTS | 009M2PCQT | RP | 1.500 | 61137 | IN BOILER ROOM AT METER
3575 | CLEVELAND AVE | 43224-2909 | Inactive | 70537 | WATTS | 009PCQT | RP | 0.750 | 61138 | IN BOILER ROOM AT METER
3580 | CLEVELAND AVE | 43224-2908 | Active | 309497 | WATTS | LF009M2QT | RP | 1.000 | 3393272
3587 | CLEVELAND AVE | 43224-2909 | Not Required by DOW | [5 empty] | 3393274
3629 | CLEVELAND AVE | 43224-2911 | Due Install |  |  |  | RP |  | 3393279
3651 | CLEVELAND AVE | 43224-2911 | Due Install | [5 empty] | 3604340
3820 | CLEVELAND AVE | 43224-2426 | Active | 33265 | WATTS | 919AQT | RP | 2.000 | 3393316 | NORTHWEST MECH ROOM AT WATER METER
3837 | CLEVELAND AVE | 43224-2431 | Active | ABY3928 | WILKINS | 975XL2 | RP | 0.750 | 3393318 | MENS RESTROOM
3838 | CLEVELAND AVE | 43224- | Active | 67687 | WATTS | 919QT | RP | 0.750 | 3621114 | METER SE WALL OF GARAGE AT WATER
3893 | CLEVELAND AVE | 43224-2432 | Active | 271460 | WATTS | LF009M3QT | RP | 0.750 | 3393323 | IN BATHROOM UNDER SINK
3932 | CLEVELAND AVE | 43224-2433 | Not Required by DOW |  |  |  | RP |  | 3393330
3960 | CLEVELAND AVE | 43224-2433 | Active | 537517 | WILKINS | 975 | RP | 0.750 | 62360 | REAR OF STORE IN RESTROOM
3974 | CLEVELAND AVE | 43224-2364 | Active | ALA10383 | WILKINS | 975XL3 | RP | 1.000 | 3393334 | KITCHEN AREA
4004 | cleveland ave |  | New Construction |  |  |  | RP | 1.500 | 3659574
4093 | CLEVELAND AVE | 43224-4676 | Not Required by DOW | 16327 | WATTS | 009QT | RP | 1.500 | 62865 | MECHANICAL ROOM AT METER
4093 | CLEVELAND AVE | 43224-4676 | Not Required by DOW | 00543 | WATTS | 007M1QT | DC | 1.000 | 96949 | FRONT JANITORS CLOSET
4093 | CLEVELAND AVE | 43224-4676 | Active | 4965 | WILKINS | 375AST | RP | 3.000 | 3615353 | MECHANICAL ROOM WEST END BUILDING
4093 | CLEVELAND AVE | 43224-4676 | Active | 188525 | AMES | 3000SS | DCDA | 6.000 | 3616914 | WEST MECHANICAL ROOM
4093 | CLEVELAND AVE | 43224-4676 | Active | 24573 | WATTS | 007M1PCQT | DC | 0.750 | 3616915 | WEST MECHANICAL ROOM
4191 | CLEVELAND AVE | 43224-4677 | Active | 179673 | WATTS | 009M2QT | RP | 1.000 | 63200 | rear STORAGE ROOM IN 4197 CLEVELAND
4297 | CLEVELAND AVE | 43224-5503 | In Review |  |  |  | RP | 0.750 | 3393358
4350 | CLEVELAND AVE | 43224-1578 | Active | A09799 | WATTS | 009QT | RP | 1.500 | 94197 | AT WATER METER IN BIGGIE TALLS
4384 | CLEVELAND AVE | 43224- | Active | ALA50108 | WILKINS | 975XL3 | RP | 0.750 | 63850 | 4384 CLEVELAND AVE, WATER HEATER & ELEC. ROOM
4400 | CLEVELAND AVE | 43224-1548 | Active | 06535 | WATTS | 919QT | RP | 0.750 | 63917 | STORAGE ROom by roof ladder
4460 | CLEVELAND AVE | 43231-5803 | Active | 202193 | WATTS | 009M3QT | RP | 0.750 | 64081 | IN MECH ROOM IN NW AREA OF BUILDING
4542 | CLEVELAND AVE | 43231-5854 | Active | 2686504 | WILKINS | 975XL | RP | 1.500 | 64319 | BACK PART OF KITCHEN BY BACK DOOR
4555 | CLEVELAND AVE | 43231-5850 | Removed | REM266748 | WILKINS | 975 | RP | 0.750 | 64345 | REMON SIDE OF COOLER BY DISHWASHER REMOVED
4555 | CLEVELAND AVE | 43231-5850 | Not Required by DOW | 289849 | WILKINS | 950 | DC | 1.500 | 64346 | IN WATER METER ROOM
4581 | CLEVELAND AVE | 43231-5849 | Active | 202771 | WATTS | 007M3QT | DC | 0.750 | 99083 | MECHANICAL ROOM
4581 | CLEVELAND AVE | 43231-5849 | Active | KC0815 | AMES | 757 | DCDA | 4.000 | 99202 | MECHANICAL ROOM
4581 | CLEVELAND AVE | 43231-5849 | Active | 105700 | WATTS | 009M2-FP | RP | 1.500 | 3652485 | MECHANICAL ROOM
4612 | CLEVELAND AVE | 43231-5852 | Due Install |  |  |  | RP | 0.750 | 3393386
4625 | CLEVELAND AVE | 43231- | Active | 262193 | WATTS | 909 | RP | 6.000 | 3393387 | REAR OF 4625 @ METER
4734 | CLEVELAND AVE | 43231-4758 | Active | 374701 | WATTS | 009 | RP | 0.750 | 3393401 | OFFICE
4850 | CLEVELAND AVE | 43231- | Active | 121929 | WATTS | 909M1QT | RP | 2.000 | 65230 | AT WATER METER IN EQUIPMENT ROOM
4899 | CLEVELAND AVE | 43231-4732 | Active | 260587 | WILKINS | 975 | RP | 0.750 | 65372 | SW UNDER SINK/CABINET AT WATER MTR -HAIR SALON
4950 | CLEVELAND AVE | 43231-4733 | Not Required by DOW |  |  |  | RP |  | 3393415
4989 | CLEVELAND AVE | 43231-4734 | Replaced | REP438797 | WATTS | 909QT | RP | 0.750 | 65545 | REPLACED- IN STORAGE ROOM IN CENTER OF BLDG OFF KITCHEN AT WATER METER
4989 | CLEVELAND AVE | 43231-4734 | Active | 55392 | WATTS | 909QT | RP | 0.750 | 3607886 | IN STORAGE ROOM IN CENTER OF BLDG OFF KITCHEN AT WATER METER
5215 | CLEVELAND AVE | 43231-4752 | Active | XB-2540 | WATTS | 957 | RP | 3.000 | 99047 | IN MECH ROOM
5215 | CLEVELAND AVE | 43231-4752 | Active | V24470 | WILKINS | 350 | DCDA | 6.000 | 99048 | MECH ROOM
5215 | CLEVELAND AVE | 43231-4752 | Active | 3201541 | WILKINS | 950XLT2 | DC | 0.750 | 99049 | 1ST FLOOR WATER SERVICE ENTRANCE ROOM 111
5215 | CLEVELAND AVE | 43231-4752 | Not Required by DOW | 211147 | APOLLO/CONBRACO | 4020402 | RP | 0.750 | 99050 | under stairs behind stage
5215 | CLEVELAND AVE | 43231-4752 | Not Required by DOW | W074832 | WILKINS | 975XL2 | RP | 1.000 | 99447 | MECHANICAL ROOM - OLD CHURCH
5216 | CLEVELAND AVE | 43231-4756 | Active | 3730674 | WILKINS | 975XL | RP | 0.750 | 66429 | AT WATER METER N THRU OFFICE
5290 | CLEVELAND AVE | 43231-4782 | Active | ABW9032 | WILKINS | 975XL | RP | 0.750 | 3393437
5312 | CLEVELAND AVE | 43231-4782 | Active | ABA09346 | WILKINS | 975XL | RP | 0.750 | 3393438 | BATHROOM BY METER
5351 | CLEVELAND AVE | 43231-4701 | Active | 4690705 | WILKINS | 975XL | RP | 1.000 | 3393440 | BSMNT SE CLOSET IN CLASSROOM AT WATER METER
5400 | CLEVELAND AVE | 43231-4003 | Active | 275592 | WATTS | 909M1QT | RP | 1.500 | 66787 | N.E. CORNER IN STORE IN METER ROOM
5400 | CLEVELAND AVE | 43231-4003 | Removed | REMXG-1946 | WATTS | 757 | DCDA | 4.000 | 3632723 | N.E. CORNER RISER ROOM
5400 | CLEVELAND AVE | 43231-4003 | Removed | REM07839 | WATTS | LF007M3 | DC | 0.750 | 3655214 | N.E. CORNER RISER ROOM
5400 | CLEVELAND AVE | 43231-4003 | Due Install |  |  |  | RP | 1.500 | 3655441
5400 | CLEVELAND AVE | 43231-4003 | Active | YJ-1763 | AMES | COLT | DCDA | 8.000 | 3659443 | FRONT HOT BOX
5400 | CLEVELAND AVE | 43231-4003 | Active | 79203 | AMES | 2000 | DC | 0.750 | 3659444 | FRONT HOT BOX
5418 | CLEVELAND AVE | 43231- | Active | 111221 | WATTS | LF009M2QT | RP | 1.500 | 3393445 | MTR IN BACK ROOM BY FIRE..NEXT TO RESTROOM
5418 | CLEVELAND AVE | 43231- | Due Install |  |  |  | DCDA | 4.000 | 3652425 | MTR IN BACK ROOM BY FIRE..NEXT TO RESTROOM
5454 | CLEVELAND AVE | 43231-4021 | Due Install |  |  |  | RP | 0.750 | 3393446 | MTR IS IN UTILITY ROOM
5460 | CLEVELAND AVE | 43231-4005 | Active | 249802 | WATTS | 009M2 | RP | 1.500 | 3393447 | OKAY TO INST DOM CONT IN BLDG PER DA
5460 | CLEVELAND AVE | 43231-4005 | Active | 39660 | WILKINS | 350ASTDA | DCDA | 6.000 | 3636181 | VAULT IN DRIVEWAY
5460 | CLEVELAND AVE | 43231-4005 | Active | H082321 | WILKINS | 950XLT2 | DC | 0.750 | 3658638
5488 | CLEVELAND AVE | 43231-4049 | Not Required by DOW | 00125 | AMES | 4000B | RP | 1.500 | 66988 | MECH ROOM
5488 | CLEVELAND AVE | 43231-4049 | Removed | 144679REM | WATTS | 800QT | PVB | 1.000 | 66989 | MECH ROOM
5488 | CLEVELAND AVE | 43231-4049 | Removed | 4808831REM | WILKINS | 950XL | DC | 1.50 | 66990 | MECHANICAL ROOM
5488 | CLEVELAND AVE | 43231-4049 | Active | ACJ1168 | WILKINS | 975 XL2 | RP | 2.000 | 3655189
5495 | CLEVELAND AVE | 43231 | Active | 21582 | WATTS | LF919 | RP | 1.500 | 3626799 | MECHANICAL ROOM
5528 | CLEVELAND AVE | 43231-4049 | Active | 83117 | WATTS | LF919QT | RP | 0.750 | 67179 | IN MECHANICAL ROOM AT METER
5528 | CLEVELAND AVE | 43231-4049 | Not Required by DOW | G103535 | WILKINS | 720A | PVB | 1.000 | 67180 | NE COVE BY ELECTRIC MTR
5555 | CLEVELAND AVE | 43231-4048 | Removed | 66954REM | WATTS | 009QT | RP | 0.750 | 67252 | Removed
5555 | CLEVELAND AVE | 43231-4048 | Active | JJ1024 | WATTS | 957 | RP | 4.000 | 98507 | FIRE PUMP ROOM @ RISER
5555 | CLEVELAND AVE | 43231-4048 | Active | 1138550910 | WATTS | 774 | DCDA | 10.000 | 99173 | METER PIT
5555 | CLEVELAND AVE | 43231-4048 | Active | 156985 | WATTS | 007M2QT | DC | 0.750 | 99174 | FIRE MAIN IN PIT AT DETECTOR METER
5555 | CLEVELAND AVE | 43231-4048 | Not Required by DOW | CB431289 | WILKINS | 720 | PVB | 0.750 | 3633356 | OUTSIDE EAST FENCE OF SOUTH PATIO OF HUNTINGTON BLDG.
5559 | CLEVELAND AVE | 43231- | Active | 283810 | WATTS | 909M1QT | RP | 2.000 | 67299 | SE CORNER--RECEIVING DOOR (2433 E DUB-GRANVILLE RD)
5559 | CLEVELAND AVE | 43231- | Due Install |  |  |  | RP |  | 3646257 | PIT SOUTHEAST SECTION OF PROPERTY NORTH OF DRIVE UNDER PROPERTY SIGN
5590 | CLEVELAND AVE | 43231-4059 | Active | 265842 | WATTS | LF009M3QT | RP | 0.750 | 67347 | AT WATER METER NEAR DOOR ON SOUTH WALL
5615 | CLEVELAND AVE | 43231-4048 | Active | 63556 | WATTS | 009M2PCQT | RP | 1.000 | 67433 | NORTH WALL OF KITCHEN AREA
5620 | CLEVELAND AVE | 43231-4059 | Active | 228159 | WATTS | LF009M2QT | RP | 0.750 | 67441 | BATHROOM
5657 | CLEVELAND AVE | 43231-2831 | Active | 324802 | WATTS | 800QT | PVB | 1.000 | 67525 | SW CORNER OF STORE IN MECH ROOM
5657 | CLEVELAND AVE | 43231-2831 | Active | 67672 | WATTS | 009QT | RP | 1.500 | 67526 | SW CORNER OF STORE IN MECH ROOM
5701 | CLEVELAND AVE | 43231-2831 | Active | 3123632 | WILKINS | 975XL | RP | 1.000 | 88189 | STORAGE ROOM
5710 | CLEVELAND AVE | 43231-2879 | Active | 23333 | WATTS | 009M2QT | RP | 1.500 | 67688 | AT WATER METER, BACK OF BLDG
5710 | CLEVELAND AVE | 43231-2879 | Not Required by DOW | 37590 | WATTS | 009QT | RP | 1.000 | 67689 | PAST WATER METER, BACK OF BLDG
5730 | CLEVELAND AVE | 43231-2879 | Active | 2299142 | WILKINS | 975XL | RP | 1.500 | 67743 | MECHANICAL ROOM SE CORNER
5730 | CLEVELAND AVE | 43231-2879 | Not Required by DOW | G103417 | WILKINS | 720A | PVB | 1.000 | 98718 | NORTHEAST CORNER OF BUILDING
5747 | CLEVELAND AVE | 43231-2831 | Active | 132010 | AMES | 3000SS | DCDA | 3.000 | 67789 | BASEMENT
5747 | CLEVELAND AVE | 43231-2831 | Active | 36156 | AMES | 2000B | DC | 0.750 | 67790 | BASEMENT
5747 | CLEVELAND AVE | 43231-2831 | Active | W149892 | WILKINS | 975XL | RP | 1.500 | 67791 | NORTH SIDE OF BASEMENT MAIN WATER FEED
5800 | CLEVELAND AVE | 43231-2808 | Due Install |  |  |  | RP |  | 3393456
5810 | CLEVELAND AVE | 43231-2862 | Active | 153386 | WILKINS | 975 | RP | 0.750 | 68054 | STORAGE CLOSET AT MAIN ENTRANCE NEXT TO WATER METER
5810 | CLEVELAND AVE | 43231-2862 | Removed | DE5318 | FEBCO | 765 | PVB | 1.000 | 68055 | NORTH SIDE OF BUILDING IN BUSHES
5810 | CLEVELAND AVE | 43231-2862 | Due Install |  |  |  | DCDA | 6.000 | 3636552 | PIT IN BUSHES LEFT OF DRIVE
5819 | CLEVELAND AVE | 43231-2832 | Active | 440205 | WATTS | 909QT | RP | 0.750 | 68074 | BACK WALL BY MOP SINK
5858 | CLEVELAND AVE | 43231-2862 | Active | ABB13523 | WILKINS | 975XL2 | RP | 1.000 | 3393458 | CLOSET NORTHWEST CORNER IN OFFICE
5870 | CLEVELAND AVE | 43231-2806 | Active | 2862407 | WILKINS | 975XLBMS | RP | 1.000 | 93087 | 0 USE 6/3/15 CAG. BY METER IN BASEMENT
5870 | CLEVELAND AVE | 43231-2806 | Due Install |  |  |  | DCDA | 2.000 | 3636028 | ON FIRE LINE
5870 | CLEVELAND AVE | 43231-2806 | Due Install |  |  |  | RP | 0.750 | 3638602 | BASEMENT NORTHEAST CORNER ROOM
5880 | CLEVELAND AVE | 43231-6882 | Not Required by DOW |  |  |  | RP |  | 3393461
5900 | CLEVELAND AVE | 43231-6881 | Active | 355854 | WATTS | 009M3-FP | RP | 0.750 | 3393466 | IN CLOSET
5909 | CLEVELAND AVE | 43231-2859 | Active | 4665156 | WILKINS | 975XL2 | RP | 0.750 | 68293 | NEXT TO BOILER BY WATER METER---PREFIX WITH Z
5909 | CLEVELAND AVE | 43231-2859 | Due Install |  |  |  | RP |  | 3626427
5910 | CLEVELAND AVE | 43231-6881 | Removed | 570172REM | WATTS | 800M4FR | PVB | 1.000 | 68297 | REMOVED RIGHT FRONT
5910 | CLEVELAND AVE | 43231-6881 | Active | 429459 | WATTS | 909MZ | RP | 1.000 | 68298 | SW MECH ROOM AT WATER MTR
5920 | CLEVELAND AVE | 43231-6800 | Active | ALA22207 | WILKINS | 975XL | RP | 0.750 | 3393467 | FURNANCE ROOM
5925 | CLEVELAND AVE | 43231-2202 | Active | ama02247 | WILKINS | 975XL3 | RP | 1.500 | 68334 | MECHANICAL ROOM EASTSIDE BUILDING
5959 | CLEVELAND AVE | 43231- | Removed | DE5307REM | FEBCO | 765 | PVB | 1.000 | 68406 | FRONT OF BUILDING REMOVED
5959 | CLEVELAND AVE | 43231- | Active | 301797 | WATTS | 009M2QT | RP | 1.000 | 3630116
5974 | CLEVELAND AVE | 43231-2230 | Active | H25020 | FEBCO | 825Y | RP | 0.750 | 68446 | SE BSMNT AT WATER METER
5975 | CLEVELAND AVE | 43231-2256 | Removed | 211087REM | WATTS | 800M4QT | PVB | 1.000 | 68449 | BACK REMOVED
5975 | CLEVELAND AVE | 43231-2256 | Active | 4768892 | WILKINS | 975 | RP | 1.000 | 3627998 | AT WATER METER
5980 | CLEVELAND AVE | 43231-2200 | Active | 17011 | WATTS | 919AQT | RP | 0.750 | 96600 | IN BASEMENT AT METER
6011 | CLEVELAND AVE | 43231-2256 | Removed | 950979REM | WILKINS | 975XL | RP | 0.750 | 68699 | MECHANICAL ROOM -- DENTAL CHAIRS REMOVED
6011 | CLEVELAND AVE | 43231-2256 | Active | 953417 | WILKINS | 975 | RP | 1.500 | 68700 | MECHANICAL ROOM
6021 | CLEVELAND AVE | 43231-2256 | Active | XF-0679 | AMES | 300-GV | DCDA | 6.000 | 3393472 | PIT N SIDE OF ENTRANCE
6021 | CLEVELAND AVE | 43231-2256 | Active | 43728 | WILKINS | 375 | RP | 3.000 | 3653564 | PIT N SIDE OF ENTRANCE..DOM MTR INSIDE
6021 | CLEVELAND AVE | 43231-2256 | Active | 74240 | AMES | 2000BM3 | DC | 0.750 | 3655426 | PIT N SIDE OF ENTRANCE
6028 | CLEVELAND AVE | 43231-2230 | Active | 276200 | WATTS | LF009M3QT | RP | 0.750 | 3393473 | MID N WALL BSMNT AT METER
6028 | CLEVELAND AVE | 43231-2230 | Active | 108299 | WATTS | 007M1QT | DC | 1.000 | 3646240 | MID N WALL BSMNT AT METER
6040 | CLEVELAND AVE | 43231-2230 | In Review |  |  |  | RP |  | 3393474
6049 | CLEVELAND AVE | 43231-2256 | Active | 1197592 | WILKINS | 975XLBMS | RP | 0.750 | 68789 | MECH ROOM
6055 | CLEVELAND AVE | 43231-2256 | Active | 3637331 | WILKINS | 975XL | RP | 1.000 | 102458 | AT WATER METER
6108 | CLEVELAND AVE | 43231- | Removed | 257240REM | WATTS | 009QT | RP | 2.000 | 69027 | AT METER PIT ABOVE PIT
6108 | CLEVELAND AVE | 43231- | Active | 28468 | WILKINS | 375AST | RP | 6.000 | 3624993 | IN HOT BOX AT PIT AT N SIDE ENTRANCE
6125 | CLEVELAND AVE | 43231- | Inactive | 193066 | WATTS | 909M1QT | RP | 1.500 | 69083 | INSIDE MECHANICAL ROOM SW CORNER
6125 | CLEVELAND AVE | 43231- | Inactive | H25018 | FEBCO | 825Y | RP | 0.750 | 69084 | NEAR WATER METER-MECH ROOM
6146 | CLEVELAND AVE | 43231-1614 | Active | ACD9135 | WILKINS | 975XL2 | RP | 1.500 | 100458
6152 | CLEVELAND AVE | 43231-1614 | Removed | 566165REM | WILKINS | 975 | RP | 0.500 | 69158 | ***REMOVED*** AT ICE MACHINE--1/2 SIZE
6152 | CLEVELAND AVE | 43231-1614 | Active | 589085 | WILKINS | 975 | RP | 1.000 | 69159 | AT BACK DOOR AT WATER METER
6168 | CLEVELAND AVE | 43231-1614 | Active | 1191039 | WILKINS | 975 | RP | 0.750 | 69214 | BATHROOM
6176 | CLEVELAND AVE | 43231-1614 | Active | 583372 | WILKINS | 975 | RP | 0.750 | 69262 | LADIES ROOM
6180 | CLEVELAND AVE | 43231-1614 | Active | W278582 | WILKINS | 975XLBMS | RP | 0.750 | 69269 | MENS' RESTROOM UNDER SINK AT WATER MTR
6190 | CLEVELAND AVE | 43231-1614 | Under renovation | 109318 | WATTS | 009QT | RP | 1.500 | 69303 | MECH ROOM NEXT TO WATER METER
6190 | CLEVELAND AVE | 43231-1614 | Removed | 479563REM | WATTS | 009QT | RP | 0.500 | 69304 | KITCHEN / ABOVE ICE MACHINE
6190 | CLEVELAND AVE | 43231-1614 | Removed | REMOVED FROM SERVICE | WATTS | 007M2PCQT | DC | 1.50 | 69305 | SOUTHSIDE WATER HEATER ROOM--CHEDDAR'S RESTAURANT
6192 | CLEVELAND AVE | 43231-1614 | Active | PRD00150560-51 | APOLLO | RPLF4A | RP | 0.750 | 3393483 | MTR IN BACK UTILITY ROOM
6201 | CLEVELAND AVE | 43231-1615 | Removed | 191107REM | WATTS | 009QT | RP | 2.000 | 69318 | USE 6/3/15 CAG. REMOVED-MECH ROOM
6201 | CLEVELAND AVE | 43231-1615 | Removed | 696003REM | WATTS | 800M4FR | PVB | 1.000 | 69319 | USE 06/06/2016 CAG. REMOVED- BACK SIDE OF BUILDING-BY GAS METERS
6201 | CLEVELAND AVE | 43231-1615 | Active | 25751 | WATTS | 919AQT | RP | 2.000 | 3613392 | MECHANICAL ROOM OF CAR WASH
6201 | CLEVELAND AVE | 43231-1615 | Not Required by DOW | 18732 | WATTS | 919AQT | RP | 1.500 | 3613393 | MECHANICAL ROOM OF CAR WASH
6201 | CLEVELAND AVE | 43231-1615 | Not Required by DOW | 4041462 | WILKINS | 975XL2 | RP | 1.000 | 3613394 | MECHANICAL ROOM OF CAR WASH
6211 | CLEVELAND AVE | 43231-1615 | Active | 245266 | WATTS | U009SSQT | RP | 1.500 | 69388 | IN MECHANICAL ROOM FOR FIRE PROTECTION SYSTEM
6211 | CLEVELAND AVE | 43231-1615 | Active | 58708 | WILKINS | 975 | RP | 2.000 | 69390 | UTILITY ROOM - NORTH SIDE
6211 | CLEVELAND AVE | 43231-1615 | Due Install |  |  |  | DCDA | 4.000 | 3635522 | ON FIRE LINE IN PIT
6221 | CLEVELAND AVE | 43231-1617 | Not Required by DOW | 12764 | WATTS | 007QT | DC | 1.500 | 69409 | UPSTAIRS BY WATER HEATER--FOR LIMITED SPRINKLER SYSTEM
6221 | CLEVELAND AVE | 43231-1617 | Not Required by DOW | T300305 | WILKINS | 720-A | PVB | 1.000 | 69410 | BACK OF BUILDING
6221 | CLEVELAND AVE | 43231-1617 | Active | ACF1437 | Wilkins | 975XL | RP | 1.500 | 3632684 | UNDER STEPS ACCESS BY DRIVETHRU CASHIER AT WATER METER
6285 | CLEVELAND AVE | 43231-1617 | Removed | 1144473REM | WILKINS | 975XLBMS | RP | 1.000 | 69558 | REMOVED-S WALL OF MECH ROOM
6285 | CLEVELAND AVE | 43231-1617 | Active | 155931 | WATTS | 009M2QT | RP | 2.000 | 69559 | SW METER/HWT MECH ROOM OUTSIDE DR
6285 | CLEVELAND AVE | 43231-1617 | Not Required by DOW | 3953081 | WILKINS | 975XL2 | RP | 1.000 | 3607848 | SW MECH ROOM AT DEDUCT METER
6333 | CLEVELAND AVE | 43231-1617 | Not required by DOW | 125597 | WATTS | 009M2 | RP | 1.000 | 69728 | CEILING OF WASH ROOM IN TOOL RENTAL MACH ROOM
6333 | CLEVELAND AVE | 43231-1617 | Active | 152954 | WATTS | 909 | RP | 3.000 | 69729 | PUMP ROOM - MECHANICAL ROOM
6333 | CLEVELAND AVE | 43231-1617 | Not Required by DOW | 2HM1487 | AMES | 2000SE | DC | 8.000 | 69730 | FIRE PUMP ROOM
6333 | CLEVELAND AVE | 43231-1617 | Active | 40073B | WILKINS | 350 | DCDA | 8.000 | 3636727 | FIRE PUMP ROOM
6333 | CLEVELAND AVE | 43231-1617 | Active | HC83219 | WILKINS | 950XL | DC | 0.750 | 3658086 | FIRE PUMP ROOM
6740 | CLEVELAND AVE | 43231-1619 | Active | 16772 | WATTS | 919AQT | RP | 1.000 | 97909 | basement
4045 | CLEVELAND AVE BLDG NORTH | 43224-2366 | Active | 1369060804 | AMES | 3000B | DCDA | 2.000 | 62743 | BASEMENT AT SPRINKLER INLET LINE
4045 | CLEVELAND AVE BLDG NORTH | 43224-2366 | Active | 39889 | AMES | 2000SS | DC | 0.750 | 62744 | BASEMENT AT SPRINKLER LINE INLET
4045 | CLEVELAND AVE BLDG SOUTH | 43224-2366 | Active | 486293 | WATTS | 909QT | RP | 1.000 | 62745 | SE CORNER BASEMENT
3451 | CLEVELAND AVE UNIT 136 | 43224-2906 | Active | 99539 | WATTS | 919QT | RP | 0.750 | 3393245 | MEN'S RESTROOM
607 | CLEVELAND AVE UNIT A | 43215- | Not Required by DOW | 01473 | WATTS | SS009QT | RP | 1.000 | 68862 | BUILDING 57 3RD LEVEL
607 | CLEVELAND AVE UNIT A | 43215- | Not Required by DOW | 01474 | WATTS | SS009QT | RP | 1.000 | 68863 | BUILDING 57 3RD LEVEL
607 | CLEVELAND AVE UNIT A | 43215- | Not Required by DOW | 102328 | WATTS | 709 | DC | 2.500 | 68868 | BLDG 56 1ST FLOOR PROCESS WATER, WATER SOFTNER
607 | CLEVELAND AVE UNIT A | 43215- | Not Required by DOW | 172198 | WATTS | 909QTFDA | RP | 3.000 | 68869 | HI RISE BY MONO RAIL
607 | CLEVELAND AVE UNIT A | 43215- | Not Required by DOW | SK-0038 | WATTS | 957 | RP | 4.000 | 68870 | WAREHOUSE BY MONO-RAIL BLDG #37, SPRINKLER LINE
607 | CLEVELAND AVE UNIT A | 43215- | Not Required by DOW | 135020 | WATTS | 909 | RP | 3.000 | 68871 | BLDG 55 UPPER DECK MAKE-UP SWEET WATER
607 | CLEVELAND AVE UNIT A | 43215- | Not Required by DOW | 136465 | WATTS | 909 | RP | 3.000 | 68872 | BLDG 57 2ND DECK MEZZANINE
607 | CLEVELAND AVE UNIT A | 43215- | Not Required by DOW | 168545 | WATTS | 909 | RP | 4.000 | 68875 | BLDG 56 2ND FL 12' AFF TOP OF STAIRS PROCESS WATER UPPER LEVEL
607 | CLEVELAND AVE UNIT A | 43215- | Removed | 203452REM | WATTS | 009QT | RP | 0.750 | 68878 | REMOVED-BUILDING 54 SECOND FLOOR
607 | CLEVELAND AVE UNIT A | 43215- | Not Required by DOW | 215166 | WATTS | 909M1QT | RP | 2.000 | 68879 | 625 CLEVELAND AVE, FW Pwr Hse E-Deck, BLDG 57 MAKE UP UPPER DECK
607 | CLEVELAND AVE UNIT A | 43215- | Not Required by DOW | 028508 | WATTS | LF909 | RP | 2.000 | 68880 | 625 CLEVELAND AVE, Ht Wtr Rm Behind Slurry 190' Rm, Hot water skid, OIL BLDG 57
607 | CLEVELAND AVE UNIT A | 43215- | Not Required by DOW | 238001 | WATTS | 909M1QT | RP | 1.500 | 68881 | 625 CLEVELAND AVE BLDG 50 PENTHSE MAKEUP COOLING TOWER & CHILL WTR
607 | CLEVELAND AVE UNIT A | 43215- | Removed | 245264REM | WATTS | 909M1QT | RP | 2.000 | 68883 | REMOVED-BLDG 50 PENT HOUSE--SOUTH CHILLER
607 | CLEVELAND AVE UNIT A | 43215- | Not Required by DOW | 355424 | WATTS | 909M1QT | RP | 2.000 | 68886 | BLDG 56 BEHIND CHILLER #3
607 | CLEVELAND AVE UNIT A | 43215- | Not Required by DOW | 361477 | WATTS | 909M1QT | RP | 1.500 | 68887 | HIGH RISE @ MONO RAIL
607 | CLEVELAND AVE UNIT A | 43215- | Active | 401477 | WATTS | 909 | RP | 10.000 | 68888 | 625 CLEVELAND AVE, BUILDING # 56
607 | CLEVELAND AVE UNIT A | 43215- | Not Required by DOW | 496210 | WATTS | 009QT | RP | 0.750 | 68891 | 625 CLEVELAND AVE, Syrup/Process, BUILDING 57 2ND FLOOR
607 | CLEVELAND AVE UNIT A | 43215- | Not Required by DOW | 00640 | WATTS | 009M3QT | DC | 0.750 | 68894 | 625 CLEVELAND AVE, TANK GARDEN
607 | CLEVELAND AVE UNIT A | 43215- | Not Required by DOW | 028685 | WATTS | 800M4QT | PVB | 1.500 | 68895 | 625 CLEVELAND AVE, SE CORNER HIGH-RISE/UTILITY CLOSET
607 | CLEVELAND AVE UNIT A | 43215- | Not Required by DOW | 82609 | WATTS | 007DCDA | DCDA | 2.000 | 68896 | BLDG 56 1ST FLOOR PROCESS WATER, WATER SOFTENER
607 | CLEVELAND AVE UNIT A | 43215- | Not Required by DOW | N6829 | CONBRACO | 4020002 | RP | 3.000 | 68898 | 625 CLEVELAND AVE, BUILDING 60, E-DECK
607 | CLEVELAND AVE UNIT A | 43215- | Not Required by DOW | NV391 | CONBRACO | 4070EE3 | RP | 8.000 | 68899 | BUILDING 11 BASEMENT
607 | CLEVELAND AVE UNIT A | 43215- | Not Required by DOW | vc-1524 | WATTS | 957 | RP | 3.000 | 68901 | 625 CLEVELAND AVE, POWER HOUSE BSMNT BATHROOMS BLDG 11
607 | CLEVELAND AVE UNIT A | 43215- | Not Required by DOW | NV849 | CONBRACO | 4070CE3 | RPDA | 6.000 | 68902 | 625 CLEVELAND AVE, Chemical Storage Rm / RPB Filler, BUILDING 48
607 | CLEVELAND AVE UNIT A | 43215- | Not Required by DOW | PK114 | CONBRACO | SVB | PVB | 0.375 | 68904 | TRASH ROOM BUILDING 37
607 | CLEVELAND AVE UNIT A | 43215- | Not Required by DOW | PV149 | APOLLO/CONBRACO | 4020702 | RP | 1.500 | 68905 | 625 CLEVELAND AVE, BUILDING 11 BASEMENT
607 | CLEVELAND AVE UNIT A | 43215- | Not Required by DOW | PX448 | CONBRACO | 40204A2 | RP | 0.750 | 68906 | BUILDING 56 1ST FLOOR AT TOPAZ WATER SOFTENDS
607 | CLEVELAND AVE UNIT A | 43215- | Not Required by DOW | SI754 | CONBRACO | 40208T2 | RP | 2.000 | 68907 | BLDG 23 E DECK/NEXT TO 1516 HEATING PRV/18' AFF
607 | CLEVELAND AVE UNIT A | 43215- | Not Required by DOW | 193266 | WATTS | 009M2QT | RP | 2.000 | 68908 | 625 CLEVELAND AVE, E-Deck, BUILDING 37 EQUIPMENT DECK
607 | CLEVELAND AVE UNIT A | 43215- | Not Required by DOW | SP885 | CONBRACO | 40207T2 | RP | 1.500 | 68909 | 625 CLEVELAND AVE, BUILDING 11 BASEMENT
607 | CLEVELAND AVE UNIT A | 43215- | Not Required by DOW | UM485 | CONBRACO | 40207T2 | RP | 1.500 | 68910 | 625 CLEVELAND AVE, Brine tank Pwr Hse Maint Shop, BLDG 11 BSMNT
607 | CLEVELAND AVE UNIT A | 43215- | Not Required by DOW | UY087 | CONBRACO | 40207T2 | RP | 1.500 | 68911 | 625 CLEVELAND AVE, POWER HOUSE ABOVE CHILLER 4-5 BY SOFTENERS, Air Comp
607 | CLEVELAND AVE UNIT A | 43215- | Active | NM391 | AMES | 4000CIV | RP | 8.000 | 96691 | BASEMENT BLDG 11
607 | CLEVELAND AVE UNIT A | 43215- | Not Required by DOW | S1754 | APOLLO/CONBRACO | 40208T2Z | RP | 2.000 | 96704 | AFF 7' MEZZ BY STEAM STATION 2ND FLOOR
607 | CLEVELAND AVE UNIT A | 43215- | Not Required by DOW | 600163 | WATTS | 909QT | RP | 1.000 | 96705 | HIGH RISE SE JANITOR CLOSET
607 | CLEVELAND AVE UNIT A | 43215- | Not Required by DOW | 14309 | WATTS | 909QT | RP | 0.750 | 96706 | EAST WALL BEHIND OVER HEAD CRANE EQUIP
607 | CLEVELAND AVE UNIT A | 43215- | Not Required by DOW | 168544 | WATTS | 909 | RP | 4.000 | 102066 | 2ND FL EAGLE MEZ IN FRONT OF STAIRWELL
607 | CLEVELAND AVE UNIT A | 43215- | Not Required by DOW | 435133 | WATTS | 909M1HWQT | RP | 1.500 | 102068 | WASTE WATER TREATMENT BUILDING
607 | CLEVELAND AVE UNIT A | 43215- | Not Required by DOW | 182312 | WATTS | 909 | RP | 3.000 | 102069 | 625 CLEVELAND AVE, BY HOT WATER SKIP EAGLE MEZZ
607 | CLEVELAND AVE UNIT A | 43215- | Not Required by DOW | NV862 | CONBRACO | 4020C05 | RP | 6.000 | 102070 | EAGLE STORAGE MEZ SOUTH OF EAGLE FILLER
607 | CLEVELAND AVE UNIT A | 43215- | Not Required by DOW | 245261 | WATTS | 909HWM1QT | RP | 1.500 | 102071 | 625 CLEVELAND AVE, PENTHOUSE BEHIND CHILLER #1 (SOUTH SIDE)
607 | CLEVELAND AVE UNIT A | 43215- | Not Required by DOW | 767234 | APOLLO/CONBRACO | RPLF4A | RP | 1.000 | 102072 | 625 CLEVELAND AVE, IN TRASH ROOM ON NORTH WALL
607 | CLEVELAND AVE UNIT A | 43215- | Not Required by DOW | SI788 | CONBRACO | 40208T2 | RP | 2.000 | 102073 | 625 CLEVELAND AVE, BACK WALL BEHIND HASSIA FILLER UNDER CULINARY STEAM STATION
607 | CLEVELAND AVE UNIT A | 43215- | Not Required by DOW | 23373 | CONBRACO | 4020005 | RP | 3.000 | 102074 | 625 CLEVELAND AVE, POWER HOUSE MEZZ BEHIND CONDENSATE TANK
607 | CLEVELAND AVE UNIT A | 43215- | Removed | HR849REM | CONBRACO | 4020C05 | RP | 6.000 | 102075 | REMOVED-EAGLE STORAGE MEZ (SOUTH OF EAGLE FILLER)
607 | CLEVELAND AVE UNIT A | 43215- | Not Required by DOW | 24022 | CONBRACO | 4070AC3 | RPDA | 4.000 | 102076 | PENTHOUSE
607 | CLEVELAND AVE UNIT A | 43215- | Not Required by DOW | 99062 | WATTS | LF919QT | RP | 0.750 | 103670 | 625 CLEVELAND AVE RPB E-Deck/Hot Wtr skid E Wall EAGLE MESS BY GREEN STOR TANK
607 | CLEVELAND AVE UNIT A | 43215- | Not Required by DOW | 002960206 | AMES | 4000SS | RP | 4.000 | 103671 | 625 CLEVELAND AVE, TOPAZ EQUIPMENT DECK
607 | CLEVELAND AVE UNIT A | 43215- | Not Required by DOW | 4FL1369 | AMES | 4000SS | RP | 4.000 | 103672 | 625 CLEVELAND AVE, RINSE WATER FOR SEPTICS W WALL OUTSIDE A SEPTICS
607 | CLEVELAND AVE UNIT A | 43215- | Removed | REMBU-10 | CLA-VAL | RP4 | RP | 3.000 | 3603903 | REMOVED - IN CEILING LL PILOT PLANT
607 | CLEVELAND AVE UNIT A | 43215- | Replaced | REP153-068 | APOLLO/CONBRACO | RP40 | RP | 3.000 | 3603904 | REPLACED- PILOT PLANT 1ST FLOOR BEHIND STERILIZER
607 | CLEVELAND AVE UNIT A | 43215- | Not Required by DOW | CN58 | CLA-VAL | RP4 | RP | 3.000 | 3603905 | 2ND FLOOR PILOT PLANT NEAR CYCLONE
607 | CLEVELAND AVE UNIT A | 43215- | Not Required by DOW | 06099911 | AMES | 4000SS | RP | 6.000 | 3603906 | PILOT PLANT 3RD FLOOR
607 | CLEVELAND AVE UNIT A | 43215- | Not Required by DOW | SJ051 | CONBRACO | 40205T2 | RP | 1.000 | 3603908 | ACROSS FROM CHILLER #1, ABOVE CW PUMPS
607 | CLEVELAND AVE UNIT A | 43215- | Not Required by DOW | 316037 | WATTS | 909 | RP | 1.000 | 3603909 | PENTHOUSE ABOVE INVERTER
607 | CLEVELAND AVE UNIT A | 43215- | Not Required by DOW | 61146 | WATTS | 007QT | RP | 1.000 | 3603910 | PILOT PLANT LOWER LEVEL BY ELEVATOR
607 | CLEVELAND AVE UNIT A | 43215- | Not Required by DOW | 00426 | WATTS | 007QT | DC | 0.500 | 3603911 | P. P. 1ST FLOOR EYE WASH/STRAHMAN
607 | CLEVELAND AVE UNIT A | 43215- | Not Required by DOW | 00428 | WATTS | 007QT | DC | 0.500 | 3603912 | 3RD FLOOR PILOT PLANT
607 | CLEVELAND AVE UNIT A | 43215- | Not Required by DOW | 331065 | WILKINS | 975XL | RP | 0.500 | 3603913 | PILOT PLANT 2ND FLOOR BY STRAHMAN STA
607 | CLEVELAND AVE UNIT A | 43215- | Not Required by DOW | BW-58 | WATTS | 009M3QT | RP | 1.000 | 3605672 | PENTHOUSE BUILDING 50
607 | CLEVELAND AVE UNIT A | 43215- | Not Required by DOW | BW-65 | CLA-VAL | RP2 | RP | 0.750 | 3605673 | DIV. N.,RM. 164
607 | CLEVELAND AVE UNIT A | 43215- | Not Required by DOW | 102185 | WATTS | 994 | RP | 2.500 | 3607458 | RINSE WATER TO EAGLE FILLER, EAGLE EQUIPMENT DECK
607 | CLEVELAND AVE UNIT A | 43215- | Not Required by DOW | 444549 | APOLLO/CONBRACO | RPS40 | RP | 0.750 | 3607459 | DISTER UNIT, OUTSIDE ASEPTICS
607 | CLEVELAND AVE UNIT A | 43215- | Not Required by DOW | NCP62 | CONBRACO | 4020002 | RP | 3.000 | 3607460 | ASEPTICS BOTTLE WASHERS, ASEPTIC EQUIPMENT DECK
607 | CLEVELAND AVE UNIT A | 43215- | Not Required by DOW | 165002 | APOLLO/CONBRACO | RP40 | RP | 3.000 | 3609859 | PILOT PLANT 1ST FLOOR BEHIND STERILIZER
607 | CLEVELAND AVE UNIT A | 43215- | Not Required by DOW | 06984 | WATTS | 009 | RP | 0.750 | 3622985 | 585 CLEVELAND, MAIN PROCESSING E-DECK
607 | CLEVELAND AVE UNIT A | 43215- | Not Required by DOW | NV597 | CONBRACO | 4020002 | RP | 3.000 | 3623115 | EAGLE EQUIPMENT DECK
607 | CLEVELAND AVE UNIT A | 43215- | Not Required by DOW | 238167 | WATTS | 009QT | RP | 0.500 | 3624492 | BATTERY CHARGE STATION, SE CORNER BY CHARGE STATION
607 | CLEVELAND AVE UNIT A | 43215- | Not Required by DOW | 08047 | WATTS | LF919QT | RP | 0.750 | 3624493 | BATTERY CHARGE STATION, NE BATTERY CHARGE STATION BEHIND OFFICE
607 | CLEVELAND AVE UNIT A | 43215- | Not Required by DOW | 70115 | WATTS | 919 | RP | 0.750 | 3632488 | EC ON WEST SIDE OF BOILER NUMBER 5
607 | CLEVELAND AVE UNIT A | 43215- | Not Required by DOW | 962976 | APOLLO | RP405 | RP | 1.000 | 3641204 | MAIN PROCESSING AT COP TUB
607 | CLEVELAND AVE UNIT A | 43215- | Not Required by DOW | 03543 | WATTS | SS009QT | RP | 1.000 | 3641205 | RPB AT COP TUB
607 | CLEVELAND AVE UNIT A | 43215- | Not Required by DOW | 03544 | WATTS | SS009QT | RP | 1.000 | 3641206 | CAM 1 AT COP TUB
607 | CLEVELAND AVE UNIT A | 43215- | Not Required by DOW | 03564 | WATTS | SS009QT | RP | 1.000 | 3641207 | CAM 2 AT COP TUB
607 | CLEVELAND AVE UNIT A | 43215- | Not Required by DOW | 03535 | WATTS | SS009QT | RP | 1.000 | 3641208 | TANK FARM AT COP TUB
607 | CLEVELAND AVE UNIT A | 43215- | Not Required by DOW | 962975 | APOLLO | RP405 | RP | 1.000 | 3641209 | SLURRY AT COP TUB
607 | CLEVELAND AVE UNIT A | 43215- | Not Required by DOW | 962977 | APOLLO | RP405 | RP | 1.000 | 3641210 | COP AT EYE WASH
607 | CLEVELAND AVE UNIT A | 43215- | Not Required by DOW | 03563 | WATTS | SS009QT | RP | 1.000 | 3641211 | COP AT EYE WASH
607 | CLEVELAND AVE UNIT A | 43215- | Not Required by DOW | 03531 | WATTS | SS009QT | RP | 1.000 | 3641212 | COP AT EYE WASH
607 | CLEVELAND AVE UNIT A | 43215- | Not Required by DOW | 03537 | WATTS | SS009QT | RP | 1.000 | 3641213 | TANK GARDEN AT COP TUB
113 | CLEVELAND AVE UNIT A | 43201-2921 | Active | ABR7390 | WILKINS | 975XL2 | RP | 1.000 | 3392888
2830 | CLEVELAND AVE UNIT A | 43224-4410 | Active | 392879 | WATTS | 909QT | RP | 0.750 | 59406 | BASEMENT - FRONT WEST WALL
2830 | CLEVELAND AVE UNIT A | 43224-4410 | Not Required by DOW | [5 empty] | 3626851
3249 | CLEVELAND AVE UNIT A | 43224- | Active | W115844 | WILKINS | 975A | RP | 0.750 | 60290 | 3243 CLEVELAND AVE, EQUIP RM E END AT WATER METER
3249 | CLEVELAND AVE UNIT A | 43224- | Active | W143192 | WILKINS | 975XLBMS | RP | 1.000 | 60291 | 3243 CLEVELAND AVE, EQUIP RM E END AT WATER METER
3267 | CLEVELAND AVE UNIT A | 43224- | Active | AJAI7279 | WILKINS | 375 | RP | 1.000 | 3656548 | BOILER ROOM
4337 | CLEVELAND AVE UNIT A | 43224-5504 | Removed | REM26563 | WATTS | 009QT | RP | 0.750 | 63719 | ***REMOVED***ON WALL IN X-RAY ROOM
4337 | CLEVELAND AVE UNIT A | 43224-5504 | Active | 47403 | WATTS | 919AQT | RP | 1.000 | 3605912 | AT WATER METER
4431 | CLEVELAND AVE UNIT A | 43231-5802 | Active | 17978 | WATTS | LF919QT | RP | 1.500 | 3607651 | WATER METER ROOM IN REAR OF BUILDING
3267 | CLEVELAND AVE UNIT B | 43224 | Active | AJAV2860 | WATTS | 919AQT | RP | 1.000 | 3644569 | NORTH SIDE OF BUILDING BEHIND WASHERS AT METER
4396 | CLEVELAND AVE UNIT B | 43224-1578 | Active | 68040 | WATTS | LF919QT | RP | 0.750 | 63892 | REAR OF STORE
4401 | CLEVELAND AVE UNIT B | 43224 | Active | 115551 | WATTS | LF009M2QT | RP | 2.000 | 3635682
4401 | CLEVELAND AVE UNIT B | 43224 | Not Required by DOW | 063082 | WATTS | LF009M2QT | RP | 1.500 | 3635800
4581 | CLEVELAND AVE UNIT B | 43231-5849 | Active | 279311 | WATTS | LF009M2QT | RP | 0.750 | 3393384 | FORD BOX FEEDS BACK BLDG ONLY.
5075 | CLEVELAND AVE UNIT B | 43231-4734 | Active | AJAU6876 | WILKINS | 375 | RP | 0.500 | 65917 | IN CEILING OVER BAPTISMAL
3267 | CLEVELAND AVE UNIT C | 43224- | Active | 74752 | WATTS | 919QT | RP | 1.000 | 3658605 | NORTH WALL BEHIND DRYERS
3431 | CLEVELAND AVE UNIT E | 43224-2920 | Active | 229767 | WILKINS | 975 | RP | 0.750 | 60719 | RESTROOM REAR OF BLDG AT WATER METER unit E
3431 | CLEVELAND AVE UNIT F | 43224-2920 | Active | 215792 | WILKINS | 975 | RP | 0.750 | 60720 | REAR OF BLDG AT METER
3431 | CLEVELAND AVE UNIT H | 43224-2920 | Due Install |  |  |  | RP | 0.750 | 3393234
6200 | CLEVELAND AVE UNIT PARCL | 43231-8608 | Active | 305442 | WATTS | 909M1QT | RP | 2.000 | 69350 | USE 6/3/15 CAG. REAR METER ROOM
6200 | CLEVELAND AVE UNIT PARCL | 43231-8608 | Active | 305734 | WATTS | 909M1QT | RP | 2.000 | 69351 | REAR WATER METER ROOM
6200 | CLEVELAND AVE UNIT PARCL | 43231-8608 | Removed | 33934 | WATTS | 008PCQT | PVB | 0.750 | 69352 | ABOVE CEILING IN X-RAY ROOM
6200 | CLEVELAND AVE UNIT PARCL | 43231-8608 | Removed | 650096 | WATTS | 909QT | RP | 0.750 | 69353 | BOILER ROOM, FRONT MECH ROOM
6200 | CLEVELAND AVE UNIT PARCL | 43231-8608 | Not Required by DOW | 537523 | WILKINS | 975 | RP | 0.750 | 69354 | REAR WATER METER ROOM
6200 | CLEVELAND AVE UNIT PARCL | 43231-8608 | Due Install |  |  |  | DCDA | 6.000 | 3639550 | REAR SOUTHEAST SECTION NEAR LOADING DOCK
1947 | CLEVELAND INNIS PLZ | 43224- | Not Required by DOW | 302664 | WATTS | 009QT | RP | 1.000 | 56719 | 3350 Cleveland, innis strip mall warehouse E WALL - N OF ELECTRIC BOX
1947 | CLEVELAND INNIS PLZ | 43224- | Active | 16572 | AMES | 4000B-FP | RP | 2.000 | 3636022 | Domestic Back of building
1947 | CLEVELAND INNIS PLZ | 43224- | Due Install |  |  |  | DCDA | 6.000 | 3636023
4209 | CLIFTON CT | 43016 | Active | G246854 | WILKINS | 720A | PVB | 0.750 | 98969 | LEFT SIDE
4217 | CLIFTON CT | 43016 | Active | T198132 | WILKINS | 720A | PVB | 0.750 | 3607637 | RIGHT SIDE OF HOUSE
4220 | CLIFTON CT | 43016 | Active | CB427071 | WILKINS | 720 | PVB | 0.750 | 3601075 | LEFT SIDE OF HOUSE
4225 | CLIFTON CT | 43016 | Active | T339976 | WILKINS | 720A | PVB | 0.750 | 100466 | RIGHT CENTER
4228 | CLIFTON CT | 43016 | Active | T065603 | WILKINS | 720A | PVB | 1.000 | 100181 | RIGHT SIDE OF HOUSE
4233 | CLIFTON CT | 43016 | Active | T210897 | WILKINS | 720 | PVB | 0.750 | 3611593 | LEFT SIDE OF HOUSE
2635 | CLIFTON RD | 43221-2512 | Active | T366382 | WILKINS | 720A | PVB | 0.750 | 3393689 | LEFT SIDE
2642 | CLIFTON RD | 43221-2513 | Active | CB547013 | WILKINS | 720A | PVB | 0.750 | 3393690 | LEFT SIDE
2660 | CLIFTON RD | 43221-2515 | Active | T295550 | WILKINS | 720A | PVB | 0.750 | 3393691 | OUTSIDE
2731 | CLIFTON RD | 43221-2516 | Active | CB615963 | WILKINS | 720A | PVB | 0.750 | 3393694 | LEFT SIDE OF HOUSE BEHIND GATE
4301 | CLIME N RD | 43228-3403 | Active | 328431 | WATTS | 009QT | RP | 2.000 | 63625 | MAINTENANCE ROOM
4301 | CLIME N RD | 43228-3403 | Not Required by DOW | W341616 | WILKINS | 975XLTCU | RP | 0.750 | 63626 | LAUNDRY ROOM
4301 | CLIME N RD | 43228-3403 | Not Required by DOW | 92484 | WATTS | LF919QT | RP | 0.750 | 63627 | LAUNDRY ROOM
4301 | CLIME N RD | 43228-3403 | Due Install |  |  |  | RP | 6.000 | 3633041
4330 | CLIME N RD | 43228-3407 | Active | 151976 | WATTS | LF009M2QT | RP | 2.000 | 3393853 | IN HOT BOX AT WATER METER AT ENTRANCE
4330 | CLIME N RD | 43228-3407 | Active | UB-1225 | AMES | COLT 300GV | DCDA | 6.000 | 3646843 | IN HOT BOX AT ENTRANCE
4330 | CLIME N RD | 43228-3407 | Active | 60155 | AMES | 2000BM3 | DC | 0.750 | 3646844 | IN HOT BOX AT ENTRANCE
2590 | CLIME RD | 43223-3622 | Active | ALA09649 | WILKINS | 975XL | RP | 1.000 | 3393739 | OFF BREAK ROOM
2590 | CLIME RD | 43223-3622 | Active | YC-0799 | WATTS | LF757 | DCDA | 6.000 | 3650993 | S/E CORNER OF BUILDING
2590 | CLIME RD | 43223-3622 | Active | 08853 | WATTS | LF007M3QT | DC | 0.750 | 3656642 | S/E CORNER OF BUILDING
2770 | CLIME RD | 43223-3626 | Active | 175912 | WATTS | 909 | RP | 3.000 | 92241 | MECH ROOM
2770 | CLIME RD | 43223-3626 | Due Install |  |  |  | RP | 6.000 | 3636705
3030 | CLIME RD | 43223-3632 | Not Required by DOW |  |  |  | RP | 0.750 | 3393778
3499 | CLIME RD | 43223-3440 | Active | 483999 | WATTS | 909QT | RP | 1.000 | 60852 | BACK STORAGE ROOM
3499 | CLIME RD | 43223-3440 | Not Required by DOW | 05864 | WATTS | 009M3 | RP | 0.750 | 60853 | AFTER METER (Stock Room)
3535 | CLIME RD | 43228-3707 | Active | 46160 | WATTS | 919QT | RP | 1.000 | 3393818 | REAR WALL CENTER, BACK ROOM LEFT, NEXT TO WATER HEATER
3535 | CLIME RD | 43228-3707 | Active | 18257 | WATTS | 919QT | RP | 1.500 | 3607954 | REAR WALL CENTER, BACK ROOM LEFT, NEXT TO WATER HEATER
3565 | CLIME RD | 43228-3764 | Due Install |  |  |  | RP |  | 3393819 | NE MECH ROOM AT WATER METER
3600 | CLIME RD | 43228-3710 | Not Required by DOW |  |  |  | RP |  | 3393820
3699 | CLIME RD | 43228-3709 | Not Required by DOW | A22166 | WATTS | 009M2QT | RP | 2.000 | 93009 | METER ROOM NEXT TO METER
3999 | CLIME RD | 43228-3573 | Active | 100214 | AMES | 5000 | RPDA | 6.000 | 62480 | MECH ROOM NW CORNER OF BLDG
3999 | CLIME RD | 43228-3573 | Active | 1935 | AMES | 4000B | RP | 0.750 | 62481 | MECH ROOM
3999 | CLIME RD | 43228-3573 | Active | 105429 | WATTS | LF009M2QT | RP | 2.000 | 3635732
4131 | CLIME RD | 43228-3537 | Active | 190626 | WATTS | 009QT | RP | 0.750 | 63002 | BOILER ROOM ABOVE BOILER
4131 | CLIME RD | 43228-3537 | Active | 117275 | WILKINS | 950 | DC | 2.000 | 3656013 | AT METER
4131 | CLIME RD | 43228-3537 | Due Install |  |  |  |  | 2.000 | 3656021 | AT METER
4201 | CLIME RD | 43228-3404 | Removed | 34461REM | WATTS | 007QT | DC | 1.500 | 96656 | REMOVED-SOUTH MECH ROOM
4201 | CLIME RD | 43228-3404 | Active | N1309190605 | FEBCO | 880V | RP | 3.000 | 3351142 | 4205 CLIME RD, MECH RM BY WOMEN'S RESTROOM
4201 | CLIME RD | 43228-3404 | Active | 3865821 | WILKINS | 950XLT2 | DC | 1.250 | 3613429 | 4215 CLIME RD - IN MECH RM, POLICE SUB #10
4201 | CLIME RD | 43228-3404 | Due Install |  |  |  | RP | 6.000 | 3644734 | BIG RUN PARK
4300 | CLIME RD | 43228-6491 | Active | 115964 | WATTS | 709 | DC | 6.000 | 63577 | METER PIT S.
4300 | CLIME RD | 43228-6491 | Active | 297707 | WATTS | 909M1QT | RP | 1.500 | 63578 | MECHANICAL ROOM S.W. CORNER
4300 | CLIME RD | 43228-6491 | Active | 299871 | WATTS | 909M1QT | RP | 1.500 | 63579 | MECHANICAL ROOM - S.E. CORNER
4300 | CLIME RD | 43228-6491 | Active | 050368 | WATTS | LF009M3QT | DC | 0.750 | 63580 | METER PIT S.
4300 | CLIME RD | 43228-6491 | Active | 059736 | WATTS | LF800M4QT | PVB | 0.750 | 63581 | LAWN IRRIGATION - OUTSIDE
4395 | CLIME RD | 43228-3406 | Removed | 3FL0357REM | AMES | 3000SS | DCDA | 6.000 | 63886 | PIT NORTH CENTER OF BUILDING
4395 | CLIME RD | 43228-3406 | Removed | 77268REM | WATTS | 007M1PCQT | DC | 0.750 | 63887 | PIT NORTH CENTER OF BLDG NEXT TO CLIME RD
4395 | CLIME RD | 43228-3406 | Active | 93812 | WATTS | 009M2PCQT | RP | 0.750 | 63888 | WEST WALL NEXT TO SPRINKLER RISER
4395 | CLIME RD | 43228-3406 | Active | XF-0737 | AMES | 300-GV | DCDA | 6.000 | 3655186 | PIT NORTH CENTER OF BUILDING
4395 | CLIME RD | 43228-3406 | Active | 74034 | AMES | 2000 BM3 | DC | 0.750 | 3655187
10 | CLINTON HEIGHTS AVE | 43202 | Active | 225426 | WATTS | 909 | RP | 4.000 | 102146 | Boiler Room - Clinton E. S.
10 | CLINTON HEIGHTS AVE | 43202 | Active | 177361 | AMES | 3000SS | DCDA | 6.000 | 102147 | BASEMENT MECHANICAL ROOM - Clinton E. S.
10 | CLINTON HEIGHTS AVE | 43202 | Active | 19007 | WATTS | 007M1QT | DC | 0.750 | 102148 | BASEMENT MECHANICAL ROOM - Clinton E. S.
10 | CLINTON HEIGHTS AVE | 43202 | Active | 651371 | WATTS | 909HWQT | RP | 0.750 | 102149 | BASEMENT ABOVE PUMPS - Clinton E. S.
11 | CLINTON HEIGHTS AVE | 43202- | Active | ALA23382 | WILKINS | 975XL3 | RP | 0.750 | 3393965 | IN BASEMENT S/W CORNER
80 | CLINTON HEIGHTS AVE | 43202-1244 | Active | CB878659 | WILKINS | 720 | PVB | 1.000 | 3393976 | LEFT SIDE
20 | CLINTON HEIGHTS AVE | 43202-1247 | Active | G213621 | WILKINS | 720A | PVB | 0.750 | 95876 | RIGHT SIDE OF HOUSE
690 | CLIVDON MEWS | 43054-9600 | Active | T346178 | WILKINS | 720A | PVB | 0.750 | 70916 | BACK NORTH BY A/C
6917 | CLIVDON MEWS | 43054-9600 | Active | T230465 | WILKINS | 720A | PVB | 0.750 | 3615066 | FRONT OF THE HOUSE
6920 | CLIVDON MEWS | 43054-9603 | Active | 405506 | WATTS | 800QT | PVB | 0.750 | 70946 | REAR OF HOUSE NEXT TO AC UNIT
6930 | CLIVDON MEWS | 43054-9603 | Replaced | REP47898 | WATTS | 800QT | PVB | 0.750 | 70967 | REPLACED- SIDE OF HOUSE AT AC
6930 | CLIVDON MEWS | 43054-9603 | Active | HB01548 | FEBCO | 765 | PVB | 0.750 | 3611566 | SIDE OF HOUSE AT AC
6940 | CLIVDON MEWS | 43054-9603 | Active | H817252 | Febco | 765 | PVB | 0.750 | 89988 | BACK OF HOUSE
6950 | CLIVDON MEWS | 43054-9603 | Active | 044325 | WATTS | 800M4QT | PVB | 0.750 | 71001 | NEXT TO PORCH
6953 | CLIVDON MEWS | 43054-9600 | Active | T205980 | WILKINS | 720A | PVB | 0.750 | 3607709 | RIGHT SIDE OF HOUSE
6960 | CLIVDON MEWS | 43054-9603 | Active | CAA46745 | WILKINS | 720A | PVB | 0.750 | 71032 | EAST SOUTH CORNER
6965 | CLIVDON MEWS | 43054-9600 | Active | ABV3074 | WILKINS | 975XL | RP | 0.750 | 71036 | BASEMENT UTILITY ROOM
7656 | CLOISTER DR | 43235-1461 | Active | EAK1996 | WILKINS | 720A | PVB | 0.750 | 101661 | FRONT OF HOUSE (LEFT)
7662 | CLOISTER DR | 43235-1461 | Active | F031687 | WILKINS | 720A | PVB | 0.750 | 98527 | FRONT OF HOUSE
7668 | CLOISTER DR | 43235-1461 | Active | 587273 | WILKINS | 720A | PVB | 0.750 | 72458 | RIGHT SIDE OF HOUSE
7674 | CLOISTER DR | 43235-1461 | Active | T339472 | WILKINS | 720A | PVB | 0.750 | 72474 | NORTH
7677 | CLOISTER DR | 43235-1466 | Active | VAA3273 | WILKINS | 720A | PVB | 1.000 | 87131 | RIGHT FRONT
7680 | CLOISTER DR | 43235-1461 | Active | 309136 | WILKINS | 720A | PVB | 1.000 | 72495 | LEFT SIDE OF HOUSE
7700 | CLOISTER DR | 43235-1461 | Active | B42774 | FEBCO | 765 | PVB | 1.000 | 97245 | FRONT LEFT OF DOOR
7703 | CLOISTER DR | 43235-1466 | Active | CB030155 | WILKINS | 720A | PVB | 0.750 | 3604095 | RIGHT SIDE
7714 | CLOISTER DR | 43235-1461 | Active | T131900 | WILKINS | 720A | PVB | 0.750 | 102891 | RIGHT FRONT IN COVE
7715 | CLOISTER DR | 43235-1466 | Active | 05833 | FEBCO | 765 | PVB | 1.000 | 89990 | RIGHT SIDE OF HOUSE
7727 | CLOISTER DR | 43235-1466 | Active | 3477409 | WILKINS | 975 | RP | 0.750 | 100376 | REAR OF HOUSE
7750 | CLOISTER DR | 43235-1461 | Removed | CB857503REM | WILKINS | 720A | PVB | 0.750 | 101128 | BACK CENTER BY ELECTRIC METER
5014 | CLOSEBURN CT | 43017-8332 | Active | G281101 | WILKINS | 720A | PVB | 1.000 | 96649 | RIGHT SIDE
5030 | CLOSEBURN CT | 43017-8332 | Active | IE5517 | FEBCO | 765 | PVB | 1.000 | 87121 | Right side of house
5038 | CLOSEBURN CT | 43017-8332 | Active | HE5490 | FEBCO | 765 | PVB | 1.000 | 87119 | Left side of house
4129 | CLOUDBERRY CT | 43026-3021 | Active | 234067 | WATTS | 800M4QT | PVB | 0.750 | 62987 | LEFT SIDE FRONT
4130 | CLOUDBERRY CT | 43026-3021 | Active | AC5047 | FEBCO | 765 | PVB | 0.750 | 62992 | WEST SIDE OF HOUSE
4136 | CLOUDBERRY CT | 43026-3021 | Active | CB857515 | WILKINS | 720 | PVB | 0.750 | 3394155 | RIGHT FRONT
4139 | CLOUDBERRY CT | 43026-3021 | Active | G124578 | WILKINS | 720A | PVB | 0.750 | 90839 | LEFT SIDE OF HOUSE
4164 | CLOUDBERRY CT | 43026-3021 | Active | CAA25757 | WILKINS | 720A | PVB | 1.000 | 63124 | RIGHT FRONT
4176 | CLOUDBERRY CT | 43026-3021 | Active | AG5480 | FEBCO | 765 | PVB | 1.000 | 63158 | NE CORNER OF REAR OF HOUSE
4997 | CLOUDBERRY PASS | 43054-8318 | Active | H849193 | FEBCO | 765 | PVB | 0.750 | 65564 | RIGHT SIDE FRONT
5005 | CLOUDBERRY PASS | 43054-8317 | Active | 752644 | WILKINS | 720A | PVB | 0.750 | 89991 | RIGHT SIDE OF HOUSE MIDDLE
5006 | CLOUDBERRY PASS | 43054 | Active | H932869 | FEBCO | 765 | PVB | 0.750 | 3585767 | RIGHT FRONT
5028 | CLOUDBERRY PASS | 43054-8319 | Active | 658698 | WILKINS | 720A | PVB | 0.750 | 65765 | LEFT SIDE
5029 | CLOUDBERRY PASS | 43054-8317 | Active | 817259 | WILKINS | 720A | PVB | 0.750 | 65766 | LEFT SIDE OF HOUSE
5045 | CLOUDBERRY PASS | 43054-8317 | Active | 835499 | WILKINS | 720A | PVB | 0.750 | 65807 | RIGHT SIDE OF HOUSE
1322 | CLOUDSTONE CT | 43123-8886 | Active | 793845 | WILKINS | 720A | PVB | 0.750 | 54685 | RIGHT SIDE OF HOUSE
1494 | CLOVENSTONE DR | 43085-1723 | Active | T034432 | WILKINS | 720A | PVB | 0.750 | 100021 | RIGHT SIDE OF HOME
2392 | CLOVER BLOSSOM CT | 43123-9184 | Active | T176314 | WILKINS | 720A | PVB | 0.750 | 89992 | ON THE LEFT SIDE OF HOUSE
246 | CLOVER CT | 43017 | Active | T070612 | WILKINS | 720A | PVB | 0.750 | 3394220 | RIGHT SIDE OF HOUSE
254 | CLOVER CT | 43017 | Active | 705948 | WATTS | 800M4QT | PVB | 1.000 | 3394222 | RIGHT SIDE OF HOUSE
279 | CLOVER CT | 43017 | Active | H070231 | FEBCO | 765 | PVB | 0.750 | 59290 | RIGHT SIDE OF HOUSE
214 | CLOVER LEAF E ST | 43232-4101 | Due Install |  |  |  | RP |  | 3394278
2140 | CLOVER LEAF E ST | 43232-4101 | Due Install |  |  |  | DCDA | 6.000 | 3651058
337 | CLOVER LN | 43017 | Active | 601644 | WILKINS | 720A | PVB | 0.750 | 97898 | left side of house
610 | CLOVER PL | 43026 | Active | 185479 | WILKINS | 720A | PVB | 0.750 | 88464 | LEFT FRONT
6180 | CLOVER PL | 43026-7413 | Active | G216536 | WILKINS | 720A | PVB | 0.750 | 95743 | RIGHT SIDE
6216 | CLOVER PL | 43026-7020 | Active | HB21417 | FEBCO | 765 | PVB | 0.750 | 69400 | RIGHT FRONT
6221 | CLOVER PL | 43026-7021 | Replaced | REPG223206 | WILKINS | 720A | PVB | 0.750 | 88268 | Replaced- Left side of house
6221 | CLOVER PL | 43026-7021 | Active | 018109 | WATTS | 800M4QT | PVB | 0.750 | 3610154 | LEFT FRONT
6233 | CLOVER PL | 43026 | Active | A082537 | WILKINS | 720A | PVB | 1.000 | 69438 | LEFT SIDE OF HOUSE
6240 | CLOVER PL | 43026 | Active | H112396 | FEBCO | 765 | PVB | 0.750 | 69455 | LEFT SIDE OF HOUSE
6245 | CLOVER PL | 43026-7021 | Active | H132292 | FEBCO | 765 | PVB | 0.750 | 69466 | SIDE OF HOUSE
6252 | CLOVER PL | 43026-7020 | Active | 181875 | WILKINS | 720A | PVB | 0.750 | 91368 | RIGHT SIDE
6255 | CLOVER PL | 43026-7021 | Active | HC47160 | FEBCO | 735 | PVB | 0.750 | 100077 | LEFT FRONT
6267 | CLOVER PL | 43026-7021 | Active | FM4857 | FEBCO | 765 | PVB | 1.000 | 69522 | OUTSIDE
6281 | CLOVER PL | 43026 | Active | 510675 | WATTS | 800M4QT | PVB | 1.000 | 87607 | RIGHT SIDE OF HOUSE
2905 | CLOVER VALLEY NW RD | 43054 | Active | XJ-0167 | AMES | COLT 400 | RP | 6.000 | 3657341 | OFF OF HARRISON NORTH OF JUG IN HOTBOX
2905 | CLOVER VALLEY NW RD | 43054 | Active | 134402-0224 | AMES | 3000SS | DCDA | 12.000 | 3657342
2905 | CLOVER VALLEY NW RD | 43054 | Active | 88086 | AMES | 200B | DC | 0.750 | 3657343
4200 | CLOVER VALLEY NW RD | 43031 | Active | N2303081033 | FEBCO | LF860 | RP | 10.000 | 3656941 | THIS IS THE 2ND PIT FROM THE STREET
4200 | CLOVER VALLEY NW RD | 43031 | Active | N2303151122 | FEBCO | LF860 | RP | 10.000 | 3656942
4202 | CLOVER VALLEY NW RD | 43031 | Active | N2303151123 | FEBCO | LF860 | RP | 10.000 | 3656943 | THIS IS THE 1ST PIT FROM THE STREET
4202 | CLOVER VALLEY NW RD | 43031 | Active | N2303151124 | FEBCO | LF860 | RP | 10.000 | 3656944
7048 | CLOVERDALE LN | 43235-4286 | Active | G245434 | WILKINS | 720A | PVB | 0.750 | 99442 | LEFT SIDE FRONT
7054 | CLOVERDALE LN | 43235-4286 | Replaced | REP562589 | WILKINS | 720A | PVB | 0.750 | 71336 | REPLACE- RIGHT SIDE FRONT OF HOUSE
7054 | CLOVERDALE LN | 43235-4286 | Active | CB081241 | WILKINS | 720A | PVB | 0.750 | 3610181 | RIGHT SIDE FRONT OF HOUSE
7060 | CLOVERDALE LN | 43235-4286 | Active | AB0295 | FEBCO | 765 | PVB | 1.000 | 71350 | REAR OF HOUSE
171 | CLOVERHILL DR | 43119 | Active | CB332895 | WILKINS | 720A | PVB | 0.750 | 3619706
227 | CLOVERHILL DR | 43119 | Active | CAE008 | WILKINS | 710 | PVB | 0.750 | 3614982 | LEFT FRONT
233 | CLOVERHILL DR | 43119 | Active | T424163 | WILKINS | 720 | PVB | 0.750 | 3613715 | LEFT SIDE
246 | CLOVERHILL DR | 43119 | Active | T386174 | WILKINS | 720A | PVB | 0.750 | 3607878 | LEFT SIDE
254 | CLOVERHILL DR | 43119 | Active | T223381 | WILKINS | 720A | PVB | 0.750 | 3613041 | LEFT SIDE OF HOUSE
361 | CLOVERHILL DR | 43119 | Active | T223769 | WILKINS | 720A | PVB | 0.750 | 3609400 | RIGHT SIDE OF HOUSE
367 | CLOVERHILL DR | 43119 | Active | T380253 | WILKINS | 720A | PVB | 0.750 | 3608132 | LEFT FRONT
210 | CLOVERLEAF E ST | 43232-4101 | Active | 095096 | WATTS | LF009M2QT | RP | 1.500 | 3394351 | BY MTR S/W CORNER OF BUILDING
2100 | CLOVERLEAF E ST | 43232-4101 | Active | VA1227 | AMES | COLT | DCDA | 8.000 | 3649368 | PIT NW CORNER OUT BY STREET
2100 | CLOVERLEAF E ST | 43232-4101 | Active | 64175 | AMES | 2000B | DC | 0.750 | 3651013 | PIT NW CORNER OUT BY STREET
2110 | CLOVERLEAF E ST | 43232 | Active | WL-0856 | AMES | COLT 400 | RP | 3.000 | 3650756 | IN HOT BOX BY ENTRANCE
2150 | CLOVERLEAF E ST | 43232-4101 | Active | ALA27975 | WILKINS | 975XL3 | RP | 1.000 | 3394352
2164 | CLOVERLEAF E ST | 43232-4166 | Active | 17226 | WATTS | 919QT | RP | 1.500 | 57490 | AT WATER METER REAR OF BUILDING
2164 | CLOVERLEAF E ST | 43232-4166 | Active | 2804 | AMES | COLT-300GV | DCDA | 4.000 | 3624396 | MIDDLE UNIT 2162 IN REAR OF GARAGE SOUTH WALL
2164 | CLOVERLEAF E ST | 43232-4166 | Active | 49294 | AMES | 200BM3 | DC | 0.750 | 3638889 | MIDDLE UNIT 2162 IN REAR OF GARAGE SOUTH WALL
2238 | CLUB RD | 43221-4003 | Active | HD5757 | FEBCO | 765 | PVB | 1.000 | 57708 | FRONT OF HOUSE
2248 | CLUB RD | 43221-4003 | Active | H508800 | FEBCO | 765 | PVB | 1.000 | 75096 | FRONT OF HOUSE
2252 | CLUB RD | 43221-4003 | Active | DK9173 | FEBCO | 765 | PVB | 1.000 | 57779 | RIGHT CENTER IN COVE
2266 | CLUB RD | 43221-4003 | Active | 16665 | WATTS | 800QT | PVB | 0.750 | 57815 | RH
2284 | CLUB RD | 43221-4003 | Active | 601631 | WILKINS | 720A | PVB | 0.750 | 57844 | RIGHT SIDE OF HOUSE
2294 | CLUB RD | 43221-4003 | Active | CAA25717 | WILKINS | 720A | PVB | 1.000 | 89993 | left of front door
2328 | CLUB RD | 43221-4051 | Active | T418630 | WILKINS | 720 | PVB | 0.750 | 3394356 | FRONT LEFT BEHIND BUSH
2338 | CLUB RD | 43221-4051 | Active | T329076 | WILKINS | 720A | PVB | 0.750 | 89994 | NEAR FRONT DOOR
2350 | CLUB RD | 43221-4051 | Active | A174714 | WILKINS | 720A | PVB | 1.000 | 89442 | FRONT OF HOUSE
2366 | CLUB RD | 43221-4005 | Active | 321069 | WATTS | 800M2QT | PVB | 1.000 | 58086 | LEFT SIDE OF DOORS
2370 | CLUB RD | 43221-4005 | Active | 327165 | WATTS | LF009M3QT | RP | 0.750 | 89995 | RIGHT SIDE
2371 | CLUB RD | 43221-4004 | Active | EAF5778 | WILKINS | 720A | PVB | 0.750 | 95555 | RIGHT SIDE OF HOUSE
2375 | CLUB RD | 43221-4004 | Active | VAA14120 | WILKINS | 720A | PVB | 0.750 | 99720 | LEFT SIDE OF HOUSE
2376 | CLUB RD | 43221-4005 | Active | CB414171 | WILKINS | 720A | PVB | 1.000 | 3394360 | FRONT OF HOUSE MIDDLE OF WINDOW
2382 | CLUB RD | 43221-4005 | Active | EAJ8047 | WILKINS | 720A | PVB | 0.750 | 3394362 | RIGHT FRONT
2395 | CLUB RD | 43221-4004 | Active | VAA15714 | WILKINS | 720A | PVB | 0.750 | 92042 | RIGHT SIDE OF HOME
2396 | CLUB RD | 43221-4005 | Under renovation | 098694 | WATTS | 800M4QT | PVB | 0.750 | 89996 | REAR RIGHT
2396 | CLUB RD | 43221-4005 | Active | T461492 | WILKINS | 720A | PVB | 0.750 | 3655242 | Rear of House (outside)
2423 | CLUB RD | 43221-4006 | Active | T295288 | WILKINS | 720A | PVB | 0.750 | 3394363 | RIGHT OF FRONT DOOR
2452 | CLUB RD | 43221-4007 | Active | H024246 | FEBCO | 765 | PVB | 0.750 | 99596 | LEFT CENTER
2468 | CLUB RD | 43221-4007 | Active | F137505 | WILKINS | 720A | PVB | 0.750 | 99767 | LEFT FRONT NEAR GARAGE
2042 | CLUB RD BLDG 441 | 43217 | Inactive | 269262 | WATTS | 909M1QT | RP | 1.500 | 3602160 | BLD 441
2042 | CLUB RD BLDG 441 | 43217 | Inactive | 1296758 | WILKINS | 975XL | RP | 0.750 | 3604206 | BLD 441
2042 | CLUB RD BLDG 441 | 43217 | Inactive | 60045 | WATTS | 007M1QT | DC | 2.000 | 3604207 | BLD 441
2058 | CLUB RD BLDG 557 B | 43217 | Inactive | 2449572 | WILKINS | 950XL | DC | 0.750 | 3602252 | BLD 557
2261 | CLUB RD BLDG 594 | 43217 | Inactive | 529934 | WILKINS | 975XL | RP | 2.000 | 3604282 | BLD 594
2261 | CLUB RD BLDG 594 | 43217 | Inactive | 64400 | WATTS | 007M1QT | DC | 0.750 | 3604283 | BLD 594
2201 | CLUB RD BLDG 595 | 43217 | Inactive | W00852 | WILKINS | 975XL | RP | 0.750 | 3602141 | MAN DOOR BY BOILER ROOM (CEILING) 595 BLD
2201 | CLUB RD BLDG 595 | 43217 | Active | 1267563 | WILKINS | 950XL | DC | 2.000 | 3604278 | AT WATER METER - 2162 RESERVE RD, 595 BLD
2201 | CLUB RD BLDG 595 | 43217 | In Review |  |  |  | RP |  | 3633341 | AT WATER METER - 2162 RESERVE RD, 595 BLD
2133 | CLUB RD BLDG 596 | 43217 | Replaced | REP1167302 | WILKINS | 950XL | DC | 1.500 | 3602135 | REPLACED- BLD 596
2133 | CLUB RD BLDG 596 | 43217 | Active | 65244 | WATTS | 007M1QT | DC | 0.750 | 3604284 | HANGER 596
2133 | CLUB RD BLDG 596 | 43217 | Active | 1432810705 | AMES | 3000SS | DCDA | 6.000 | 3604285 | HANGER 596
2133 | CLUB RD BLDG 596 | 43217 | Active | 29977 | WATTS | LF919QT | RP | 1.500 | 3607921 | HANGER 596
2095 | CLUB RD BLDG 597 | 43217 | Due Install |  |  |  | RP |  | 3646259 | N/W CORNER OF BUILDING
2058 | CLUB RD BLDG B | 43217 | Active | 87916 | WATTS | LF009M3QT | RP | 0.750 | 3602134 | SRE-TRITURATOR
2058 | CLUB RD BLDG B | 43217 | Active | 140480 | WATTS | 009M2-FP | RP | 2.000 | 3604200 | MECHANICAL ROOM (B-BLD)
2058 | CLUB RD BLDG B | 43217 | Active | 124490 | AMES | 2000SS | DC | 4.000 | 3604202 | MECHANICAL ROOM (B-BLD)
2058 | CLUB RD BLDG B | 43217 | Active | 146134 | WATTS | 009M2-FP | RP | 2.000 | 3604203 | SRE - BLD EAST WALL
2058 | CLUB RD BLDG B | 43217 | Active | 103216 | AMES | 2000SS | DC | 4.000 | 3604204 | SRE - BLD EAST WALL
6087 | CLUBHURST CT | 43119-8518 | Active | DK6568 | FEBCO | 765 | PVB | 0.750 | 68952 | LEFT SIDE OF HOUSE
6103 | CLUBHURST CT | 43119-8518 | Active | CB154574 | WILKINS | 720A | PVB | 0.750 | 3394414
6116 | CLUBHURST CT | 43119-8520 | Active | DK6843 | FEBCO | 765 | PVB | 0.750 | 69052 | LEFT SIDE IN BACKYARD
6119 | CLUBHURST CT | 43119-8518 | Active | H099500 | FEBCO | 765 | PVB | 0.750 | 69058 | SIDE OF HOUSE
5600 | CLYDE MOORE DR | 43125-1081 | Not Required by DOW |  |  |  | RP |  | 3394453 | AT METER
5600 | CLYDE MOORE DR | 43125-1081 | Active | YF-0803 | AMES | COLT | DCDA | 8.000 | 3658956 | HOT BOX
5600 | CLYDE MOORE DR | 43125-1081 | Active | 78045 | AMES | 2000BM3 | DC | 0.750 | 3658957 | HOT BOX
5690 | CLYDE MOORE DR | 43125-1081 | Active | 52120 | WATTS | 009QT | RP | 1.000 | 67605 | IN MECHANICAL ROOM AT WATER METER
5690 | CLYDE MOORE DR | 43125-1081 | Active | ALA31155 | WILKINS | 950XL3 | DC | 0.750 | 3659335 | IN MECHANICAL ROOM AT WATER METER
5770 | CLYDE MOORE DR | 43125-2012 | Active | 1040872 | WILKINS | 975XLBMS | RP | 0.750 | 67903 | REAR OF OFFICES
5860 | CLYDE MOORE DR | 43125-1086 | Active | 577984 | WILKINS | 975XL | RP | 1.000 | 68172 | NORTH WALL (5820 CLYDE MOORE)
5940 | CLYDE MOORE DR | 43125-2009 | Not Required by DOW | 118241 | WATTS | 009QT | RP | 0.500 | 68368 | VACCUUM SYSTEM
5940 | CLYDE MOORE DR | 43125-2009 | Active | 494293 | WATTS | 909QT | RP | 1.000 | 68369 | NORTH WEST CORNER OF BUILDING IN MECH ROOM
2091 | COACH N RD | 43220-2938 | Removed | A135543REM | WILKINS | 720A | PVB | 0.750 | 89998 | SOUTH EAST CORNER OF CONDO
4520 | COACH RD | 43220-2902 | Active | T482243 | WILKINS | 720A | PVB | 0.750 | 3394497
4540 | COACH RD | 43220-2902 | Active | H581136 | FEBCO | 765 | PVB | 0.750 | 98353 | LEFT SIDE OF HOUSE
4545 | COACH RD | 43220-2901 | Active | 597708 | WATTS | 800QT | PVB | 1.000 | 97809 | LEFT SIDE OF HOUSE
4550 | COACH RD | 43220-2902 | Active | T415564 | WILKINS | 720A | PVB | 0.750 | 64334 | RIGHT REAR CORNER
4565 | COACH RD | 43220-2901 | Active | 150013 | WILKINS | 720A | PVB | 0.750 | 90115 | SOUTH SIDE OF HOUSE
4570 | COACH RD | 43220-2902 | Active | AD4926 | FEBCO | 765 | PVB | 0.750 | 64373 | RIGHT FRONT SIDE OF HOUSE
4575 | COACH RD | 43220-2901 | Replaced | REPDA9317 | FEBCO | 765 | PVB | 1.000 | 64379 | REPLACED- SOUTH OF FRONT DOOR BEHIND WALL (S# DA9317)
4575 | COACH RD | 43220-2901 | Active | CB886960 | WILKINS | 720A | PVB | 1.000 | 3609716 | LEFT SIDE OF HOUSE
4611 | COACH RD | 43220-2901 | Active | 461616 | WATTS | 800 | PVB | 0.750 | 3394501 | LEFT SIDE OF HOUSE
4622 | COACH RD | 43220-2902 | Active | CB655305 | WILKINS | 720 | PVB | 0.750 | 3638171 | RIGHT SIDE
4623 | COACH RD | 43220-2901 | Active | A19067 | FEBCO | 765 | PVB | 1.000 | 101440 | FRONT OF HOUSE
4639 | COACH RD | 43220-2901 | Active | T366897 | WILKINS | 720A | PVB | 0.750 | 89191 | LEFT SIDE
4646 | COACH RD | 43220- | Active | AB67661 | WILKINS | 975 | RP | 0.750 | 89093 | S.E.CRNR OF FONTENAY PL.AND COACH RD.
4647 | COACH RD | 43220-2901 | Active | 190455 | WILKINS | 720A | PVB | 0.750 | 89192 | RIGHT SIDE
4651 | COACH RD | 43220-2901 | Active | CB453506 | WILKINS | 720A | PVB | 1.000 | 3394503 | NORTH SIDE OF HOUSE
4664 | COACH RD | 43220-2902 | Active | cb215057 | WILKINS | 720A | PVB | 1.000 | 101256 | NORTH SIDE FRONT
4671 | COACH RD | 43220-2901 | Active | AH8191 | FEBCO | 765 | PVB | 0.750 | 64756 | LEFT SIDE OF HOUSE
4600 | COACH RD REAR A | 43220 | Active | 20721 | WATTS | 919QT | RP | 1.500 | 3618611 | Basement
4627 | COBBLE CREEK CT | 43123 | Active | T474446 | WILKINS | 720A | PVB | 0.750 | 3598609 | RIGHT SIDE
4637 | COBBLE CREEK CT | 43123-3662 | Active | 809543 | WILKINS | 720A | PVB | 1.000 | 64650 | FRONT OF HOME
4245 | COBLE BOWMAN (REAR) WAY | 43110- | Active not linked | ABAA1825 | WILKINS | 975XL2 | RP | 0.750 | 96756 | IN POOL ROOM
4245 | COBLE BOWMAN (FRONT) WAY | 43110- | Active | 12208 | WATTS | 919AQT | RP | 0.750 | 96757 | BY SINK MECH ROOM
4245 | COBLE BOWMAN (FRONT) WAY | 43110- | Active | ABD0664 | WILKINS | 975XL2 | RP | 1.000 | 3638419 | IN MECH RM IN CLUB HOUSE
5598 | COFFMAN PARK DR | 43017- | NULL | [5 empty] | 3509699
6780 | COFFMAN RD | 43017 | Active | 603274 | WATTS | 909 | RP | 1.000 | 70663 | 82 SOUTH MECHANICAL ROOM BM9
6780 | COFFMAN RD | 43017 | Active | 112730 | WATTS | 909 | RP | 2.500 | 70664 | MECHANICAL ROOM #25
6780 | COFFMAN RD | 43017 | Active | 131329 | WATTS | 909QT | RP | 0.750 | 70665 | # 87 MECHANICAL ROOM EAST
6780 | COFFMAN RD | 43017 | Active | 2BN0961 | AMES | 2000SS | DC | 4.000 | 70666 | MECHANICAL ROOM 29 AUG GYM
6780 | COFFMAN RD | 43017 | Removed | 58440REM | WATTS | 909QT | RP | 0.750 | 70667 | #72 NORTH MECHANICAL ROOM BM3 REMOVED FROM SERVICE
6780 | COFFMAN RD | 43017 | Active | 82208 | WATTS | 009QT | RP | 0.500 | 70668 | MECHANICAL ROOM #25
6780 | COFFMAN RD | 43017 | Replaced | REP03046 | WILKINS | 350A | DC | 4.000 | 98870 | REPLACED- RISER ROOM FIELD HOUSE
6780 | COFFMAN RD | 43017 | Active | 403046 | WILKINS | 350A | DC | 4.000 | 101644 | SPRINKLER ROOM FIELD HOUSE
6780 | COFFMAN RD | 43017 | Due Install |  |  |  | RP | 6.000 | 3655193
7030 | COFFMAN RD | 43017-1068 | Not Required by DOW | 97561 | WATTS | 909QT | RP | 0.750 | 71299 | 2ND FLOOR IN MECHANICAL ROOM 227
7030 | COFFMAN RD | 43017-1068 | Active | 4843851 | WILKINS | 975XL | RP | 2.000 | 3646445 | ELECTRICAL ROOM AT METER
7030 | COFFMAN RD | 43017-1068 | Active | UA-0271 | AMES | 300-GV | DCDA | 6.000 | 3646915 | ELECTRICAL ROOM AT METER
7030 | COFFMAN RD | 43017-1068 | Active | 01917 | AMES | 2000BM3 | DC | 0.750 | 3646916 | ELECTRICAL ROOM AT METER
7126 | COFFMAN RD | 43017 | Active | 4973 | Rainbird | 100R | PVB | 0.750 | 71466 | BEHIND S ENTRANCE WASS
7135 | COFFMAN RD | 43017-1031 | Due Install |  |  |  | RP | 3.000 | 3394694 | IN HOT BOX AT PIT ON ADVENTURE
7135 | COFFMAN RD | 43017-1031 | Due Install |  |  |  | DCDA | 6.000 | 3639535 | IN PIT ON ADVENTURE DR
7195 | COFFMAN RD | 43017-1033 | Active | 467418 | WILKINS | 950XL | DC | 1.500 | 71595 | MEZZAINE MECHANICAL ROOM
7195 | COFFMAN RD | 43017-1033 | Active | 08772 | AMES | 4000B | RP | 0.750 | 91998 | S MECH RM IN MIDDLE OF BLDG
7195 | COFFMAN RD | 43017-1033 | Active | 103782 | AMES | 4000SS | RP | 4.000 | 91999 | S MECH ROOM IN MIDDLE OF BLDG
7195 | COFFMAN RD | 43017-1033 | Active | XG-2822 | WATTS | 957 | RP | 3.000 | 3629713 | N MECH/FURN RM AT WATER METER FELLOWSHIP HALL
7200 | COFFMAN RD | 43017 | Active | 33037 | WATTS | 919AQT | RP | 1.000 | 100621 | FURN/MECH ROOM AT WATER METER
4405 | COHAGEN CROSSING DR | 43054-5028 | Active | CB198333 | WILKINS | 720 | PVB | 0.750 | 63943 | RIGHT SIDE OF HOUSE
4413 | COHAGEN CROSSING DR | 43054-5028 | Active | G246897 | WILKINS | 720A | PVB | 0.750 | 100479 | LEFT SIDE
4426 | COHAGEN CROSSING DR | 43054-5031 | Active | VAA0176 | WILKINS | 720A | PVB | 0.750 | 95457 | RIGHT SIDE OF HOUSE
4437 | COHAGEN CROSSING DR | 43054-5028 | Active | T304779 | WILKINS | 720A | PVB | 0.750 | 88104 | EAST SIDE OF HOUSE
4444 | COHAGEN CROSSING DR | 43054-5031 | Active | T230167 | WILKINS | 720A | PVB | 0.750 | 3594439 | LEFT SIDE
4445 | COHAGEN CROSSING DR | 43054-5028 | Active | T066613 | WILKINS | 720A | PVB | 0.750 | 101327 | LEFT SIDE
4453 | COHAGEN CROSSING DR | 43054-5028 | Active | H971496 | FEBCO | 765 | PVB | 0.750 | 88677 | Left side of hse
4453 | COHAGEN CROSSING DR | 43054-5028 | Inactive | A083393 | WILKINS | 720A | PVB | 0.750 | 3651293 | 0 USE 6/3/15 CAG. Left side of hse
4456 | COHAGEN CROSSING DR | 43054-5031 | Active | T482160 | WILKINS | 720A | PVB | 0.750 | 64071 | RIGHT SIDE OF HOME
6456 | COLD MOUNTAIN DR | 43081 | Active | T464216 | WILKINS | 720 | PVB | 0.750 | 3649228 | RIGHT SIDE OF HOUSE
6464 | COLD MOUNTAIN DR | 43081 | Active | T424118 | WILKINS | 720A | PVB | 0.750 | 3649440 | LEFT SIDE
6569 | COLD MOUNTAIN DR | 43081 | Active | T480619 | WILKINS | 720A | PVB | 0.750 | 3653383
6597 | COLD MOUNTAIN DR | 43081 | Active | T418237 | WILKINS | 720A | PVB | 0.750 | 3652572 | LEFT SIDE
6615 | COLD MOUNTAIN DR | 43081 | Active | T484438 | WILKINS | 720A | PVB | 0.750 | 3652574
6630 | COLD MOUNTAIN DR | 43081 | Active | T418200 | WILKINS | 720A | PVB | 0.750 | 3652700 | RIGHT SIDE
6636 | COLD MOUNTAIN DR | 43081 | Active | T418132 | WILKINS | 720 | PVB | 0.750 | 3652646 | RIGHT SIDE OF HOUSE
5798 | COLDCREEK DR | 43026 | Active | F021313 | WILKINS | 720A | PVB | 0.750 | 97925 | RIGHT SIDE
3805 | COLDICOTT LEYS | 43054 | Active | 4912745 | Wilkins | 975XL2 | RP | 0.750 | 3648845 | BASEMENT AT METER
3815 | COLDICOTT LEYS | 43054 | Active | EAD4173 | WILKINS | 720A | PVB | 0.750 | 3654920 | FRONT OF THE HOUSE LEFT CORNER
3825 | COLDICOTT LEYS | 43054 | Active | EAD4159 | WILKINS | 720A | PVB | 0.750 | 3655260 | REAR OF HOUSE
3830 | COLDICOTT LEYS | 43054 | Active | T433672 | WILKINS | 720A | PVB | 0.750 | 3656044
7900 | COLE PARK LOOP | 43054 | Active | T146894 | WILKINS | 720A | PVB | 0.750 | 3605833 | FRONT LEFT SIDE OF HOUSE
7904 | COLE PARK LOOP | 43054 | Active | GB073521 | WILKINS | 720A | PVB | 0.750 | 3607633 | RIGHT FRONT SIDE OF HOUSE
7906 | COLE PARK LOOP | 43054 | Active | T146980 | WILKINS | 720A | PVB | 0.750 | 3605812 | RIGHT FRONT SIDE OF HOUSE
7911 | COLE PARK N | 43054 | Active | CB073505 | WILKINS | 720A | PVB | 0.750 | 3613601 | LEFT SIDE OF HOUSE
7915 | COLE PARK N | 43054 | Active | CB079359 | WILKINS | 720A | PVB | 0.750 | 3619870 | RIGHT SIDE BY GAS METER
7918 | COLE PARK N | 43054 | Active | T262071 | WILKINS | 720A | PVB | 0.750 | 3622697 | FRONT RIGHT SIDE HOUSE
7919 | COLE PARK N | 43054 | Active | CB074957 | WILKINS | 720A | PVB | 0.750 | 3608027 | RIGHT FRONT SIDE OF HOUSE
7922 | COLE PARK N | 43054 | Active | CB363217 | WILKINS | 720A | PVB | 0.750 | 3633110 | LEFT SIDE OF THE HOUSE
7923 | COLE PARK N | 43054 | Active | CB073531 | WILKINS | 720A | PVB | 0.750 | 3607676 | RIGHT SIDE
7926 | COLE PARK N | 43054 | Active | T261515 | WILKINS | 720A | PVB | 0.750 | 3622960 | RIGHT FRONT CORNER OF HOUSE
7927 | COLE PARK N | 43054 | Active | CB073543 | WILKINS | 720A | PVB | 0.750 | 3606160 | RIGHT SIDE OF HOUSE METER
7930 | COLE PARK N | 43054 | Active | CB074923 | WILKINS | 720A | PVB | 0.750 | 3606161 | RIGHT SIDE OF THE HOUSE
4230 | COLERAIN AVE | 43214-2810 | Active | CB325657 | WILKINS | 720A | PVB | 0.750 | 3394908 | FRONT OF HOUSE
4244 | COLERAIN AVE | 43214-2810 | Active | F024310 | WILKINS | 720A | PVB | 0.750 | 97816 | back of house
1070 | COLLEGE AVE | 43209-2374 | Active | 1333650404 | AMES | 3000SS | DCDA | 4.000 | 53762 | MECH ROOM
1070 | COLLEGE AVE | 43209-2374 | Active | 37717 | AMES | 2000B | DC | 0.750 | 53763 | MECH ROOM
1070 | COLLEGE AVE | 43209-2374 | Not Required by DOW | W149692 | WILKINS | 975XL | RP | 1.000 | 53764 | MECH ROOM
1070 | COLLEGE AVE | 43209-2374 | Active | W149885 | WILKINS | 975XL | RP | 1.500 | 53765 | MECH ROOM
1151 | COLLEGE AVE | 43209-2827 | Removed | REM00498 | AMES | 4000B | RP | 2.000 | 54070 | CLOSET KITCHEN AREA 1135 COLLEGE AVE (SHALOM HOUSE)
1151 | COLLEGE AVE | 43209-2827 | Active | 259638 | FEBCO | 825Y | RP | 1.500 | 54071 | FIRE PUMP ROOM 2200 WELCOME PLACE
1151 | COLLEGE AVE | 43209-2827 | Active | 151432 | WATTS | 909QT | RP | 0.750 | 54073 | 3RD FLOOR BOILER ROOM@ 1151 Bld.
1151 | COLLEGE AVE | 43209-2827 | Active | 294625 | WATTS | 009M2QT | RP | 1.000 | 54074 | BASEMENT FIRE PUMP ROOM @ 1151 BLD.
1151 | COLLEGE AVE | 43209-2827 | Removed | REM330518 | WATTS | 909M1QT | RP | 1.250 | 54075 | 2ND FL STORAGE AREA--1135 COLLEGE AVE (SHALOM HOUSE)
1151 | COLLEGE AVE | 43209-2827 | Removed | REM330851 | WATTS | 909M1QT | RP | 1.250 | 54076 | CLOSET, FRONT TV ROOM 1135 COLLEGE AVE (SHALOM HOUSE)
1151 | COLLEGE AVE | 43209-2827 | Active | 4956 | Viking | A-1 | DC | 8.000 | 54077 | BASEMENT FIRE PUMP ROOM @1151 Bld.
1151 | COLLEGE AVE | 43209-2827 | Active | 5274 | WATTS | 009QT | RP | 1.000 | 54078 | BASEMENT Fire Pump Room @ 1151 Bld.
1151 | COLLEGE AVE | 43209-2827 | Active | W01630 | WILKINS | 350A | DC | 6.000 | 54079 | 1ST FL SE IN FIRE PUMP RM - 2200 WELCOME PLACE
1151 | COLLEGE AVE | 43209-2827 | Active | W197824 | WILKINS | 975XLBMS | RP | 2.000 | 54080 | GROUND FL SE IN FIRE PUMP RM - 2200 WELCOME PL
1151 | COLLEGE AVE | 43209-2827 | Active | ALA53033 | WILKINS | 975XL3 | RP | 0.750 | 54180 | 1125 COLLEGE AVE BSMNT NEXT TO BOILER
1151 | COLLEGE AVE | 43209-2827 | Active | W210348 | WILKINS | 975XL | RP | 0.750 | 86981 | MECH ROOM - 2200 WELCOME PL
1151 | COLLEGE AVE | 43209-2827 | Active | 4711094 | WILKINS | 975XL | RP | 2.000 | 92482 | 1129 COLLEGE AVE - JEWISH COMMUNITY CTR -HOT BOX
1151 | COLLEGE AVE | 43209-2827 | Active | 154589 | AMES | 2000SS | DC | 4.000 | 92483 | 1129 COLLEGE AVE -SW WALL AT RISER
1151 | COLLEGE AVE | 43209-2827 | Active | 017684 | WATTS | 909M1QT | RP | 2.000 | 93479 | 1151 COLLEGE AVE POOL MECH ROOM
1151 | COLLEGE AVE | 43209-2827 | Removed | 016904REM | WATTS | 800M4QT | PVB | 2.000 | 95860 | REMOVED-BETWEEN 2 FRONT ENT. OUTSIDE
1151 | COLLEGE AVE | 43209-2827 | Removed | REM023605 | WATTS | 800M4FR | PVB | 1.500 | 96805 | BLDG 1125 OUTSIDE PRESCHOOL N WALL REMOVED
1151 | COLLEGE AVE | 43209-2827 | Active | 12840 | WATTS | 919QT | RP | 0.500 | 96806 | 1151 COLLEGE AVE STEAM ROOM MECH ROOM
1151 | COLLEGE AVE | 43209-2827 | Active | 15099 | WATTS | 919AQT | RP | 0.750 | 97977 | LOWER LEVEL MECH HALLWAY CLOSET (MECH) @ 1151 Bld.
1151 | COLLEGE AVE | 43209-2827 | Removed | 45141REM | WATTS | 008PCQT | SVB | 0.500 | 100300 | REMOVED-IN MAIN LOBBY ON WEST WALL IN CEILING
1151 | COLLEGE AVE | 43209-2827 | Active | 000617 | WATTS | LF800M4 | PVB | 2.000 | 3618027 | 1151 COLLEGE AVE OUTSIDE BETWEEN FRONT ENTRANCES
1151 | COLLEGE AVE | 43209-2827 | LPS - Active |  |  |  | LST |  | 3659298 | FIRE PUMP - PUMP ROOM (1125 COLLEGE AVE)
1151 | COLLEGE AVE | 43209-2827 | Due Install |  |  |  | RP | 8.000 | 3659473
1480 | COLLEGE AVE | 43209-2888 | Active | ACQ1588 | WILKINS | 975XL2 | RP | 1.500 | 3395076
1480 | COLLEGE AVE | 43209-2888 | Active | YB-1492 | COLT | 300 | DCDA | 4.000 | 3635738
1480 | COLLEGE AVE | 43209-2888 | Active | 76932 | AMES | 2000 | DC | 0.750 | 3657351 | Basement
1491 | COLLEGE AVE | 43209-2885 | Active | 57306 | WATTS | 919QT | RP | 1.000 | 90535 | AT WATER METER-HALL CLOSET
1555 | COLLEGE AVE | 43209-2885 | Removed | 423446REM | WATTS | 800M4QT | PVB | 1.000 | 55384 | **REMOVED** - OUTSIDE
1555 | COLLEGE AVE | 43209-2885 | Not Required by DOW | [5 empty] | 3628270
1597 | COLLEGE AVE | 43209- | Replaced | REPW149826 | WILKINS | 975XL | RP | 0.750 | 55508 | REPLACED- LEFT OF ENTRANCE-ACROSS FROM 1427 ALUMVIEW DRIVE
1597 | COLLEGE AVE | 43209- | Active | 3888625 | WILKINS | 975XL | RP | 0.750 | 3609797 | LEFT OF ENTRANCE-ACROSS FROM 1427 ALUMVIEW DRIVE
1597 | COLLEGE AVE | 43209- | Due Install |  |  |  | RP |  | 3639251
1597 | COLLEGE AVE | 43209- | Due Install |  |  |  | DCDA |  | 3639252
1689 | COLLEGE AVE | 43209- | Due Install |  |  |  | RP | 4.000 | 3395077
1689 | COLLEGE AVE | 43209- | Due Install |  |  |  | DCDA | 6.000 | 3652610
1557 | COLLEGE HILL DR | 43221-3416 | Active | T253847 | WILKINS | 720A | PVB | 0.750 | 3395100 | LEFT SIDE OF THE HOUSE
7610 | COLLEGIATE CT | 43235-1465 | Active | T065595 | WILKINS | 720A | PVB | 1.000 | 100792 | LEFT SIDE
7615 | COLLEGIATE CT | 43235-1465 | Active | T481081 | WILKINS | 720 | PVB | 0.750 | 3395110 | LEFT FRONT
3717 | COLLET CT | 43228-7041 | Active | FI9199 | FEBCO | 765 | PVB | 1.000 | 61563 | LEFT SIDE OF HSE
2975 | COLLIER HILL CT | 43026-7285 | Active | CB015673 | WILKINS | 720A | PVB | 0.750 | 102952 | LEFT SIDE
3002 | COLLIER HILL CT | 43026-7285 | Active | 022685 | watts | 800m4 | PVB | 0.750 | 91945 | LEFT SIDE
6201 | COLLINGS DR | 43137 | Active | UF-2248 | WATTS | 957 | RP | 3.000 | 3648347 | HOTBOX, S/E ENTANCE
6201 | COLLINGS DR | 43137 | Active | TA-1799 | WATTS | 300 GV | DCDA | 10.000 | 3648348 | HOTBOX - FIRE METER S/E ENTRANCE
6201 | COLLINGS DR | 43137 | Active | 54660 | AMES | 2000BM3 | DC | 0.750 | 3648349 | HOTBOX - FIRE METER 3/4" SIDE CAR, S/E DRIVE
6201 | COLLINGS DR | 43137 | Not Required by DOW | B330740 | WILKINS | 375XL | RP | 1.000 | 3648874 | PUMP ROOM/WATER RISER ROOM SOUTHSIDE ENTRANCE
6201 | COLLINGS DR | 43137 | Not Required by DOW | B327961 | WILKINS | 375XL | RP | 1.000 | 3648875 | INSIDE NORTHEAST CORNER OF BUILDING
6201 | COLLINGS DR | 43137 | LPS - Active |  |  |  | LST |  | 3658435 | FIRE PUMP - FIRE PUMP ROOM (DCM2)
6322 | COLLINGS DR | 43137 | Active | 070135 | WATTS | LF009M2QT | RP | 1.500 | 3646016 | HOT BOX
6322 | COLLINGS DR | 43137 | Active | TJ-0161 | AMES | COLT300GV | DCDA | 8.000 | 3646032 | HOT BOX
6322 | COLLINGS DR | 43137 | Active | 58401 | AMES | 200BM3 | DC | 0.750 | 3646033 | HOT BOX
6322 | COLLINGS DR | 43137 | Not Required by DOW | T494720 | WILKINS | 720A | PVB | 1.000 | 3648263 | SOUTH SIDE OF BUILDING 3
6040 | COLLINGS DR UNIT WATER | 43137 | Active | XK-1248 | AMES | COLT 400 | RP | 4.000 | 3657440 | HOT BOX SOUTH OF SECOND DRIVE
6040 | COLLINGS DR UNIT WATER | 43137 | Active | XJ-1281 | AMES | COLT 300GV | DCDA | 10.000 | 3657441 | SOUTH OF SECOND DRIVE BY HOT BOX
6040 | COLLINGS DR UNIT WATER | 43137 | Active | 75230 | AMES | 2000B | DC | 0.750 | 3657442 | SOUTH OF SECOND DRIVE BY HOT BOX
1824 | COLLINGSWOOD RD | 43221-3875 | Active | 517376 | WILKINS | 720A | PVB | 0.750 | 56307 | LEFT SIDE OF HOUSE
1851 | COLLINGSWOOD RD | 43221-3874 | Active | T308628 | WILKINS | 720A | PVB | 0.750 | 87287 | FRONT LEFT
1864 | COLLINGSWOOD RD | 43221-3875 | Active | CC5678 | FEBCO | 765 | PVB | 0.750 | 56442 | LEFT SIDE OF HOUSE
1874 | COLLINGSWOOD RD | 43221-3875 | Active | 18678 | WATTS | 919AQT | RP | 1.000 | 91328 | RIGHT SIDE REAR ON COLLINSWOOD
1886 | COLLINGSWOOD RD | 43221-3740 | Active | 88084 | WATTS | 800QT | PVB | 1.000 | 56512 | REAR OF HOUSE, MIDDLE
1897 | COLLINGSWOOD RD | 43221-3739 | Removed | REM32628 | WATTS | 800M4QT | PVB | 1.000 | 56540 | EAST SIDE OF HOUSE
1905 | COLLINGSWOOD RD | 43221-3739 | Active | T126257 | WILKINS | 720A | PVB | 0.750 | 102583 | RIGHT SIDE
1912 | COLLINGSWOOD RD | 43221-3740 | Active | 618236 | RAINBIRD | 100 | PVB | 0.750 | 56610 | RIGHT SIDE OF HOUSE - OUTSIDE
1926 | COLLINGSWOOD RD | 43221-3740 | Active | T210133 | WILKINS | 720A | PVB | 1.000 | 56652 | BACK OF HOUSE
1943 | COLLINGSWOOD RD | 43221-3739 | Active | 262744 | WILKINS | 420 | PVB | 0.750 | 101918 | FRONT OF HOUSE, RIGHT OF DOOR
1959 | COLLINGSWOOD RD | 43221-3739 | Active | 185383 | WILKINS | 720A | PVB | 0.750 | 90339 | NW CORNER OF BUILDING
1993 | COLLINGSWOOD RD | 43221-3741 | Active | A174699 | WILKINS | 720A | PVB | 0.750 | 102533 | LEFT FRONT
1999 | COLLINGSWOOD RD | 43221-3741 | Active | 367502 | WILKINS | 720 | PVB | 0.750 | 56898 | FRONT OF HOUSE
2006 | COLLINGSWOOD RD | 43221- | Active | 055889 | WATTS | LF800M4QT | PVB | 1.000 | 90001 | FRONT OF HOUSE
2007 | COLLINGSWOOD RD | 43221-3741 | Active | T247445 | WILKINS | 720A | PVB | 1.000 | 57016 | OUTSIDE
2023 | COLLINGSWOOD RD | 43221-3741 | Active | 672137 | WILKINS | 720A | PVB | 0.750 | 57055 | FRONT OF HOUSE , RIGHT OF DOOR
2036 | COLLINGSWOOD RD | 43221-3742 | Active | G204793 | WILKINS | 720A | PVB | 0.750 | 93364 | LEFT SIDE OF HOUSE
2039 | COLLINGSWOOD RD | 43221-3741 | Active | 212694 | WATTS | 800QT | PVB | 0.750 | 87243 | FRONT OF HOUSE
2044 | COLLINGSWOOD RD | 43221-3742 | Active | A133845 | WATTS | 800M2QT | PVB | 1.000 | 57097 | EAST SIDE OF HOUSE
2060 | COLLINGSWOOD RD | 43221-3742 | Active | CB867349 | WILKINS | 720A | PVB | 0.750 | 3395198 | LEFT OF DOOR
2066 | COLLINGSWOOD RD | 43221-3742 | Active | CB332915 | WILKINS | 720A | PVB | 0.750 | 3395199 | front right
23 | COLLINGWOOD AVE | 43213-1701 | Not Required by DOW | [5 empty] | 3395200
73 | COLLINGWOOD AVE | 43213-1746 | Active | 4660071 | WILKINS | 975XL2 | RP | 1.000 | 3395358 | N BOILER ROOM CHURCH AT WATER METER
730 | COLLINGWOOD AVE UNIT A | 43213-1746 | Due Install |  |  |  | RP | 1.500 | 3395359 | SW SUMP PUMP ROOM EDUCATIONAL WING AT WATER METER
230 | COLLINS DR | 43085- | Removed | 392558REM | WILKINS | 720A | PVB | 2.000 | 57893 | **REMOVED** PERRY PARK IN METAL BOX BY HYD BY BATHROOMS BY DIAMOND #2
2300 | COLLINS DR | 43085- | Active | VF-1489 | AMES | COLT400 | RP | 6.000 | 3633424 | IN HOT BOX AT PIT NW BY RAILROAD TRACKS/BALL FIELD
2330 | COLLINS DR | 43085-2810 | Active | 111683 | WILKINS | 420 | PVB | 1.000 | 57982 | RIGHT SIDE CENTER
2331 | COLLINS DR | 43085-2804 | Active | h09843 | FEBCO | 860 | RP | 1.000 | 57990 | EAST SIDE OF HOUSE
2342 | COLLINS DR | 43085-2810 | Active | CB073669 | WILKINS | 720A | PVB | 0.750 | 90165 | FRONT OF HOUSE
2352 | COLLINS DR | 43085-2810 | Active | 336798 | WATTS | 800M4FR | PVB | 0.750 | 100652 | FRONT OF HOUSE
2364 | COLLINS DR | 43085-2810 | Active | DA9498 | FEBCO | 765 | PVB | 1.000 | 90166 | RIGHT FRONT SIDE
2388 | COLLINS DR | 43085-2810 | Active | HE75354 | FEBCO | 765 | PVB | 1.000 | 58132 | RIGHT FRONT IN BEHIND TALL GRASS
2398 | COLLINS DR | 43085-2810 | Active | T082119 | WILKINS | 720A | PVB | 0.750 | 101341 | RIGHT
2422 | COLLINS DR | 43085-2822 | Active | F031362 | WILKINS | 720A | PVB | 0.750 | 97407 | LEFT SIDE
2432 | COLLINS DR | 43085-2822 | Active | F031320 | WILKINS | 720A | PVB | 0.750 | 90218 | RIGHT OF FRONT DOOR
2455 | COLLINS DR | 43085-2819 | Active | CAB60300 | WILKINS | 720A | PVB | 1.000 | 90221 | LEFT SIDE
2466 | COLLINS DR | 43085-2822 | Active | 11810 | WATTS | 800QT | PVB | 0.750 | 58378 | SOUTH SIDE OF HOUSE
1305 | COLLINS WAY | 43085-2894 | Active | G204806 | WILKINS | 720A | PVB | 0.750 | 96025 | LEFT SIDE OF HOUSE
3611 | COLONIAL DR | 43026-1369 | Active | 2EN0071 | AMES | 2000SS | DC | 6.000 | 61274 | MECH ROOM HALLWAY TO POOL DECK
3611 | COLONIAL DR | 43026-1369 | Active | WK-2382 | WATTS | 957 | RP | 3.000 | 3651022 | 3611 CLUBHSE MECH/METER ROOM AT WATER METER
3881 | COLORADO AVE | 43125-9455 | Active | CB432035 | WILKINS | 720 | PVB | 0.750 | 3395583 | BACK OF HOUSE BY GENERATOR
5191 | COLT CT | 43081-4414 | Active | DA6072 | FEBCO | 765 | PVB | 1.000 | 90228 | BACK OF HOUSE BY AC
5201 | COLT CT | 43081-4414 | Active | T363391 | WILKINS | 720A | PVB | 0.750 | 89478 | REAR EAST SIDE BY AC
275 | COLTON RD | 43207-3841 | Active | 78879 | WATTS | 919QT | RP | 0.750 | 3395637
399 | COLUMBIA ST | 43026 | Not Required by DOW | [5 empty] | 3602738
4100 | COLUMBIA ST | 43026-3404 | Due Install |  |  |  | RP | 1.500 | 3395762
4055 | COLUMBIA ST UNIT A | 43026-1438 | Not Required by DOW | 354829 | WILKINS | 375 | RP | 0.750 | 93000 | 1ST FL MECH/AIR HANDLER ROOM 12' HIGH OFF FLOOR
4055 | COLUMBIA ST UNIT A | 43026-1438 | Active | AMA02656 | WILKINS | 975XL3 | RP | 2.000 | 3630050 | AT METER
514 | COLUMBIAN AVE | 43223-1608 | Not Required by DOW | [5 empty] | 3395865
96 | COLUMBUS CREW WAY | 43215 | Active | 25202C | WILKINS | 375AST | RP | 10.000 | 3648465 | AT DOMESTIC WATER METER - UPPER DEVICE SOUTH WALL
96 | COLUMBUS CREW WAY | 43215 | Active | 25201C | WILKINS | 375AST | RP | 10.000 | 3648466 | AT DOMESTIC WATER METER - LOWER DEVICE
96 | COLUMBUS CREW WAY | 43215 | LPS - Active |  |  |  | LPC |  | 3648467 | DOMESTIC PUMP - IRRIGATION BOOSTER PUMP
96 | COLUMBUS CREW WAY | 43215 | Active | 79887 | APOLLO | RPDA2LF | RPDA | 12.000 | 3648468 | FIRE ROOM SOUTH WALL
96 | COLUMBUS CREW WAY | 43215 | Active | 90881A | APOLLO | CVALF4A | RP | 0.500 | 3648469 | FIRE ROOM 3/4" FIRE SIDE CAR
96 | COLUMBUS CREW WAY | 43215 | LPS - Active |  |  |  | LST |  | 3648470 | FIRE PUMP NUMBER 1 - FIRE PUMP ROOM
96 | COLUMBUS CREW WAY | 43215 | Active | 79689 | APOLLO | RPDA2LF | RPDA | 12.000 | 3648471 | FIRE ROOM SOUTH WALL
96 | COLUMBUS CREW WAY | 43215 | Active | 90864A | APOLLO | CVALF4A | RP | 0.500 | 3648472 | FIRE ROOM 3/4" SIDE CAR
56 | COLUMBUS SQ | 43231-2845 | Due Install |  |  |  | RP | 0.750 | 3395924
5644 | COLUMBUS SQ | 43231-2845 | Active | 438527 | WATTS | 909M1QT | RP | 2.000 | 90982 | 5644 Rear Storage Room
5644 | COLUMBUS SQ | 43231-2845 | Active | 16510 | WILKINS | 350 | DCDA | 6.000 | 3640863 | 5644 Rear Storage Room
5644 | COLUMBUS SQ | 43231-2845 | Active | HC30161 | WILKINS | 350 | DC | 0.750 | 3640864 | 5644 Rear Storage Room
5648 | COLUMBUS SQ | 43231-2845 | Active | ALA50446 | WILKINS | 975XL3 | RP | 0.750 | 3395926 | WOMEN RESTROOM
5652 | COLUMBUS SQ | 43231-2845 | Active | ALA52256 | WILKINS | 975 | RP | 0.750 | 3395927
5664 | COLUMBUS SQ | 43231-2845 | Due Install | [5 empty] | 3395930
5666 | COLUMBUS SQ | 43231-2845 | Active | ALA26162 | WILKINS | 975XL3 | RP | 0.750 | 3395931 | IN RESTROOM
5666 | COLUMBUS SQ | 43231-2845 | Active | ALA26162 | WILKINS | 975XL3 | RP | 0.750 | 3658310 | IN RESTROOM
5668 | COLUMBUS SQ | 43231-2845 | Active | ABT4197 | WILKINS | 975 | RP | 0.750 | 3395932
5680 | COLUMBUS SQ | 43231-2845 | Active | AJBK7523 | WILKINS | 375XL | RP | 1.000 | 3395935
5700 | COLUMBUS SQ | 43231-2812 | Removed | 06785REM | WATTS | 009QT | RP | 2.000 | 67642
5700 | COLUMBUS SQ | 43231-2812 | Active | 4773238 | WILKINS | 975 | RP | 2.000 | 3633875 | EAST WALL AT METER
5700 | COLUMBUS SQ | 43231-2812 | Active | 16511 | WILKINS | 350 | DCDA | 6.000 | 3633876 | EAST WALL AT METER
5700 | COLUMBUS SQ | 43231-2812 | Active | HC30880 | WILKINS | 350 | DC | 0.750 | 3640865 | EAST WALL AT METER
5708 | COLUMBUS SQ | 43231- | Active | ALA22466 | WILKINS | 975XL | RP | 0.750 | 3395936
5714 | COLUMBUS SQ | 43231-2812 | Active | 4665173 | WILKINS | 975XL2 | RP | 0.750 | 90788 | MECH ROOM
5750 | COLUMBUS SQ | 43231-2894 | Active | 150884 | WATTS | 009M2QT | RP | 2.000 | 67811 | 5722 Columbus Square storeroom
5750 | COLUMBUS SQ | 43231-2894 | Active | 16592 | WILKINS | 350 | DCDA | 8.000 | 3624967 | NE OF OHIO THRIFT STORE
5750 | COLUMBUS SQ | 43231-2894 | Active | HC31414 | WILKINS | 350 | DC | 0.750 | 3640866 | NE OF OHIO THRIFT STORE
5794 | COLUMBUS SQ | 43231-2894 | Active | A60223 | WATTS | 009QT | RP | 0.750 | 94482 | MENS RESTROOM UNDER SINK
5806 | COLUMBUS SQ | 43231-2811 | Active | ALA08468 | WILKINS | 975XL3 | RP | 0.750 | 3395942
5822 | COLUMBUS SQ | 43231-2811 | Active | 15120 | WATTS | 919ZQT | RP | 0.750 | 93911 | 0 USE 6/3/15 CAG. IN BACK BY METER
5838 | COLUMBUS SQ | 43231-2811 | Active | W277077 | WILKINS | 975XLSEU | RP | 0.750 | 88905 | bathroom under sink at water meter
5854 | COLUMBUS SQ | 43231-2811 | Active | ABF8570 | WILKINS | 975XL2 | RP | 0.750 | 3395949 | NORTH STORAGE ROOM @ WATER METER
5862 | COLUMBUS SQ | 43231- | Active | 482069 | WATTS | LF009M3QT | RP | 0.750 | 3658271 | BACK ROOM
5866 | COLUMBUS SQ | 43231-2811 | Active | 485288 | WATTS | LF009M3 | RP | 0.750 | 3395951 | REAR OF BLDG
2536 | COLUMBUS ST | 43123-2834 | Active | 295601 | WATTS | 009M3QT | RP | 0.750 | 58570 | AT METER
2536 | COLUMBUS ST | 43123-2834 | Not Required by DOW | 012217 | WATTS | 800MQT | PVB | 0.750 | 58571 | WEST SIDE OF BUILBING
2536 | COLUMBUS ST | 43123-2834 | Not Required by DOW | 323914 | WATTS | 008PCQT | PVB | 0.750 | 3608094 | OUTSIDE WEST WALL
2580 | COLUMBUS ST | 43123-2807 | Active | 431897 | WATTS | LF009 | RP | 0.750 | 3395956 | NEXT TO UTILITY SINK IN BACK
2684 | COLUMBUS ST | 43123-2807 | Active | 49242 | AMES | 2000B | DC | 0.750 | 89073 | MECH ROOM
2684 | COLUMBUS ST | 43123-2807 | Active | 148109 | AMES | 3000SS | DCDA | 4.000 | 89074 | MECH ROOM
2684 | COLUMBUS ST | 43123-2807 | Not Required by DOW |  |  |  | RP | 1.500 | 3650292 | MECH ROOM
2697 | COLUMBUS ST | 43123-2804 | Not Required by DOW | 562491 | WILKINS | 720A | PVB | 0.750 | 58974 | RIGHT FRONT NEXT TO GAS METER & CONDEN UNITS BEHIND BUSHES
2697 | COLUMBUS ST | 43123-2804 | Active | 4131737 | WILKINS | 975XL2 | RP | 0.750 | 3633495 | BASEMENT MECHANICAL ROOM
2710 | COLUMBUS ST | 43123-2856 | Removed | G186297REM | WILKINS | 720A | PVB | 0.750 | 91658 | REAR OF BRICK HOUSE
2710 | COLUMBUS ST | 43123-2856 | Not Required by DOW |  |  |  | RP | 0.750 | 3650291 | REAR OF BRICK HOUSE
2735 | COLUMBUS ST | 43123-2804 | Active | 08698 | WATTS | 009M3QT | RP | 0.750 | 95903 | MECH ROOM
2903 | COLUMBUS ST | 43123-2815 | Active | 455605 | WATTS | 009M3QT | RP | 0.750 | 3395986 | IN BASEMENT AT METER
2965 | COLUMBUS ST | 43123-2808 | Due Install |  |  |  | RP | 1.500 | 3395992
3031 | COLUMBUS ST | 43123-2736 | Not Required by DOW | 996967 | WILKINS | 720A | PVB | 0.750 | 59841 | FRONT OF BUILDING
3031 | COLUMBUS ST | 43123-2736 | Active | 4736956 | WILKINS | 975 | RP | 0.750 | 3630325 | AT WATER METER
3067 | COLUMBUS ST | 43123-2751 | Active | ALA22692 | WILKENS | 975XL3 | RP | 0.750 | 3396001
3111 | COLUMBUS ST | 43123-2762 | Active | 77659 | WATTS |  | RP | 0.750 | 3396007 | BASEMENT AT WATER METER
3113 | COLUMBUS ST | 43123-3234 | Active | 78125 |  |  | RP | 0.750 | 3396008 | BASEMENT MECH ROOM
3315 | COLUMBUS ST | 43123-2625 | Active | CB992683 | WILKINS | 720A | PVB | 0.750 | 3396049 | LEFT SIDE
3318 | COLUMBUS ST | 43123-2649 | Due Install |  |  |  | RP | 0.750 | 3396050
3634 | COLUMBUS ST | 43123 | Active | VK-2350 | AMES | 957 | RP | 3.000 | 3654883 | HOT BOX
3634 | COLUMBUS ST | 43123 | Active | WE-1893 | AMES | 300GV | DCDA | 6.000 | 3654884 | MTR PIT
3634 | COLUMBUS ST | 43123 | Active | 65331 | AMES | 2000BM3 | DC | 0.750 | 3654885 | MTR PIT
3745 | COLUMBUS ST | 43123 | Active | UD-2110 | WATTS | 957 | RP | 3.000 | 3648248 | HOTBOX
3745 | COLUMBUS ST | 43123 | Active | UC-0847 | AMES | 300GV | DCDA | 6.000 | 3648249 | IN PIT
3745 | COLUMBUS ST | 43123 | Active | 60428 | AMES | 2000BM3 | DC | 0.750 | 3648250 | IN PIT - FIRE SYSTEM 3/4" SIDE CAR
3745 | COLUMBUS ST | 43123 | Not Required by DOW | 282390 | WATTS | LF009M3QT | RP | 0.750 | 3648268 | HOTBOX AFTER MAIN CONTAINMENT BACKFLOW
3745 | COLUMBUS ST | 43123 | Not Required by DOW | 83881 | WATTS | LF009M3QT | RP | 0.750 | 3648444 | 3714 QUARTERPOLE - JANITOR'S ROOM AT WATER RISER
3778 | COLUMBUS ST | 43123 | Active | TL-0716 | AMES | COLT 400 | RP | 3.000 | 3648245 | METER ROOM IN BACK OF POOL HOUSE
3778 | COLUMBUS ST | 43123 | Active | TL-3405 | AMES | COLT300GV | DCDA | 6.000 | 3648246 | METER ROOM IN BACK OF POOL HOUSE - FIRE RISER
3778 | COLUMBUS ST | 43123 | Active | 59633 | AMES | 2000BM3 | DC | 0.750 | 3648247 | METER ROOM IN BACK OF POOL HOUSE - FIRE RISER SYSTEM BYPASS
3778 | COLUMBUS ST | 43123 | Not Required by DOW | CB878611 | WILKINS | 720 | PVB | 1.000 | 3649969 | 103 KELLS WAY - FRONT OF BUILDING
3220 | COLUMBUS ST UNIT B | 43123-3244 | Active | 24544 | WATTS | 007QT | DC | 2.000 | 60215 | MECH ROOM BEHIND KITCHEN
3220 | COLUMBUS ST UNIT B | 43123-3244 | Active | 68536 | WATTS | 009QT | RP | 2.000 | 60216 | MECHANICAL ROOM NEXT TO WATER METER
5995 | COMMERCE CENTER DR | 43125-1099 | Not Required by DOW | CB194913 | WILKINS | 720A | PVB | 1.000 | 68490 | SOUTH END OF BUILDING OUTSIDE WALL
5995 | COMMERCE CENTER DR | 43125-1099 | Not Required by DOW | 0388002 | WATTS | 800M4QT | PVB | 1.000 | 68491 | NORTH WALL OUTSIDE BUILDING
5995 | COMMERCE CENTER DR | 43125-1099 | Active | IT367 | CONBRACO | 40208A2 | RP | 2.000 | 68492 | WEST SIDE AT DOCK AREA
5995 | COMMERCE CENTER DR | 43125-1099 | Not Required by DOW | 647303 | WATTS | 909 | RP | 0.750 | 68493 | HOT BOX NW CORNER OF PROPERTY
5995 | COMMERCE CENTER DR | 43125-1099 | Active | 05126 | WATTS | 909 | RP | 10.000 | 68494 | HOT BOX NW CORNER OF PROPERTY
5995 | COMMERCE CENTER DR | 43125-1099 | LPS - Active |  |  |  | LST |  | 3633517 | FIRE PUMP - PUMP ROOM
5995 | COMMERCE CENTER DR | 43125-1099 | Not Required by DOW | 036175 | WATTS | LF800M4QT | PVB | 1.000 | 3640719 | HOT BOX NW CORNER OF PROPERTY
6200 | COMMERCE CENTER DR | 43125-1093 | Not Required by DOW | 42976 | WATTS | LF919QT | RP | 1.000 | 69355 | WEST END OF BLDG
6200 | COMMERCE CENTER DR | 43125-1093 | Removed | 210205REM | WATTS | 800M4QT | PVB | 1.000 | 69356 | REMOVED-EAST END OF BLDG
6200 | COMMERCE CENTER DR | 43125-1093 | Active | 340219 | WATTS | 909M1 | RP | 2.000 | 69357 | WEST END OF BUILDING
6200 | COMMERCE CENTER DR | 43125-1093 | Not Required by DOW | 42875 | WATTS | LF919QT | RP | 1.000 | 3603489 | EAST END OF BUILDING
6295 | COMMERCE CENTER DR | 43125-1160 | Not Required by DOW | 15897 | CONBRACO | 40207A2 | RP | 1.500 | 69576 | WEST SIDE OF BLDG
6295 | COMMERCE CENTER DR | 43125-1160 | Not Required by DOW | GQ188 | CONBRACO | 40207A2 | RP | 1.500 | 69577 | EAST WALL
6295 | COMMERCE CENTER DR | 43125-1160 | Active | JR859 | CONBRACO | 40208A2 | RP | 2.000 | 69578 | EAST WALL.
6300 | COMMERCE CENTER DR | 43125-1183 | Not Required by DOW | 43064 | WATTS | 919AQT | RP | 1.000 | 69590 | EAST END OF BUILDING OUTSIDE
6300 | COMMERCE CENTER DR | 43125-1183 | Not Required by DOW | 40178 | WATTS | 919QT | RP | 1.000 | 69591 | OUTSIDE WALL - WEST SIDE OF BLDG
6300 | COMMERCE CENTER DR | 43125-1183 | Active | GG094 | CONBRACO | 40208A2 | RP | 2.000 | 69592 | NW CORNER OF BUILDING AT METER
6300 | COMMERCE CENTER DR | 43125-1183 | Removed | W015276REM | WILKINS | 975XLBMS | RP | 1.250 | 69593 | ***REMOVED***@ DOOR 103
6740 | COMMERCE COURT DR | 43004-9200 | Active | 430886 | WILKINS | 975XL | RP | 1.000 | 70571 | SOUTH END OF BUILDING
6740 | COMMERCE COURT DR | 43004-9200 | Active | VL-0249 | AMES | COLT 300GV | DCDA | 6.000 | 3651219 | IN PIT AT END OF COURT
6740 | COMMERCE COURT DR | 43004-9200 | Not Required by DOW | 2DN1976 | AMES | 200 SS | DC | 8.000 | 3651220
6740 | COMMERCE COURT DR | 43004-9200 | Active | 67376 | AMES | 2000BM3 | DC | 0.750 | 3651996 | IN PIT AT END OF COURT
6750 | COMMERCE COURT DR | 43004-9200 | Active | 409978 | WATTS | 909QT | RP | 1.000 | 70591 | SOUTHEAST CORNER WALL
6751 | COMMERCE COURT DR | 43004-9200 | Active | 571424 | WILKINS | 975XL | RP | 1.000 | 89064 | NORTH SIDE MIDDLE
6830 | COMMERCE COURT DR | 43004-9297 | Active | 328064 | WATTS | 909QT | RP | 1.000 | 70782 | AT WATER METER
6845 | COMMERCE COURT DR | 43004-9298 | Active | ABP8801 | WILKINS | 975XL2 | RP | 0.750 | 3396198 | MID W WAREHOUSE AT WATER METER
6845 | COMMERCE COURT DR | 43004-9298 | Active | N2106090855 | FEBCO | LF850 | DCDA | 4.000 | 3650587 | MID W WAREHOUSE
6845 | COMMERCE COURT DR | 43004-9298 | Active | 04627 | WATTS | LF619 | DC | 0.750 | 3652419
6850 | COMMERCE COURT DR | 43004-9297 | Not Required by DOW | 1289683 | WILKINS | 975 | RP | 1.500 | 70828 | INSIDE WAREHOUSE
6850 | COMMERCE COURT DR | 43004-9297 | Active | 329490 | WILKINS | 975 | RP | 1.500 | 70829 | SOUTHWEST CORNER OF WAREHOUSE
6390 | COMMERCE CT | 43125 | Active | 1303481016 | AMES | 4000SS | RP | 3.000 | 3609832 | BY METER PIT IN HOT BOX
6390 | COMMERCE CT | 43125 | Active | 1849241114 | AMES | 3000SS | DCDA | 10.000 | 3613495 | IN METER PIT IN FRONT OF PROPERTY
6390 | COMMERCE CT | 43125 | Active | 73500 | AMES | 2000B | DC | 0.750 | 3613496 | IN METER PIT IN FRONT OF PROPERTY
6390 | COMMERCE CT | 43125 | Active | 022051 | WATTS | LF009M2QT | RP | 1.500 | 3629874 | BY BATTERY STATION
6390 | COMMERCE CT | 43125 | LPS - Active |  |  |  | LST |  | 3633694 | FIRE PUMP - REAR PUMP ROOM
8881 | COMMERCE LOOP DR | 43240-2123 | Active | 112250 | AMES | 3000SS | DCDA | 6.000 | 74376 | METER ROOM SOUTH END OF BUILDING
8881 | COMMERCE LOOP DR | 43240-2123 | Replaced | REP48462 | WATTS | 007M2QT | DC | 0.750 | 74377 | REPLACED- SOUTH END OF BUILDING METER ROOM
8881 | COMMERCE LOOP DR | 43240-2123 | Active | 67512 | WATTS | 009M2QT | RP | 1.500 | 74378 | AT ABOVE ADDRESS IN WATER METER ROOM SOUTHEND
8881 | COMMERCE LOOP DR | 43240-2123 | Active | 348744 | WATTS | 007M3QT | DC | 0.750 | 3610027 | SOUTH END OF BUILDING METER ROOM
411 | COMMERCE N SQ | 43228-2107 | Active | 81945 | WATTS | LF919QT | RP | 0.750 | 3599409 | WAREHOUSE
656 | COMMERCE PKWY | 43017-3221 | Active | 251189 | WATTS | 909M1QT | RP | 2.000 | 70257 | NE BSMNT BOILER -AT WATER MTR - TOP FAC
6565 | COMMERCE PKWY | 43017-3221 | Active | 252586 | WATTS | 909M1QT | RP | 2.000 | 70258 | NE BSMNT BOILER -AT WATER MTR - BTTM FAC
6565 | COMMERCE PKWY | 43017-3221 | Not required by DOW | 326953 | WATTS | 909QT | RP | 1.000 | 70259 | BOILER ROOM BY WATER HEATER -PROTECTION FOR BOILERS FAC
6565 | COMMERCE PKWY | 43017-3221 | Not required by DOW | 336170 | WATTS | 909QT | RP | 0.750 | 70260 | BOILER ROOM BY MOP SINK--BASEMENT FAC
6565 | COMMERCE PKWY | 43017-3221 | Active | 2854F | WILKINS | 350 | DC | 6.000 | 3629877 | NE MECH/BOILER AREA
6565 | COMMERCE PKWY | 43017-3221 | Active | HC65775 | WILKINS | 950XL | DC | 0.750 | 3654572 | BASEMENT MECH ROOM/BOILER ROOM AT 6" DCDA POLICE STATION
6631 | COMMERCE PKWY | 43017-3239 | Due Install |  |  |  | RP | 1.500 | 3396193 | IN UNIT P FURNACE ROOM AT WATER METER
6631 | COMMERCE PKWY UNIT A | 43017 | Due Install |  |  |  | RP | 1.500 | 3396194 | IN UNIT F FURNACE ROOM AT WATER METER
405 | COMMERCE SQ | 43228-2107 | Active | 09283 | WATTS | 909M1QT | RP | 1.500 | 94422 | AT WATER METER INSIDE W GARAGE DOOR
461 | COMMERCE SQ | 43228-2107 | Active | 1765450811 | AMES | 3000SS | DCDA | 4.000 | 3396197 | RISER
461 | COMMERCE SQ | 43228-2107 | Active | 66754 | AMES | 2000B | DC | 0.750 | 3626742 | RISER
461 | COMMERCE SQ | 43228-2107 | Due Install |  |  |  | RP | 2.000 | 3628191
260 | COMMERCIAL LN | 43232- | Removed | 145500REM | WATTS | 909 | RP | 3.000 | 58733 | REMOVED-3400 REFUGEE, 1ST FLOOR TRUCK REPAIR BACK
2605 | COMMERCIAL LN | 43232- | Active | 248743 | WATTS | 909 | RP | 6.000 | 58734 | BOILER ROOM - DOWNSTAIRS - 3400 REFUGEE UPS
2605 | COMMERCIAL LN | 43232- | Not Required by DOW | 279733 | WATTS | 909M1QT | RP | 2.000 | 58736 | IN CHILLER ROOM ABOVE CHILLERS - 3400 REFUGEE
2605 | COMMERCIAL LN | 43232- | Not Required by DOW | 003429 | WATTS | 909M1QT | RP | 2.000 | 58737 | BOILER RM OVER DOOR 3400 REFUGEE RD UPS
2605 | COMMERCIAL LN | 43232- | Active | 48504 | WATTS | 007QT | DC | 0.750 | 58738 | Sprinkler Rm. under dock office across from DD. 120. 3400 refugee
2605 | COMMERCIAL LN | 43232- | Active | 111486 | AMES | 3000SS | DCDA | 6.000 | 88186 | BASEMENT SPRINKLER CONTROL ROOM - 3400 REFUGEE
2605 | COMMERCIAL LN | 43232- | Not Required by DOW | 001458 | WATTS | 909 | RP | 3.000 | 3604289 | MECH SHOP
1450 | COMMODITY BLVD | 43137-9284 | Removed | 109284REM | WATTS | 009QT | RP | 1.500 | 55054 | REMOVED-
1450 | COMMODITY BLVD | 43137-9284 | Active | F0411151240 | FEBCO | 876 | DCDA | 8.000 | 55055 | MECH ROOM, PUMP ROOM
1450 | COMMODITY BLVD | 43137-9284 | Active | H005563 | FEBCO | 805 | DC | 0.750 | 55056 | MECH ROOM
1450 | COMMODITY BLVD | 43137-9284 | Removed | 029062REM | WATTS | 009M2QT | RP | 1.000 | 94631 | REMOVED-WEST SIDE OF BLDG BY PUMP ROOM
1450 | COMMODITY BLVD | 43137-9284 | Not Required by DOW | 076953 | WATTS | LF800M4QT | PVB | 1.000 | 3351143 | SPRINKLER RISER ROOM @ METER
1450 | COMMODITY BLVD | 43137-9284 | Active | NJ-2460 | WATTS | 957 | RP | 3.000 | 3604481 | SPRINKLER RISER ROOM @ METER
1450 | COMMODITY BLVD | 43137-9284 | LPS - Active |  |  |  | LST |  | 3624710 | FIRE PUMP - SPRINKLER RISER ROOM @ METER.
1500 | COMMODITY BLVD | 43137-9277 | Active | 349535 | WATTS | 909QT | RP | 1.000 | 55193 | S WALL BY FIRE RISERS
1500 | COMMODITY BLVD | 43137-9277 | Not Required by DOW | 494381 | WATTS | 909QT | RP | 1.000 | 55194 | SOUTH WALL ABOVE MAIN BACKFLOW PREVENTER
1500 | COMMODITY BLVD | 43137-9277 | Active | 2D0073 | AMES | 2000SS | DC | 8.000 | 55195 | SOUTH END OF BUILDING ALONG OUTSIDE WALL PAST OFFICES
4538 | COMMONS PARK DR | 43054 | Active | H432080 | FEBCO | 765 | PVB | 0.750 | 91480 | RIGHT SIDE
4625 | COMMONS PARK DR | 43054-8760 | Active | HF68110 | FEBCO | 765 | PVB | 0.750 | 3584940 | RIGHT OF HOUSE
750 | COMMUNICATIONS PKWY | 43214-1948 | Not Required by DOW | 004962 | WATTS | 009M2-FP | RP | 1.500 | 3493821 | AT METER
750 | COMMUNICATIONS PKWY | 43214-1948 | Not Required by DOW | D00189 | Deringer | 20 | DC | 2.500 | 3615098 | By meter
750 | COMMUNICATIONS PKWY | 43214-1948 | Active | YC-1102 | AMES | COLT 400 | RP | 2.500 | 3635156 | MECH ROOM
760 | COMMUNICATIONS PKWY | 43214-1948 | Not Required by DOW | A05582 | WATTS | 009M3-FP | RP | 0.750 | 3493822 | 2ND FLOOR MECHANICAL ROOM
760 | COMMUNICATIONS PKWY | 43214-1948 | Active | D00177 | deringer | 40 | RP | 3.000 | 3616746 | BY WATER METER
760 | COMMUNICATIONS PKWY | 43214-1948 | Not Required by DOW | 27379 | WATTS | LF919QT | RP | 2.000 | 3618122 | WATER TREATMENT ROOM
760 | COMMUNICATIONS PKWY | 43214-1948 | Not Required by DOW | 21174 | WATTS | LF919QT | RP | 1.500 | 3618123 | WATER TREATMENT ROOM
760 | COMMUNICATIONS PKWY | 43214-1948 | Not Required by DOW | 20706 | WATTS | LF919QT | RP | 1.500 | 3618124 | WATER TREATMENT ROOM
760 | COMMUNICATIONS PKWY | 43214-1948 | Not Required by DOW | 21019 | WATTS | LF919QT | RP | 1.500 | 3618125 | WATER TREATMENT ROOM
760 | COMMUNICATIONS PKWY | 43214-1948 | Not Required by DOW | 56011 | WATTS | 919QT | RP | 1.000 | 3618241 | Meter Room
760 | COMMUNICATIONS PKWY | 43214-1948 | Active | 1889560316 | AMES | 3000SS | DCDA | 4.000 | 3621302 | SOUTH END RISER ROOM
760 | COMMUNICATIONS PKWY | 43214-1948 | Active | 76387 | AMES | 2000B | DC | 0.750 | 3621303 | SOUTH END RISER ROOM
129 | COMMUNITY PARK DR | 43229- | Active | 80595 | WATTS | 009M2QT | RP | 1.000 | 54538 | IN MECH ROOM AT BACK OF BUILDING
1377 | COMMUNITY PARK DR | 43229-2258 | Active | 191303 | BEECO | FRP | RP | 0.750 | 3396234 | AT METER UNDER KITCHEN CABINET BAR
1379 | COMMUNITY PARK DR | 43229- | Active | ACR9591 | WILKINS | 975 | RP | 1.500 | 3396235 | SOUTHWEST CORNER IN METER BOX IN 1355
1394 | COMMUNITY PARK DR | 43229- | Active | 431047 | WILKINS | 975 | RP | 1.000 | 54878 | SW MECH ROOM UP HIGH
1394 | COMMUNITY PARK DR | 43229- | Active | A07231 | WILKINS | 950 | DC | 6.000 | 54879 | MECHANICAL ROOM SW BUILDING
1394 | COMMUNITY PARK DR | 43229- | Active | A006431 | FEBCO | 825YA | RP | 2.000 | 54880 | BASMENT AT METER
1394 | COMMUNITY PARK DR | 43229- | Active | 242381 | WILKINS | 975XLBMS | RP | 2.000 | 89297 | MENS RESTROOM
1040 | CONCORD AV | 43212 | Active | X29207 | WILKINS | 375A | RP | 3.000 | 3603214 | METER ROOM
1040 | CONCORD AV | 43212 | Not Required by DOW | 3833098 | WILKINS | 950XLT | DC | 1.000 | 3603646 | METER ROOM
1040 | CONCORD AV | 43212 | Not Required by DOW | 3833107 | WILKINS | 950XLT | DC | 1.000 | 3603647 | Closet in apt 1052
1040 | CONCORD AV | 43212 | Not Required by DOW | 3893811 | WILKINS | 950XL | DC | 1.000 | 3609945 | SPACE 1035 FRONT APT CLOSET (INSIDE APT)
1930 | CONCORD RD | 43212-1946 | Active | H107504 | FEBCO | 765 | PVB | 0.750 | 56665 | FRONT OF HSE
1960 | CONCORD RD | 43212-1946 | Active | H029998 | FEBCO | 765 | PVB | 0.750 | 3396590 | RIGHT SIDE OF HOUSE
1971 | CONCORD RD | 43212-1947 | Active | CB794328 | WILKINS | 720A | PVB | 1.000 | 90232 | FRONT LEFT OF THE HOUSE
2020 | CONCORD RD | 43212-1948 | Active | G251905 | WILKINS | 720A | PVB | 0.750 | 99091 | RIGHT SIDE OF HOUSE
2023 | CONCORD RD | 43212-1949 | Active | 779315 | WILKINS | 720A | PVB | 1.000 | 57056 | EAST SIDE
2031 | CONCORD RD | 43212-1949 | Active | 102318 | WATTS | 800M4FR | PVB | 0.750 | 87280 | FRONT OF HOUSE
2109 | CONCORD RD | 43212-1950 | Active | 119495 | WATTS | 800MQT | PVB | 0.750 | 92044 | RIGHT SIDE OF HOUSE
2111 | CONCORD RD | 43212-1950 | Active | 07879 | FEBCO | 765 | PVB | 1.000 | 92086 | LEFT FRONT OF HOUSE
2245 | CONCORD VILLAGE DR | 43220-5417 | Active | H277725 | FEBCO | 765 | PVB | 0.750 | 57723 | FRONT OF HOUSE
2250 | CONCORD VILLAGE DR | 43220-5415 | Active | 200245 | WILKINS | 720A | PVB | 0.750 | 57760 | LEFT SIDE OF HOUSE
2255 | CONCORD VILLAGE DR | 43220-5417 | Active | G231122 | WILKINS | 720A | PVB | 0.750 | 75073 | FRONT OF HOUSE
2270 | CONCORD VILLAGE DR | 43220-5415 | Active | 56455 | FEBCO | 765 | PVB | 1.000 | 57817 | LEFT SIDE OF HOUSE
2280 | CONCORD VILLAGE DR | 43220-5408 | Active | Z2280 | FEBCO | 765 | PVB | 1.000 | 87272 | RIGHT SIDE OF HOUSE
2290 | CONCORD VILLAGE DR | 43220-5408 | Removed | H382879REM | FEBCO | 765 | PVB | 1.000 | 87271 | LEFT SIDE REMOVED
2290 | CONCORD VILLAGE DR | 43220-5408 | Removed | T396194REM | Wilkins | 720 | PVB | 0.750 | 3650297
2290 | CONCORD VILLAGE DR | 43220-5408 | Active | T396194 | WILKINS | 720A | PVB | 0.750 | 3657337 | LEFT SIDE OF HOUSE
2295 | CONCORD VILLAGE DR | 43220-5400 | Active | AC4370 | FEBCO | 765 | PVB | 0.750 | 90234 | BACK OF HOUSE BY SLIDING DOOR
4394 | CONDOR DR | 43026 | Active | XK-1156 | AMES | COLT 400 | RP | 4.000 | 3657946 | HOT BOX
4394 | CONDOR DR | 43026 | Active | XL-1177 | AMES | COLT 300-GV | DCDA | 10.000 | 3657947 | HOT BOX
4394 | CONDOR DR | 43026 | Active | 75988 | AMES | 2000BM3 | DC | 0.750 | 3657948 | HOT BOX
4394 | CONDOR DR | 43026 | LPS - Active |  |  |  | LPC |  | 3657949 | DOMESTIC BOOSTER PUMP - BUILDING B1
4394 | CONDOR DR | 43026 | LPS - Active |  |  |  | LPC |  | 3657950 | DOMESTIC BOOSTER PUMP - BUILDING B2
4394 | CONDOR DR | 43026 | LPS - Active |  |  |  | LPC |  | 3657951 | DOMESTIC BOOSTER PUMP - BUILDING B3
4461 | condor dr |  | Active | 1356491024 | AMES | 4000SS | RP | 6.000 | 3658320
4461 | condor dr |  | Active | 45311B | WILKINS | 350ASTDA | DCDA | 10.000 | 3658322
4461 | condor dr |  | Active | HC83152 | WILKINS | 950XLD | DC | 0.750 | 3658323
4461 | condor dr |  | New Construction |  |  |  | LPC |  | 3659526 | DOMESTIC PUMP -
4461 | condor dr |  | New Construction |  |  |  | LST |  | 3659527 | FIRE PUMP -
4463 | condor dr |  | New Construction |  |  |  | RP | 2.000 | 3658321
4463 | condor dr |  | Active | 45264B | WILKINS | 350ASTDA | DCDA | 6.000 | 3658324
4463 | condor dr |  | Active | HC94872 | WILKINS | 950XLD | DC | 0.750 | 3658325
5532 | CONEFLOWER CT | 43123-9484 | Replaced | REPH09007 | FEBCO | 860 | RP | 0.750 | 87019 | REPLACED- BASEMENT
5532 | CONEFLOWER CT | 43123-9484 | Active | A221776 | WILKINS | 375XL | RP | 0.750 | 3607879 | BASEMENT
5539 | CONEFLOWER CT | 43123-9484 | Active | T441056 | WILKINS | 720A | PVB | 0.750 | 87024 | right side
5568 | CONEFLOWER CT | 43123-9484 | Active | T303645 | WILKINS | 720A | PVB | 0.750 | 3592306 | RIGHT SIDE
5592 | CONEFLOWER CT | 43123-9484 | [6 empty] | 3657886
5638 | CONEFLOWER DR | 43123-9478 | Active | 955113 | WILKINS | 720A | PVB | 0.750 | 67468 | LT SIDE
5730 | CONEFLOWER DR | 43123-8453 | Active | T013234 | WILKINS | 720A | PVB | 0.750 | 67744 | SIDE OF HOUSE
5790 | CONEFLOWER DR | 43123-8435 | Active | H592702 | FEBCO | 765 | PVB | 0.750 | 98743 | RIGHT SIDE OF HOUSE
5800 | CONEFLOWER DR | 43123-8435 | Active | F006263 | WILKINS | 720A | PVB | 0.750 | 97509 | left side of house
588 | CONESTOGA DR | 43213-2612 | Replaced | REPW627932 | WILKINS | 720A | PVB | 1.000 | 3396644 | REPLACED- OUTSIDE
588 | CONESTOGA DR | 43213-2612 | Active | T209638 | WILKINS | 720A | PVB | 1.000 | 3610030 | LEFT SIDE
986 | CONESTOGA DR | 43213-2621 | Active | 306409 | WATTS | 800M4QT | PVB | 0.750 | 74918 | LEFT SIDE OF HOUSE
993 | CONESTOGA DR | 43213-2622 | Active | H323147 | FEBCO | 765 | PVB | 0.750 | 97262 | RIGHT REAR CORNER OF HOUSE BY AIR CONDITIONER
376 | CONFLUENCE DR | 43026-2611 | Active | CB993301 | WILKINS | 720A | PVB | 0.750 | 3396696 | BACK RIGHT BY AC UNIT
3799 | CONFLUENCE DR | 43026-2611 | Active | T361832 | WILKINS | 720A | PVB | 0.750 | 3396702 | Left Side of house
3807 | CONFLUENCE DR | 43026-2611 | Active | 378984 | WILKINS | 420 | PVB | 0.750 | 90238 | left side of house
901 | CONGRESSIONAL WAY | 43235-5099 | Active | 83249 | WATTS | 800QT | PVB | 0.750 | 74487 | RIGHT SIDE OF HOUSE
908 | CONGRESSIONAL WAY | 43235-5098 | Active | 7231 | FEBCO | 765 | PVB | 0.750 | 74524 | RIGHT SIDE OF HOUSE
909 | CONGRESSIONAL WAY | 43235-5099 | Active | 1144 | FEBCO | 765 | PVB | 0.750 | 74531 | RIGHT SIDE OF HOUSE
914 | CONGRESSIONAL WAY | 43235-5098 | Active | 8602 | FEBCO | 765 | PVB | 0.750 | 74573 | RIGHT SIDE OF HOUSE
564 | CONIFER CT | 43081- | Active not linked | 4857216 | WILKINS | 975XL2 | RP | 0.750 | 3603722 | FILTER ROOM OF POOL HOUSE
4963 | CONIFER DR | 43081-7811 | Active | CB078886 | WILKINS | 720 | PVB | 0.750 | 3396716 | LEFT SIDE OF HOUSE
4158 | CONINE CT | 43016-7390 | Active | T084830 | WILKINS | 720A | PVB | 0.750 | 103705 | LEFT SIDE OF HOUSE
4174 | CONINE CT | 43016-7390 | Active | 184714 | WILKINS | 720A | PVB | 0.750 | 88392 | LEFT FRONT
4182 | CONINE CT | 43016-7390 | Active | A072850 | WILKINS | 720A | PVB | 0.750 | 63182 | LEFT SIDE OF HOME
8120 | CONINE DR | 43016-6193 | Active | G225667 | WILKINS | 720A | PVB | 0.750 | 95818 | RIGHT SIDE OF HOUSE
8127 | CONINE DR | 43016-6193 | Active | H866190 | FEBCO | 765 | PVB | 0.750 | 98405 | LEFT FRONT
8128 | CONINE DR | 43016-6193 | Active | 100433 | WILKINS | 720A | PVB | 0.750 | 92962 | FRONT OF HOUSE
8135 | CONINE DR | 43016-6193 | Active | 260339 | WATTS | 800M4QT | PVB | 0.750 | 95285 | RIGHT SIDE OF HOUSE
4224 | CONKLIN CT | 43054-8927 | Active | CAA25703 | WILKINS | 720A | PVB | 0.750 | 63337 | FRONT OF HOUSE
4227 | CONKLIN CT | 43054-8927 | Active | F087545 | WILKINS | 720A | PVB | 1.000 | 63343 | LEFT FRONT
4238 | CONKLIN CT | 43054-8927 | Active | T294326 | WILKINS | 720A | PVB | 0.750 | 63373 | RIGHT SIDE OF HOUSE
4241 | CONKLIN CT | 43054-8927 | Active | 557984 | WILKINS | 720A | PVB | 0.750 | 63386 | FRONT OF HOUSE
6336 | CONLETH CIR | 43017-3453 | Active | T458859 | WILKINS | 720A | PVB | 0.750 | 69740 | LT SIDE OF HSE
7612 | CONLEY LN | 43016-8024 | Active | T013204 | WILKINS | 720A | PVB | 0.750 | 99729 | RIGHT SIDE
7613 | CONLEY LN | 43016-8023 | Active | CB029557 | WILKINS | 720A | PVB | 0.750 | 102944 | RIGHT SIDE OF HOUSE
7620 | CONLEY LN | 43016-8024 | Active | HE87463 | FEBCO | 765 | PVB | 0.750 | 99730 | RIGHT SIDE
7621 | CONLEY LN | 43016-8023 | Active | T417685 | WILKINS | 720A | PVB | 0.750 | 88538 | RIGHT FRONT
7628 | CONLEY LN | 43016-8024 | Active | 185558 | WILKINS | 720A | PVB | 0.750 | 88535 | RIGHT SIDE OF HOUSE
7636 | CONLEY LN | 43016-8024 | Active | T466965 | WILKINS | 720A | PVB | 0.500 | 3596818
7645 | CONLEY LN | 43016-8023 | Active | H446878 | FEBCO | 765 | PVB | 0.750 | 91294 | RIGHT FRONT CORNER OF HOUSE
7653 | CONLEY LN | 43016-8023 | Active | T191440 | WILKINS | 720A | PVB | 0.750 | 3596708 | LEFT SIDE OF HOUSE
7661 | CONLEY LN | 43016-8023 | Active | HE37031 | FEBCO | 765 | PVB | 1.000 | 91260 | RIGHT FRONT
7136 | CONNAUGHT DR | 43054-9474 | Active | CB205842 | WILKINS | 720A | PVB | 0.750 | 95195 | FRONT OF HOUSE
7145 | CONNAUGHT DR | 43054-9475 | Active | CB548732 | WILKINS | 720 | PVB | 0.750 | 3584036 | RIGHT CENTER
7152 | CONNAUGHT DR | 43054-9474 | Active | T372393 | WILKINS | 720A | PVB | 0.750 | 97446 | RIGHT SIDE
7160 | CONNAUGHT DR | 43054-9474 | Active | 142128 | WILKINS | 720A | PVB | 1.000 | 98536 | FRONT LEFT CORNER OF HOUSE
388 | CONNORS GROVE | 43213-5110 | Active | H379812 | FEBCO | 765 | PVB | 0.750 | 89352 | FRONT OF HOUSE
389 | CONNORS GROVE | 43213-5110 | Active | 150483 | WATTS | 800M2QT | PVB | 0.750 | 62064 | WEST SIDE OF RESIDENCE
396 | CONNORS GROVE | 43213-5110 | Active | t418249 | WILKINS | 720A | PVB | 0.750 | 62358 | RIGHT SIDE
397 | CONNORS GROVE | 43213-5110 | Active | 118641 | WATTS | 800M2QT | PVB | 0.750 | 62392 | RIGHT HAND SIDE
404 | CONNORS GROVE | 43213-5110 | Active | H015843 | FEBCO | 765 | PVB | 0.750 | 90243 | RIGHT SIDE OF HOUSE
405 | CONNORS GROVE | 43213-5110 | Active | T315647 | WILKINS | 720A | PVB | 0.750 | 95082 | BACK OF HOUSE
456 | COOLBROOK DR | 43026-7806 | Active | 337158 | WATTS | 800QT | PVB | 0.750 | 64360 | FAR LEFT FRONT
4580 | COOLBROOK DR | 43026-7851 | Active | 492399 | FEBCO | 765 | PVB | 0.750 | 64395 | LEFT FRONT
4590 | COOLBROOK DR | 43026-7851 | Active | AI3192 | FEBCO | 765 | PVB | 0.750 | 64417
4611 | COOLBROOK DR | 43026-7806 | Active | CB113698 | WILKINS | 720A | PVB | 0.750 | 64562 | LEFT HAND SIDE
4620 | COOLBROOK DR | 43026-7802 | Active | 584610 | WILKINS | 720A | PVB | 1.000 | 64594 | FRONT LEFT CORNER SIDE
4623 | COOLBROOK DR | 43026-7806 | Active | 148754 | WILKINS | 720A | PVB | 0.750 | 64599 | LEFT SIDE OF HOUSE
4630 | COOLBROOK DR | 43026-7802 | Active | A082532 | WILKINS | 720A | PVB | 0.750 | 64622 | RIGHT SIDE OF HOUSE
4650 | COOLBROOK DR | 43026-7802 | Active | AC5584 | FEBCO | 765 | PVB | 1.000 | 89883 | RIGHT SIDE FRONT
4660 | COOLBROOK DR | 43026-7802 | Active | CAA25734 | WILKINS | 720A | PVB | 1.000 | 64714 | SW CORNER OF HOME
4665 | COOLBROOK DR | 43026-7806 | Active | AC1521 | FEBCO | 765 | PVB | 0.750 | 89906 | RIGHT SIDE
4684 | COOLBROOK DR | 43026-7802 | Active | CAA48206 | WILKINS | 720 | PVB | 0.750 | 3397396
4710 | COOLBROOK DR | 43026-7852 | Active | CAB44778 | WILKINS | 720 | PVB | 0.750 | 3397398 | LEFT MIDDLE
4711 | COOLBROOK DR | 43026-7807 | Active | T271175 | WILKINS | 720A | PVB | 0.750 | 3397399 | LEFT SIDE OF HOUSE
4743 | COOLBROOK DR | 43026-7807 | Active | AD3263 | FEBCO | 765 | PVB | 0.750 | 64931 | LT SIDE
4761 | COOLBROOK DR | 43026-7807 | Active | CB026907 | WILKINS | 720A | PVB | 0.750 | 3397406 | RIGHT CENTER
4771 | COOLBROOK DR | 43026-7807 | Active | T182878 | WILKINS | 720A | PVB | 0.750 | 3397407 | LEFT SIDE OF HOUSE
4796 | COOLBROOK DR | 43026-7804 | Active | 572550 | WILKINS | 720A | PVB | 0.750 | 91981 | NW CORNER
4806 | COOLBROOK DR | 43026-7804 | Active | 23760 | WATTS | 800M4QT | PVB | 1.000 | 65120 | (RIGHT) SOUTH SIDE OF HOUSE
5740 | COOPER RD | 43081 | Active | BO160079 | WILKINS | 375XL | RP | 0.750 | 3611472 | HOT BOX
6000 | COOPER RD | 43081-8984 | Not Required by DOW | 1274230603 | AMES | 3000SS | DCDA | 6.000 | 68533 | PUMP ROOM LOADING DOCK AREA
6000 | COOPER RD | 43081-8984 | Active | 194019 | WATTS | 909 | RP | 4.000 | 68534 | MECH/RISER ROOM
6000 | COOPER RD | 43081-8984 | Active | 3DM1412 | AMES | 3000SS | DCDA | 6.000 | 68536 | RISER ROOM
6000 | COOPER RD | 43081-8984 | Active | 0000512 | AMES | 2000B | DC | 0.750 | 68537 | ROOM 112 - SPRINKLER ROOM
6000 | COOPER RD | 43081-8984 | Not Required by DOW | 57714 | WATTS | 007M1QT | DC | 0.750 | 68538 | PUMP ROOM BY LOADING DOCK
6000 | COOPER RD | 43081-8984 | Not Required by DOW | W068046 | WILKINS | 975XL | RP | 0.750 | 68539 | CAFE BEHIND ICE MAKER
6000 | COOPER RD | 43081-8984 | Active | 365274 | WILKINS | 975XL | RP | 1.250 | 90354 | anti-freeze loop by back dock door
6000 | COOPER RD | 43081-8984 | Not Required by DOW | 08876 | WATTS | 919QT | RP | 1.500 | 92406 | UTILITY ROOM
6000 | COOPER RD | 43081-8984 | LPS - Active |  |  |  | LST |  | 3633678 | FIRE PUMP
6000 | COOPER RD | 43081-8984 | Due Install |  |  |  | RPDA | 6.000 | 3635518 | MECH/RISER SPRINKLER ROOM
6035 | COOPER RD | 43081-8985 | Active | A133852 | WILKINS | 720A | PVB | 0.750 | 88917 | FRONT OF HOUSE
6100 | COOPER RD | 43081 | Active | 060337 | WATTS | LF007M1QT | DC | 2.000 | 68998 | S END ENTRANCE UNDER STAIRWELL IN MECH CLOSET - 6200 HARBOR POINTE
6100 | COOPER RD | 43081 | Active | 058333 | WATTS | LF007M1QT | DC | 2.000 | 68999 | MIDDLE ENTRANCE UNDER STAIRWELL - 6200 HARBOR POINTE
6100 | COOPER RD | 43081 | Active | 12140 | AMES | 2000B | DC | 2.000 | 90460 | S 1ST FL CLOSET - 6125 HARBOUR POINTE/PELICAN POINTE
6100 | COOPER RD | 43081 | Active | 12141 | AMES | 2000B | DC | 2.000 | 96456 | 1ST FLOOR HALL CLOSET 3115 HERON POND
6100 | COOPER RD | 43081 | Due Install |  |  |  | RP | 4.000 | 3650623 | 1ST FLOOR HALL CLOSET 3115 HERON POND
6363 | COOPER RD | 43081- | Active | 528877 | WILKINS | 975 | RP | 2.000 | 69784 | SOUTH MECH ROOM AT WATER METER
6371 | COOPER RD | 43081- | Active | A01435 | AMES | 4000B | RP | 2.000 | 98147 | HOT BOX BEHIND BUILDING
6371 | COOPER RD | 43081- | Active | 1666160908 | AMES | 3000SS | DCDA | 6.000 | 98280 | HOT BOX BEHIND BLDG
6371 | COOPER RD | 43081- | Active | 22175 | WATTS | 007MQT | DC | 0.750 | 98281 | HOT BOX BEHIND BUILDING
6377 | COOPER RD | 43081- | Active | 133245 | WATTS | 007QT | DC | 0.750 | 69822 | METER PIT BY FRONT ENTRANCE
6377 | COOPER RD | 43081- | Not Required by DOW | 326629 | WATTS | 909M1QT | RP | 1.500 | 69823 | MECHANICAL ROOM FRONT OF BUILDING
6377 | COOPER RD | 43081- | Active | 438 | WATTS | 774 | DC | 8.000 | 69824 | METER PIT BY FRONT ENTRANCE
6377 | COOPER RD | 43081- | Active | 9803181350 | FEBCO | 825YD | RP | 3.000 | 69825 | SPRINKLER RISER ROOM
7071 | COOPER RD | 43081-8989 | Active | 375282 | WILKINS | 720A | PVB | 0.750 | 89908 | BACK OF HOUSE
6799 | COOPERSTONE DR | 43017- | Active | 3906534 | Wilkins | 975XL | RP | 0.750 | 88764 | NW OF VILL PKWY & COPPRSTNE AT MTR BOX BEHIND BUSHES 75' W OF VILL PKWY
6799 | COOPERSTONE DR | 43017- | LPS - Active |  |  |  | LPC |  | 3635015 | DOMESTIC PUMP - IRRIG PUMP NW OF VILL PKWY & COPPRSTNE AT MTR BOX
6723 | COOPERSTONE DR UNIT A | 43017-5237 | Active | 2256959 | WILKINS | 975XLBMS | RP | 2.000 | 89290 | SE PARK AREA LARGER HOT BOX (GREEN LATICE) IFO 6695 COOPERSTONE
6723 | COOPERSTONE DR UNIT A | 43017-5237 | LPS - Active |  |  |  | LPC |  | 3635014 | DOMESTIC PUMIRRIG PUMP SE PARK AREA LARGER HOT BOX (GREEN LATICE) W/METER
6723 | COOPERSTONE DR UNIT B | 43017-5237 | Active | W276832 | WILKINS | 975XLBMS | RP | 1.000 | 88763 | SE - PARK AREA SMALL HOT BOX (GREEN LATICE) IFO 6685 COOPERSTONE
2795 | COPLEY CT | 43026-7609 | Active | EA13067 | WILKINS | 720A | PVB | 0.750 | 3397574 | IN BACKYARD, BEHIND GARAGE
5836 | COPPER CT | 43123-8384 | Active | T021937 | WILKINS | 720A | PVB | 0.750 | 99884 | RIGHT SIDE
5848 | COPPER CT | 43123 | Active | EAJ0642 | WILKINS | 720 | PVB | 0.750 | 3588422 | RIGHT SIDE
5868 | COPPER CT | 43123-8384 | Active | HB43223 | febco | 765 | PVB | 1.000 | 68188 | RIGHT SIDE
5873 | COPPER CT | 43123-8384 | Active | 263406 | WILKINS | 420 | PVB | 1.000 | 92659 | LT SIDE OF HOUSE
7649 | COPPER GLEN ST | 43235-1637 | Active | T034228 | WILKINS | 720A | PVB | 0.750 | 101861 | LEFT SIDE
6916 | CORAZON DR | 43016-6122 | Active | 82642 | WATTS | 919QT | RP | 1.000 | 95337 | IN BASMENT NEAR WATER METER
6932 | CORAZON DR | 43016-6122 | Active | T410845 | WILKINS | 720A | PVB | 0.750 | 95662 | RIGHT FRONT
6948 | CORAZON DR | 43016 | Active | G186289 | WILKINS | 720A | PVB | 0.750 | 92439 | LEFT SIDE OF HOUSE
6949 | CORAZON DR | 43016 | Active | 1369890804 | AMES | 3000SS | DCDA | 6.000 | 94038 | METER HOUSE ENT TO COMPLEX RIGHT SIDE
6949 | CORAZON DR | 43016 | Active | 62210 | WATTS | 007M1 | DC | 0.750 | 94051 | METER HOUSE ENT TO COMPLEX RIGHT SIDE
6949 | CORAZON DR | 43016 | Active | 1108431103 | AMES | 4000SS | RP | 4.000 | 94052 | METER HOUSE ENT TO COMPLEX RIGHT SIDE
6964 | CORAZON DR | 43016 | Active | CAC09739 | WILKINS | 720A | PVB | 0.750 | 3658277 | RIGHT FRONT
6980 | CORAZON DR | 43016 | Active | T427666 | WILKINS | 720A | PVB | 0.750 | 99987 | REAR OF HOUSE NEAR POOL
6996 | CORAZON DR | 43016 | Active | 3918782 | WILKINS | 975XL | RP | 0.750 | 3603600 | LEFT OF GARAGE
7012 | CORAZON DR | 43016 | Active | CB597633 | WILKINS | 720A | PVB | 0.750 | 3646644 | LEFT FRONT
7023 | CORAZON DR | 43016- | Active | 1144240705 | AMES | 4000SS | RP | 3.000 | 89334 | HOT BOX AT PIT SE CORNER OF COROZON AND TERRAZZA
7023 | CORAZON DR | 43016- | Active | 1483760106 | AMES | 3000SS | DCDA | 6.000 | 89336 | PIT SE OF COROZONE AND TARRAZARA
7023 | CORAZON DR | 43016- | Active | 68294 | WATTS | 007M1PCQT | DC | 0.750 | 89337 | PIT SE OF COROZON AND TARRAZARA
7023 | CORAZON DR | 43016- | Not Required by DOW | 1801 | WATTS | 919 | RP | 0.750 | 3628059 | 8925 Terrazza
7023 | CORAZON DR | 43016- | Not Required by DOW | 72522 | WATTS | 919 | RP | 0.750 | 3628060 | 8941 Terrazza
7023 | CORAZON DR | 43016- | Not Required by DOW | T303952 | WILKINS | 720A | PVB | 0.750 | 3632447 | 8941 Terrazza
7023 | CORAZON DR | 43016- | Not Required by DOW | 78152 | WATTS | 919QT | RP | 0.750 | 3635857
7023 | CORAZON DR | 43016- | Not Required by DOW | CB607242 | WILKINS | 720A | PVB | 0.750 | 3639348 | 9140 TERRAZZA CT S
7023 | CORAZON DR | 43016- | Not Required by DOW | CB602904 | WILKINS | 720A | PVB | 0.750 | 3639349 | 8946 TERRAZZA CT S
7028 | CORAZON DR | 43016 | Active | T223724 | WILKINS | 720A | PVB | 0.750 | 3609915 | FAR LEFT FRONT
7044 | CORAZON DR | 43016-6120 | Active | 3916218 | WILKINS | 975 | RP | 0.750 | 97827 | LEFT SIDE
7060 | CORAZON DR | 43016 | Active | CB833223 | WILKINS | 720A | PVB | 0.750 | 3646065 | LEFT FRONT
7146 | CORAZON DR | 43016- | Active | 1496390306 | AMES | 3000SS | DCDA | 8.000 | 90532 | METER PIT 40' EAST OF BROLIO VILLA DRIVE
7146 | CORAZON DR | 43016- | Active | 49591 | AMES | 2000B | DC | 0.750 | 90533 | METER PIT 40 FOOT EAST OF BROLIO VILLA DRIVE
7146 | CORAZON DR | 43016- | Active | 1165200306 | AMES | 4000SS | RP | 3.000 | 90536 | HOT BOX NORTH OF COROZON 40 YDS E BROLIO VILLA DRIVE
7155 | CORAZON DR | 43016-6151 | Not Required by DOW | 434034 | WATTS | 909M1QT | RP | 2.000 | 91065 | POOL EQUIP ROOM #014
7155 | CORAZON DR | 43016-6151 | Not Required by DOW | A21545 | WATTS | 009QT | RP | 0.500 | 91091 | DEVICE IN ROOM #144
7155 | CORAZON DR | 43016-6151 | Not Required by DOW | 295097 | WILKINS | 975XL | RP | 0.500 | 91092 | IN ROOM #034 ABOVE CEILING
7155 | CORAZON DR | 43016-6151 | Active | 178893 | WATTS | 909 | RP | 3.000 | 91093 | BSMNT MECH.ROOM AT WATER MTR
7155 | CORAZON DR | 43016-6151 | Replaced | REP609479 | WATTS | 909HWQT | RP | 1.000 | 91094 | REPLACED- MECH ROOM NEXT TO MAIN WATER METER
7155 | CORAZON DR | 43016-6151 | Active | 153170 | AMES | 3000SS | DCDA | 8.000 | 96787 | BSMNT METER/MECH ROOM
7155 | CORAZON DR | 43016-6151 | Active | 51596 | AMES | 2000BM3 | DC | 0.750 | 96788 | BSMNT METER/MECH ROOM
7155 | CORAZON DR | 43016-6151 | Not Required by DOW | 52643 | WATTS | 919 | RP | 1.000 | 3611539 | MECH ROOM NEAR MAIN WATER METER
4765 | CORDOBA ST | 43026-8903 | Active | 279580 | WILKINS | 720A | PVB | 0.750 | 64980 | RIGHT SIDE
4819 | CORDOBA ST | 43026-8903 | Active | FF2185 | FEBCO | 765 | PVB | 1.000 | 65146 | OUTSIDE
4408 | CORDOVA DR | 43054-9049 | Active | CB440291 | WILKINS | 720A | PVB | 0.750 | 99907 | LEFT SIDE OF HOUSE
4409 | CORDOVA DR | 43054-9050 | Active | T081716 | WILKINS | 720A | PVB | 0.750 | 101482 | RIGHT SIDE
4425 | CORDOVA DR | 43054-9050 | Active | G046602 | WILKINS | 720A | PVB | 0.750 | 91281 | RIGHT SIDE OF HOUSE
6246 | COREYS WAY | 43026 | Active | CB332991 | WILKINS | 720A | PVB | 0.750 | 3606179 | LEFT SIDE OF HOUSE
6256 | COREYS WAY | 43026 | Active | T236139 | WILKINS | 720A | PVB | 0.750 | 3606191 | LEFT SIDE
6276 | COREYS WAY | 43026 | Active | CB867157 | WILKINS | 720A | PVB | 0.750 | 3609908 | RIGHT FRONT
6286 | COREYS WAY | 43026 | Active | T329034 | WILKINS | 720A | PVB | 0.750 | 3613204 | LEFT SIDE OF HOUSE
6296 | COREYS WAY | 43026 | Active | CB820259 | WILKINS | 720A | PVB | 0.750 | 3608033 | RIGHT FRONT
6240 | CORLEY DR | 43016-9320 | Active | H515479 | FEBCO | 765 | PVB | 0.750 | 97803 | right side of house
6241 | CORLEY DR | 43016 | Active | H627197 | FEBCO | 765 | PVB | 0.750 | 89909 | LEFT FRONT NORTH WEST
6280 | CORLEY DR | 43016-9320 | Active | T041380 | WILKINS | 720A | PVB | 0.750 | 100182 | LEFT SIDE
6281 | CORLEY DR | 43016-9035 | Active | T047733 | WILKINS | 720A | PVB | 0.750 | 101412 | LEFT SIDE
6297 | CORLEY DR | 43016-9035 | Active | 6213405 | WILKINS | 720A | PVB | 0.750 | 96792 | LEFT SIDE OF HOUSE
6305 | CORLEY DR | 43016-9035 | Active | H088333 | FEBCO | 765 | PVB | 0.750 | 69613 | LT SIDE
6313 | CORLEY DR | 43016-9035 | Active | 835535 | WILKINS | 720A | PVB | 0.750 | 69646 | LEFT SIDE OF HOUSE
5960 | CORMORANT DR | 43017 | Active | ABN3487 | WILKINS | 975XL | RP | 1.000 | 68409 | NW MUIRFLD & CRMRANT BTWN FRT BOXWOOD, W OF DO NOT ENTR SIGN
5983 | CORMORANT DR | 43017-8262 | Active | T374449 | WILKINS | 720A | PVB | 1.000 | 68467 | LEFT HAND SIDE
6711 | CORNA CT | 43016 | Active | T295075 | WILKINS | 720A | PVB | 0.750 | 3639453 | RIGHT SIDE
6719 | CORNA CT | 43016 | Active | T366116 | WILKINS | 720A | PVB | 0.750 | 3646059 | LEFT FRONT
6724 | CORNA CT | 43016 | Active | T347923 | WILKINS | 720A | PVB | 0.750 | 3639040 | RIGHT SIDE
6727 | CORNA CT | 43016 | Active | CB597624 | WILKINS | 720A | PVB | 0.750 | 3644757 | LEFT SIDE OF HOUSE
6732 | CORNA CT | 43016 | Active | CB588149 | WILKINS | 720A | PVB | 0.750 | 3644760 | RIGHT FRONT
6743 | CORNA CT | 43016 | Active | CAA54829 | WILKINS | 720A | PVB | 0.750 | 3636524 | LEFT SIDE OF HOUSE
6748 | CORNA CT | 43016 | Active | CB637224 | WILKINS | 720A | PVB | 0.750 | 3644758 | LEFT SIDE BEHIND GARAGE
6751 | CORNA CT | 43016 | Active | CB637554 | WILKINS | 720A | PVB | 0.750 | 3637990 | LEFT FRONT
6759 | CORNA CT | 43016 | Active | T339414 | WILKINS | 720A | PVB | 0.750 | 3638285 | RIGHT FRONT
6767 | CORNA CT | 43016 | Active | CB602793 | WILKINS | 720A | PVB | 0.750 | 3636154 | LEFT FRONT
6772 | CORNA CT | 43016 | Active | T399403 | WILKINS | 720A | PVB | 0.750 | 3638356 | RIGHT SIDE
6775 | CORNA CT | 43016 | Active | CB602943 | WILKINS | 720A | PVB | 0.750 | 3636525 | RIGHT FRONT
6783 | CORNA CT | 43016 | Active | CAA64875 | WILKINS | 720A | PVB | 0.750 | 3646058 | LEFT FRONT
6791 | CORNA CT | 43016 | Active | T339416 | WILKINS | 720A | PVB | 0.750 | 3638286 | RIGHT FRONT
6799 | CORNA CT | 43016 | Active | CB602790 | WILKINS | 720A | PVB | 0.750 | 3639117 | LEFT FRONT
286 | CORNELIUS ST | 43215 | Active | ABA6379 | WILKINS | 975XL | RP | 0.750 | 3646836 | IN LIGHT GREEN HOT BOX AT NW CDORNER OF 288 CORNELIOUS ST
240 | CORP EXCHANGE DR | 43231-7605 | Not Required by DOW | 122280 | WATTS | 909M1QT | RP | 2.000 | 58176 | PUMP ROOM IN CEILING
2400 | CORP EXCHANGE DR | 43231-7605 | Active | 08167 | AMES | 4000BM3 | RP | 1.500 | 3652432 | MTR IN PUMP ROOM WITH FIRE
2400 | CORP EXCHANGE DR | 43231-7605 | Active | WL-1017 | AMES | COLT300GV | DCDA | 6.000 | 3652433 | MTR IN PUMP ROOM WITH FIRE
2400 | CORP EXCHANGE DR | 43231-7605 | Active | 72088 | AMES | 2000BM3 | DC | 0.750 | 3654570 | MTR IN PUMP ROOM WITH FIRE
2500 | CORP EXCHANGE DR | 43231-7665 | Not Required by DOW | 4211320 | Wilkins | 975XL | RP | 2.000 | 58489 | PUMP ROOM
2500 | CORP EXCHANGE DR | 43231-7665 | Active | XE-3478 | AMES | 4000CIV | RP | 3.000 | 3636425
2500 | CORP EXCHANGE DR | 43231-7665 | Active | XB-0605 | AMES | 3000CIV | DCDA | 6.000 | 3636426
2500 | CORP EXCHANGE DR | 43231-7665 | Active | 72353 | AMES | 2000B | DC | 0.750 | 3654954
2600 | CORP EXCHANGE DR | 43231-1663 | Not Required by DOW | 85254 | WATTS | 909M1QT | RP | 2.000 | 58719 | PUMP ROOM
2600 | CORP EXCHANGE DR | 43231-1663 | Active | 72917 | AMES | 2000BM3 | DC | 0.750 | 3626615 | PUMP ROOM LOWER LEVEL
2600 | CORP EXCHANGE DR | 43231-1663 | LPS - Active |  |  |  | LST |  | 3626679 | FIRE PUMP - PUMP ROOM
2600 | CORP EXCHANGE DR | 43231-1663 | Active | XD-1347 | AMES | 3000CIV | DCDA | 6.000 | 3654958 | PUMP ROOM LOWER LEVEL
2600 | CORP EXCHANGE DR | 43231-1663 | Active | XF-1430 | AMES | 4000CIV | RP | 3.000 | 3655150 | PUMP ROOM LOWER LEVEL
2675 | CORP EXCHANGE DR | 43231-1662 | Active | 11138 | FEBCO | 805Y | DC | 0.750 | 58934 | IN PIT
2675 | CORP EXCHANGE DR | 43231-1662 | Active | 914431 | WILKINS | 975 | RP | 2.000 | 58935 | MECH ROOM BY HWT THRU MENS ROOM *NOT REQUIRED*
2675 | CORP EXCHANGE DR | 43231-1662 | Active | 990519 | FEBCO | 805 | DC | 4.000 | 58936 | IN PIT BY FDC CONNECTION
2675 | CORP EXCHANGE DR | 43231-1662 | Active | 130886 | WATTS | 009M1PCQT | RP | 1.500 | 96443 | AT METER PIT NORTH SIDE OF BLDG BY FDC
2800 | CORP EXCHANGE DR | 43231-7661 | Not Required by DOW | 2362936 | WILKINS | 975XL | RP | 2.000 | 59319 | NORTH WALL OF PUMP/METER ROOM
2800 | CORP EXCHANGE DR | 43231-7661 | Active | 37281 | WILKINS | 375AST | RP | 3.000 | 3638933 | AT METER
2800 | CORP EXCHANGE DR | 43231-7661 | Active | XA-1503 | AMES | COLT 200 | DC | 6.000 | 3638934 | ON FIRE LINE IN PIT
2800 | CORP EXCHANGE DR | 43231-7661 | LPS - Active |  |  |  | LST |  | 3638936 | FIRE PUMP - FIRE PUMP ROOM
2800 | CORP EXCHANGE DR | 43231-7661 | Active | 72465 | AMES | 2000B | DC | 0.750 | 3654343 | ON FIRE LINE IN PIT
3000 | CORP EXCHANGE DR | 43231-7689 | Active | 37892 | WATTS | 007QT | DC | 0.750 | 59762 | METER PIT
3000 | CORP EXCHANGE DR | 43231-7689 | Active | 3GN0283 | AMES | 3000SS | DCDA | 6.000 | 59763 | PIT EAST SIDE BLDG
3000 | CORP EXCHANGE DR | 43231-7689 | Active | 3686635 | WILKINS | 975XL | RP | 1.000 | 59764 | WHERE 270 CROSSES UNDER COOPER ROAD RIGHT BY BRIDGE AND 270
3000 | CORP EXCHANGE DR | 43231-7689 | Active | B27080 | WILKINS | 975 | RP | 3.000 | 59765 | REAR DOCK
3000 | CORP EXCHANGE DR | 43231-7689 | LPS - Active |  |  |  | LST |  | 3629603 | LOW PRESSURE SUSTAINING DEVICE FOR BOOSTER PUMP
3000 | CORP EXCHANGE DR | 43231-7689 | LPS - Active |  |  |  | LPC |  | 3629604 | DOMESTIC PUMP -
6255 | CORPORATE CENTER DR | 43016 | Active | 252563 | WATTS | LF009M3QT | RP | 0.750 | 3649243 | FRONT CENTER FURN ROOM THRU MEN'S ROOM
3590 | CORPORATE DR | 43231- | Not Required by DOW | 97472 | FEBCO | 765 | PVB | 1.500 | 61177 | ADDR ON BLDG 3592 CORP DR EAST CENTER BY GAS METER
3590 | CORPORATE DR | 43231- | Active | 104250 | WATTS | LF009M2QT | RP | 1.500 | 3633200 | 3592 IN METER CLOSET E OFFICE (RM 111.132) AT WATER METER
3590 | CORPORATE DR | 43231- | Active | 1104640 0623 | AMES | 3000SS | DCDA | 4.000 | 3655956
3590 | CORPORATE DR | 43231- | Active | 88168 | AMES | 2000B | DC | 0.750 | 3657585
3630 | CORPORATE DR | 43231- | Removed | 384783REM | WILKINS | 720A | PVB | 1.500 | 61321 | EAST SIDE OF BUILDING (3660 CORP DR)
3630 | CORPORATE DR | 43231- | Active | 12825 | WATTS | LF009M2QT | RP | 1.500 | 3636822 | EAST SIDE OF BUILDING (3660 CORP DR)
3675 | CORPORATE DR | 43231-4965 | Active | 02349 | WATTS | 009 | RP | 2.500 | 61444 | EAST WALL CEILING WAREHOUSE
3675 | CORPORATE DR | 43231-4965 | Active | 4884930 | WILKINS | 975 | RP | 1.000 | 3636133 | mop closet
3675 | CORPORATE DR | 43231-4965 | Due Install |  |  |  | DCDA | 6.000 | 3636134 | ON FIRE LINE
3681 | CORPORATE DR | 43231-4965 | Active | ALA64303 | WILKINS | 975XL3 | RP | 1.000 | 3397979 | NORTH WALL IN 3699
3700 | CORPORATE DR | 43231-4984 | Not Required by DOW | 104717 | WATTS | 009M3QT | RP | 0.750 | 61504 | 2ND FLOOR BOILER ROOM
3700 | CORPORATE DR | 43231-4984 | Not Required by DOW | 88594 | WATTS | 909M1QT | RP | 2.000 | 61505 | SOUTH EAST CORNER CLOSET
3700 | CORPORATE DR | 43231-4984 | Active | RK-1390 | AMES | 300CV | DCDA | 4.000 | 3621299 | 1ST FL MECH/RISER ROOM BY RESTROOMS
3700 | CORPORATE DR | 43231-4984 | Active | 4358302 | WILKINS | 975XL | RP | 2.000 | 3621301 | 1ST FL MECH/RISER RM AT WATER METER BY RESTROOMS
3700 | CORPORATE DR | 43231-4984 | Active | 49548 | AMES | 2000BM3 | DC | 0.750 | 3626437 | 1ST FL MECH/RISER ROOM BY RESTROOMS
3711 | CORPORATE DR | 43231-4964 | Active | ALA54504 | ZURN | 975XL3 | RP | 1.000 | 3397980 | NORTH WALL IN 3729
3765 | CORPORATE DR | 43231-4964 | Active | 1468807 | WILKINS | 975 | RP | 1.500 | 61695 | MECHANICAL ROOM AT WATER METER
3765 | CORPORATE DR | 43231-4964 | Active | 200075 | WATTS | 909QT | RP | 1.000 | 61696 | MECH ROOM TOWARDS WEST END OF BUILDING C
3765 | CORPORATE DR | 43231-4964 | Active | 85831 | WATTS | 009QT | RP | 1.500 | 61697 | WATER METER ROOM
2550 | CORPORATE EXCHANGE DR | 43231-7659 | Active | 7687 | Febco | 825Y | RP | 2.000 | 58611 | MECHANICAL ROOM--SERIAL # AK7687
2550 | CORPORATE EXCHANGE DR | 43231-7659 | Due Install |  |  |  | RP |  | 3629487 | AT WATER MTR
2550 | CORPORATE EXCHANGE DR | 43231-7659 | Due Install |  |  |  | DCDA |  | 3629488 | FIRE PIT NEXT TO CITY HYDRANT
2550 | CORPORATE EXCHANGE DR | 43231-7659 | Due Install |  |  |  | DCDA | 0.750 | 3629489 | FIRE
2550 | CORPORATE EXCHANGE DR | 43231-7659 | LPS - Active |  |  |  | LST |  | 3638331
2700 | CORPORATE EXCHANGE DR | 43231-1690 | Active | ACL5006 | WILKINS | 975XL2 | RP | 2.000 | 58989 | IN BOILER ROOM BY METER
2700 | CORPORATE EXCHANGE DR | 43231-1690 | Active | 08606 | WATTS | 909HWM1QT | RP | 1.50 | 58991 | IN LAUNDRY BEHIND WASHER
2700 | CORPORATE EXCHANGE DR | 43231-1690 | Active | 1070151 | WILKINS | 975XL | RP | 1.50 | 58992 | IN LAUNDRY BEHING WASHER
2700 | CORPORATE EXCHANGE DR | 43231-1690 | Active | 160810 | WATTS | 009QT | RP | 0.500 | 58993 | 2ND BEHIND ICE MACHINE
2700 | CORPORATE EXCHANGE DR | 43231-1690 | Active | 160808 | WATTS | 009QT | RP | 0.500 | 58994 | BEHIND 7TH FLOOR
2700 | CORPORATE EXCHANGE DR | 43231-1690 | Active | 160811 | WATTS | 009QT | RP | 0.500 | 58995 | BEHIND ICE MACHINE 4TH FLOOR
2700 | CORPORATE EXCHANGE DR | 43231-1690 | Active | 160815 | WATTS | 009QT | RP | 0.500 | 58996 | BEHIND 6 FLOOR ICE MACHINE
2700 | CORPORATE EXCHANGE DR | 43231-1690 | Active | 348907 | WATTS | LF009QT | RP | 0.500 | 58997 | BEHIND 5TH FLOOR ICE MACHINE
2700 | CORPORATE EXCHANGE DR | 43231-1690 | Active | 95971 | WATTS | 009LF | RP | 0.500 | 58998 | 3RD FLOOR BEHIND ICE MACHINE
2700 | CORPORATE EXCHANGE DR | 43231-1690 | Active | 63553 | WATTS | 919QT | RP | 10.000 | 58999 | 9TH FL. BOILER ROOM
2700 | CORPORATE EXCHANGE DR | 43231-1690 | Active | 69528 | WATTS | 909QT | RP | 1.000 | 59000 | 1ST FLOOR-REAR MECHANICAL ROOM (PENTHOUSE)
2700 | CORPORATE EXCHANGE DR | 43231-1690 | Active | L00718 | WILKINS | 375 | RP | 4.000 | 59001 | IN BOILER ROOM BY WATER METER
2700 | CORPORATE EXCHANGE DR | 43231-1690 | Active | 160812 | WATTS | 009QT | RP | 0.500 | 89326 | BEHIND ICE MACHINE 8TH FLOOR
2700 | CORPORATE EXCHANGE DR | 43231-1690 | Active | L00600 | WILKINS | 375 | RP | 4.000 | 89327 | FIRST FLOOR BOILER ROOM BY WATER METER
2700 | CORPORATE EXCHANGE DR | 43231-1690 | Due Install |  |  |  | RP | 6.000 | 3636428
2901 | CORPORATE EXCHANGE DR | 43231 | Active | 49163 | ZURN | 375 | RP | 4.000 | 3658174 | NORTH SIDE OF BUILDING, LEFT OF MAIN ENTRANCE IN WATER ROOM
2901 | CORPORATE EXCHANGE DR | 43231 | Active | YD-1261 | AMES | 375AST | DCDA | 8.000 | 3658176 | METER ROON NORTHSIDE
2901 | CORPORATE EXCHANGE DR | 43231 | Active | 77676 | AMES | 2000BM3 | DC | 0.750 | 3658177
1200 | CORRUGATED WAY | 43201-2902 | Active | 4619701 | WILKINS | 975XL2 | RP | 1.500 | 54261 | IN WATER METER ROOM MIDDLE OF BLDG N SIDE
1220 | CORRUGATED WAY | 43201-2902 | Active | 4126851 | WILKINS | 975XL2 | RP | 1.000 | 3397999 | SW SIDE HALL CLOSET
1300 | CORRUGATED WAY UNIT B | 43201- | Active | 1136100501 | AMES | 3000SS | DCDA | 4.000 | 54585 | SPRINKLER RISER RM NW - 599 E 8TH AVE
1300 | CORRUGATED WAY UNIT B | 43201- | Active | 1186242 | WILKINS | 975 | RP | 2.000 | 54586 | SPRINKLER RISER ROOM WEST SIDE - 599 E 8TH AVE
1300 | CORRUGATED WAY UNIT B | 43201- | Active | 19643 | AMES | 2000B | DC | 0.750 | 54587 | SPRINKLER VALVE ROOM - 599 E 8TH AVE
5984 | CORTA BELLA RD | 43081 | Active | T294260 | WILKINS | 720A | PVB | 0.750 | 3629559 | RIGHT SIDE OF HOUSE
1945 | CORVAIR AVE | 43207-1719 | Active | ABQ3342 | WILKINS | 975XLZ | RP | 0.750 | 3398051
1945 | CORVAIR AVE | 43207-1719 | Due Install |  |  |  | DCDA | 6.000 | 3650360 | WEST SIDE OF BUILDING
1973 | CORVAIR AVE | 43207-1719 | Active | ALA53315 | WILKINS | 975XL | RP | 0.750 | 3398052
1973 | CORVAIR AVE | 43207-1719 | Active | XD-1599 | AMES | 300GV | DCDA | 6.000 | 3630323
1973 | CORVAIR AVE | 43207-1719 | Active | 73528 | AMES | 2000BM3 | DC | 0.750 | 3654657
2020 | CORVAIR AVE | 43207- | Due Install |  |  |  | DCDA | 6.000 | 3398053
2020 | CORVAIR AVE | 43207- | Due Install |  |  |  | RP |  | 3651006
2025 | CORVAIR AVE | 43207-1719 | Active | ABA31208 | WILKINS | 975 | RP | 0.750 | 3398055 | AT WATER
2025 | CORVAIR AVE | 43207-1719 | Active | 35511 | WILKINS | 350 | DCDA | 6.000 | 3650881 | NORTH WALL
2025 | CORVAIR AVE | 43207-1719 | Active | HC75463 | WILKINS | 950XL | DC | 0.750 | 3656082 | NORTH WALL
2045 | CORVAIR AVE | 43207- | Due Install |  |  |  | RP | 0.750 | 3398057
2050 | CORVAIR AVE | 43207-1771 | Active | WC-0323 | AMES | 3000CIV | DCDA | 6.000 | 3650464 | SW CORNER OF WAREHOUSE AT FIRE RISER
2050 | CORVAIR AVE | 43207-1771 | Active | 68931 | AMES | 2000B | DC | 0.750 | 3652664 | WAREHOUSE
2055 | CORVAIR AVE | 43207-1719 | Active | TL-1799 | AMES | 300GV | DCDA | 8.000 | 3398059 | N/E CORNER OF BUILDING
2055 | CORVAIR AVE | 43207-1719 | Active | 59478 | AMES | 2000BM3 | DC | 0.750 | 3649578 | N/E CORNER OF BUILDING
2055 | CORVAIR AVE | 43207-1719 | Active | ABP9789 | WILKINS | 975 | RP | 0.750 | 3658709 | IN WAREHOUSE AT METER
2020 | CORVAIR AVE UNIT A | 43207- | Due Install |  |  |  | DCDA | 8.000 | 3398054
2020 | CORVAIR AVE UNIT A | 43207- | Due Install |  |  |  | RP |  | 3651005
2025 | CORVAIR AVE UNIT B | 43207-1719 | Active | VABA31208 | WILKINS | 975XL2 | RP | 0.750 | 3398056 | WEST WALL
2121 | CORVAIR BLVD | 43207-1750 | Active | SD-0746 | AMES | COLT 400 | RP | 3.000 | 3398061 | MID N METER/MECH ROOM AT WATER METER
2121 | CORVAIR BLVD | 43207-1750 | Active | 1918410617 | AMES | 3000SS | DCDA | 6.000 | 3630131 | MID N MECH/METER ROOM
2121 | CORVAIR BLVD | 43207-1750 | Not Required by DOW | 09783 | WATTS | 919 | RP | 0.500 | 3631412
2121 | CORVAIR BLVD | 43207-1750 | Active | 26810 | WATTS | 007M1QT | DC | 0.750 | 3631427 | MID N MECH/METER ROOM
3680 | COSGRAY RD | 43026 | Active | XH-2912 | AMES | COLT 400 | RP | 4.000 | 3657965 | HOT BOX ON SOUTH SIDE OF FIELD NEXT TO BEND IN HERITAGE LAKES DR
4248 | COSGRAY RD | 43026- | Active | 117048 | AMES | 4000SS | RP | 3.000 | 91848 | IN HOT BOX AT PIT SE OF COSGRAY & BELL HAVEN IN BUSHES
4248 | COSGRAY RD | 43026- | Active | 150680 | AMES | 3000SS | DCDA | 6.000 | 91849 | METER PIT SE ENTRANCE COSGRAY & BELL HAVEN IN BUSHES
4248 | COSGRAY RD | 43026- | Active | 05369 | WATTS | 007M1PCQT | DC | 0.750 | 92277 | METER PIT
4329 | COSGRAY RD | 43026-7786 | Active | 240047 | WATTS | 009M2QT | RP | 2.000 | 63685 | 4329 BACK DOOR AT WATER METER ROOM WITH ROOF HATCH
4618 | COSGRAY RD | 43026 | Active | 87603 | APOLLO | RPLF40 | RP | 12.000 | 3654044 | HOT BOX off cosgray
4675 | COSGRAY RD | 43026 | Active | 06141 | AMES | 4000B | RP | 1.500 | 3603615 | MECHANICAL ROOM OF MECHANICAL BUILDING
4696 | COSGRAY RD | 43026 | Active | QL-1929 | AMES | COLT 500-GV | RPDA | 8.000 | 3620036 | BOX
4696 | COSGRAY RD | 43026 | Active | 67338 | WATTS | 919AQT | RP | 0.750 | 3620044 | BOX HOT
4696 | COSGRAY RD | 43026 | Active | 068339 | WATTS | 009M2QT | RP | 2.000 | 3621267 | HOT BOX
4992 | COSGRAY RD | 43026- | Active | W339514 | WILKINS | 975XL | RP | 2.000 | 92961 | ENTER EAST SIDE DOOR AT METER
4992 | COSGRAY RD | 43026- | Active | 1571430507 | AMES | 3000SS | DCDA | 4.000 | 92963 | MECH ROOM ENTER EAST SIDE DOOR STRIP MALL
4992 | COSGRAY RD | 43026- | Active | 55417 | AMES | 2000B | DC | 0.750 | 92964 | MECH ROOM ENTER EAST SIDE DOOR ONLY STRIP MALL
6227 | COSGRAY RD | 43016 | Active | N1208080622 | FEBCO | 860 | RP | 3.000 | 103702 | 6259 DARREE FLDS S OF WATER TOWER IN HOT BOX AT WATER MTR -FAC
6271 | COSGRAY RD | 43016 | Active | 267669 | WATTS | 009M3QT | RP | 0.750 | 100196 | COLUMBUS SIDE OF WATER TANK AT WATER METER DARREE FIELDS/PARK
6314 | COSGRAY RD | 43016 | Active | 105611 | WILKINS | 975 | RP | 1.000 | 69650 | BASEMENT OF CONCESSION BLDG
6314 | COSGRAY RD | 43016 | Active | 12023 | WATTS | 007QT | DC | 1.000 | 97419 | BASEMENT OF CONCESSION BLDG
5847 | COSLEY RIDGE DR | 43081 | Active | T459213 | WILKINS | 720A | PVB | 0.750 | 3648549 | RIGHT SIE OF THE HOUSE
4950 | COTTON QUAIL CT | 43231 | Active | CB828426 | WILKINS | 720A | PVB | 0.750 | 3624657 | RIGHT SIDE
4955 | COTTON QUAIL CT | 43231 | Active | T387077 | WILKINS | 720A | PVB | 0.750 | 3624664
1021 | COUNTRY CLUB DR | 43213-2479 | Active | 100156 | WILKINS | 975XLBMS | RP | 2.000 | 53637 | EAST MECHANICAL ROOM
721 | COUNTRY CLUB RD | 43213-2446 | Removed | REM2278072 | WILKINS | 975XLBMS | RP | 1.000 | 92302 | REMOVED - BOILER ROOM
721 | COUNTRY CLUB RD | 43213-2446 | Active | 23289 | WATTS | 919 | RP | 1.500 | 3638012 | HOT BOX BY ROAD
851 | COUNTRY CLUB RD | 43213-2442 | Active | 182799 | FEBCO | 825Y | RP | 0.750 | 74001 | SW END OF BLDG IN MAINT ROOM
851 | COUNTRY CLUB RD | 43213-2442 | Active | 9907191411 | FEBCO | 826YD | RPDA | 2.500 | 74002 | MECHANICAL ROOM
851 | COUNTRY CLUB RD | 43213-2442 | Active | 076672 | WATTS | 009M2QT | RP | 1.500 | 3630004 | AT METER
578 | COUNTRY HOUSE LN | 43017 | Active | AC4948 | FEBCO | 765 | PVB | 0.750 | 89911 | LEFT SIDE
5804 | COUNTRY HOUSE LN | 43017-1571 | Active | CB443258 | WILKINS | 720A | PVB | 0.750 | 3398349 | back right side
5824 | COUNTRY HOUSE LN | 43017 | Active | H843799 | FEBCO | 765 | PVB | 0.750 | 92376 | FRONT LEFT AT CORNER
765 | COUNTRYBROOK W DR | 43228- | Active | 87654 | WATTS | 009M1QT | RP | 2.000 | 91458 | POOL MAKE UP - 777 AVONIA DR
765 | COUNTRYBROOK W DR | 43228- | Removed | CM862REM | WATTS | 009QT | RP | 1.000 | 91528 | REMOVED - POOL PUMP ROOM - 777 AVONIA DR
765 | COUNTRYBROOK W DR | 43228- | Active | 355164 | WATTS | 009 | RP | 2.000 | 3656236 | MTR PIT
597 | COURSE DR | 43081-8071 | Active | F005852 | WILKINS | 720A | PVB | 0.750 | 97722 | left side
5753 | COURTIER CT | 43017-8505 | Active | 55446 | WATTS | 800QT | PVB | 1.000 | 67826 | LEFT SIDE OF HOUSE
5761 | COURTIER CT | 43017-8505 | Active | H277765 | FEBCO | 765 | PVB | 0.750 | 67864 | LEFT HAND SIDE
5769 | COURTIER CT | 43017-8505 | Active | H277475 | FEBCO | 765 | PVB | 0.750 | 67887 | RIGHT HAND SIDE
5774 | COURTIER CT | 43017-8505 | Active | G242357 | WILKINS | 720A | PVB | 0.750 | 99352 | RIGHT SIDE OF HOUSE
5777 | COURTIER CT | 43017-8505 | Active | A038203 | WILKINS | 720A | PVB | 0.750 | 67931 | LEFT FRONT
5785 | COURTIER CT | 43017-8505 | Active | 336775 | WATTS | 800MQT | PVB | 0.750 | 67955 | RIGHT SIDE OF HOUSE
1230 | COURTLAND AVE | 43201-2829 | Removed | 3103494REM | WILKINS | 975XLBMS | RP | 1.000 | 98040 | REMOVED - NEXT TO BOILER
1230 | COURTLAND AVE | 43201-2829 | Active | 74438 | AMES | 2000B | DC | 0.750 | 3615436 | METER CLOSET NE SECTION OF PROCESSING ROOM
1230 | COURTLAND AVE | 43201-2829 | Active | 186439 | AMES | 3000SS | DCDA | 4.000 | 3615460 | METER CLOSET NE SECTION OF PROCESSING ROOM
1230 | COURTLAND AVE | 43201-2829 | Not Required by DOW | 22367 | WATTS | LF919QT | RP | 2.000 | 3616709 | RISER ROOM / PRODUCTION
1230 | COURTLAND AVE | 43201-2829 | Active | 34450 | WILKINS | 375A | RP | 3.000 | 3618069 | METER CLOSET N SIDE OF WALL
1240 | COURTLAND AVE | 43201- | Due Install |  |  |  | RP | 0.750 | 3398406 | WEST WALL
1251 | COURTLAND AVE | 43201-3078 | Active | 09849 | WATTS | 919QT | RP | 1.500 | 96449 | BASEMENT NEXT TO METER
1251 | COURTLAND AVE | 43201-3078 | Active | 1653850608 | AMES | 3000SS | DCDA | 4.000 | 96450 | MECH ROOM ON SE CORNER 1ST FLOOR
1251 | COURTLAND AVE | 43201-3078 | Active | 59855 | AMES | 2000B | DC | 0.750 | 96451 | MECH ROOM SE CORNER OF 1ST FLOOR
1251 | COURTLAND AVE | 43201-3078 | Not Required by DOW | 79841 | WATTS | 2000B | DC | 0.750 | 3649184 | METER ROOM IN 1254 N HIGH
1251 | COURTLAND AVE | 43201-3078 | Not Required by DOW | 1937540318 | AMES | 3000SS | DCDA | 4.000 | 3649185 | METER ROOM IN 1254 N HIGH
5257 | COURTNEY PL | 43235-3474 | Active | 6553 | WATTS | 800QT | PVB | 0.750 | 66511 | LEFT SIDE OF HOUSE
5260 | COURTNEY PL | 43235-3472 | Active | 9661 | FEBCO | 765 | PVB | 1.000 | 66517 | LEFT SIDE OF HOUSE
5263 | COURTNEY PL | 43235-3474 | Active | 102318 | WILKINS | 720A | PVB | 0.750 | 66522 | RIGHT SIDE OF HOUSE
5268 | COURTNEY PL | 43235-3472 | Active | 513756 | WATTS | 800QT | PVB | 0.750 | 66529 | RIGHT SIDE OF HOUSE
5269 | COURTNEY PL | 43235-3474 | Active | 102437 | WILKINS | 720A | PVB | 0.750 | 66530 | LEFT SIDE OF HOUSE
5275 | COURTNEY PL | 43235-3474 | Active | 7022 | WATTS | 800QT | PVB | 0.750 | 66538 | RIGHT SIDE OF HOUSE
5281 | COURTNEY PL | 43235-3474 | Active | 171979 | WILKINS | 720A | PVB | 0.750 | 66547 | RIGHT SIDE OF HOUSE
5287 | COURTNEY PL | 43235-3474 | Active | 34077 | WATTS | 800QT | PVB | 1.000 | 66554 | RIGHT SIDE OF HOUSE
5290 | COURTNEY PL | 43235-3473 | Active | 45588 | WATTS | 800QT | PVB | 0.750 | 66562 | RIGHT SIDE OF HOUSE
5293 | COURTNEY PL | 43235-3474 | Active | 21127 | WATTS | 800QT | PVB | 0.750 | 66563 | RIGHT SIDE OF HOUSE
5299 | COURTNEY PL | 43235-3474 | Active | 371736 | WATTS | 800M4FR | PVB | 0.750 | 66567 | RIGHT SIDE OF HOUSE -- (SERIAL # 8412)
5300 | COURTNEY PL | 43235-3473 | Active | 352249 | WATTS | 800M4FR | PVB | 0.750 | 66606 | LEFT SIDE OF HOUSE
5305 | COURTNEY PL | 43235-3474 | Active | 20208 | WATTS | 800QT | PVB | 0.750 | 66637 | LEFT SIDE OF HOUSE
5306 | COURTNEY PL | 43235-3473 | Active | 20969 | WATTS | 800QT | PVB | 0.750 | 66639 | RIGHT SIDE OF HOUSE
5311 | COURTNEY PL | 43235-3474 | Active | 21128 | WATTS | 800QT | PVB | 0.750 | 66642 | NORTH SIDE OF HOUSE
5312 | COURTNEY PL | 43235-3473 | Active | 3096 | FEBCO | 765 | PVB | 0.750 | 66647 | RIGHT SIDE OF HOUSE
5318 | COURTNEY PL | 43235-3473 | Active | 38253 | WATTS | 800QT | PVB | 0.750 | 66651 | RIGHT SIDE OF HOUSE
5323 | COURTNEY PL | 43235-3474 | Active | cb263009 | WILKINS | 720A | PVB | 0.750 | 66660 | RIGHT SIDE OF HOUSE--(WESTSIDE 15' OF FRONT)
5324 | COURTNEY PL | 43235-3473 | Active | 209198 | WILKINS | 720A | PVB | 0.750 | 66663 | LEFT SIDE OF HOUSE
5330 | COURTNEY PL | 43235-3473 | Active | 32615 | WATTS | 800QT | PVB | 1.000 | 66672 | RIGHT SIDE OF HOUSE
5336 | COURTNEY PL | 43235-3473 | Active | CB549764 | WILKINS | 720A | PVB | 1.000 | 66675 | LEFT SIDE OF HOUSE
5323 | COURTNEY PL UNIT ASSOC | 43235-3474 | Active | 6955 | FEBCO | 765 | PVB | 1.000 | 100423 | SE CORNER OF OLENTANGY RIVER RD & COURTNEY PL
3720 | COURTRIGHT CT | 43227-2250 | Active | 20150 | WATTS | 009QT | RP | 0.750 | 61573 | ABOVE WATER METER W SE CORNER OF BUILDING
3750 | COURTRIGHT CT | 43227-2250 | Active | ALA52652 | WILKINS | 975XL | RP | 0.750 | 3398429
3750 | COURTRIGHT CT | 43227-2250 | Duplicate |  | WILKINS | 975XL3 | RP | 0.750 | 3654233
3750 | COURTRIGHT CT | 43227-2250 | Active | VG-0823 | AMES | GV-300 | DCDA | 6.000 | 3654234
3750 | COURTRIGHT CT | 43227-2250 | Active | 66047 | AMES | 2000BM3 | DC | 0.750 | 3654235
3757 | COURTRIGHT CT | 43227-2250 | Active | 101079 | WATTS | 919QT | RP | 0.750 | 3398430
3757 | COURTRIGHT CT | 43227-2250 | Due Install |  |  |  | DCDA | 6.000 | 3652288
1330 | COURTRIGHT RD | 43227-2203 | Due Install | [5 empty] | 3398431
1334 | COURTRIGHT RD | 43227-2203 | Due Install | [5 empty] | 3398433
1336 | COURTRIGHT RD | 43227-2203 | Active | 427469 | WATTS | 909HWQT | RP | 0.750 | 54737 | IN MENS REST ROOM (1336)
1345 | COURTRIGHT RD | 43227-2204 | Replaced | REP158997 | WATTS | 909HWM1QT | RP | 1.500 | 54753 | REPLACED- INSIDE WATER METER ROOM
1345 | COURTRIGHT RD | 43227-2204 | Inactive | H09015 | FEBCO | 860 | RP | 1.500 | 3609449 | INSIDE WATER METER ROOM
1448 | COURTRIGHT RD | 43227-2206 | Due Install |  |  |  | RP |  | 3398436
1480 | COURTRIGHT RD | 43227- | Due Install |  |  |  | RP | 3.000 | 3398441
1850 | COURTRIGHT RD | 43227-3362 | Not Required by DOW | 5003928 | WILKINS | 975XL2 | RP | 0.750 | 88181 | W. SIDE OF BLDG IN HOT BOX
1850 | COURTRIGHT RD | 43227-3362 | Active | 4977189 | WILKINS | 975XL2 | RP | 1.500 | 91100 | WEST SDIE OF BLDG
2001 | COURTRIGHT RD | 43232-4216 | Active | 1571770507 | AMES | 3000SS | DCDA | 8.000 | 91708 | IN PIT MID E PARKING LOT
2001 | COURTRIGHT RD | 43232-4216 | Active | 005514 | WATTS | LF909 | RP | 2.500 | 91709
2001 | COURTRIGHT RD | 43232-4216 | Active | 55244 | AMES | 2000B | DC | 0.750 | 3636885 | IN PIT
2165 | COURTRIGHT RD | 43232-4206 | Active | 101928 | WATTS | LF919 QT | RP | 0.750 | 3398487 | AT METER
2182 | COURTRIGHT RD | 43232-4211 | Active | W341652 | WILKINS | 975XL | RP | 0.750 | 94421 | SW MECH ROOM FRONT BLDG
2217 | COURTRIGHT RD | 43232-4217 | Active | 4855975 | WILKINS | 975XL2 | RP | 1.500 | 3398490 | FRONT OF BUILDING ON NE CORNER
2250 | COURTRIGHT RD | 43232 | Active | 4495964 | WATTS | 919QT | RP | 1.000 | 3626545 | STOCK ROOM @ METER
2250 | COURTRIGHT RD | 43232 | Not Required by DOW | 126164 | WATTS | LF009M2 | RP | 1.000 | 3646152 | STOCK ROOM @ DEDUCT METER
1712 | COURTRIGHT RD UNIT A | 43227-3360 | Due Install |  |  |  | RP | 3.000 | 3398479
5481 | COVE HAVEN ST | 43081 | Active | B122912 | WATTS | 800M4FR | PVB | 1.000 | 3654736 | LEFT SIDE OF HOUSE
5487 | COVE HAVEN ST | 43081 | Active | CAC02494 | WILKINS | 720A | PVB | 1.000 | 3655974 | LEFT FRONT OF HOUSE
5490 | COVE HAVEN ST | 43081 | Active | CAA79548 | WILKINS | 720A | PVB | 1.000 | 3656288
5493 | COVE HAVEN ST | 43081 | Active | T592585 | WILKINS | 720A | PVB | 1.000 | 3655396 | LEFT SIDE OF HOUSE
5498 | COVE HAVEN ST | 43081 | Active | B104789 | WATTS | 800M4QT | PVB | 1.000 | 3654483
5499 | COVE HAVEN ST | 43081 | Active | B104670 | WATTS | 800M4QT | PVB | 1.000 | 3653364 | RIGHT SIDE OF HOUSE
5506 | COVE HAVEN ST | 43081 | Active | B086613 | WATTS | 800M4FR | PVB | 1.000 | 3651489 | BACK OF HOUSE
5507 | COVE HAVEN ST | 43081 | Active | B104637 | WATTS | 800M4QT | PVB | 1.000 | 3654126
5513 | COVE HAVEN ST | 43081 | Active | T568550 | WILKINS | 720A | PVB | 1.000 | 3652413 | RIGHT SIDE OF HOUSE
5519 | COVE HAVEN ST | 43081 | Active | T568923 | WILKINS | 720A | PVB | 1.000 | 3652409 | LEFT SIDE
5525 | COVE HAVEN ST | 43081 | Active | B049058 | WATTS | 800M4QT | PVB | 1.000 | 3650147 | LEFT SIDE OF HOUSE
5531 | COVE HAVEN ST | 43081 | Active | B054615 | WATTS | 800M4QT | PVB | 1.000 | 3650029 | RIGHT SIDE OF HOUSE
5537 | COVE HAVEN ST | 43081 | Active | B086485 | WATTS | 800M4FR | PVB | 1.000 | 3651571
5543 | COVE HAVEN ST | 43081 | Active | B086635 | WATTS | 800M4QT | PVB | 1.000 | 3651572
5549 | COVE HAVEN ST | 43081 | Active | 085421 | WATTS | 800M4QT | PVB | 1.000 | 3652411 | LEFT SIDE IN CENTER
5555 | COVE HAVEN ST | 43081 | Active | 088787 | WATTS | 800M4FR | PVB | 1.000 | 3652221 | RIGHT CENTER
5561 | COVE HAVEN ST | 43081 | Active | B056301 | Watts | 800M4QT | PVB | 1.000 | 3650146 | LEFT CENTER
5567 | COVE HAVEN ST | 43081 | Active | B086636 | WATTS | 800M4FR | PVB | 1.000 | 3653522 | LEFT SIDE OF HOUSE
1802 | COVENTRY RD | 43212-1906 | Active | 143518 | WILKINS | 420 | PVB | 0.750 | 95554 | FRONT RIGHT OF DOOR
1810 | COVENTRY RD | 43212-1906 | Active | EAE8139 | WILKINS | 720A | PVB | 0.750 | 3398548
1940 | COVENTRY RD | 43212-1016 | Active | T205978 | WILKINS | 720 | PVB | 0.750 | 3398568 | RIGHT
1956 | COVENTRY RD | 43212-1016 | Active | G212902 | WILKINS | 720A | PVB | 0.750 | 89913 | LEFT SIDE
1968 | COVENTRY RD | 43212-1016 | Active | T181389 | WILKINS | 720A | PVB | 0.750 | 3398573 | RIGHT SIDE FRONT
2018 | COVENTRY RD | 43212-1017 | Active | h927266 | FEBCO | 765 | PVB | 0.750 | 89914 | FRONT OF HOUSE
2027 | COVENTRY RD | 43212-1018 | Active | EAK1014 | WILKINS | 720A | PVB | 0.750 | 3398579 | LEFT REAR INSIDE FENCE
2053 | COVENTRY RD | 43212-1018 | Active | 258094 | WATTS | 800M4QT | PVB | 1.000 | 87003 | FRONT -LEFT OF DOOR
2285 | COVENTRY RD | 43221-4211 | Active | G191936 | WILKINS | 720A | PVB | 1.000 | 57845 | REAR OF HOUSE
2312 | COVENTRY RD | 43221-4214 | Active | AD9429 | FEBCO | 765 | PVB | 0.750 | 57921 | EXTERIOR NEST SIDE OF HOME
2324 | COVENTRY RD | 43221-4261 | Active | DK6605 | FEBCO | 765 | PVB | 0.750 | 57972 | REAR OF HOUSE
2325 | COVENTRY RD | 43221-4262 | Active | CB073821 | WILKINS | 720A | PVB | 0.750 | 57974 | REAR OF HOUSE
2332 | COVENTRY RD | 43221-4261 | Active | CB547076 | WILKINS | 720A | PVB | 0.750 | 57991 | LEFT SIDE OF HOUSE
2343 | COVENTRY RD | 43221-4242 | Active | T658771 | WILKINS | 720A | PVB | 1.000 | 58021 | BACK OF HOUSE
2344 | COVENTRY RD | 43221-4243 | Active | G226039 | WILKINS | 720A | PVB | 0.750 | 91672 | LEFT SIDE
2354 | COVENTRY RD | 43221-4243 | Active | H17644 | FEBCO | 860 | RP | 0.750 | 89480 | FRONT RIGHT
2359 | COVENTRY RD | 43221-4242 | Active | 21605 | WATTS | 800QT | PVB | 1.000 | 58062 | BACK SIDE OF HOUSE BY GARAGE AND BACK DOOR
2372 | COVENTRY RD | 43221-4243 | Active | T293862 | WILKINS | 720A | PVB | 0.750 | 58103 | RIGHT SIDE OF FRONT DOOR
2399 | COVENTRY RD | 43221-3709 | Active | A047732 | WILKINS | 420 | PVB | 1.000 | 58147 | NORTH SIDE FRONT
2400 | COVENTRY RD | 43221-3754 | Active | T459250 | WILKINS | 720A | PVB | 0.750 | 89165 | FRONT OF HOUSE
2410 | COVENTRY RD | 43221-3754 | Active | 284241 | WATTS | 800M4QT | PVB | 0.750 | 92139 | RIGHT SIDE
2413 | COVENTRY RD | 43221-3753 | Active | CB030194 | WILKINS | 720A | PVB | 0.750 | 89915 | FRONT OF HOUSE LEFT OF FRONT DOOR
2421 | COVENTRY RD | 43221-3753 | Active | T231519 | WILKINS | 720A | PVB | 0.750 | 3398604 | RIGHT SIDE OF HOUSE
2450 | COVENTRY RD | 43221-3700 | Removed | 33287REM | FEBCO | 765 | PVB | 1.000 | 58322 | FRONT OF HOUSE LEFT OF ENTRY
2457 | COVENTRY RD | 43221-3753 | Active | cb403005 | WILKINS | 720A | PVB | 0.750 | 87273 | FRONT LEFT
2470 | COVENTRY RD | 43221-3700 | Active | CB113378 | WILKINS | 720A | PVB | 0.750 | 3398609 | FRONT RIGHT CORNER OF THE HOUSE
2480 | COVENTRY RD | 43221-3756 | Active | 771364 | WATTS | 800M4FR | PVB | 1.000 | 58419 | FRONT OF HOUSE
2481 | COVENTRY RD | 43221-3753 | Active | T419686 | WILKINS | 720 | PVB | 0.750 | 3398612 | RIGHT MIDDLE
2500 | COVENTRY RD | 43221-3756 | Active | H200350 | FEBCO | 765 | PVB | 0.750 | 87289 | RIGHT SIDE OF HOUSE
2521 | COVENTRY RD | 43221-3755 | Active | T033235 | WILKINS | 720A | PVB | 1.000 | 89916 | FRONT OF HOUSE
2601 | COVENTRY RD | 43221-3223 | Active | CAA99280 | WILKINS | 720A | PVB | 1.000 | 58725 | RIGHT OF FRONT DOOR
2609 | COVENTRY RD | 43221-3223 | Active | T340431 | WILKINS | 720 | PVB | 0.750 | 3398627
2643 | COVENTRY RD | 43221-3223 | Active | cb987589 | WILKINS | 720A | PVB | 1.000 | 58850 | REAR OF HOUSE SOUTH SIDE
2659 | COVENTRY RD | 43221-3225 | Active | H001432 | FEBCO | 765 | PVB | 0.750 | 89917 | RIGHT SIDE FRONT ABOVE WINDOW WELL
2705 | COVENTRY RD | 43221-3225 | Active | T459112 | WILKINS | 720A | PVB | 1.000 | 3398646 | BACK
2744 | COVENTRY RD | 43221-3226 | Active | CAA25721 | WILKINS | 720A | PVB | 1.000 | 59158 | FRONT OF HOUSE
7109 | COVENTRY WOODS CT | 43017-2181 | Replaced | REPCB5329 | FEBCO | 765 | PVB | 0.750 | 71423 | REPLACED- NORTH WEST CORNER OF HOUSE
7109 | COVENTRY WOODS CT | 43017-2181 | Active | T188132 | WILKINS | 720A | PVB | 0.750 | 3611332 | NORTH WEST CORNER OF HOUSE
7117 | COVENTRY WOODS CT | 43017-2181 | Active | HC17575 | FEBCO | 765 | PVB | 0.750 | 71450 | SOUTH SIDE OF HOUSE
7118 | COVENTRY WOODS CT | 43017 | Active | F10362 | FEBCO | 765 | PVB | 1.000 | 71455 | LT SIDE
7133 | COVENTRY WOODS CT | 43017-2181 | Active | he13387 | FEBCO | 765 | PVB | 0.750 | 71476 | LT SIDE
7134 | COVENTRY WOODS CT | 43017 | Active | A072899 | WILKINS | 720A | PVB | 0.750 | 71477 | LEFT SIDE OF HOME
7142 | COVENTRY WOODS CT | 43017-2181 | Active | AG4950 | FEBCO | 765 | PVB | 0.750 | 71492 | FRT HSE
7154 | COVENTRY WOODS CT | 43017-2181 | Active | 05560 | WATTS | 800M4FR | PVB | 1.000 | 71510 | RIGHT SIDE OF FRONT DOOR
7166 | COVENTRY WOODS CT | 43017-2181 | Active | 787947 | WATTS | 800M4FR | PVB | 1.000 | 71527 | LEFT SIDE OF HOUSE
7173 | COVENTRY WOODS CT | 43017-2181 | Active | 312596 | WATTS | 800QT | PVB | 1.000 | 71542 | LOCATED RIGHT FRONT SIDE
7174 | COVENTRY WOODS CT | 43017-2181 | Active | G214992 | WILKINS | 720A | PVB | 0.750 | 96094 | FRONT RIGHT RIGHT FRONT DOOR
7180 | COVENTRY WOODS CT | 43017-2181 | Active | G213524 | WILKINS | 720A | PVB | 0.750 | 97041 | LEFT SIDE NORTH WEST
7119 | COVENTRY WOODS DR | 43017-2180 | Active | 4174 | FEBCO | 765 | PVB | 1.000 | 71457 | LEFT FRONT
7127 | COVENTRY WOODS DR | 43017 | Active | EAE8357 | WILKINS | 720A | PVB | 0.750 | 71468 | FRONT OF HOUSE RIGHT OF FRONT DOOR
7128 | COVENTRY WOODS DR | 43017 | Active | 07585 | WATTS | 800M4QT | PVB | 0.750 | 71470 | BACK OF HOUSE
7136 | COVENTRY WOODS DR | 43017-2179 | Active | H14369 | FEBCO | 765 | PVB | 0.750 | 89921 | BACK OF HOUSE ON DECK
7160 | COVENTRY WOODS DR | 43017-2179 | Active | CAA25739 | WILKINS | 720A | PVB | 1.000 | 71520 | RIGHT SIDE OF HOUSE
7262 | COVENTRY WOODS DR | 43017 | Active | H066055 | FEBCO | 765 | PVB | 1.000 | 71704 | LH SIDE
7286 | COVENTRY WOODS DR | 43017 | Active | 88216 | WATTS | 800M2QT | PVB | 1.000 | 71747 | NORTH SIDE OF HOUSE
7298 | COVENTRY WOODS DR | 43017 | Active | CAA18225 | WILKINS | 720A | PVB | 0.750 | 3398668 | RIGHT FRONT
7303 | COVENTRY WOODS DR | 43017 | Active | 1H593 | FEBCO | 765 | PVB | 1.000 | 71785 | RIGHT SIDE
7322 | COVENTRY WOODS DR | 43017 | Active | AA6514 | FEBCO | 765 | PVB | 0.750 | 71802 | LEFT FRONT
7401 | COVENTRY WOODS DR | 43017 | Active | T042092 | WILKINS | 720A | PVB | 0.750 | 71920 | NW CORN
7441 | COVENTRY WOODS DR | 43017-8608 | Active | T417997 | WILKINS | 720A | PVB | 0.750 | 100095 | RIGHT SIDE
7442 | COVENTRY WOODS DR | 43017 | Active | T154927 | WILKINS | 720A | PVB | 1.000 | 103414 | RIGHT
7447 | COVENTRY WOODS DR | 43017 | Active | F031344 | WILKINS | 720A | PVB | 0.750 | 71993 | LEFT SIDE OF HOUSE
7448 | COVENTRY WOODS DR | 43017-8286 | Active | 375439 | WILKINS | 720A | PVB | 0.750 | 71994 | RIGHT FRONT
7453 | COVENTRY WOODS DR | 43017-8608 | Active | 263319 | WILKINS | 720A | PVB | 1.000 | 89017 | LEFT FRONT
7459 | COVENTRY WOODS DR | 43017-8608 | Active | T144650 | WILKINS | 720A | PVB | 1.000 | 3398679 | Left Side
7460 | COVENTRY WOODS DR | 43017-8286 | Active | G246860 | WILKINS | 720A | PVB | 0.750 | 98914 | RIGHT FRONT
7472 | COVENTRY WOODS DR | 43017-8286 | Active | T329146 | WILKINS | 720A | PVB | 0.750 | 72059 | RIGHT SIDE OF HOUSE
7478 | COVENTRY WOODS DR | 43017-8286 | Active | CAA76457 | WILKINS | 720A | PVB | 1.000 | 72070 | RIGHT SIDE OF HOUSE
7619 | COVENTRY WOODS DR | 43017 | Active | 64106 | WATTS | 800QT | PVB | 1.000 | 72347 | RIGHT SIDE WEST SIDE OF HOUSE
285 | COZZINS ST | 43215- | Active | W115830 | WILKINS | 975 | RP | 0.750 | 58650 | METER RM
285 | COZZINS ST | 43215- | Active | 393548 | WATTS | 909M1QT | RP | 1.500 | 58651 | METER ROOM
682 | CRAFTON LN | 43016-7263 | Active | H339761 | FEBCO | 765 | PVB | 0.750 | 88725 | LEFT SIDE OF HOUSE
6828 | CRAFTON LN | 43016-7264 | Active | T410785 | WILKINS | 720A | PVB | 0.750 | 99939 | LEFT FRONT
2640 | CRAFTON PK | 43221-3694 | Active | 2776597 | WILKINS | 975XL | RP | 1.000 | 92370 | IN CLOSET IN REC ROOM BELOW METER
2660 | CRAFTON PK | 43221-3694 | Active | 518461 | RAINBIRD | AC4000 | PVB | 0.750 | 95574 | LEFT SIDE OF FRONT DOOR
2670 | CRAFTON PK | 43221-3694 | Active | 312136 | WATTS | 800M4FR | PVB | 1.000 | 89225 | REAR OF HOUSE
2700 | CRAFTON PK | 43221-3629 | Active | 8769944 | WILKINS | 720A | PVB | 1.000 | 59003 | NORTH SIDE OF HSE
2710 | CRAFTON PK | 43221-3629 | Active | HC78869 | FEBCO | 765 | PVB | 0.750 | 3649168 | FRONT
2720 | CRAFTON PK | 43221-3629 | Active | CB915448 | WILKINS | 720A | PVB | 1.000 | 89924 | FRONT OF HOUSE
2730 | CRAFTON PK | 43221-3629 | Active | 01567 | WATTS | 800M4QT | PVB | 1.000 | 97918 | front of house right of front door
2750 | CRAFTON PK UNIT A | 43221-3629 | Removed | W305216REM | WILKINS | 975XLBMS | RP | 1.000 | 89925 | REMOVED-BASEMENT BY THE BACK WINDOW
2750 | CRAFTON PK UNIT A | 43221-3629 | Active | T236929 | WILKINS | 720 | PVB | 0.750 | 3619850 | BEHIND HOUSE
6325 | CRAGIE HILL CT | 43017 | Active | G45553 | WILKINS | 720A | PVB | 0.750 | 69660 | LEFT HAND SIDE
6328 | CRAGIE HILL CT | 43017 | Active | T127734 | WILKINS | 720A | PVB | 1.000 | 69719 | LEFT FRONT
6331 | CRAGIE HILL CT | 43017 | Active | A174756 | WILKINS | 720A | PVB | 1.000 | 69727 | RIGHT SIDE OF HOUSE
6345 | CRAGIE HILL CT | 43017-9670 | Active | T055460 | WILKINS | 720A | PVB | 0.750 | 69749 | SIDE OF HOUSE
7999 | CRAGINHALL LN | 43017-8525 | Active | 672236 | WILKINS | 720A | PVB | 0.750 | 73110 | ON LEFT SIDE OF HOUSE
8007 | CRAGINHALL LN | 43017-8596 | Active | 9865 | WATTS | 800CMQT | PVB | 0.750 | 73199 | FRONT RIGHT OF DR -IN COVE # V HARD 2 READ POSS 098685??
8015 | CRAGINHALL LN | 43017-8596 | Active | 335076 | WILKINS | 720A | PVB | 0.750 | 73209 | FRONT OF HOUSE
8016 | CRAGINHALL LN | 43017-8596 | Active | 432060 | WATTS | 800M4QT | PVB | 0.750 | 73210 | FRONT RIGHT OF DOOR
8022 | CRAGINHALL LN | 43017-8596 | Active | EAJ6061 | WILKINS | 720A | PVB | 0.750 | 73216 | WEST SIDE
8023 | CRAGINHALL LN | 43017-8596 | Active | 875003 | WILKINS | 720A | PVB | 0.750 | 73217 | FRONT LEFT OF DOOR
8031 | CRAGINHALL LN | 43017-8596 | Active | CB674835 | WILKINS | 720A | PVB | 0.750 | 73230 | RIGHT FRONT
8039 | CRAGINHALL LN | 43017-8596 | Active | 792656 | WILKINS | 720A | PVB | 0.750 | 73239 | RIGHT FRONT SIDE
8739 | CRAIGSTON CT | 43017 | Active | 22408 | WATTS | 800QT | PVB | 1.000 | 89927 | LEFT FRONT
8564 | CRAIL CT | 43017-9605 | Active | EAD4223 | WILKINS | 720A | PVB | 0.750 | 3398854 | FRONT RIGHT
8573 | CRAIL CT | 43017 | Active | 673164 | WILKINS | 720A | PVB | 0.750 | 89930 | RIGHT SIDE OF HOUSE
8576 | CRAIL CT | 43017 | Active | F021231 | WILKINS | 720A | PVB | 0.750 | 98618 | FRONT JUST RIGHT OF FRT DOOR
260 | CRAMER CREEK CT | 43017-2584 | Removed | 152884REM | WATTS | 909M1QT | RP | 2.000 | 93926 | SW Rear Sprinkler - Mechanical Room (Outside Door)
260 | CRAMER CREEK CT | 43017-2584 | Active | 10586 | WATTS | 007M1QT | DC | 0.750 | 3603672 | SW Rear Sprinkler - Mechanical Room (Outside Door)
260 | CRAMER CREEK CT | 43017-2584 | Active | 1611501107 | AMES | 3000SS | DCDA | 6.000 | 3603673 | SW Rear Sprinkler - Mechanical Room (Outside Door)
260 | CRAMER CREEK CT | 43017-2584 | Active | 235248 | WATTS | LF009M2QT | RP | 2.000 | 3632960 | SW Rear Sprinkler - Mechanical Room (Outside Door)
280 | CRAMER CREEK CT | 43017-2584 | Not Required by DOW | 28374 | WATTS | LF919QT | RP | 2.000 | 95938 | NW Rear Sprinkler - Mechanical Room (Outside Door)
280 | CRAMER CREEK CT | 43017-2584 | Active | 113766 | WATTS | LF009M2QT | RP | 2.000 | 3632961 | NW Rear Sprinkler - Mechanical Room (Outside Door)
280 | CRAMER CREEK CT | 43017-2584 | Active | SJ-0857 | WATTS | 757 | DCDA | 6.000 | 3632962 | NW Rear Sprinkler - Mechanical Room (Outside Door)
280 | CRAMER CREEK CT | 43017-2584 | Active | 220323 | WATTS | 007M3QT | DC | 0.750 | 3635499 | NW Rear Sprinkler - Mechanical Room (Outside Door)
281 | CRAMER CREEK CT | 43017-2586 | Active | 235879 | WATTS | LF009M2QT | RP | 2.000 | 89932 | East Suite Rear Garage-Bay Area
281 | CRAMER CREEK CT | 43017-2586 | Active | P14571 | WILKINS | 450 | DCDA | 6.000 | 3633136 | East Suite Rear Garage-Bay Area
281 | CRAMER CREEK CT | 43017-2586 | Active | HC41493 | WILKINS | 950XLD | DC | 0.750 | 3656297 | East Suite Rear Garage-Bay Area
300 | CRAMER CREEK CT | 43017-2585 | Active | 1432790705 | AMES | 3000SS | DCDA | 6.000 | 59707 | East Rear Sprinkler - Mechanical Room (Outside Door)
300 | CRAMER CREEK CT | 43017-2585 | Active | 65675 | WATTS | 007M1 | DC | 0.750 | 59708 | East Rear Sprinkler - Mechanical Room (Outside Door)
300 | CRAMER CREEK CT | 43017-2585 | Not Required by DOW | 2626489 | WILKINS | 975XLBMS | RP | 1.500 | 95205 | East Rear Sprinkler - Mechanical Room (Outside Door)
300 | CRAMER CREEK CT | 43017-2585 | Active | 230957 | WATTS | LF009M2QT | RP | 2.000 | 3630118 | East Rear Sprinkler - Mechanical Room (Outside Door)
325 | CRAMER CREEK CT | 43017-3577 | Active | 3355662 | WILKINS | 975XL2 | RP | 1.500 | 91386 | MECH ROOM 1ST DOOR ON LEFT FROM WEST
325 | CRAMER CREEK CT | 43017-3577 | Active | B002663 | WILKINS | 375XL | RP | 0.750 | 91387 | MECH/RISER RM 10' HIGH CEILING ABOVE MTR & LIGHT
325 | CRAMER CREEK CT | 43017-3577 | Active | 1817361213 | AMES | 3000SS | DCDA | 6.000 | 103925 | RISER ROOM NORTH WALL
325 | CRAMER CREEK CT | 43017-3577 | Active | 21864 | WATTS | 007M1PCQT | DC | 0.750 | 103926 | RISER ROOM - NORTH WALL
325 | CRAMER CREEK CT | 43017-3577 | Active | 3679646 | WILKINS | 975XL2 | RP | 2.000 | 3608318 | MECH/RISER RM AT METER
630 | CRAMERS CROSSING DR | 43016- | Active | 64106 | AMES | 3000CIV | DCDA | 6.000 | 69594 | IN PIT ON WEST SIDE OF ROAD TO 6303 PAYTON DR
6300 | CRAMERS CROSSING DR | 43016- | Active | 22955 | WATTS | 007M1PCQT | DC | 0.750 | 69595 | IN PIT ON W SIDE OF RD TO 6303 CRAMER CROSSING
6300 | CRAMERS CROSSING DR | 43016- | In Review |  |  |  | RP | 3.000 | 3636602
8803 | CRAMPTON DR | 43065-9034 | Active | T145887 | WILKINS | 720A | PVB | 0.750 | 3398873 | LEFT SIDE
6020 | CRANBERRY CT | 43213-3324 | Active | 117444 | WILKINS | 420 | PVB | 1.000 | 68721 | NORTH SIDE
6050 | CRANBERRY CT | 43213-3324 | Active | 1560788 | WILKINS | 975 | RP | 1.000 | 89934 | IN BASEMENT
25 | CRANDALL DR | 43085- | Active | 625082 | WATTS | 909HWQT | RP | 0.750 | 99390 | 1030 N HIGH (WORTHINGTON), BASEMENT NORTH MIDDLE WALL
25 | CRANDALL DR | 43085- | Active | 102373 | WATTS | 909 | RP | 2.500 | 99392 | 1030 N HIGH (WORTHINGTON), BASEMENT MEN'S RESTROOM
25 | CRANDALL DR | 43085- | Due Install |  |  |  | RP | 6.000 | 3638061
75 | CRANDALL DR | 43085-4075 | Active | FC8754 | FEBCO | 765 | PVB | 1.000 | 89935 | FRONT OF HOUSE
35 | CRANDALL DR | 43085-3201 | Active | T042170 | WILKINS | 720A | PVB | 0.750 | 101812 | LEFT SIDE OF HOUSE
362 | CRANDALL DR | 43085-3202 | Active | CAA69373 | WILKINS | 720A | PVB | 0.750 | 92620 | FRONT RIGHT
365 | CRANDALL DR | 43085-3201 | Active | F006196 | WILKINS | 720A | PVB | 0.750 | 99252 | LEFT SIDE OF HOUSE
652 | CRANFIELD PL | 43213-3407 | Active | G050237 | WILKINS | 720A | PVB | 0.750 | 88641 | RIGHT SIDE OF HOUSE NEAR FRONT
283 | CRANSTON DR | 43017-1772 | Removed | 136104REM | WILKINS | 950 | DC | 1.500 | 59415 | REMOVED-MECHANICAL ROOM BY WATER METER
2833 | CRANSTON DR | 43017-1772 | Active | 678244 | RAINBIRD | 100 | PVB | 1.500 | 59416 | RIGHT FRONT IN COVE BY GAS METER (5811 SAWMILL RD)
2840 | CRANSTON DR | 43017- | Active | B13931 | WILKINS | 975 | RP | 3.000 | 59421 | 5825 SAWMILL, SW BLDG @ WTR MTR 3-C CARRY OUT, STRIP STORE FRONTS
2840 | CRANSTON DR | 43017- | Removed | 349120REM | WILKINS | 720A | PVB | 1.500 | 59422 | REMOVED-OUTSIDE SW CORNER OF BUILDING - 5825 SAWMILL RD
3010 | CRANSTON DR | 43017-1710 | Removed | 111251REM | WATTS | 909QT | RP | 1.000 | 59614 | REMOVED-BOILER ROOM - N.W.C.C., BLDG SOLD TO BE RAZED FOR CRANSTON APTS
3010 | CRANSTON DR | 43017-1710 | Removed | 12362REM | WILKINS | 975 | RP | 3.000 | 59615 | *****REMOVED*****USE 6/3/15 CAG. BOILER ROOM - N.W.C.C.
3010 | CRANSTON DR | 43017-1710 | Active | PG-0167 | WATTS | 957 | RP | 6.000 | 3614931 | METER/RISER RM - S END OF W GARAGES -BOTTOM DEVICE
3010 | CRANSTON DR | 43017-1710 | Active | PG-0833 | AMES | COLT 200 | DC | 6.000 | 3614932 | METER/RISER RM - S END OF W GARAGES TOP DEVICE
3010 | CRANSTON DR | 43017-1710 | Not Required by DOW | 048572 | WATTS | LF009M2QT | RP | 2.000 | 3614933 | METER/RISER RM - S END OF W GARAGES
3010 | CRANSTON DR | 43017-1710 | LPS - Active |  |  |  | LPC |  | 3626505 | DOMESTIC PUMP - METER/RISER ROM AT SOUTH END OF WEST GARAGES
3010 | CRANSTON DR | 43017-1710 | LPS - Active |  |  |  | LST |  | 3657527 | FIRE PUMP - METER/RISER RM AT SOUTH END OF WEST GARAGES
3089 | CRANSTON DR | 43017-1713 | Active | H068930 | FEBCO | 765 | PVB | 0.750 | 97258 | FRONT OF HOUSE
7999 | CRAWFORD FARMS DR | 43004-9362 | Active | T471020 | WILKINS | 720A | PVB | 1.000 | 73111 | RIGHT SIDE OF HOUSE
7705 | CRAWLEY DR | 43017 | Active | H885184 | FEBCO | 765 | PVB | 1.000 | 101276 | RIGHT REAR
7759 | CRAWLEY DR | 43017-8820 | Active | 099660 | FEBCO | 765 | PVB | 0.750 | 72718 | LEFT FRONT
7762 | CRAWLEY DR | 43017-8821 | Active | 119903 | WATTS | 800QT | PVB | 0.750 | 72726 | LEFT HAND SIDE
7765 | CRAWLEY DR | 43017 | Active | EAE8964 | WILKINS | 720A | PVB | 1.000 | 72736 | LEFT FRONT
7768 | CRAWLEY DR | 43017-8821 | Active | 835420 | WILKINS | 720A | PVB | 0.750 | 72745 | OUTSIDE
1550 | CREE CT | 43123-9593 | Active | T472921 | WILKINS | 720 | PVB | 0.750 | 3399444 | LEFT SIDE
3546 | CREEK MEADOWS DR | 43147-9393 | Active | CB075032 | WILKINS | 720A | PVB | 1.000 | 61032 | LEFT SIDE OF HOUSE
4310 | CREEKBEND DR | 43026-7410 | Active | H311963 | FEBCO | 765 | PVB | 0.750 | 91582 | LEFT FRONT
4370 | CREEKBEND DR | 43026 | Active | 3618506 | WILKINS | 975XL2 | RP | 1.500 | 102441 | FIRST MECH ROOM
4370 | CREEKBEND DR | 43026 | Active | 1774790312 | AMES | 3000SS | DCDA | 6.000 | 102641 | MECH ROOM
4370 | CREEKBEND DR | 43026 | Active | 19125 | WATTS | 007M1QT | DC | 0.750 | 102642 | MECH ROOM
4370 | CREEKBEND DR | 43026 | Not Required by DOW | 3548298 | WILKINS | 975XL | RP | 0.750 | 103186 | MECHANICAL ROOM
1884 | CREEKS CROSSING CT | 43123-8339 | Active | 996942 | WILKINS | 720A | PVB | 0.750 | 56507 | RIGHT SIDE OF HOUSE
1889 | CREEKS CROSSING CT | 43123-8339 | Active | T484445 | WILKINS | 720A | PVB | 0.750 | 92127 | LEFT SIDE
1894 | CREEKS CROSSING CT | 43123-8339 | Active | A174671 | Wilkins | 720-A | PVB | 1.000 | 56533 | REAR OF HOUSE
1899 | CREEKS CROSSING CT | 43123-8339 | Active | DJ4110 | FEBCO | 765 | PVB | 0.750 | 56543 | OUTSIDE
1904 | CREEKS CROSSING CT | 43123-8339 | Active | 5856 | FEBCO | 765 | PVB | 0.750 | 56577 | REAR OF HOUSE
1909 | CREEKS CROSSING CT | 43123 | Active | 278877 | FEBCO | 765 | PVB | 0.750 | 56589 | LEFT SIDE OF HOUSE
1921 | CREEKS CROSSING CT | 43123-8339 | Active | CB000344 | WILKINS | 720A | PVB | 0.750 | 102480 | LEFT SIDE
2450 | CREEKWAY DR | 43207-3431 | Active | 120243 | WATTS | 009M2QT | RP | 0.750 | 58324 | AT WATER METER
2454 | CREEKWAY DR | 43207- | Active | 384613 | WATTS | LF009M3QT | RP | 0.750 | 58335 | EAST WALL OF UNIT NEXT TO WATER METER
2455 | CREEKWAY DR | 43207-3432 | Active | B314959 | WILKINS | 375 | RP | 1.000 | 3399541 | AT WATER METER
2455 | CREEKWAY DR | 43207-3432 | Safe storage | [5 empty] | 3625141
2462 | CREEKWAY DR | 43207-3431 | Active | 202207 | WATTS | 009M3QT | RP | 0.750 | 58375 | 2454 CREEKWAY DR, UNDER KITCHEN SINK AT WATER METER
2469 | CREEKWAY DR | 43207-3432 | Active | 81141 | WATTS | 009M3QT | RP | 0.750 | 58384 | AT WATER METER, in kitchen, in wall false furnace vent
2469 | CREEKWAY DR | 43207-3432 | Active | 1948560918 | AMES | 3000SS | DCDA | 4.000 | 3633405 | IN WATER METER PIT
2469 | CREEKWAY DR | 43207-3432 | Active | 81195 | AMES | 2000B | DC | 0.750 | 3635343 | IN WATER METER PIT FIRE SIDE CAR
2523 | CREEKWAY DR | 43207-3432 | Active | W172217 | WILKINS | 975XLBMS | RP | 0.750 | 90543 | METER ROOM NORTH WALL
2540 | CREEKWAY DR | 43207-3464 | Active | B248313 | WILKINS | 375XL | RP | 1.000 | 58575 | IN DOCK AREA BY FIRE SUPPRESSION
2540 | CREEKWAY DR | 43207-3464 | Due Install |  |  |  | DCDA |  | 3636883 | IN DOCK AREA BY FIRE SUSPENSION
5484 | CRENTON DR | 43081-9550 | Active | G152278 | WILKINS | 720A | PVB | 0.750 | 92134 | REAR OF HOUSE
5805 | CRESCENT CT | 43085-3804 | Active | T083996 | WILKINS | 720A | PVB | 0.750 | 3399686 | FRONT OF HOUSE
5815 | CRESCENT CT | 43085-3804 | Active | T178587 | WILKINS | 720A | PVB | 0.750 | 91119 | FRONT OF HOUSE
5818 | CRESCENT CT | 43085 | Active | T311079 | WILKINS | 720A | PVB | 0.750 | 101261 | LEFT SIDE OF HOME
1 | CRESCENT POND | 43054 | Active | EA13115 | WILKINS | 720A | PVB | 0.750 | 3657984 | RIGHT SIDE
2 | CRESCENT POND | 43054 | Active | A02497 | AMES | 2000B | DC | 2.000 | 98331 | BASEMENT MECHANICAL ROOM
2 | CRESCENT POND | 43054 | Active | 4711405 | WILKINS | 975XL2 | RP | 0.750 | 99572 | BASEMENT IN MECHANIC ROOM
4 | CRESSINGHURST CT | 43026-8661 | Active | EAF5700 | WILKINS | 720A | PVB | 0.750 | 3399811 | RIGHT SIDE OF HOUSE
4631 | CRESSINGHURST CT | 43026-8661 | Active | 002257 | WATTS | 800QT | PVB | 1.000 | 64634 | RT SIDE OF HSE
4632 | CRESSINGHURST CT | 43026-8661 | Active | F031642 | WILKINS | 720A | PVB | 0.750 | 97305 | RIGHT SIDE
4638 | CRESSINGHURST CT | 43026-8661 | Active | DL127 | FEBCO | 765 | PVB | 0.750 | 64651 | RIGHT OF FRONT DOOR
4639 | CRESSINGHURST CT | 43026-8661 | Active | 470342 | WILKINS | 420 | PVB | 0.750 | 64654 | LEFT SIDE FRONT
395 | CRESTVIEW RD | 43202-2211 | Active | 45691 | WATTS | 919QT | RP | 0.750 | 3399985 | BSMNT AT WATER METER BTWN WALKIN COOLER & WALL
774 | CRESTWAY DR | 43235-3464 | Active | 2844 | FEBCO | 765 | PVB | 1.000 | 72671 | NORTH SIDE
780 | CRESTWAY DR | 43235-3464 | Removed | 04348REM | WATTS | 800M2QT | PVB | 1.000 | 72821 | REMOVED-LEFT FRONT SIDE OF HOUSE
780 | CRESTWAY DR | 43235-3464 | Active | T252098 | WILKINS | 720A | PVB | 1.000 | 3606332 | LEFT FRONT
786 | CRESTWAY DR | 43235-3464 | Active | t439626 | WILKINS | 720A | PVB | 1.000 | 72927 | WEST SIDE OF HOUSE
800 | CRESTWAY DR | 43235-3464 | Active | 58396 | FEBCO | 765 | PVB | 1.000 | 73143 | EAST SIDE OF HOUSE
801 | CRESTWAY DR | 43235-3465 | Active | G281078 | WILKINS | 720A | PVB | 1.000 | 73204 | SOUTH SIDE
807 | CRESTWAY DR | 43235-3465 | Active | 07039 | WATTS | 800M2QT | PVB | 0.750 | 73274 | EAST SIDE OF HOUSE
808 | CRESTWAY DR | 43235-3464 | Active | 75034 | WATTS | 800QT | PVB | 1.000 | 73280 | EAST SIDE
813 | CRESTWAY DR | 43235-3465 | Active | 614300 | WILKINS | 720A | PVB | 1.000 | 73353 | EAST SIDE OF HOUSE
814 | CRESTWAY DR | 43235-3464 | Active | AH2659 | FEBCO | 765 | PVB | 1.000 | 73364 | LEFT FRONT
819 | CRESTWAY DR | 43235-3465 | Active | 614574 | WILKINS | 720A | PVB | 1.000 | 73484 | EAST SIDE OF HOUSE
820 | CRESTWAY DR | 43235-3464 | Active | AC6769 | FEBCO | 765 | PVB | 1.000 | 73494 | EAST/NORTH SIDE (SERIAL # AG6769)
826 | CRESTWAY DR | 43235-3464 | Active | H002314 | FEBCO | 765 | PVB | 1.000 | 73621 | LEFT SIDE OF HOUSE
827 | CRESTWAY DR | 43235-3465 | Active | 07019 | WATTS | 800QT | PVB | 0.750 | 73634 | LEFT FRONT NORTHEAST SIDE OF HOUSE BY GAS METER
832 | CRESTWAY DR | 43235-3464 | Active | AC6788 | FEBCO | 765 | PVB | 1.000 | 73701 | EAST SIDE OF HOUSE
838 | CRESTWAY DR | 43235-3464 | Active | 14072 | BUCKNER | 100 | PVB | 1.000 | 73767 | OUTSIDE WEST CORNER OF HOUSE
844 | CRESTWAY DR | 43235-3464 | Active | hd59014 | FEBCO | 765 | PVB | 0.750 | 73851 | IN FRONT OF GARAGE
214 | CRIMSON CT | 43235-4244 | Active | 677148 | RAINBIRD | AC4000 | PVB | 1.000 | 87137 | LEFT CENTER
2157 | CRIMSON CT | 43235-4244 | Replaced | REPAF8234 | FEBCO | 765 | PVB | 1.000 | 89939 | REPLACED- EAST SIDE OF HOUSE
2157 | CRIMSON CT | 43235-4244 | Active | HB65032 | FEBCO | 765 | PVB | 1.000 | 3609798 | RIGHT SIDE OF HOUSE
2160 | CRIMSON CT | 43235-4244 | Active | T433705 | WILKINS | 720A | PVB | 0.750 | 3400144 | FRONT OF HOUSE LEFT OF DOOR
4253 | CRISPIN CT | 43123-8744 | Active | Caa47233 | WILKINS | 720A | PVB | 0.750 | 75065 | LEFT SIDE OF HOUSE
3756 | CRISWELL DR | 43220-4962 | Replaced | REP117785 | WATTS | 800QT | PVB | 1.000 | 92205 | REPLACED- FRONT OF HOUSE
3756 | CRISWELL DR | 43220-4962 | Active | H660316 | FEBCO | 765 | PVB | 1.000 | 3610023 | FRONT OF HOUSE
3761 | CRISWELL DR | 43220-4934 | Active | CB215303 | WILKINS | 720A | PVB | 1.000 | 61691 | FRONT OF HOUSE
3770 | CRISWELL DR | 43220-4962 | Active | 23950 | WATTS | 800M2QT | PVB | 1.000 | 89941 | LEFT SIDE OF HOUSE
3784 | CRISWELL DR | 43220-4962 | Active | 282578 | RAINBIRD | 100R | PVB | 1.000 | 89946 | WEST SIDE OF HOUSE
3799 | CRISWELL DR | 43220-4934 | Active | 544503 | RAINBIRD | 100 | PVB | 0.750 | 3400174 | BACK OF HOUSE
3815 | CRISWELL DR | 43220-4934 | Active | 149698 | WATTS | 800QT | PVB | 1.000 | 61857 | SOUTH SIDE OF HOUSE
3816 | CRISWELL DR | 43220-4962 | Active | T032266 | FEBCO | 765 | PVB | 1.000 | 99349 | FRONT OF HOUSE
3826 | CRISWELL DR | 43220-4962 | Active | 113128 | WATTS | 800M2QT | PVB | 1.000 | 61875 | SOUTH SIDE OF HOUSE
3829 | CRISWELL DR | 43220-4934 | Active | 506166 | RAINBIRD | 100R | PVB | 0.750 | 89947 | LEFT SIDE
3836 | CRISWELL DR | 43220-4962 | Active | A008769 | WILKINS | 720A | PVB | 0.750 | 61903 | RIGHT SIDE OF HOUSE
3850 | CRISWELL DR | 43220-4962 | Active | HE75498 | FEBCO | 765 | PVB | 1.000 | 61943 | LT SIDE
3893 | CRISWELL DR | 43220-4935 | Active | CB653214 | WILKINS | 720A | PVB | 0.750 | 3400180 | LEFT SIDE
3894 | CRISWELL DR | 43220-4936 | Active | CR3894CRISWELL | RAINBIRD | 100 | PVB | 1.000 | 102347 | FRONT OF HOUSE
3925 | CRISWELL DR | 43220-4935 | Active | 367524 | WILKINS | 720A | PVB | 1.000 | 91077 | LEFT OF HOUSE
3943 | CRISWELL DR | 43220-4935 | Active | 424913 | WILKINS | 720A | PVB | 0.750 | 89948 | FRONT OF HOUSE ON THE RIGHT
3943 | CRISWELL DR | 43220-4935 | Active | 375232 | WILKINS | 720A | PVB | 0.750 | 3659634 | FRONT OF HOUSE ON THE RIGHT
4100 | CROAN | 43054-7501 | Active | CB901384 | WILKINS | 720A | PVB | 1.000 | 62905 | RIGHT SIDE OF HOUSE
4109 | CROAN | 43054 | Active | G085960 | WILKINS | 720A | PVB | 0.750 | 92542 | LEFT SIDE OF HOUSE
4112 | CROAN | 43054 | Active | CB154218 | WILKINS | 720A | PVB | 0.750 | 3609671 | RIGHT MIDDLE OF HOUSE BEHIND A/C
4115 | CROAN | 43054 | Active | CB073859 | WILKINS | 720 | PVB | 0.750 | 3603404 | FRONT OF HOUSE
4120 | CROAN | 43054 | Active | T1997673 | WILKINS | 720A | PVB | 0.750 | 3605893 | FRONT OF HOUSE
5900 | CROMDALE DR | 43017 | Active | ACG4105 | WILKINS | 975XL2 | RP | 1.500 | 3400259 | BSMNT AT WATER METER BY FURNACE
5900 | CROMDALE DR | 43017 | Due Install |  |  |  | DCDA | 4.000 | 3651075 | BSMNT
5920 | CROMDALE DR | 43017-8767 | Active | 108793 | WATTS | 009M2QT | RP | 1.500 | 68325 | W BSMNT WALL AT WATER METER
5920 | CROMDALE DR | 43017-8767 | Removed | REM01090 | WATTS | 719AQT | DC | 2.000 | 68326 | REMOVED - IN BASEMENT ABOVE WATER METER
4500 | CROMPTON DR | 43220-3053 | Active | 665526 | WILKINS | 720A | PVB | 1.000 | 64214 | FRONT OF GARAGE
7763 | CROMWELL END | 43054-8849 | Active | A072846 | WILKINS | 720A | PVB | 0.750 | 72731 | LEFT HAND SIDE OF HOUSE
7765 | CROMWELL END | 43054-8849 | Active | 672078 | WILKINS | 720A | PVB | 0.750 | 72737 | OUTSIDE
7767 | CROMWELL END | 43054-8849 | Active | 601648 | WILKINS | 720A | PVB | 1.000 | 72743 | RH SIDE
7769 | CROMWELL END | 43054 | Active | T364322 | WILKINS | 720A | PVB | 0.750 | 72746 | RIGHT SIDE
7771 | CROMWELL END | 43054-8849 | Active | 813478 | WILKINS | 720A | PVB | 0.750 | 72772 | NW CORNER
7773 | CROMWELL END | 43054-8849 | Active | F006125 | WILKINS | 720A | PVB | 0.750 | 88629 | WEST SIDE OF HOUSE
7774 | CROMWELL END | 43054-8849 | Active | 185346 | WILKINS | 720A | PVB | 0.750 | 100114 | RIGHT SIDE
7775 | CROMWELL END | 43054-8849 | Active | A006224 | WILKINS | 720A | PVB | 0.750 | 72782 | LEFT SIDE OF HOME
7776 | CROMWELL END | 43054-8849 | Active | T133051 | WILKINS | 720A | PVB | 0.750 | 72783 | RIGHT SIDE OF HOME
7777 | CROMWELL END | 43054-8849 | Active | H138627 | FEBCO | 765 | PVB | 1.000 | 72784 | LEFT HAND SIDE
7778 | CROMWELL END | 43054-8849 | Active | G204845 | WILKINS | 720A | PVB | 0.750 | 91982 | LEFT SIDE OF HOUSE
7780 | CROMWELL END | 43054-8849 | Active | HS06260 | FEBCO | 765 | PVB | 0.750 | 86970 | LEFT SIDE OF HOME
4519 | CROOKED CEDAR | 43054-8855 | Active | HE21196 | FEBCO | 765 | PVB | 0.750 | 64276 | OUTSIDE
8613 | CROOKED MAPLE DR | 43004 | Active | T205068 | WILKINS | 720 | PVB | 0.750 | 3613071 | RIGHT FRONT OF HOUSE
6685 | CROSBY CT | 43016 | Active | PB-2397 | WATTS | 957 | RP | 10.000 | 3613811 | HOT BOX AT PIT - AT END OF CROSBY CT
6685 | CROSBY CT | 43016 | Not Required by DOW | PI-0505 | AMES | COLT 200 | DC | 8.000 | 3614950 | MID N RISER ROOM - SPRINKLERS
6685 | CROSBY CT | 43016 | Not Required by DOW | 002005 | WATTS | LF909 | RP | 3.000 | 3614951 | MID N MECH ROOM
6685 | CROSBY CT | 43016 | Not Required by DOW | 16127 | WATTS | LF909M1 | RP | 8.000 | 3614952 | mech. Room
6685 | CROSBY CT | 43016 | Not Required by DOW | J039265 | FEBCO | 825Y | RP | 2.000 | 3614953 | SMALL HOT BOX BY PIT - AT END CROSBY CT
6685 | CROSBY CT | 43016 | Not Required by DOW | 73899 | AMES | 2000B | DC | 0.750 | 3624949 | RISER ROOM
6685 | CROSBY CT | 43016 | Not Required by DOW | 1850780115 | AMES | 3000SS | DCDA | 8.000 | 3624950 | RISER ROOM
6685 | CROSBY CT | 43016 | Not Required by DOW | AKA1303 | WILKINS | 375XLRP | RP | 2.000 | 3649503 | MECHANICAL ROOM
6685 | CROSBY CT | 43016 | Not Required by DOW | 26082 | WILKINS | 375AST | RP | 6.000 | 3649504 | MECHANICAL ROOM
6685 | CROSBY CT | 43016 | Not Required by DOW | 11002850221 | AMES | 3000SS | DCDA | 8.000 | 3649603 | FIRE RISER ROOM
6685 | CROSBY CT | 43016 | Not Required by DOW | 83783 | AMES | 2000B | DC | 0.750 | 3649604 | FIRE RISER ROOM
6685 | CROSBY CT | 43016 | LPS - Active |  |  |  | LST |  | 3649708 | FIRE PUMP ROOM (6655 CROSBY CT - CMH 60)
6685 | CROSBY CT | 43016 | Not Required by DOW | 17283 | WATTS | 909 | RP | 6.000 | 3651622
6685 | CROSBY CT | 43016 | Not Required by DOW | 38406 | WATTS | LF909QT | RP | 0.750 | 3651624
6685 | CROSBY CT | 43016 | Not Required by DOW | 015733 | WATTS | LF909M1QT | RP | 2.000 | 3651625
6685 | CROSBY CT | 43016 | Not Required by DOW | 19857900220 | AMES | 3000SS | DCDA | 8.000 | 3652759 | RISER ROOM
6685 | CROSBY CT | 43016 | Not Required by DOW | 83557 | AMES | 2000B | DC | 0.750 | 3652761 | RISER ROOM
6685 | CROSBY CT | 43016 | LPS - Active |  |  |  | LST |  | 3657521 | FIRE PUMP ROOM (6645 CROSBY CT - CMH 63)
6685 | CROSBY CT | 43016 | LPS - Active |  |  |  | LST |  | 3657522 | FIRE PUMP ROOM (6665 CROSBY CT - CMH 57)
6685 | CROSBY CT | 43016 | LPS - Active |  |  |  | LST |  | 3658437 | FIRE PUMP ROOM (6675 CROSBY CT - CMH 54)
6685 | CROSBY CT | 43016 | LPS - Active |  |  |  | LST |  | 3658460 | FIRE PUMP ROOM (6685 CROSBY CT - CMH 51)
6750 | CROSBY CT | 43016 | Active | 4100747 | WILKINS | 975XL2 | RP | 1.500 | 3613602 | MID S MECH/RISER RM AT METER
6750 | CROSBY CT | 43016 | Active | 4269B | WILKINS | 350ASTDA | DCDA | 4.000 | 3613615 | MID S MECH/RISER RM
6750 | CROSBY CT | 43016 | Active | 4144763 | WILKINS | 950XLD | DC | 0.750 | 3613616 | MID S MECH/RISER RM
6777 | CROSBY CT | 43016 | Active | HC68573 | WILKINS | 950 | DC | 0.750 | 3654436 | PUMP ROOM
6777 | CROSBY CT | 43016 | Active | V60096 | WILKINS | 350ADA | DCDA | 8.000 | 3654437 | PUMP ROOM
6777 | CROSBY CT | 43016 | Active | 217375 | WATTS | LF009M2QT | RP | 2.000 | 3654438 | FIRE PUMP ROOM EAST SIDE OF PROPERTY
6777 | CROSBY CT | 43016 | LPS - Active |  |  |  | LST |  | 3654562 | PUMP ROOM
998 | CROSS COUNTRY DR | 43235-2114 | Active | 22401 | WATTS | 919AQT | RP | 0.750 | 97125 | BASEMENT
107 | CROSS COUNTRY DR | 43235-2115 | Active | 050635 | WATTS | 800M4QT | PVB | 1.000 | 53773 | FRONT OF HOUSE LEFT OF FRONT DOOR
1078 | CROSS COUNTRY DR | 43235-5138 | Active | AA4388 | FEBCO | 765 | PVB | 1.000 | 89949 | LEFT OF HOUSE @ REAR WINDOW
1079 | CROSS COUNTRY DR | 43235-2115 | Active | AC9459 | FEBCO | 765 | PVB | 1.000 | 53794 | FRONT OF HOUSE
1109 | CROSS COUNTRY DR | 43235-2115 | Active | F045269 | WILKINS | 720A | PVB | 0.750 | 97624 | RIGHT FRONT
7670 | CROSSBILL CT | 43017 | Active | A083603 | WILKINS | 720A | PVB | 0.750 | 87534 | LEFT CORNER OF HOUSE BEHIND BUSH
7678 | CROSSBILL CT | 43017-8222 | Active | 352987 | WILKINS | 720A | PVB | 0.750 | 72487 | RIGHT FRONT
7679 | CROSSBILL CT | 43017-8222 | Active | CB081584 | WILKINS | 720 | PVB | 0.750 | 72490 | RIGHT FRONT
7686 | CROSSBILL CT | 43017-8222 | Active | T424237 | WILKINS | 720A | PVB | 0.750 | 3400348 | FRONT CENTER
7687 | CROSSBILL CT | 43017-8222 | Active | CB773403 | WILKINS | 720A | PVB | 0.750 | 72511 | RIGHT FRONT
7695 | CROSSBILL CT | 43017-8222 | Active | EAJ6049 | WILKINS | 720A | PVB | 0.750 | 72538 | LEFT FRONT
7702 | CROSSBILL CT | 43017-8222 | Active | cb867271 | WILKINS | 720A | PVB | 0.750 | 72579 | LEFT FRONT
7703 | CROSSBILL CT | 43017-8222 | Active | F006275 | WILKINS | 720A | PVB | 0.750 | 97514 | RIGHT FRONT
7711 | CROSSBILL CT | 43017-8222 | Active | 792565 | WILKINS | 720A | PVB | 0.750 | 72606 | LEFT HAND SIDE
7718 | CROSSBILL CT | 43017-8222 | Active | 353582 | WILKINS | 720A | PVB | 0.750 | 72617 | RIGHT SIDE OF HOUSE
7726 | CROSSBILL CT | 43017-8222 | Active | T403863 | WILKINS | 800QT | PVB | 0.750 | 72637 | LEFT CENTER
8121 | CROSSGATE CT | 43017 | Active | EAD4536 | WILKINS | 720A | PVB | 0.750 | 73341 | FRONT OF HOUSE
8125 | CROSSGATE N CT | 43017-8430 | Active | 279532 | WILKINS | 720A | PVB | 0.750 | 73347 | RIGHT FRONT
8127 | CROSSGATE N CT | 43017 | Active | 902893 | WILKINS | 720A | PVB | 0.750 | 73351 | LT SIDE
8130 | CROSSGATE N CT | 43017 | Active | 341585 | WILKINS | 720A | PVB | 1.000 | 73354 | LT SIDE
8134 | CROSSGATE N CT | 43017 | Active | AK5569 | FEBCO | 765 | PVB | 0.750 | 73358 | LEFT SIDE
8137 | CROSSGATE N CT | 43017-8430 | Active | AD3770 | FEBCO | 765 | PVB | 0.750 | 73361 | LH SIDE
8140 | CROSSGATE N CT | 43017-8431 | Active | H974884 | FEBCO | 765 | PVB | 0.750 | 73401 | RIGHT SIDE OF HOUSE
8142 | CROSSGATE N CT | 43017 | Active | 500452 | WILKINS | 720A | PVB | 0.750 | 73404 | RT SIDE
8152 | CROSSGATE N CT | 43017 | Active | 516837 | WILKINS | 720A | PVB | 0.750 | 73428 | RIGHT SIDE
8158 | CROSSGATE N CT | 43017-8431 | Active | T060809 | WILKINS | 720A | PVB | 1.000 | 101565 | FRONT LEFT CORNER OF HOUSE
8159 | CROSSGATE N CT | 43017 | Active | CAB78240 | WILKINS | 720A | PVB | 0.750 | 3400368 | FRONT OF HOUSE
8163 | CROSSGATE N CT | 43017 | Active | 811699 | WILKINS | 720A | PVB | 0.750 | 73445 | LEFT HAND SIDE
8164 | CROSSGATE N CT | 43017 | Active | T460877 | WILKINS | 720A | PVB | 0.750 | 73446 | RIGHT CENTER -BY A/C
8171 | CROSSGATE N CT | 43017-8430 | Active | T122498 | WILKINS | 720A | PVB | 1.000 | 3400365 | REAR CENTER OF HOME. L OF DECK
8175 | CROSSGATE N CT | 43017-8430 | Active | cb249869 | WILKINS | 720A | PVB | 1.000 | 73465 | LEFT REAR BY ELEC METER
8176 | CROSSGATE N CT | 43017-8431 | Active | 375354 | WILKINS | 720A | PVB | 0.750 | 73467 | FRONT OF HOUSE RIGHT OF FRONT DOORS
8188 | CROSSGATE N CT | 43017-8431 | Active | CB451721 | WILKINS | 720A | PVB | 1.000 | 87341 | LEFT FRONT
8193 | CROSSGATE N CT | 43017 | Active | T390772 | WILKINS | 720A | PVB | 0.750 | 73488 | LEFT FRONT
8200 | CROSSGATE N CT | 43017-8431 | Active | 635140 | WATTS | 800M4FR | PVB | 1.000 | 73501 | RIGHT CENTER BEHIND/NEXT TO STAIRS
8201 | CROSSGATE N CT | 43017 | Active | 587133 | WILKINS | 720A | PVB | 0.750 | 73504 | LEFT FRONT
8204 | CROSSGATE N CT | 43017-8431 | Active | 780815 | WATTS | 800M4QT | PVB | 1.000 | 101406 | LEFT OF FRONT DOOR
8206 | CROSSGATE N CT | 43017-8431 | Active | 797203 | WATTS | 800M4QT | PVB | 1.000 | 101938 | EAST SIDE OF HOUSE
8031 | CROSSGATE S CT | 43017-8432 | Active | 792396 | WATTS | 800M4FR | PVB | 1.000 | 97787 | FRONT OF HOUSE RIGHT FRONT DOOR
8034 | CROSSGATE S CT | 43017-8432 | Replaced | REPAF5911 | FEBCO | 765 | PVB | 1.000 | 73235 | REPLACED- LEFT SIDE OF HOUSE
8034 | CROSSGATE S CT | 43017-8432 | Active | hc33632 | FEBCO | 765 | PVB | 0.750 | 3608178 | LEFT FRONT
8038 | CROSSGATE S CT | 43017-8432 | Active | 371615 | WILKINS | 720 | PVB | 1.000 | 73238 | LEFTSIDE
8039 | CROSSGATE S CT | 43017-8432 | Active | 315317 | WATTS | 800M4QT | PVB | 0.750 | 73240 | FRONT OF HOUSE RIGHT FRONT DOOR OFFSET
8047 | CROSSGATE S CT | 43017 | Active | AH1246 | FEBCO | 765 | PVB | 1.000 | 73250 | LEFT CENTER
8048 | CROSSGATE S CT | 43017-8432 | Active | 426987 | WILKINS | 720A | PVB | 0.750 | 73251 | RIGHT FRONT
8089 | CROSSGATE S CT | 43017-8432 | Active | 501697 | WILKINS | 720A | PVB | 0.750 | 73287 | OUTSIDE/FRONT
8090 | CROSSGATE S CT | 43017-8432 | Active | 32612 | WATTS | 800M2QT | PVB | 1.000 | 73291 | WEST SIDE OF HOUSE BY GAS METER LEFT
8101 | CROSSGATE S CT | 43017-8432 | Active | 311128 | WILKINS | 720A | PVB | 0.750 | 73320 | LEFT SIDE
2846 | CROSSHURST CT | 43123 | Active | T059914 | WILKINS | 720A | PVB | 0.750 | 102634 | RIGHT SIDE OF HOUSE
2881 | CROSSHURST CT | 43123-8087 | Active | CB039742 | WILKINS | 720A | PVB | 0.750 | 88955 | RIGHT SIDE
4400 | CROSSROADS CTR | 43232-4908 | Removed | 59170REM | WATTS | 919QT | RP | 0.750 | 3400462 | PEDICURE CHAIRS, BACK MECH RM
4400 | CROSSROADS CTR | 43232-4908 | Removed | 58859REM | WATTS | 919QT | RP | 0.750 | 3611320 | PEDICURE CHAIRS, BACK MECH RM
4400 | CROSSROADS CTR | 43232-4908 | Due Install |  |  |  | RP |  | 3632974
4403 | CROSSROADS CTR | 43232- | Active | 157885 | WATTS | 009M2QT | RP | 2.000 | 3400463
4409 | CROSSROADS CTR | 43232-4908 | Active | 21276 | WATTS | 009QT | RP | 1.000 | 63950 | IN MECHANICAL ROOM IN REAR OF BUILDING - 3800 S HAMILTON RD
4419 | CROSSROADS CTR | 43232-4908 | Due Install |  |  |  | RP | 1.500 | 3400468
4421 | CROSSROADS CTR | 43232-4908 | In Review |  |  |  | RP |  | 3400469
4422 | CROSSROADS CTR | 43232-4908 | Active | 447150 | WATTS | 007M3-FP | DC | 0.750 | 3400470 | AT WATER METER
4428 | CROSSROADS CTR | 43232-4908 | Active | ALA08427 | WILKINS | 975 | RP | 0.750 | 3400472
4431 | CROSSROADS CTR | 43232-4908 | Active | ABB8678 | WILKINS | 975 | RP | 0.750 | 63990 | IN MENS BATHROOM AT METER
5300 | CROSSWIND DR | 43228-3600 | Not Required by DOW | 116235 | WATTS | 909 | RP | 2.500 | 66607 | PRESS ROOM GROUND FLOOR NORTHWALL
5300 | CROSSWIND DR | 43228-3600 | Not Required by DOW | 174312 | WATTS | 909M1QT | RP | 2.000 | 66608 | PRESS ROOM EAST WALL 2ND FLOOR
5300 | CROSSWIND DR | 43228-3600 | Not Required by DOW | 179300 | WATTS | 909M1QT | RP | 2.000 | 66609 | BOILER ROOM PENTHOUSE
5300 | CROSSWIND DR | 43228-3600 | Not Required by DOW | 180715 | WATTS | 909 | RP | 4.000 | 66610 | PRESS ROOM - SOUTH WALL
5300 | CROSSWIND DR | 43228-3600 | Not Required by DOW | 180718 | WATTS | 909 | RP | 4.000 | 66611 | PRESS ROOM -SOUTH WALL
5300 | CROSSWIND DR | 43228-3600 | Not Required by DOW | 183287 | WATTS | 909M1QT | RP | 2.000 | 66612 | PRESS ROOM EAST WALL 2ND FLOOR
5300 | CROSSWIND DR | 43228-3600 | Not Required by DOW | 183903 | WATTS | 009QT | RP | 0.750 | 66613 | IN FRONT OF CO2 TANK GROUND FLOOR
5300 | CROSSWIND DR | 43228-3600 | Not Required by DOW | 197439 | WATTS | 909QT | RP | 0.750 | 66614 | FAN ROOM MEZZ
5300 | CROSSWIND DR | 43228-3600 | Not Required by DOW | 220080 | WATTS | 909QT | RP | 1.000 | 66615 | ADMINISTRATION BUILDING 1ST FLOOR MECH ROOM
5300 | CROSSWIND DR | 43228-3600 | Not Required by DOW | 57836 | WATTS | 009M1QT | RP | 2.000 | 66616 | MECHANICAL RM -MAIN OFFICE
5300 | CROSSWIND DR | 43228-3600 | Not Required by DOW | 22222 | WATTS | 007PCQT | DC | 0.500 | 99434 | INK ROOM 2ND FLOOR
5300 | CROSSWIND DR | 43228-3600 | Not Required by DOW | [5 empty] | 3632720
5300 | CROSSWIND DR | 43228-3600 | Not Required by DOW | [5 empty] | 3633121
5300 | CROSSWIND DR | 43228-3600 | Active | XK-1125 | AMES | COLT 400 | RP | 6.000 | 3633585 | HOT BOX WEST SIDE COLUMBUS DISPATCH ENTRY WAY
5310 | CROSSWIND DR | 43228 | Active | RJ1999 | WATTS | 957NRPDA-GV | RPDA | 8.000 | 3626730 | HOT BOX BY ROAD
5310 | CROSSWIND DR | 43228 | Active | 70498 | WATTS | LF919AQT | RP | 0.750 | 3626731 | HOT BOX BY ROAD
5310 | CROSSWIND DR | 43228 | Active | 046968 | WATTS | LF009M2QT | RP | 1.500 | 3626732 | HOT BOX BY ROAD
5330 | CROSSWIND DR | 43228-3600 | Removed | 2862140REM | WILKINS | 975XLBMS | RP | 0.750 | 98245 | STEEL COLUMN NEXT TO BATTERY STATION TANKS
5330 | CROSSWIND DR | 43228-3600 | Due Install |  |  |  | RP | 1.500 | 3635572
5330 | CROSSWIND DR | 43228-3600 | Due Install |  |  |  | DCDA | 10.000 | 3639672
5330 | CROSSWIND DR | 43228-3600 | Due Install |  |  |  | DCDA | 10.000 | 3639673
5330 | CROSSWIND DR | 43228-3600 | LPS - Active |  |  |  | LST | 10.000 | 3639674 | FIRE PUMP -
5400 | CROSSWIND DR | 43228-3778 | Active | 134659 | WATTS | 009M2-FP | RP | 2.000 | 3604400 | TRUCK REPAIR ROOM
5400 | CROSSWIND DR | 43228-3778 | Not Required by DOW | [5 empty] | 3626622
5435 | CROSSWIND DR | 43228-3654 | Active | 444980 | WATTS | 909M1QT | RP | 2.000 | 66899 | NORTH WALL OF TRUCK BAY
5200 | CROSSWINDS DR | 43228-3628 | Active | 801880 | WILKINS | 975 | RP | 3.000 | 66355 | EAST WALL BY METER -- SHIPPING DOCK (S# BO1880)
5200 | CROSSWINDS DR | 43228-3628 | Not Required by DOW | 11894 | WATTS | 919AQT | RP | 1.500 | 66356 | EAST WALL QUALITY LAB
5200 | CROSSWINDS DR | 43228-3628 | Not Required by DOW | 62231 | WILKINS | 975 | RP | 0.750 | 66357 | SE CEILING PAINT AREA ABOVE BOILER
5200 | CROSSWINDS DR | 43228-3628 | Not Required by DOW | 72774 | WILKINS | 975 | RP | 2.000 | 66358 | E WALL NEXT TO WATER METER -- MIDDLE OF BLDG
5200 | CROSSWINDS DR | 43228-3628 | Not Required by DOW | 76943 | WILKINS | 975 | RP | 0.750 | 66359 | CENTER CEILING ABOVE SPRAY BOOTH (E-COAT) SERIAL #76973
5200 | CROSSWINDS DR | 43228-3628 | Not Required by DOW | 78321 | WILKINS | 975 | RP | 0.750 | 66360 | NEXT TO WATER FILTERS IN PAINT BOOTH ROOM
5200 | CROSSWINDS DR | 43228-3628 | Not Required by DOW | 78989 | WILKINS | 975A | RP | 1.500 | 66361 | NW CEILING PAINT RM WASTE WATER TREATMENT
5200 | CROSSWINDS DR | 43228-3628 | Not Required by DOW | 14915 | AMES | 4000B | RP | 2.000 | 3624956
5200 | CROSSWINDS DR | 43228-3628 | Active | 103095C822 | AMES | 3000SS | DCDA | 8.000 | 3631382 | IN GROUND PIT
5200 | CROSSWINDS DR | 43228-3628 | Not Required by DOW | A281944 | WILKINS | 375 | RP | 0.750 | 3639347 | SE CEILING PAINT ROOM ABOVE BOILER
5200 | CROSSWINDS DR | 43228-3628 | Active | 86927 | AMES | 2000B | DC | 0.750 | 3654320 | IN GROUND PIT
5357 | CROSSWINDS DR | 43228-3654 | Active | YE-1879 | WATTS | 757 | DCDA | 8.000 | 3400494 | mid building n wall
5357 | CROSSWINDS DR | 43228-3654 | Not Required by DOW |  |  |  | RP | 1.000 | 3635989 | MID BUILDING N WALL
5357 | CROSSWINDS DR | 43228-3654 | Active | 238216 | WATTS | 007 | DC | 0.750 | 3657650 | MID BUILDING N WALL
7634 | CROSSWOODS DR | 43235-4621 | Not Required by DOW | 17923 | WATTS | 009M2QT | RP | 1.500 | 72379 | NW OUTSIDE MECHANICAL ROOM
7634 | CROSSWOODS DR | 43235-4621 | Active | 117683 | WATTS | LF009M2QT | RP | 1.500 | 3633401 | NW MECH ROOM BY 7666 UNIT DOOR AT WATER METER Outside Door
7700 | CROSSWOODS DR | 43235-5693 | Active | 146820 | WATTS | 009QT | RP | 0.750 | 72572 | KIT AREA
7700 | CROSSWOODS DR | 43235-5693 | Active | W397882 | WILKINS | 975XLTCU | RP | 0.500 | 72573 | KITCHEN
7700 | CROSSWOODS DR | 43235-5693 | Active | ACE5352 | WILKINS | 975 | RP | 1.500 | 3626274 | WOMENS RESTROOM STORAGE CLOSET
20 | CROSWELL AVE | 43214- | Active | 258297 | WATTS | 909HWQT | RP | 0.750 | 56926 | BOILER ROOM OF THE CHURCH - 4131 N HIGH ST
20 | CROSWELL AVE | 43214- | Active | 258494 | WATTS | 909QT | RP | 0.750 | 56927 | 4131 N HIGH ST, SCHOOL GARAGE, NEXT TO BOILER
20 | CROSWELL AVE | 43214- | Active | 96945 | WATTS | 007M1QT | DC | 2.000 | 101041 | 4131 N HIGH ST, KITCHEN JANITOR'S CLOSET
20 | CROSWELL AVE | 43214- | In Review |  |  |  | RP |  | 3639053
12 | CROSWELL AVE | 43214-3008 | Active | 658147 | WATTS | 800M4QT | PVB | 1.000 | 54231 | SE CORNER OF HOUSE
125 | CROSWELL AVE | 43214-3007 | Active | G241542 | WILKINS | 720A | PVB | 1.000 | 99772 | RIGHT OF FRONT DOOR
137 | CROSWELL AVE | 43214-3007 | Active | G167488 | WILKINS | 720A | PVB | 0.750 | 92264 | FRONT OF HOUSE
149 | CROSWELL AVE | 43214-3007 | Active | T055475 | WILKINS | 720A | PVB | 1.000 | 55136 | FRONT OF HOUSE
174 | CROSWELL AVE | 43214-3008 | Active | A083617 | WILKINS | 720A | PVB | 0.750 | 56002 | FRONT OF HOUSE
177 | CROSWELL AVE | 43214-3007 | Active | G281073 | WILKINS | 720A | PVB | 1.000 | 56072 | FRONT OF HOUSE
200 | CROSWELL AVE | 43214-3008 | Active | 267144 | WATTS | 800QT | PVB | 1.000 | 56939 | FRONT OF HOUSE
215 | CROSWELL AVE | 43214-3009 | Active | CB448715 | WILKINS | 720A | PVB | 0.750 | 98886 | RIGHT OF FRONT DOOR
41 | CROSWELL RD | 43214-3062 | Not Required by DOW | EQ628 | CONBRACO | 40204A2 | RP | 0.750 | 62873 | BASEMENT MECH ROOM -- SERIAL # EQ628
41 | CROSWELL RD | 43214-3062 | Active | ACN0228 | WILKINS | 975XL2 | RP | 1.500 | 3628124 | AT METER NW BSMNT
16 | CROSWELL RD | 43214-3007 | Active | CAA34648 | WILKINS | 720A | PVB | 1.000 | 55705 | FRONT OF HOUSE
203 | CROSWELL RD | 43214-3007 | Active | CB729804 | Wilkins | 720A | PVB | 1.000 | 57064 | EAST SIDE OF HOUSE
226 | CROSWELL RD | 43214-3010 | Active | 287482 | WATTS | 009M2PCQT | RP | 1.000 | 87907 | BASEMENT @ METER
268 | CROSWELL RD | 43214-3010 | Active | 570126 | WATTS | 800M4QT | PVB | 1.000 | 58949 | FRONT
100 | CROWHURST DR | 43235-4530 | Active | T083790 | WILKINS | 720A | PVB | 0.750 | 101495 | RIGHT SIDE OF HOUSE
1009 | CROWHURST DR | 43235-4530 | Active | G043853 | WILKINS | 720A | PVB | 0.750 | 92377 | LEFT SIDE
1015 | CROWHURST DR | 43235-4530 | Active | A133766 | WILKINS | 720A | PVB | 0.750 | 91806 | LEFT SIDE
1020 | CROWHURST DR | 43235-4535 | Active | G186826 | WILKINS | 720A | PVB | 0.750 | 91805 | RIGHT SIDE
1023 | CROWHURST DR | 43235-4530 | Active | 190899 | WILKINS | 720A | PVB | 0.750 | 91201 | LEFT SIDE OF HOUSE
1033 | CROWHURST DR | 43235-4530 | Active | H205883 | FEBCO | 765 | PVB | 0.750 | 53679 | LEFT SIDE OF HOUSE
1043 | CROWHURST DR | 43235-4530 | Active | H245233 | FEBCO | 765 | PVB | 0.750 | 87152 | LEFT SIDE
1061 | CROWHURST DR | 43235-4530 | Active | G135569 | WILKINS | 720A | PVB | 0.750 | 97582 | left side of house
1069 | CROWHURST DR | 43235-4530 | Active | T257844 | WILKINS | 720A | PVB | 0.750 | 102645 | LEFT FRONT
1077 | CROWHURST DR | 43235-4530 | Active | G086176 | WILKINS | 720A | PVB | 0.750 | 90873 | LEFT SIDE OF HOUSE
1084 | CROWHURST DR | 43235-4536 | Active | A190692 | WILKINS | 720A | PVB | 0.750 | 91807 | RIGHT SIDE OF HOUSE
1085 | CROWHURST DR | 43235-4530 | Active | 181806 | WILKINS | 720A | PVB | 1.000 | 89246 | LEFT SIDE OF HOME
1093 | CROWHURST DR | 43235-4530 | Active | G208249 | WILKINS | 720A | PVB | 0.750 | 92934 | LEFT SIDE
1850 | CROWN PARK CT | 43235-2400 | Active | 4912987 | WILKINS | 975XL2 | RP | 1.500 | 3400533 | NE MECH RISER ROOM OFF/THRU MAINT OFFICE AT WATER METER
1850 | CROWN PARK CT | 43235-2400 | Active | 11015761021 | AMES | 3000SS | DCDA | 6.000 | 3651014 | NE MECH RISER ROOM OFF/THRU MAINT ROOM
1850 | CROWN PARK CT | 43235-2400 | Active | 31863 | WATTS | 007M1QT | DC | 0.750 | 3651711 | NE MECH RISER ROOM OFF/THRU MAINT ROOM
1910 | CROWN PARK CT | 43235-2404 | Active | 27393 | WATTS | LF919QT | RP | 1.500 | 3400535 | E MOP SINK/HWT CLOSET BY RESTROOMS AT WATER METER
1930 | CROWN PARK CT | 43235-2402 | Active | 29541 | WATTS | 009QT | RP | 1.500 | 56666 | OUTSIDE DOOR BACK OF BLDG. MECH ROOM /STATE FARM HAS KEY/LOCK IS TOUGH TO OPEN
1930 | CROWN PARK CT | 43235-2402 | Not Required by DOW | 4189 | FEBCO | 765 | PVB | 1.000 | 56667 | NORTH SIDE OF BUILDING
2002 | CROWN PLAZA DR | 43235-7310 | Active | UK-0176 | AMES | C400 | RP | 3.000 | 3400536 | IN 2002 UNIT BACK MTR CLOSET AT WATER METER & HWT
2044 | CROWN PLAZA DR | 43235-7310 | Active | 3LL0743 | AMES | 3000SS | DCDA | 4.000 | 3605690 | IN DOLLAR TREE BACK N WALL AT DOUBLE DOORS
2044 | CROWN PLAZA DR | 43235-7310 | Active | B08868 | WATTS | 009M3QT | DC | 0.750 | 3651365 | IN DOLLAR TREE BACK N WALL BY DBLE DOORS
2060 | CROWN PLAZA DR | 43235-7310 | Removed | 157696REM | WATTS | 009M2QT | RP | 0.750 | 57135 | IN DRY CLEANERS BEHIND RESTROOMS IN 2050
2060 | CROWN PLAZA DR | 43235-7310 | Active | A330339 | WILKINS | 375 | RP | 1.500 | 3607616 | IN 2060 NE PLANET FITTNESS LAUNDRY ROOM AT WATER METER
2060 | CROWN PLAZA DR | 43235-7310 | Removed | 133542REM | AMES | 4000SS | DCDA | 4.000 | 3641201 | **REMOVED** IN 2060. LAUNDRY ROOM PLANET FITNESS **REMOVED WRONG DEVICE**
2060 | CROWN PLAZA DR | 43235-7310 | Active | 102226C-122 | AMES | 3000SS | DCDA | 4.000 | 3651366 | IN 2060 NE LAUNDRY ROOM PLANET FITNESS
2060 | CROWN PLAZA DR | 43235-7310 | Active | 85931 | AMES | 2000B | DC | 0.750 | 3652007 | IN 2060 NE LAUNDRY ROOM PLANET FITNESS
8853 | CRUDEN BAY CT | 43017 | Active | H739638 | FEBCO | 765 | PVB | 1.000 | 89952 | FRONT RIGHT FRONT DOOR
8881 | CRUDEN BAY CT | 43017 | Active | H430822 | FEBCO | 765 | PVB | 1.000 | 89077 | WEST SIDE OF HOUSE
8895 | CRUDEN BAY CT | 43017 | Active | 320450 | WILKINS | 720A | PVB | 0.750 | 74389 | SOUTH SIDE OF HOUSE
960 | CRUPPER AVE | 43229-1109 | Active | 1335910404 | AMES | 3000SS | DCDA | 4.000 | 74809 | RISER ROOM.
960 | CRUPPER AVE | 43229-1109 | Active | 40430 | AMES | 2000SS | DC | 0.750 | 74810 | RISER ROOM.
960 | CRUPPER AVE | 43229-1109 | Not Required by DOW | 40500 | WATTS | 909M1QT | RP | 1.500 | 74811 | WATER HEATER/MECH ROOM
960 | CRUPPER AVE | 43229-1109 | Active | 409114 | WATTS | 909M1QT | RP | 2.000 | 74812 | WATER METER ROOM
999 | CRUPPER AVE | 43229-1108 | Active | 260428 | WILKINS | 975XL | RP | 2.000 | 91183 | Hot box by meter pit
999 | CRUPPER AVE | 43229-1108 | Not Required by DOW | 43536 | WATTS | 919AQT | RP | 0.750 | 102654 | SECOND FLOOR MECHANICAL ROOM
999 | CRUPPER AVE | 43229-1108 | Active | 69168 | AMES | 2000B | DC | 0.750 | 103759 | NE CORNER
999 | CRUPPER AVE | 43229-1108 | Active | 179376 | AMES | 3000SS | DCDA | 4.000 | 103760 | NE CORNER
104 | CRUPPER AVE | 43229- | Not Required by DOW | ACI0152 | WILKINS | 975XL | RP | 1.500 | 53700 | 1055 CRUPPER AVE, 1ST FLOOR MECH ROOM
1047 | CRUPPER AVE | 43229- | Active | AU395 | CONBRACO | 4020402 | RP | 1.250 | 53701 | 1055 CRUPPER AVE, MECHANICAL ROOM
1047 | CRUPPER AVE | 43229- | Not Required by DOW | 444417 | WATTS | 909M1QT | RP | 2.000 | 96784 | IN BOILER RM ON S WALL - 1075 CRUPPER
1065 | CRUPPER AVE | 43229-1108 | Active | 02619 | AMES | LF4000BM2 | RP | 2.000 | 53750 | BOILER ROOM
1065 | CRUPPER AVE | 43229-1108 | Active | 241636 | WATTS | LF007M3QT | DC | 0.750 | 53751 | IN METER PIT E SIDE OF ENTRANCE
1065 | CRUPPER AVE | 43229-1108 | Active | 000650 | AMES | 3000SS | DCDA | 6.000 | 53752 | PIT BY ROAD EAST OF DOOR
1065 | CRUPPER AVE | 43229-1108 | Active | 93779 | WATTS | 009M2QT | RP | 0.750 | 53753 | BOILER ROOM - CEILING
1065 | CRUPPER AVE | 43229-1108 | Active | 39813 | WATTS | 009QT | RP | 1.000 | 96785 | IN BOILER ROOM - 1075 CRUPPER
1065 | CRUPPER AVE | 43229-1108 | Active | 437828 | WATTS | 909M1QT | RP | 1.500 | 96786 | IN BOILER RM IN S WALL - 1075 CRUPPER
1065 | CRUPPER AVE | 43229-1108 | Active | 20029 | WATTS | 919AQT | RP | 0.750 | 98003 | SOUTH WALL OF TEST LAB AT EYEWASH - 1075 CRUPPER AVE
1065 | CRUPPER AVE | 43229-1108 | Due Install |  |  |  | RP | 2.000 | 3658959 | HOT BOX
623 | CULBERTSON ST | 43215- | Not Required by DOW |  |  |  | RP | 0.625 | 3400617
938 | CULROSS CT | 43017-9685 | Active | T154919 | WILKINS | 720A | PVB | 1.000 | 74700 | FRONT LEFT
9386 | CULROSS CT | 43017 | Active | HA89248 | FEBCO | 765 | PVB | 0.750 | 87187 | LEFT CENTER BY A/C BEHIND GARAGE
9389 | CULROSS CT | 43017 | Active | CB113484 | WILKINS | 720A | PVB | 0.750 | 3400699 | Left Side
9392 | CULROSS CT | 43017 | Replaced | REPG105304 | CONBRACO | PVB | PVB | 1.000 | 74707 | REPLACED- BACK OF HOUSE
9392 | CULROSS CT | 43017 | Active | CB152578 | WILKINS | 720 | PVB | 1.000 | 3611299 | BACK OF HOUSE
9404 | CULROSS CT | 43017 | Active | 290056 | WATTS | 800QT | PVB | 0.750 | 95937 | LEFT SIDE
9410 | CULROSS CT | 43017 | Replaced | REP272317 | WATTS | 800M4QT | PVB | 0.750 | 74722 | REPLACED- LEFT FRONT
9410 | CULROSS CT | 43017 | Active | CAA67156 | WILKINS | 720A | PVB | 0.750 | 3610161 | LEFT FRONT
9413 | CULROSS CT | 43017 | Active | CAB17051 | WILKINS | 720A | PVB | 0.750 | 101933 | LEFT SIDE OF HOUSE
9422 | CULROSS CT | 43017 | Active | 586624 | WILKINS | 720A | PVB | 1.000 | 89953 | LEFT FRONT
9434 | CULROSS CT | 43017 | Active | H419117 | FEBCO | 765 | PVB | 0.750 | 89954 | LEFT FRONT.
312 | CUMBERLAND DR | 43213-2059 | Active | 02323 | FEBCO | 765 | PVB | 1.000 | 60011 | BACK OF HOUSE
590 | CUMMINGTON PL | 43213-3340 | Active | 1152 | AMES | 2000B | DC | 0.500 | 68287 | BASEMENT RISER ROOM
5904 | CUMMINGTON PL | 43213-3340 | Active | 1186 | AMES | 3000B | DCDA | 2.000 | 68288 | OUTSIDE
885 | CUMMINGTON RD | 43213-3341 | Active | 98636 | WATTS | 800QT | PVB | 0.750 | 74356 | FRONT
983 | CUMMINGTON RD | 43213-3344 | Active | T271188 | WILKINS | 720A | PVB | 1.000 | 3400814 | RIGHT FRONT
744 | CUMMINS CT | 43054-9646 | Active | T405357 | WILKINS | 720A | PVB | 1.000 | 71989 | EAST SIDE, FRONT CORNER
7446 | CUMMINS CT | 43054-9646 | Active | AH6496 | FEBCO | 765 | PVB | 0.750 | 71991 | LEFT SIDE OF HOUSE TOWARD BACK CORNER
7470 | CUMMINS CT | 43054-9646 | Active | 198675 | WATTS | 800M4QT | PVB | 1.000 | 72050 | WEST
7482 | CUMMINS CT | 43054-9646 | Active | 88198 | WATTS | 800M4QT | PVB | 1.000 | 89956 | BACK OF HOUSE
7494 | CUMMINS CT | 43054-9646 | Active | 059434 | WATTS | LF800M4QT | PVB | 1.000 | 72104 | RIGHT SIDE
6895 | CUNNINGHAM DR | 43054 | Active | G208339 | WILKINS | 720A | PVB | 0.750 | 92672 | RIGHT SIDE OF HOUSE
6905 | CUNNINGHAM DR | 43054-9064 | Active | caa46723 | WILKINS | 720A | PVB | 0.750 | 3588973 | RIGHT BACK CORNER OF HOUSE
6915 | CUNNINGHAM DR | 43054-9064 | Active | H164317 | FEBCO | 765 | PVB | 0.750 | 70934 | LEFT SIDE FRONT
6920 | CUNNINGHAM DR | 43054 | Active | G215225 | WILKINS | 720A | PVB | 0.750 | 94909 | LEFT SIDE OF HOUSE
6925 | CUNNINGHAM DR | 43054-9064 | Active | CAA46792 | WILKINS | 720A | PVB | 0.750 | 70955 | NORTH SIDE MIDDLE
6935 | CUNNINGHAM DR | 43054-9064 | Active | G124276 | WILKINS | 720A | PVB | 0.750 | 95507 | FRONT LEFT
6940 | CUNNINGHAM DR | 43054 | Active | H069417 | FEBCO | 745 | PVB | 0.750 | 70984 | LEFT CENTER
6950 | CUNNINGHAM DR | 43054-9063 | Active | H115331 | FEBCO | 765 | PVB | 0.750 | 71002 | OUTSIDE BY GAS METER
6965 | CUNNINGHAM DR | 43054-9064 | Active | H115877 | FEBCO | 765 | PVB | 0.750 | 71037 | RIGHT SIDE OF HSE
6970 | CUNNINGHAM DR | 43054-9063 | Active | G035649 | WILKINS | 720A | PVB | 0.750 | 88990 | LEFT SIDE OF HOUSE
6971 | CUNNINGHAM DR | 43054 | Active | T380965 | WILKINS | 720A | PVB | 0.750 | 91222 | SE CORNER OF HOUSE
6977 | CUNNINGHAM DR | 43054 | Active | H071415 | FEBCO | 765 | PVB | 0.750 | 71058 | RIGHT SIDE OF HSE
6987 | CUNNINGHAM DR | 43054 | Active | H138742 | FEBCO | 765 | PVB | 1.000 | 71102 | OUTSIDE
6991 | CUNNINGHAM DR | 43054-9064 | Active | H115780 | FEBCO | 765 | PVB | 0.750 | 71108 | RIGHT SIDE OF HOUSE
7012 | CUNNINGHAM DR | 43054 | Active | H311294 | FEBCO | 765 | PVB | 0.750 | 71282 | RIGHT SIDE
7013 | CUNNINGHAM DR | 43054 | Active | CB019277 | WILKINS | 720A | PVB | 0.750 | 3587711 | RIGHT FRONT
7022 | CUNNINGHAM DR | 43054-9063 | Active | G086200 | WILKINS | 720A | PVB | 0.750 | 89400 | LEFT SIDE OF HOUSE
7032 | CUNNINGHAM DR | 43054 | Active | 779624 | WILKINS | 720A | PVB | 0.750 | 71302 | OUTSIDE
7042 | CUNNINGHAM DR | 43054 | Active | CB629238 | WILKINS | 720A | PVB | 0.750 | 71310 | RIGHT SIDE OF HOUSE
7043 | CUNNINGHAM DR | 43054-9065 | Active | T066301 | WILKINS | 720A | PVB | 0.750 | 101321 | LEFT SIDE
7052 | CUNNINGHAM DR | 43054-9063 | Active | H275587 | FEBCO | 765 | PVB | 0.750 | 71331 | LEFT SIDE OF HOUSE
785 | CURLEYS CT | 43235-2161 | Active | G148371 | WILKINS | 720A | PVB | 0.750 | 97438 | RIGHT SIDE
801 | CURLEYS CT | 43235-2161 | Active | 411988 | WILKINS | 420 | PVB | 1.000 | 73205 | SIDE OF HOUSE
810 | CURLEYS CT | 43235-2161 | Active | 84479 | WATTS | 800QT | PVB | 1.000 | 89957 | FRONT UNDER WINDOW
817 | CURLEYS CT | 43235-2161 | Active | T396280 | WILKINS | 720A | PVB | 1.000 | 73454 | FRONT OF HOUSE LEFT FRONT DOOR
854 | CURLEYS CT | 43235-2161 | Active | 6728 | WATTS | 800M2QT | PVB | 0.750 | 89958 | FRONT OF HOUSE LEFT FRONT DOOR
865 | CURLEYS CT | 43235-2161 | Active | W218498 | WILKINS | 975 | RP | 0.750 | 74144 | ABOVE WATER METER IN BASEMENT
865 | CURLEYS CT | 43235-2161 | Active | EAA0663 | WILKINS | 720 | PVB | 0.750 | 3653100 | LEFT SIDE OF HOUSE
721 | CURRAGH CT | 43017 | Active | CB986860 | WILKINS | 720A | PVB | 1.000 | 89959 | RIGHT SIDE
7224 | CURRAGH CT | 43017-3432 | Active | CAA545841 | WILKINS | 720A | PVB | 0.750 | 3400899 | LEFT FRONT
4200 | CURRENCY DR | 43228-3802 | Active | 51241 | WATTS | 009M1QT | RP | 2.000 | 63234 | SE CORNER OF WAREHOUSE
4200 | CURRENCY DR | 43228-3802 | Due Install |  |  |  | DCDA | 6.000 | 3632749
4380 | CURRENCY DR | 43228-3859 | Active | TL0866 | AMES | 400 | RP | 4.000 | 3400911 | HOTBOX
4380 | CURRENCY DR | 43228-3859 | Active | UA-0309 | AMES | COLT500GV | RPDA | 8.000 | 3646615 | HOTBOX
4380 | CURRENCY DR | 43228-3859 | Active | 84031 | WATTS | LF919QT | RP | 0.750 | 3646616 | HOTBOX - FIRE SIDE CAR
4380 | CURRENCY DR | 43228-3859 | Not Required by DOW | L132524 | WILKINS | 375 | RP | 3.000 | 3648698 | N END MECH ROOM-REMOVED
4380 | CURRENCY DR | 43228-3859 | Not Required by DOW | B382446 | WILKINS | 375XL | RP | 3.000 | 3648700 | N END MECH ROOM
4380 | CURRENCY DR | 43228-3859 | Not Required by DOW | 161852 | WATTS | LF009M2QT | RP | 2.000 | 3650462 | TRUCK WASH BAY
4400 | CURRENCY DR | 43228-3859 | Inactive | 1143866 | WILKINS | 950XL | DC | 1.250 | 101139 | GARAGE - SOUTHWEST CORNER
4400 | CURRENCY DR | 43228-3859 | Active | SG-1262 | AMES | COLT 400 | RP | 3.000 | 3635271 | N HOT BOX AT PIT RIGHT OF DRIVE
4400 | CURRENCY DR | 43228-3859 | Active | SJ-0017 | AMES | COLT300JV | DCDA | 6.000 | 3638698 | VAULT RIGHT OF DRIVE
4400 | CURRENCY DR | 43228-3859 | Active | 53633 | AMES | LF2000BM3 | DC | 0.750 | 3638699 | VAULT RIGHT OF DRIVE
4400 | CURRENCY DR | 43228-3859 | Not Required by DOW | 32411A | APOLLO | SVBLF4A | PVB | 1.000 | 3640700 | GARAGE AT HOSE REEL
4400 | CURRENCY DR | 43228-3859 | Not Required by DOW | 32436A | APOLLO | SVBLF4A | PVB | 1.000 | 3640701 | GARAGE AT HOSE REEL
4400 | CURRENCY DR | 43228-3859 | Not Required by DOW | 35163 | WATTS | LF919QT | RP | 2.000 | 3640702 | GARAGE AT BRINE TANK
4400 | CURRENCY DR | 43228-3859 | Not Required by DOW | 32491A | APOLLO | SVBLF4A | PVB | 1.000 | 3640703 | GARAGE AT HOSE REEL
4400 | CURRENCY DR | 43228-3859 | Not Required by DOW | 253132 | WATTS | LF009M3QT | RP | 0.750 | 3640704 | BOILER ROOM
4400 | CURRENCY DR | 43228-3859 | Not Required by DOW | 32421A | APOLLO | SVBLF4A | PVB | 1.000 | 3640705 | GARAGE AT HOSE REEL
4400 | CURRENCY DR | 43228-3859 | Not Required by DOW | 139862 | WATTS | LF009M2QT | RP | 1.000 | 3640706 | GARAGE AT HOSE REEL
4400 | CURRENCY DR | 43228-3859 | Not Required by DOW | 253161 | WATTS | LF009M3QT | RP | 0.750 | 3640707 | BOILER ROOM HOLDING TANK
4400 | CURRENCY DR | 43228-3859 | Not Required by DOW | 139878 | WATTS | LF009M2QT | RP | 1.000 | 3640708 | GARAGE AT HOSE REEL
4400 | CURRENCY DR | 43228-3859 | Not Required by DOW | 147372 | WATTS | LF007M2QT | RP | 1.000 | 3640709 | GARAGE AT HOSE REEL
4400 | CURRENCY DR | 43228-3859 | Not Required by DOW | 253133 | WATTS | LF009M3QT | RP | 0.750 | 3640710 | BOILER ROOM
2155 | CURTIS ST | 43207-2593 | Active | 341793 | WATTS | LF009M2QT | RP | 1.000 | 92438 | MECH ROOM
2155 | CURTIS ST | 43207-2593 | Active | 341793 | WATTS | 009M2QT | RP | 1.000 | 3658607
1389 | CUTTER CT | 43235-5057 | Active | CB000109 | WILKINS | 720 | PVB | 0.750 | 96902 | WEST SIDE FRONT CORNER OF HOUSE
4575 | CUTWATER LN | 43026-7813 | Active | A133520 | WILKINS | 720A | PVB | 0.750 | 88932 | LEFT SIDE OF HOUSE
4649 | CUTWATER LN | 43026-7813 | Active | T084879 | WILKINS | 720A | PVB | 0.750 | 101913 | RIGHT SIDE OF HOUSE
4658 | CUTWATER LN | 43026-7812 | Active | G208712 | WILKINS | 720A | PVB | 0.750 | 93383 | LEFT SIDE OF HOUSE
4671 | CUTWATER LN | 43026-7813 | Active | H494426 | FEBCO | 765 | PVB | 0.750 | 97907 | outside, back right side of house
3840 | CYPRESS CREEK DR | 43228-9672 | Active | CB262989 | WILKINS | 720A | PVB | 0.750 | 3401307 | LEFT SIDE - CENTER
3858 | CYPRESS CREEK DR | 43228-9673 | Active | BC1331 | FEBCO | 765 | PVB | 0.750 | 89960 | Right side of house
3262 | CYPRESS POINT CT | 43147-8687 | Active | 117398 | WILKINS | 420 | PVB | 1.000 | 60333 | RIGHT SIDE FRONT CORNER
5783 | DAISY TR | 43123-8091 | Active | T417954 | WILKINS | 720A | PVB | 0.750 | 87584 | LEFT SIDE
5727 | DAISY TRAIL DR | 43123-8091 | Active | CB078518 | WILKINS | 720A | PVB | 0.750 | 3599405 | LEFT SIDE
5739 | DAISY TRAIL DR | 43123-8091 | Active | CAA67162 | WILKINS | 720 | PVB | 0.750 | 3597529 | FRONT CENTER
5754 | DAISY TRAIL DR | 43123 | Active | T197608 | WILKINS | 720 | PVB | 0.750 | 3606264 | LEFT SIDE
5795 | DAISY TRAIL DR | 43123-8091 | Active | CB585153 | WILKINS | 720 | PVB | 0.750 | 3599708 | LEFT SIDE OF HOUSE
5810 | DAISY TRAIL DR | 43123 | Active | CB113780 | WILKINS | 720 | PVB | 0.750 | 3602834 | RIGHT SIDE FRONT
6092 | DAJANA AVE | 43081 | Active | T230504 | WILKINS | 720 | PVB | 0.750 | 3602801 | RIGHT
6152 | DAJANA DR | 43081 | Active | T205007 | WILKINS | 720A | PVB | 0.750 | 3616971 | Left Side of House
6157 | DAJANA DR | 43081 | Removed | CB073591REM | WILKINS | 720A | PVB | 0.750 | 3611902 | LEFT SIDE OF THE HOUSE
3001 | DALE AVE | 43209-2007 | Active | EAG4950 | WILKINS | 720A | PVB | 0.750 | 3401696 | LEFT SIDE
3020 | DALE AVE | 43209-2008 | Active | 974971 | WILKINS | 720A | PVB | 0.750 | 59815 | LT SIDE OF HSE
3124 | DALE AVE | 43209-2011 | Active | 4715698 | WILKINS | 975 | RP | 1.500 | 60017 | ABOVE WATER METER IN BASEMENT
4370 | DALE DR | 43017 | BLDG RAZED | 91441 | WATTS | 009M2QT | RP | 1.500 | 63829 | KITCHEN AREA, FLOOR CABINET BY HOT WTR TANK
6580 | DALMORE LN | 43016 | Active | HD82736 | FEBCO | 765 | PVB | 0.750 | 70274 | LEFT FRONT
6588 | DALMORE LN | 43016-6017 | Active | 181683 | WILKINS | 720A | PVB | 0.750 | 88997 | RIGHT FRONT
6593 | DALMORE LN | 43016-6058 | Active | 185539 | WILKINS | 720A | PVB | 0.750 | 88380 | LEFT FRONT
6596 | DALMORE LN | 43016 | Active | 185456 | WILKINS | 720A | PVB | 0.750 | 88998 | RIGHT SIDE
6604 | DALMORE LN | 43016-6018 | Active | H493219 | FEBCO | 765 | PVB | 0.750 | 92274 | LEFT SIDE
6609 | DALMORE LN | 43016 | Active | T375592 | WILKINS | 720A | PVB | 0.750 | 3588712 | LEFT FRONT
6612 | DALMORE LN | 43016-6018 | Active | T295500 | WILKINS | 720A | PVB | 0.750 | 70381 | RIGHT SIDE
6617 | DALMORE LN | 43016-6059 | Active | T034767 | WILKINS | 720A | PVB | 0.750 | 92325 | LEFT FRONT
6620 | DALMORE LN | 43016 | Active | AC4461 | FEBCO | 765 | PVB | 0.750 | 70391 | RIGHT HAND SIDE OF HOUSE
6628 | DALMORE LN | 43016 | Active | G142555 | WILKINS | 720A | PVB | 0.750 | 97441 | RIGHT SIDE OF HOUSE
6636 | DALMORE LN | 43016 | Active | 779742 | WILKINS | 720A | PVB | 0.750 | 70407 | FRONT OF HOUSE
6644 | DALMORE LN | 43016-6018 | Active | T294261 | WILKINS | 720A | PVB | 0.750 | 70418 | LEFT CENTER BEHIND GARAGE
5774 | DALYMOUNT DR | 43016-3233 | Active | T276970 | WILKINS | 720A | PVB | 1.000 | 67915 | RIGHT SIDE OF HOUSE
4878 | DAMEULY DR | 43026-7145 | Active | T205372 | WILKINS | 720 | PVB | 0.750 | 90120 | LEFT SIDE OF HOUSE
6344 | DAN SHERRI AV | 43016 | Active | 98883 | WATTS | 009M2PCQT | RP | 0.750 | 69746 | IN BASEMENT
6316 | DAN SHERRI AVE | 43016-8709 | Active | 117271 | WATTS | 009M2PCQT | RP | 0.750 | 69652 | BASEMENT
6325 | DAN SHERRI AVE | 43016-8710 | Active | 114293 | WATTS | 009QT | RP | 0.750 | 69661 | BASEMENT
6328 | DAN SHERRI AVE | 43016 | Active | 116100 | WATTS | 009QT | RP | 0.750 | 69720 | IN BASEMENT AT METER
6336 | DAN SHERRI AVE | 43016-8709 | Removed | A006667REM | WILKINS | 720A | PVB | 0.750 | 69741 | REMOVED-LEFT SIDE OF HOUSE
6336 | DAN SHERRI AVE | 43016-8709 | Active | CB828417 | WILKINS | 720A | PVB | 0.750 | 3647013 | LEFT FRONT
6337 | DAN SHERRI AVE | 43016-8710 | Active | 116102 | WATTS | 009QT | RP | 0.750 | 69742 | IN BASEMENT AT METER
6343 | DAN SHERRI AVE | 43016 | Active | T146925 | WILKINS | 720A | PVB | 0.750 | 3603399 | RIGHT FRONT
6356 | DAN SHERRI AVE | 43016 | Active | 78919 | WATTS | 009QT | RP | 0.750 | 69771 | BASEMENT CLOSET
6370 | DAN SHERRI AVE | 43016 | Active | 78915 | WATTS | 009QT | RP | 0.750 | 69804 | BASEMENT SOUTH WALL
300 | DANA AVE | 43223-1310 | Active | 4931680 | WILKINS | 975XL | RP | 0.750 | 59710 | BOILER ROOM - Dana E.S.
589 | DANANN DR | 43081 | Active | CB289505 | WILKINS | 720A | PVB | 0.750 | 3603136 | LEFT SIDE OF HOUSE
370 | DANER RD | 43213-5121 | Active | T385895 | WILKINS | 720A | PVB | 0.750 | 61499 | IRRIGATION-OUTSIDE
387 | DANER RD | 43213-3490 | Active | 274541 | WATTS | 800M4QT | PVB | 0.750 | 88309 | OUT SIDE OF HOME
388 | DANER RD | 43213-3489 | Active | A082483 | WILKINS | 720A | PVB | 0.750 | 62018 | LEFT SIDE OF HOUSE
393 | DANER RD | 43213-3490 | Active | 255770 | WATTS | 800QT | PVB | 0.750 | 88310 | LEFT SIDE MIDDLE
394 | DANER RD | 43213-3489 | Active | 249671 | WATTS | 800M4FR | PVB | 0.750 | 3603706 | RIGHT SIDE
373 | DANUBE DR | 43125-9458 | Active | 12663 | AMES | 2000B | DC | 1.000 | 61612 | MECH RM
3733 | DANUBE DR | 43125-9458 | Not Required by DOW | [5 empty] | 3624777 | MECH RM
2450 | DANVERS CT | 43220-2822 | Active | 70054 | FEBCO | 765 | PVB | 1.000 | 58325 | FRONT OF HOUSE
2451 | DANVERS CT | 43220-2822 | Active | G150326 | WATTS | 800QT | PVB | 1.000 | 58330 | RIGHT SIDE OF HOUSE
2484 | DANVERS CT | 43220-2822 | Active | 37624 | WATTS | 800QT | PVB | 1.000 | 58430 | PUMP ROOM E END OF BLDG
2485 | DANVERS CT | 43220-2822 | Active | 41579 | WATTS | 919AQT | RP | 0.750 | 101258 | INSIDE BASEMENT UTILITY ROOM, BOTTOM OF STEPS
2504 | DANVERS CT | 43220-2822 | Active | 98726 | WATTS | 800QT | PVB | 0.750 | 58508 | LEFT SIDE OF HOME
3237 | DARBY GLEN BLVD | 43026-3860 | Active | H277370 | FEBCO | 765 | PVB | 0.750 | 60245 | SE CORNER OF HOUSE
3245 | DARBY GLEN BLVD | 43026-3860 | Active | 996973 | WILKINS | 720A | PVB | 0.750 | 60275 | LEFT FRONT
3354 | DARBY GLEN BLVD | 43026-3836 | Active | T096996 | WILKINS | 720A | PVB | 0.750 | 101984 | RIGHT SIDE OF HOUSE
6397 | DARBY PLAINS ST | 43228 | Active | WE-2119 | AMES | COLT 400 | RP | 8.000 | 3654230 | SE CORNER OF ALTON DARBY AND DARBY PLAINS
24 | DARBY ST | 43017-1129 | Active | 204752 | WATTS | 009QT | RP | 0.750 | 58151 | MECHANICAL ROOM
37 | DARBYSHIRE DR | 43026-2566 | Active | T038731 | WILKINS | 720A | PVB | 0.750 | 3402194 | RIGHT REAR
1371 | DARCANN DR | 43220-3923 | Active | 444318 | WILKINS | 720A | PVB | 1.000 | 90121 | RIGHT SIDE FROM FRONT
2135 | DARILYN DR | 43123 | Active | YL-1358 | AMES | COLT 400 | RP | 4.000 | 3659174 | HOT BOX
2135 | DARILYN DR | 43123 | Active | ZB-0583 | AMES | COLT 300 | DCDA | 6.000 | 3659257 | MTR PIT
2135 | DARILYN DR | 43123 | Active | 80520 | AMES | 2000B | DC | 0.750 | 3659258 | MTR PIT
5203 | DARRY LN | 43016-4347 | Active | EAA0680 | WILKINS | 720A | PVB | 0.750 | 3402359 | RIGHT SIDE OF HOUSE
3099 | DARTFORD TRCE UNIT IRRIG | 43017-2205 | Active | 33267 | WATTS | 800QT | PVB | 1.000 | 59955 | WEST END OF BUILDING
3128 | DARTFORD TRCE UNIT IRRIG | 43017-2219 | Active | 37120 | WATTS | 800QT | PVB | 1.000 | 60020 | RIGHT SIDE OF HOUSE
3159 | DARTFORD TRCE UNIT IRRIG | 43017- | Active | 131163 | FEBCO | 825YA | RP | 1.000 | 60084 | 3155 DARTFORD TR/3159 KINGSMEAD TR, FRONT YARD AT WTR MTR PIT
2534 | DARTMOOR RD | 43123-3603 | Active | 5000490 | WILKINS | 975XL | RP | 0.750 | 3402387
3635 | DATA POINT CT | 43026 | Active | 171270 | WATTS | 007QT | DC | 1.000 | 61326 | IN MECH ROOM NEXT TO WATER METER
3635 | DATA POINT CT | 43026 | Active | 37781 | WATTS | 009QT | RP | 1.500 | 87313 | IN MECH ROOM
1 | DAVE THOMAS BLVD | 43017 | Active | 15038 | WATTS | 919QT | RP | 1.500 | 101490 | LEGACY-1ST FL PUMP ROOM #1 AT WATER METER
1 | DAVE THOMAS BLVD UNIT A | 43017 | Not Required by DOW | J017241 | FEBCO | LF825Y | RP | 2.000 | 53424 | OUTSIDE, EAST SIDE OF NORTH ADDITION AND KITCHEN
1 | DAVE THOMAS BLVD UNIT A | 43017 | Not Required by DOW | 272855 | WATTS | 909M1QT | RP | 1.500 | 53425 | PUMP ROOM #2
1 | DAVE THOMAS BLVD UNIT A | 43017 | Not Required by DOW | 279934 | WATTS | 909QT | RP | 1.000 | 53426 | PUMP ROOM #1
1 | DAVE THOMAS BLVD UNIT A | 43017 | Not Required by DOW | 279966 | WATTS | 909QT | RP | 1.000 | 53427 | PUMP ROOM #2
1 | DAVE THOMAS BLVD UNIT A | 43017 | Not Required by DOW | 77163 | WATTS | 909QT | RP | 1.000 | 53428 | PUMP ROOM #3
1 | DAVE THOMAS BLVD UNIT A | 43017 | Not Required by DOW | L09361 | WILKINS | 375 | RP | 3.000 | 53429 | NW CORNER NEW ADDITION
1 | DAVE THOMAS BLVD UNIT A | 43017 | Not Required by DOW | W074726 | WILKINS | 975XL | RP | 1.000 | 53430 | NW CORNER NEW ADDITION, BOILER ROOM
1 | DAVE THOMAS BLVD UNIT A | 43017 | Not Required by DOW | 08921 | WATTS | 007M2PCQT | DC | 1.250 | 88815 | WEST ENT BLDG 3 2ND FLOOR SKY WALK
1 | DAVE THOMAS BLVD UNIT A | 43017 | Active | MF-0980 | WATTS | 957 | RP | 4.000 | 101461 | UNIT A BASEMENT MECHANICAL ROOM AT WATER METER
1 | DAVE THOMAS BLVD UNIT A | 43017 | Active | H024655 | FEBCO | 805YB | DC | 0.750 | 101998 | UNIT A METER PIT FRONT OF BUILDING ON 161
1 | DAVE THOMAS BLVD UNIT A | 43017 | Active | N1208170706 | FEBCO | 856 | DCDA | 8.000 | 101999 | UNIT AMETER PIT FRONT OF BUILDING ON 161
1 | DAVE THOMAS BLVD UNIT A | 43017 | Not Required by DOW | 637779 | WATTS | 909PCHWQT | RP | 1.000 | 102024 | BOILER ROOM
1 | DAVE THOMAS BLVD UNIT A | 43017 | Removed | MH-0630REM | WATTS | 957 | RP | 3.000 | 102063 | REMOVED-FIRST FLOOR MECHANICAL ROOM
1 | DAVE THOMAS BLVD UNIT A | 43017 | Not Required by DOW | 176186 | AMES | 3000SS | DCDA | 4.000 | 102188 | MECHANICAL ROOM
1 | DAVE THOMAS BLVD UNIT A | 43017 | Not Required by DOW | 67420 | AMES | 2000B | DC | 0.750 | 102189 | MECHANICAL ROOM
1 | DAVE THOMAS BLVD UNIT A | 43017 | Not Required by DOW | 1011030103 | AMES | 2000SS | DC | 6.000 | 103555 | 4288 W DUBLIN GRANVILLE RD, BOILER ROOM
1 | DAVE THOMAS BLVD UNIT A | 43017 | Inactive |  |  |  | LST |  | 3639144 | FIRE BOOSTER PUMP BSMNT MECH ROOM
4 | DAVENTRY DR | 43220-4002 | Active | H817319 | FEBCO | 765 | PVB | 1.000 | 101877 | LEFT SIDE OF HOUSE
4130 | DAVENTRY RD | 43220-4002 | Active | HK71257 | FEBCO | 765 | PVB | 1.000 | 92981 | RIGHT OF FRONT DOOR
4186 | DAVENTRY RD | 43220-4002 | Active | 790673 | WATTS | 800M4 | PVB | 1.000 | 101878 | FRONT OF HOME
4194 | DAVENTRY RD | 43220-4002 | Active | 77839 | RAINBIRD | 100R | PVB | 1.000 | 90122 | FRONT OF HOUSE
3481 | DAVIDSON RD | 43026 | Active | 192736 | WATTS | LF009M2QT | RP | 2.000 | 3652243 | IN RESTROOM BALL DIAMONDS
3811 | DAVIDSON RD | 43026-2434 | Active | 43785 | WATTS | 009M3QT | RP | 0.750 | 61836 | BASEMENT - RIGHT OF WATER METER
3811 | DAVIDSON RD | 43026-2434 | Not Required by DOW | CB017155 | WILKINS | 720A | PVB | 0.750 | 102876 | LEFT SIDE OF HOUSE
3911 | DAVIDSON RD | 43026- | Active | T088786 | WILKINS | 720A | PVB | 1.000 | 62200 | W/SIDE OF DAVIDSON RD ENTRANCE
4005 | DAVIDSON RD | 43026- | Active | 03932 | FEBCO | 765 | PVB | 1.000 | 62659 | BEHIND ENTRY WALL CORNER OF RIVERRUN AND DAVIDSON SOUTH WEST
4283 | DAVIDSON RD | 43026-2436 | Active | 1276130503 | AMES | 3000SS | DCDA | 4.000 | 63528 | BASEMENT RISER ROOM
4283 | DAVIDSON RD | 43026-2436 | Active | 02217 | AMES | LF2000BM3 | DC | 0.750 | 63529 | BASEMENT RISER ROOM
4283 | DAVIDSON RD | 43026-2436 | Active | 390252 | WATTS | 909M1QT | RP | 2.000 | 63530 | LABLED: MAIN WATER TO APPARATUS ROOM (TOP RP OF TWO AT METER)
4283 | DAVIDSON RD | 43026-2436 | Active | 393845 | WATTS | 909M1QT | RP | 2.000 | 63531 | LABELED MAIN WATER TO BUILDING (LOWER OF TWO RPS, IN LINE W METER) MECH ROOM
4283 | DAVIDSON RD | 43026-2436 | Not Required by DOW | W069411 | WILKINS | 975XL | RP | 1.500 | 63532 | BASEMENT UTILITY ROOM
4355 | DAVIDSON RD | 43026- | Active | 1634474 | WILKINS | 950 | DC | 0.750 | 63794 | BASEMENT MECH ROOM AT SPRINKLER RISER-4643 TRUMAN BLVD
4355 | DAVIDSON RD | 43026- | Active | N10607 | WILKINS | 350 | DCDA | 4.000 | 63795 | BASEMENT MECH ROOM AT SPRINKLER RISER-4643 TRUMAN BLVD
4355 | DAVIDSON RD | 43026- | Not Required by DOW | 74174 | WATTS | 909QT | RP | 0.750 | 90342 | BOILER ROOM CEILING -4643 TRUMAN BLVD
4355 | DAVIDSON RD | 43026- | Not Required by DOW | J25428 | WILKINS | 350 | DC | 4.000 | 92520 | BOILER ROOM-4643 TRUMAN BLVD
4355 | DAVIDSON RD | 43026- | Active | L35982 | WILKINS | 375 | RP | 4.000 | 92521 | BOILER ROOM-4643 TRUMAN BLVD
4355 | DAVIDSON RD | 43026- | LPS - Active |  |  |  | LST |  | 3638164 | BASEMENT MECH ROOM AT SPRINKLER RISER-4643 TRUMAN BLVD
4381 | DAVIDSON RD | 43026 | Active | XC-1608 | AMES | COLT 400 | RP | 4.000 | 3657491 | SE CORNER OF BUILDING IN HOT BOX
4381 | DAVIDSON RD | 43026 | Active | XE-1139 | AMES | COLT 300GV | DCDA | 10.000 | 3657492 | SE CORNER OF BUILDING IN VAULT
4381 | DAVIDSON RD | 43026 | Active | 73895 | AMES | 2000BM3 | DC | 0.750 | 3657493 | SE CORNER OF BUILDING IN VAULT
4388 | DAVIDSON RD | 43026-9647 | Active | 615445 | WATTS | 909HWQT | RP | 0.750 | 91388 | IN 4388 MID MECH/MOP SINK ROOM UNDER SHELF AT WATER METER
4394 | DAVIDSON RD | 43026-9647 | Active | 1649389 | WILKINS | 950 | DC | 0.750 | 63880 | IN 4392 NE OF 4392 OUTSIDE DR FIRE CLOSET
4394 | DAVIDSON RD | 43026-9647 | Active | 219897 | WATTS | 009M2QT | RP | 1.000 | 63881 | IN 4392 MID UTLTY OF 4392 AT WATER MTR AND HOT WATER TANK
4394 | DAVIDSON RD | 43026-9647 | Active | P00533 | WILKINS | 450 | DCDA | 6.000 | 63882 | IN 4392 NE OF 4392 OUTSIDE DR FIRE CLOSET
4444 | DAVIDSON RD | 43026-9647 | Active | 266825 | WILKINS | 975XL | RP | 1.500 | 64015 | MECHANICAL ROOM - CENTER OF BLDG
4787 | DAVIDSON RD | 43026 | Active | FK-2737 | WILKINS | 975MS | RP | 4.000 | 92838 | MECH/METER ROOM N SIDE CLUBHSE AT WATER METER Outside Door
4787 | DAVIDSON RD | 43026 | Active | 1095630606 | WATTS | 774XDCDA | DCDA | 8.000 | 92839 | MECH/RISER ROOM N SIDE OF CLUBHSE Outside Door
4787 | DAVIDSON RD | 43026 | Active | 15918 | WATTS | 007M1PCQT | DC | 0.750 | 92840 | MECH/RISER ROOM N SIDE OF CLUBHSE Outside Door
4787 | DAVIDSON RD | 43026 | Not Required by DOW | 433639 | WATTS | 909HWM1QT | RP | 1.500 | 92841 | CLUBHOUSE METER ROOM N.W.CORNER
4787 | DAVIDSON RD | 43026 | Not Required by DOW | T003709 | WILKINS | 720A | PVB | 1.500 | 99256 | outside clubhouse left front
4787 | DAVIDSON RD | 43026 | Not Required by DOW | W278581 | WILKINS | 975XL | RP | 0.750 | 100581 | BY FIRE HYDRANT UNDER HOT ROCK FRONT ISLAND
4787 | DAVIDSON RD | 43026 | Not Required by DOW | J070799 | Febco | 825Y | RP | 0.500 | 102169 | BACK ROUNDABOUT UNDER FAUX ROCK
4970 | DAVIDSON RD | 43026-9448 | Active | 309774 | WATTS | 909M1QT | RP | 2.000 | 65520 | BY WATER METER
5100 | DAVIDSON RD | 43026-8000 | Not Required by DOW | 0014150314 | WATTS | 909 | RP | 3.000 | 66008 | MECHANICAL ROOM WEST WALL (CHILLER RM)
5100 | DAVIDSON RD | 43026-8000 | Not Required by DOW | 440237 | WATTS | 909M1QT | RP | 1.500 | 66009 | CHILLER ROOM
5100 | DAVIDSON RD | 43026-8000 | Active | 48942C | WILKINS | 375AST | RP | 4.000 | 66010 | CHILLER MECHANICAL RM
5100 | DAVIDSON RD | 43026-8000 | LPS - Active |  |  |  | LST |  | 3657607 | FIRE BOSOTER PUMP - FIRE/MECH ROOM
5100 | DAVIDSON RD | 43026-8000 | Active | ZE-0413 | AMES | 500-GV | RPDA | 6.000 | 3658598 | CHILLER MECHANICAL RM
5100 | DAVIDSON RD | 43026-8000 | Not Required by DOW | 169605 | WATTS | 909 | RP | 4.000 | 3659292 | CHILLER MECHANICAL RM
5100 | DAVIDSON RD | 43026-8000 | Active | 86132 | WATTS | LF919-QT | RP | 1.000 | 3659451 | CHILLER MECHANICAL RM
3962 | DAVIDSON RUN CT | 43026-3834 | Active | 375279 | WILKINS | 720A | PVB | 0.750 | 62368 | SE CORNER OF HOUSE
3970 | DAVIDSON RUN CT | 43026-3834 | Active | H569926 | FEBCO | 765 | PVB | 0.750 | 90123 | RIGHT FRONT
3978 | DAVIDSON RUN CT | 43026-3834 | Replaced | REP817151 | WILKINS | 720A | PVB | 0.750 | 62407 | REPLACED- LT SIDE
3978 | DAVIDSON RUN CT | 43026-3834 | Active | T197619 | WILKINS | 720A | PVB | 0.750 | 3609738 | LEFT SIDE
4806 | DAVIDSON RUN DR | 43026- | Active | 056313 | WATTS | 800M4Q | PVB | 1.000 | 65121 | EAST CORNER OF DAVIDSON RUN AND DAVIDSON ROAD BEHIND BRICK SIGN
4817 | DAVIDSON RUN DR | 43026-3828 | Active | 875030 | WILKINS | 720A | PVB | 0.750 | 65138 | OUTSIDE LEFT
4829 | DAVIDSON RUN DR | 43026-3828 | Active | AC7270 | FEBCO | 765 | PVB | 0.750 | 65165 | LEFT FRONT
4842 | DAVIDSON RUN DR | 43026-3825 | Active | 9654 | FEBCO | 765 | PVB | 1.000 | 65204 | OUTSIDE WEST SIDE OF HOUSE
4916 | DAVIDSON RUN DR | 43026-3826 | Active | 132044 | WATTS | 800M2QT | PVB | 1.000 | 65417 | RIGHT SIDE OF HOUSE
8144 | DAVINGTON DR | 43017 | Active | T372337 | WILKINS | 720A | PVB | 0.750 | 73406 | RT SIDE
8156 | DAVINGTON DR | 43017 | Active | 4785958 | WILKINS | 975XL | RP | 0.750 | 73434 | BASEMENT DIRECTLY AFTER THE WATER METER
8163 | DAVINGTON DR | 43017-8739 | Active | CB316161 | WILKINS | 720A | PVB | 0.750 | 3402652 | Left Front
8192 | DAVINGTON DR | 43017-8416 | Active | H387292 | FEBCO | 765 | PVB | 0.750 | 73487 | RIGHT SIDE OF HOME CENTER BY AC
8204 | DAVINGTON DR | 43017 | Active | G215102 | WILKINS | 720A | PVB | 0.750 | 95216 | RIGHT FRONT
8216 | DAVINGTON DR | 43017 | Active | 39107 | FEBCO | 765 | PVB | 1.000 | 73539 | LEFT SIDE OF HOUSE
8228 | DAVINGTON DR | 43017 | Active | EAK1732 | WILKINS | 720A | PVB | 0.750 | 73565 | FRONT RIGHT UNDER PIC WINDOW
8240 | DAVINGTON DR | 43017-8202 | Active | T277579 | WILKINS | 720A | PVB | 0.750 | 73586 | NW SIDE OF HOUSE
8252 | DAVINGTON DR | 43017 | Active | 780860 | WATTS | 800M4FR | PVB | 1.000 | 73609 | REAR OF HOUSE
8253 | DAVINGTON DR | 43017 | Active | 4615803 | WILKINS | 975XL2 | RP | 0.750 | 73612 | IN BASEMENT
8289 | DAVINGTON DR | 43017 | Active | T259734 | WILKINS | 720A | PVB | 1.000 | 102708 | BACK CENTER
8292 | DAVINGTON DR | 43017 | Replaced | REPEB3826 | FEBCO | 765 | PVB | 1.000 | 73642 | REPLACED- FRONT OF HOUSE RIGHT OF FRONT DOOR
8292 | DAVINGTON DR | 43017 | Active | 009744 | WATTS | LF800M4QT | PVB | 1.000 | 3609462 | FRONT RIGHT OF DOOR
8305 | DAVINGTON DR | 43017 | Active | G080715 | WILKINS | 720A | PVB | 0.750 | 73692 | LEFT FRONT
8314 | DAVINGTON DR | 43017 | Active | 210209 | WATTS | 800M4QT | PVB | 1.000 | 73697 | LEFT CENTER
8334 | DAVINGTON DR | 43017 | Active | HG25180 | FEBCO | 765 | PVB | 1.000 | 73716 | RIGHT SIDE OF HOUSE
8358 | DAVINGTON DR | 43017 | Active | H008524 | FEBCO | 765 | PVB | 0.750 | 73756 | FRONT OF HOUSE RIGHT FRONT DOOR
8400 | DAVINGTON DR | 43017-9640 | Active | 32011 | WATTS | 800QT | PVB | 0.750 | 73788 | NORTH SIDE OF HOUSE
8420 | DAVINGTON DR | 43017 | Active | CB022755 | WILKINS | 720A | PVB | 1.000 | 73829 | FRONT JUST RIGHT OF DOOR
8429 | DAVINGTON DR | 43017 | Active | F022382 | WILKINS | 720A | PVB | 0.750 | 73839 | LEFT SIDE
8440 | DAVINGTON DR | 43017 | Active | 572526 | WILKINS | 720A | PVB | 0.750 | 73854 | LEFT SIDE FRONT
8460 | DAVINGTON DR | 43017 | Active | 16235 | FEBCO | 765 | PVB | 1.000 | 73887 | NORTH SIDE LEFT SIDE
8500 | DAVINGTON DR | 43017 | Active | T042090 | WILKINS | 720A | PVB | 0.750 | 101520 | LEFT SIDE OF HOUSE
8518 | DAVINGTON DR | 43017 | Active | 1742412 | WILKINS | 975 | RP | 0.750 | 74012 | BASEMENT AT WATER METER
8560 | DAVINGTON DR | 43017-7617 | Active | 057097 | WATTS | LF800M4QT | PVB | 0.750 | 74076 | BACK CENTER BY DECK & A/C
8583 | DAVINGTON DR | 43017 | Active | EG9643 | FEBCO | 765 | PVB | 1.000 | 74097 | BACK, NORTH CORNER
8602 | DAVINGTON DR | 43017 | Active | H371225 | FEBCO | 765 | PVB | 1.000 | 74114 | LEFT FRONT
8707 | DAVINGTON DR | 43017-8740 | Active | H142491 | FEBCO | 765 | PVB | 1.000 | 74208 | LEFT FRONT
8725 | DAVINGTON DR | 43017 | Active | T392391 | WILKINS | 720A | PVB | 1.000 | 74226 | LEFT HAND SIDE
8757 | DAVINGTON DR | 43017 | Active | 198902 | WATTS | LF009M3QT | RP | 0.750 | 3402688 | IN BASEMENT AT SUMP PIT
8765 | DAVINGTON DR | 43017 | Active | 606098 | WATTS | 800M4QT | PVB | 1.000 | 91552 | 13 LEFT OF FRONT DOOR
8775 | DAVINGTON DR | 43017 | Active | CA07520 | WILKINS | 720A | PVB | 0.750 | 3402689 | LEFT SIDE OF HOUSE
8845 | DAVINGTON DR | 43017 | Active | AH8006 | FEBCO | 765 | PVB | 0.750 | 74355 | LEFT SIDE
8865 | DAVINGTON DR | 43017 | Active | T617294 | WILKINS | 720A | PVB | 1.000 | 92012 | RIGHT SIDE
2440 | DAWNLIGHT AVE | 43211-1934 | Removed | A12554REM | WATTS | 009M2PCQT | RP | 1.000 | 58282 | BASEMENT, NORTH WALL BY FURNACE
2440 | DAWNLIGHT AVE | 43211-1934 | Removed | 2CK0378REM | AMES | 2000SS | DC | 3.000 | 58283 | BASEMENT
2440 | DAWNLIGHT AVE | 43211-1934 | Removed | 317153REM | WATTS | 909HWQT | RP | 0.750 | 58285 | 1ST FLOOR BOILER ROOM, BEHIND WEST BOILER
2440 | DAWNLIGHT AVE | 43211-1934 | Removed | 312176REM | WATTS | 909HWQT | RP | 0.750 | 58287 | BASEMENT BOILER RM ABOVE BOILER SHELTER CARE COTTAGE
2440 | DAWNLIGHT AVE | 43211-1934 | Inactive |  |  |  | RP | 6.000 | 3635715 | IN HOT BOX AT PIT
1850 | DAYLILY CT | 43123 | Active | T386301 | WILKINS | 720A | PVB | 0.750 | 3605979 | RIGHT FRONT
1863 | DAYLILY CT | 43123 | Active | VAA11426 | WILKINS | 720A | PVB | 0.750 | 3613141 | LEFT SIDE OF HOUSE
1870 | DAYLILY CT | 43123 | Active | T411365 | WILKINS | 720A | PVB | 0.750 | 3605980 | LEFT FRONT
1890 | DAYLILY CT | 43123 | Active | CAA35792 | WILKINS | 720 | PVB | 0.750 | 3605983 | RIGHT FRONT
1903 | DAYLILY CT | 43123 | Active | VAA4637 | WILKINS | WILKINS | PVB | 0.750 | 3606145 | LEFT FRONT
1912 | DAYLILY CT | 43123 | Active | CB601389 | WILKINS | 720A | PVB | 0.750 | 3613598 | LEFT FRONT
1915 | DAYLILY CT | 43123 | Active | CB857932 | WILKINS | 720A | PVB | 0.750 | 3607367 | LEFT FRONT
3620 | DAYSPRING DR | 43026-5718 | Active | H549375 | FEBCO | 765 | PVB | 0.750 | 97903 | outside, front right side of house
3630 | DAYSPRING DR | 43026-5718 | Active | CB846360 | WILKINS | 720A | PVB | 0.750 | 3402869 | RIGHT REAR
3651 | DAYSPRING DR | 43026-5745 | Active | H492452 | FEBCO | 765 | PVB | 0.750 | 97906 | outside, front left side of house
3663 | DAYSPRING DR | 43026-5745 | Active | H549595 | FEBCO | 765 | PVB | 0.750 | 97905 | outside, front right side of house
3681 | DAYSPRING DR | 43026-5745 | Active | AK2275 | FEBCO | 765 | PVB | 1.000 | 61456 | LEFT SIDE
3684 | DAYSPRING DR | 43026-5719 | Active | 811743 | WILKINS | 720A | PVB | 0.750 | 61458 | RIGHT FRONT
3694 | DAYSPRING DR | 43026-5719 | Active | H884228 | FEBCO | 765 | PVB | 0.750 | 97913 | outside, middle right side of house
3709 | DAYSPRING DR | 43026-5723 | Active | H531095 | FEBCO | 765 | PVB | 0.750 | 97904 | outside, front left side of house
3724 | DAYSPRING DR | 43026-5719 | Active | HC78817 | FEBCO | 765 | PVB | 0.750 | 3402879 | RIGHT SIDE
3743 | DAYSPRING DR | 43026-5723 | Active | T082145 | WILKINS | 720A | PVB | 0.750 | 101397 | LEFT SIDE
3752 | DAYSPRING DR | 43026-5744 | Active | 83893 | WATTS | 800M4QT | PVB | 1.000 | 61673 | EAST SIDE OF HOUSE
3753 | DAYSPRING DR | 43026-5723 | Active | HD93883 | FEBCO | 765 | PVB | 0.750 | 61674 | LEFT SIDE FRONT
3762 | DAYSPRING DR | 43026-5720 | Active | 78127 | WATTS | 800M4QT | PVB | 0.750 | 61692 | FRONT RIGHT SIDE
3768 | DAYSPRING DR | 43026-5720 | Active | CH1938 | FEBCO | 765 | PVB | 0.750 | 91068 | RIGHT FRONT 2' FROM HSE
3776 | DAYSPRING DR | 43026-5720 | Active | 589872 | FEBCO | 745 | PVB | 0.750 | 61746 | RIGHT FRONT
3818 | DAYSPRING DR | 43026-5720 | Active | CAA99264 | WILKINS | 720A | PVB | 1.000 | 90124 | RIGHT SIDE OF HOUSE
3837 | DAYSPRING DR | 43026-5723 | Active | F031602 | WILKINS | 720A | PVB | 0.750 | 97251 | LEFT SIDE OF HOUSE
3854 | DAYSPRING DR | 43026-5720 | Active | T075208 | WILKINS | 720A | PVB | 0.750 | 101890 | RIGHT SIDE
3887 | DAYSPRING DR | 43026-5723 | Active | H446876 | FEBCO | 765 | PVB | 0.750 | 92272 | RIGHT SIDE OF HOUSE
2606 | DAYTON AVE | 43202-2412 | Active | A08942 | ARI | RP 500 | RP | 0.750 | 3402912
6990 | DEAN FARM DR | 43054- | Active | 4239260 | WILKINS | 975XL | RP | 0.750 | 71107 | BEHIND BRICK WALL NE DEAN FARM/CENTRAL COLLEGE
7321 | DEAN FARM DR | 43054 | Active | F0722876 | WILKINS | 720A | PVB | 0.750 | 98671 | LEFT SIDE
6977 | DEAN FARM RD | 43054-7107 | Active | G208770 | WILKINS | 720A | PVB | 0.750 | 95060 | RIGHT CENTER
6984 | DEAN FARM RD | 43054 | Active | CAA31074 | WILKINS | 720A | PVB | 0.750 | 98826 | LEFT SIDE
7025 | DEAN FARM RD | 43054-9216 | Active | T500675 | WILKINS | 720A | PVB | 1.000 | 91223 | RIGHT SIDE
7039 | DEAN FARM RD | 43054-9216 | Active | 751343 | WILKINS | 720A | PVB | 0.750 | 71303 | SIDE OF HOUSE
7044 | DEAN FARM RD | 43054-9235 | Active | 542722 | WILKINS | 720A | PVB | 0.750 | 71314 | RIGHT SIDE
7046 | DEAN FARM RD | 43054-9235 | Active | H003351 | FEBCO | 765 | PVB | 0.750 | 71315 | N SIDE OF HOUSE
7048 | DEAN FARM RD | 43054-9235 | Inactive | G043931 | WILKINS | 720A | PVB | 0.750 | 92152 | FRONT LEFT
7048 | DEAN FARM RD | 43054-9235 | Active | CB082980 | WILKINS | 720A | PVB | 0.750 | 3605624 | FRONT LEFT OF DOOR
7049 | DEAN FARM RD | 43054-9216 | Active | H115612 | FEBCO | 765 | PVB | 0.750 | 71318 | OUTSIDE
7050 | DEAN FARM RD | 43054-9251 | Active | 141857 | WATTS | 800CMQT | PVB | 0.750 | 71324 | LEFT SIDE OF HOUSE
7051 | DEAN FARM RD | 43054-9216 | Active | 012158 | FEBCO | 765 | PVB | 0.750 | 71325 | RIGHT SIDE OF HOUSE
7052 | DEAN FARM RD | 43054-9251 | Active | 587158 | WILKINS | 720A | PVB | 0.750 | 71332 | RIGHT SIDE
7053 | DEAN FARM RD | 43054-9216 | Active | 587189 | WILKINS | 720A | PVB | 0.750 | 71333 | LEFT FRONT CORNER
7054 | DEAN FARM RD | 43054-9251 | Active | 135713 | WATTS | 800QT | PVB | 0.750 | 71337 | RIGHT SIDE OF HOUSE
7055 | DEAN FARM RD | 43054-9216 | Active | ABA2090 | WILKINS | 975XL2 | RP | 1.000 | 71338 | NEXT TO WATER METER IN POOL EQUIPMENT ROOM
7055 | DEAN FARM RD | 43054-9216 | Not Required by DOW | 3900823 | WILKINS | 975XL | RP | 1.000 | 71339 | NEXT TO WATER METER IN POOL EQUIPMENT RM
7056 | DEAN FARM RD | 43054-9251 | Active | 135682 | WATTS | 800QT | PVB | 0.750 | 71341 | SOUTH SIDE
7058 | DEAN FARM RD | 43054-9251 | Active | AD9369 | FEBCO | 765 | PVB | 0.750 | 71344 | RIGHT SIDE
7059 | DEAN FARM RD | 43054-9252 | Replaced | REP119359 | WATTS | 800M2QT | PVB | 1.000 | 71348 | REPLACED- NORTH SIDE FRONT
7059 | DEAN FARM RD | 43054-9252 | Active | T188136 | WILKINS | 720A | PVB | 0.750 | 3609753 | NORTH SIDE FRONT
7063 | DEAN FARM RD | 43054-9252 | Active | 122929 | WATTS | 800QT | PVB | 0.750 | 71354 | NORTH SIDE
7090 | DEAN FARM RD | 43054-9266 | Active | T223715 | WILKINS | 720A | PVB | 0.750 | 92475 | RIGHT SIDE FRONT
7098 | DEAN FARM RD | 43054-9266 | Active | G218173 | WILKINS | 720A | PVB | 0.750 | 95626 | LEFT SIDE OF HOUSE
7106 | DEAN FARM RD | 43054-7135 | Active | G242138 | WILKINS | 720A | PVB | 0.750 | 99693 | LEFT SIDE
7114 | DEAN FARM RD | 43054-7135 | Active | G044116 | WILKINS | 720A | PVB | 0.750 | 91730 | LEFT SIDE
7202 | DEAN FARM RD | 43054-7137 | Active | EAE8683 | WILKINS | 720A | PVB | 0.750 | 95919 | RIGHT SIDE
7233 | DEAN FARM RD | 43054 | Active | G245470 | WILKINS | 720A | PVB | 0.750 | 98705 | LEFT SIDE
7241 | DEAN FARM RD | 43054 | Active | G246856 | WILKINS | 720A | PVB | 0.750 | 99108 | LEFT SIDE
7265 | DEAN FARM RD | 43054 | Active | T242061 | WILKINS | 720A | PVB | 0.750 | 3601064 | FRONT
7273 | DEAN FARM RD | 43054 | Active | EAE7425 | WILKINS | 720A | PVB | 0.750 | 3601331 | LEFT SIDE
7297 | DEAN FARM RD | 43054-7138 | Active | G216227 | WILKINS | 720A | PVB | 0.750 | 95764 | LEFT SIDE
7329 | DEAN FARM RD | 43054-7140 | Active | F005845 | WILKINS | 720A | PVB | 0.750 | 97797 | RIGHT SIDE
7353 | DEAN FARM RD | 43054-7140 | Active | G176367 | WILKINS | 720A | PVB | 0.750 | 95442 | LEFT SIDE
7361 | DEAN FARM RD | 43054 | Active | G245627 | WILKINS | 720A | PVB | 0.750 | 98704 | LEFT SIDE OF HOUSE
7369 | DEAN FARM RD | 43054 | Active | H687782 | FEBCO | 765 | PVB | 0.750 | 102760
7377 | DEAN FARM RD | 43054-7140 | Active | H642726 | FEBCO | 765 | PVB | 0.750 | 100288 | LEFT SIDE OF HOUSE
3197 | DEANPARK DR | 43026-7746 | Active | 407565 | WATTS | 009 | RP | 0.500 | 3579803 | BASEMENT
875 | DEARBORN DR | 43085-1586 | Active | 221355 | WATTS | LF009M2QT | RP | 2.000 | 3402997
875 | DEARBORN DR | 43085-1586 | Active | XB-1555 | AMES | COLT300-GV | DCDA | 8.000 | 3650995 | IN HOT BOX AT ROAD S/E
875 | DEARBORN DR | 43085-1586 | Active | 72433 | AMES | 2000BM3 | DC | 0.750 | 3655826 | IN HOT BOX AT ROAD
905 | DEARBORN DR | 43085-1543 | Active | 02561 | WATTS | 909M1 | RP | 1.250 | 54296 | IN GUARD SHACK ON DEARBORN E OF WORTH/GALEANA
905 | DEARBORN DR | 43085-1543 | Active | 258536 | WILKINS | 975 | RP | 1.000 | 74512 | CLOSET/ROOM #122 RESEARCH/DEVELOPMENT THRU KITCHENETTE
905 | DEARBORN DR | 43085-1543 | Active | 9402171218 | FEBCO | 880 | RP | 4.000 | 74514 | NE OF WAREHOUSE SHIPPING/RECIEVING BLDG
905 | DEARBORN DR | 43085-1543 | Active | 9406291211 | FEBCO | 880 | RP | 3.000 | 74515 | NW OF CYINDER WAREHOUSE BLDG (965 ADDRESS)
905 | DEARBORN DR | 43085-1543 | Active | 468962 | WATTS | 909QT | RP | 1.000 | 95644 | BOILER ROOM OFF GARAGE AREA
905 | DEARBORN DR | 43085-1543 | Active | 3978074 | WILKINS | 975XL | RP | 1.000 | 3610096 | SW STORAGE ROOM OF GYM
905 | DEARBORN DR | 43085-1543 | Due Install |  |  |  | RP | 8.000 | 3640941 | H/BOX AT PIT N OF NW CORNER OF (965 BLDG) CYLINDER WAREHSE BLDG
905 | DEARBORN DR | 43085-1543 | LPS - Active |  |  |  | LST |  | 3659290 | FIRE PUMP - PUMPHOUSE BETWEEN 7400 AND 965
105 | DEARBORN DR | 43085-1544 | Active | L65091 | WILKINS | 375 | RP | 3.000 | 53712 | UNDER STAIRWAY AT WATER METER -E ENTRANCE BY KITCHEN/CAFATERIA
1050 | DEARBORN DR | 43085-1544 | Not Required by DOW | 351645 | WATTS | 800M4FR | PVB | 0.750 | 53713 | W SIDE OF BLDG ACROSS FROM W PARKING LOT IN SHRUBS
1050 | DEARBORN DR | 43085-1544 | Not Required by DOW | 3930050 | WILKINS | 975 | RP | 1.000 | 53714 | ABOVE DOOR #9
1050 | DEARBORN DR | 43085-1544 | Not Required by DOW | 322404 | WATTS | 909QT | RP | 1.000 | 53715 | IN CEILING IN RELIABILITY LAB
1050 | DEARBORN DR | 43085-1544 | Removed | 363496REM | WATTS | 909QT | RP | 0.750 | 53716 | REMOVED-ROOF ACCESS ROOM 2ND FL.
1050 | DEARBORN DR | 43085-1544 | Not Required by DOW | W255087 | WILKINS | 975 | RP | 1.000 | 53717 | NW CORNER OF BLDG NEXT TO PAINT ROOM BY WELD SHOP
1050 | DEARBORN DR | 43085-1544 | Removed | 432226REM | WILKINS | 975 | RP | 0.750 | 53718 | REMOVED-IN KITCHEN BEHIND ICE MAKER
1050 | DEARBORN DR | 43085-1544 | Not Required by DOW | 47917 | WATTS | 800QT | PVB | 0.750 | 53719 | EAST SIDE OF MAIN ENTRY
1050 | DEARBORN DR | 43085-1544 | Not Required by DOW | 507522 | WILKINS | 975 | RP | 2.000 | 53720 | UNDER 5 STAGE WASHER
1050 | DEARBORN DR | 43085-1544 | Not Required by DOW | 537546 | WILKINS | 975 | RP | 0.750 | 53721 | MECHANICAL ROOM 2ND FL. SOUTHEND OF BLDG
1050 | DEARBORN DR | 43085-1544 | Not Required by DOW | 52242 | WATTS | 919AQT | RP | 0.750 | 3607933 | LAB
1050 | DEARBORN DR | 43085-1544 | Active | 35425 | WILKINS | 350ADA | DCDA | 8.000 | 3632568 | PIT AT SW PMUP HSE
1050 | DEARBORN DR | 43085-1544 | Active | HG75860 | WILKINS | 350ADA | DC | 0.750 | 3655946 | PIT AT SW PMUP HSE
1050 | DEARBORN DR | 43085-1544 | Not Required by DOW | 83326 | WATTS | 919QT | RP | 1.000 | 3656645
1055 | DEARBORN DR | 43085-1542 | Active | BD9980 | FEBCO | 825YA | RP | 2.000 | 53733 | 1055 WMT BLDG - MACHINE SHOP MID E WALL AT WATER METER
1055 | DEARBORN DR | 43085-1542 | Not Required by DOW | 73124 | WATTS | 919AQT | RP | 0.750 | 3630034 | WMT - EDM ROOM MACHINE SHOP
1055 | DEARBORN DR | 43085-1542 | Not Required by DOW | 62681 | WATTS | LF919 | RP | 1.000 | 3630035 | WMT - MACHINE SHOP CENTER COLUMN 8' HIGH
1055 | DEARBORN DR | 43085-1542 | Not Required by DOW | 73138 | WATTS | LF919 | RP | 0.750 | 3630175 | WMT - MACHINE SHOP NORTH CENTER WALL
1055 | DEARBORN DR | 43085-1542 | Not Required by DOW | 46950 | AMES | 2000B | DC | 2.000 | 3638123 | WMT - MACHINE SHOP FIRE PROTECTION ON PAINT BOOTH
1055 | DEARBORN DR | 43085-1542 | Not Required by DOW | 85179 | WATTS | LF919QT | RP | 0.750 | 3651318 | WMT - MACHINE SHOP MID N WALL
1055 | DEARBORN DR | 43085-1542 | Not Required by DOW | 220751 | WATTS | LF009M3QT | RP | 0.750 | 3651320 | WMT - MACHINE SHOP MID W WALL
1085 | DEARBORN DR | 43085-1542 | Active | 9406290926 | FEBCO | 880 | RP | 3.000 | 53816 | 1085 CYLINDER MECH/MAINT AREA N WALL AT WATER METER RIGHT DEVICE
1085 | DEARBORN DR | 43085-1542 | Active | 9406300946 | FEBCO | 880v | RP | 3.000 | 88363 | 1085 CYLINDER MECH/MAINT AREA N WALL AT WATER METER LEFT DEVICE
1085 | DEARBORN DR | 43085-1542 | Not Required by DOW | 33113 | WILKINS | 375 | RP | 3.000 | 95708 | 1085 CYLINDER MAINT SHOP AREA N WALL 10' HIGH
1085 | DEARBORN DR | 43085-1542 | Not Required by DOW | 33111 | WILKINS | 375 | RP | 3.000 | 95709 | 1085 CYLINDER MAINT SHOP AREA N WALL 10' HIGH
1085 | DEARBORN DR | 43085-1542 | Active | XC-1987 | AMES | 3000CIV | DCDA | 6.000 | 3623132 | 1085 PUMP HSE W OF BLDG
1085 | DEARBORN DR | 43085-1542 | Active | 234266 | WATTS | 007M3QT | DC | 0.750 | 3654902 | 1085 PUMP HSE W OF BLDG
1085 | DEARBORN DR | 43085-1542 | LPS - Active |  |  |  | LST |  | 3655908 | FIRE PUMP - 1085 PUMP HSE W OF BLDG
1127 | DEARBORN DR | 43085-4920 | Not Required by DOW | 007246 | WATTS | LF909 | RP | 3.000 | 54288 | 1127 SE END OF BUILDING BY MILL
1127 | DEARBORN DR | 43085-4920 | Not Required by DOW | 007087 | WATTS | 909 | RP | 3.000 | 54289 | 1127 SE END OF BLDG
1127 | DEARBORN DR | 43085-4920 | Not Required by DOW | 34425 | WATTS | 800M4QT | PVB | 0.500 | 54292 | 1127 IN BREAK ROOM IN CEILING
1127 | DEARBORN DR | 43085-4920 | Not Required by DOW | 011456 | WATTS | LF909 | RP | 3.00 | 54293 | 1127 ABOVE DOOR NW CORNER **SEE NOTES
1127 | DEARBORN DR | 43085-4920 | Not Required by DOW | 379381 | WATTS | 909M1QT | RP | 2.000 | 54298 | 1127 BEHIND BAY 43 8' HIGH
1127 | DEARBORN DR | 43085-4920 | Active | 24621 | WATTS | LF909 | RP | 4.000 | 54300 | 1127 NW SIDE OVERHEAD DOOR AT WATER METER BOTTOM DEVICE
1127 | DEARBORN DR | 43085-4920 | Active | 25193 | WATTS | LF909 | RP | 4.000 | 54301 | 1127 NW SIDE BY OVERHEAD DOOR AT WATER METER TOP DEVICE
1127 | DEARBORN DR | 43085-4920 | Not Required by DOW | 35571 | WATTS | 007M1QT | DC | 0.750 | 97679 | 1127 SOUTHEAST CORNER STEEL BUILDING (SIDE CAR OF 6" DCDA)
1127 | DEARBORN DR | 43085-4920 | Not Required by DOW | 011455 | WATTS | LF909 | RP | 1.250 | 98881
1127 | DEARBORN DR | 43085-4920 | Removed | 10587REM | WATTS | 007DCDA | DCDA | 2.000 | 98882 | **REMOVED** WEST WALL MIDDLE (12' ABOVE FLOOR)
1127 | DEARBORN DR | 43085-4920 | Not Required by DOW | 3LM1195 | AMES | 3000SS | DCDA | 6.000 | 98883 | 1127 SOUTHEAST CORNER STEEL BUILDING
1127 | DEARBORN DR | 43085-4920 | Not Required by DOW | 4736764 | WILKINS | 975XL2 | RP | 1.000 | 100184 | 1127 NW AREA AT OVERHEAD DOOR FOR ANTIFREEZE LOOP OFF DOMESTIC
1127 | DEARBORN DR | 43085-4920 | Not Required by DOW | 4224997 | WILKINS | 975XL | RP | 1.500 | 3616866 | 1127 REVERSE MILL WATER FEED ROLL AREA/SHOP
1127 | DEARBORN DR | 43085-4920 | Not Required by DOW | 230464 | WATTS | LF009M3QT | RP | 0.750 | 3651345 | 1127 CLOSET W/MOP LINK THRU MEN'S LOCKR ROOM
1150 | DEARBORN DR | 43085-4766 | Active | 1076210305 | WATTS | 774 | DCDA | 8.000 | 54060 | IN PIT
1150 | DEARBORN DR | 43085-4766 | Active | 11225 | WATTS | 007QT | DC | 0.750 | 54061 | IN PIT
1150 | DEARBORN DR | 43085-4766 | Active | 37695 | WATTS | LF919QT | RP | 2.000 | 3636200
1205 | DEARBORN DR | 43085-4769 | Not Required by DOW | 165550 | WATTS | 009M2QT | RP | 2.000 | 54295 | 1250 Dearborn BOILER ROOM BASEMENT - MED CENTER,
1205 | DEARBORN DR | 43085-4769 | Not Required by DOW | 362571 | WATTS | 909QT | RP | 1.000 | 54297 | 1250 BOILER ROOM - BASEMENT OF MED CENTER,
1205 | DEARBORN DR | 43085-4769 | Removed | 2443889REM | WATTS | 009QT | RP | 1.500 | 54299 | *****REMOVED*****NW ABOVE PUMPS 1127 DEARBORN
1205 | DEARBORN DR | 43085-4769 | Not Required by DOW | 9406290850 | FEBCO | 880 | RP | 3.000 | 54302 | 1205 LOWER LEVEL - MECH/ELECTRICAL ROOM AT BLDG INLET
1205 | DEARBORN DR | 43085-4769 | Not Required by DOW | 2530 | WATTS | 007QT | DC | 0.500 | 103327
1205 | DEARBORN DR | 43085-4769 | Not Required by DOW | 2556 | WATTS | 007QT | DC | 0.500 | 103328
1205 | DEARBORN DR | 43085-4769 | Not Required by DOW | 72567 | WATTS | 007PCQT | DC | 0.500 | 103686 | SW CORNER IN CEILING
1205 | DEARBORN DR | 43085-4769 | Not Required by DOW | 3856257 | WILKINS | 975 | RP | 1.500 | 3606050 | 1205 MECH/ELECTRICAL ROOM
1205 | DEARBORN DR | 43085-4769 | Removed | 4224996REM | WILKINS | 975XL | RP | 1.500 | 3616865 | REMOVED -
1205 | DEARBORN DR | 43085-4769 | Active | RG-1347 | AMES | COLT 400 | RP | 6.000 | 3624447 | 1205 IN HOT BOX AT PIT AT E END OF DEARBORN
640 | DEARBORN PARK LN | 43085-5701 | Active | 25469 | WATTS | 919QT | RP | 1.500 | 3403000 | FIRE PUMP ROOM
640 | DEARBORN PARK LN | 43085-5701 | Not Required by DOW |  |  |  | LST |  | 3625142 | FIRE PUMP
640 | DEARBORN PARK LN | 43085-5701 | Active | TL3157 | AMES | COLT300GV | DCDA | 6.000 | 3626386 | PIT IN MIDDLE OF FRONT OF BUILDING
640 | DEARBORN PARK LN | 43085-5701 | Active | 58590 | AMES | 200BM2 | DC | 0.750 | 3646438 | PIT IN MIDDLE OF FRONT OF BUILDING
655 | DEARBORN PARK LN | 43085-5702 | Not Required by DOW | H966932 | FEBCO | 765 | PVB | 0.750 | 96209 | NORTH SIDE OF BLDG OUTSIDE
655 | DEARBORN PARK LN | 43085-5702 | Active | AKF7558 | WILKINS | 375XL | RP | 2.000 | 3631417
655 | DEARBORN PARK LN | 43085-5702 | Active | ZE-1104 | AMES | COLT 300GV | DCDA | 4.000 | 3631428
655 | DEARBORN PARK LN | 43085-5702 | Active | 75452 | AMES | 2000B | DC | 0.750 | 3659415 | RISER ROOM
760 | DEARBORN PARK LN | 43085-5703 | Active | 07593 | AMES | 2000B | RP | 1.500 | 3403002 | SOUTH WALL AT METER SET IN SAFELITE TENANT SPACE
760 | DEARBORN PARK LN | 43085-5703 | Active | 2598B | WILKINS | 350ASTDA | DCDA | 6.000 | 3624786 | 2 MAN PIT
760 | DEARBORN PARK LN | 43085-5703 | Active | 3997396 | WILKINS | 950XLD | DC | 0.750 | 3645993 | 2 MAN PIT
771 | DEARBORN PARK LN | 43085-5720 | Due Install |  |  |  | RP | 1.500 | 3403003 | MTR IN SPRINKLER ROOM ACCESS CODE # 1526
771 | DEARBORN PARK LN | 43085-5720 | Due Install |  |  |  | DCDA | 6.000 | 3651004 | MTR IN SPRINKLER ROOM ACCESS CODE # 1526
751 | DEBBIE RUN WAY | 43016 | Active | CB630315 | WILKINS | 720 | PVB | 0.750 | 3646434 | RIGHT FRONT
7524 | DEBBIE RUN WAY | 43016 | Active | T407298 | WILKINS | 720 | PVB | 0.750 | 3651447
7525 | DEBBIE RUN WAY | 43016 | Active | CAF426 | 710A | WILKINS | PVB | 0.750 | 3653433 | LEFT SIDE OF HOUSE
7580 | DEBBIE RUN WAY | 43016 | Active | EAD4622 | WILKINS | 720A | PVB | 0.750 | 3653763 | Right side of the house
6289 | DEBIDARE CT | 43026-7431 | Active | G212869 | WILKINS | 720A | PVB | 0.750 | 95603 | LEFT SIDE OF HOUSE
6290 | DEBIDARE CT | 43026-7431 | Active | T380485 | WILKINS | 720A | PVB | 0.750 | 3597849 | LEFT FRONT
6304 | DEBIDARE CT | 43026-7431 | Active | G213702 | WILKINS | 720A | PVB | 0.750 | 95602 | LEFT FRONT
6328 | DEBIDARE CT | 43026-7431 | Active | A047754 | WILKINS | 720A | PVB | 1.000 | 90970 | East side of house
6350 | DEBIDARE CT | 43026-7431 | Active | H749949 | FEBCO | 765 | PVB | 0.750 | 90705 | LEFT CENTER
1300 | DECKEBACH RD | 43223- | Not Required by DOW | 1Z958 | CONBRACO | 40207A2 | RP | 1.500 | 54588 | AFTER METER IN CONCESSION STAND
1300 | DECKEBACH RD | 43223- | Not Required by DOW | 8591 | FEBCO | 825Y | RP | 2.000 | 54589 | ACROSS FROM CONCESSION BY ROAD
1300 | DECKEBACH RD | 43223- | Not Required by DOW | JD1565 | WATTS | 957RPDA-GV | RPDA | 3.000 | 97140 | outside 1300
1300 | DECKEBACH RD | 43223- | Not Required by DOW | 149117 | WATTS | 009M2QT | RP | 2.000 | 101774 | ACROSS CONCESSION STAND BY ROAD
1300 | DECKEBACH RD | 43223- | Not Required by DOW | J031754 | FEBCO | 825Y | RP | 2.000 | 101832 | WEST OF 1300 DECKENBACK BY BALL FIELD FENCE
1300 | DECKEBACH RD | 43223- | Not Required by DOW | OD-1546 | WATTS | 957 | RP | 3.000 | 3606302 | MECH ROOM NE CORNER OF BUILDING
1300 | DECKEBACH RD | 43223- | Active | UB-0743 | WATTS | 957 | RP | 6.000 | 3646563 | IN HOT BOX IN FRONT OF GYM PARKING LOT
1399 | DECKEBACH RD | 43223- | Active | A08591 | FEBCO | 825Y | RP | 2.000 | 3403032 | LOU BERLINER SPORTS PARK - HOTBOX IN PARKING LOT OF DIAMOND 10
1399 | DECKEBACH RD | 43223- | Active | 40803 | WATTS | LF919QT | RP | 2.000 | 3654070 | LOU BERLINER SPORTS PARK - HOTBOX IN PARKING LOT OF DIAMOND 10
1224 | DECKENBACH RD | 43223- | Active | 22177 | WATTS | 919QT | RP | 1.500 | 99417 | METER ROOM, NORTH END OF BUILDING
5716 | DECKER DR | 43054-7004 | Active | H152893 | FEBCO | 765 | PVB | 0.750 | 95054 | RIGHT SIDE OF HOUSE
5729 | DECKER DR | 43054-7015 | Active | 902563 | WILKINS | 720A | PVB | 0.750 | 91759 | LEFT SIDE OF HOUSE
4095 | DECLARATION DR | 43230-1575 | Active | T464881 | WILKINS | 720A | PVB | 0.750 | 3403066 | RIGHT SIDE
5769 | DEE DR | 43026-7334 | Active | F098356 | WILKINS | 720A | PVB | 1.000 | 101223 | LEFT SIDE
5781 | DEE DR | 43026-7334 | Active | 792870 | WILKINS | 720A | PVB | 0.750 | 67944 | SIDE OF HSE
4763 | DEEPWOOD CT | 43026-7952 | Active | T486540 | WILKINS | 720A | PVB | 0.750 | 64977 | RIGHT SIDE
4771 | DEEPWOOD CT | 43026-7952 | Active | G242355 | WILKINS | 720A | PVB | 0.750 | 101237 | LEFT FRONT
7800 | DEER CREEK DR | 43085 | Active | 3862174 | WILKINS | 975XL | RP | 1.000 | 3403239 | MECH ROOM IN MAINTENANCE SHOP
5000 | DEER RUN DR | 43017-7621 | Active | 150099 | FEBCO | 825Y | RP | 1.000 | 65668 | IN MECHANICAL ROOM AT WATER
5400 | DEER RUN RD | 43017 | Active | RH-1091 | WATTS | 957 | RP | 6.000 | 3624819 | IN HOT BOX AT PIT
5580 | DEERGRASS CT | 43123 | Active | T084000 | WILKINS | 720A | PVB | 0.750 | 101867 | RIGHT SIDE REAR
5585 | DEERGRASS CT | 43123 | Active | T411350 | WILKINS | 720A | PVB | 0.750 | 3602326 | RIGHT FRONT
5144 | DEERSKIN DR | 43081-4461 | Active | H491828 | FEBCO | 765 | PVB | 0.750 | 95245 | RIGHT SIDE
6097 | DEESIDE DR | 43017 | Active | 52914 | APOLLO/CONBRACO | 40205A2 | RP | 1.000 | 68980 | BASEMENT
6111 | DEESIDE DR | 43017 | Active | 86395 | WATTS | 800QT | PVB | 1.000 | 69035 | RIGHT SIDE, FRONT OF HOUSE
6125 | DEESIDE DR | 43017 | Active | 996986 | WILKINS | 720A | PVB | 0.750 | 69085 | FRONT OF HOUSE LEFT FRONT DOOR
6126 | DEESIDE DR | 43017 | Active | CAA25782 | WILKINS | 720A | PVB | 1.000 | 90126 | RIGHT SIDE
6139 | DEESIDE DR | 43017 | Replaced | REP30241 | FEBCO | 765 | PVB | 1.000 | 69118 | REPLACED- LT SIDE
6139 | DEESIDE DR | 43017 | Active | CB075012 | WILKINS | 720A | PVB | 1.000 | 3611300 | LT SIDE
6153 | DEESIDE DR | 43017 | Active | AF2018 | FEBCO | 765 | PVB | 1.000 | 69163 | FRONT RIGHT SIDE
6156 | DEESIDE DR | 43017 | Active | CB992569 | WILKINS | 720A | PVB | 1.000 | 69175 | LEFT SIDE OF GARAGE DOOR
6181 | DEESIDE DR | 43017 | Active | 15278 | FEBCO | 765 | PVB | 1.000 | 69273 | LEFT SIDE OF HOUSE
6190 | DEESIDE DR | 43017 | Active | ED7210 | FEBCO | 765 | PVB | 1.000 | 90127 | LEFT REAR OF HOUSE BY A/C UNIT
6200 | DEESIDE DR | 43017 | Active | T470857 | WILKINS | 720A | PVB | 1.000 | 69358 | FRONT LEFT BY GARAGE
6248 | DEESIDE DR | 43017 | Active | F10880 | FEBCO | 765 | PVB | 1.000 | 69470 | WEST SIDE OF HOUSE
6262 | DEESIDE DR | 43017 | Active | T363389 | WILKINS | 720A | PVB | 0.750 | 69502 | LEFT FRONT
6265 | DEESIDE DR | 43017 | Active | cab69418 | WILKINS | 720A | PVB | 1.000 | 87448 | RIGHT SIDE OF HOUSE
6274 | DEESIDE DR | 43017 | Active | AM9397 | FEBCO | 765 | PVB | 1.000 | 90129 | RIGHT SIDE
6307 | DEESIDE DR | 43017-9456 | Active | HF13522 | FEBCO | 765 | PVB | 1.000 | 69636 | FRONT RIGHT OF DOOR
6321 | DEESIDE DR | 43017-9456 | NULL | [5 empty] | 3624515
6455 | DEESIDE DR | 43017 | Active | 587206 | WILKINS | 720A | PVB | 0.750 | 69959 | FRT LT OF DOOR
6472 | DEESIDE DR | 43017-9461 | Active | CB439475 | WILKINS | 720 | PVB | 0.750 | 3403460 | LEFT SIDE OF HOUSE
6475 | DEESIDE DR | 43017 | Active | HF97761 | FEBCO | 765 | PVB | 1.000 | 70012 | LEFT FRONT
6500 | DEESIDE DR | 43017 | Active | 954892 | WILKINS | 720A | PVB | 1.000 | 70107 | RIGHT SIDE
6509 | DEESIDE DR | 43017 | Active | H593082 | FEBCO | 765 | PVB | 0.750 | 70143 | OUTSIDE RIGHT FRONT
6530 | DEESIDE DR | 43017 | Active | 124695 | WILKINS | 420 | PVB | 1.000 | 70195 | NE CORNER
6544 | DEESIDE DR | 43017 | Active | G043921 | WILKINS | 720A | PVB | 0.750 | 91379 | LEFT SIDE
6558 | DEESIDE DR | 43017 | Active | FL547 | FEBCO | 765 | PVB | 1.000 | 90131 | LEFT SIDE REAR
6563 | DEESIDE DR | 43017 | Active | T197902 | WILKINS | 720A | PVB | 1.000 | 70254 | BEHIND HOUSE EAST SIDE OF DECK BY AC
6572 | DEESIDE DR | 43017 | Active | 583713 | WATTS | 800M4QT | PVB | 1.000 | 70271 | LEFT HAND SIDE MIDDLE
6581 | DEESIDE DR | 43017 | Active | 86211 | FEBCO | 765 | PVB | 1.000 | 70277 | SOUTH SIDE RIGHTSIDE
6586 | DEESIDE DR | 43017 | Active | H086249 | FEBCO | 765 | PVB | 1.000 | 70280 | RIGHT SIDE OF HOME
2415 | DEEWOOD DR | 43229-2266 | Active | 148607 | WATTS | 009M3QT | RP | 0.750 | 58238 | FURNACE ROOM AFTER METER
103 | DELAND AVE | 43214-3023 | Active | G242333 | WILKINS | 720A | PVB | 0.750 | 99573 | RIGHT SIDE FRONT
303 | DELAND AVE | 43214-3027 | Active | 30408 | WATTS | 009QT | RP | 1.000 | 59826 | BASEMENT UTILITY ROOM, NORTH WALL
135 | DELASHMUT AVE | 43212 | Active | 11035481022 | AMES | 3000SS | DCDA | 6.000 | 3656443 | S/W RISER ROOM
1355 | DELASHMUT AVE | 43212 | Active | 32478 | WATTS | 007M1QT | DC | 0.750 | 3656462 | S/W RISER ROOM
1355 | DELASHMUT AVE | 43212 | Active | 30973C | WILKINS | 375AST | RP | 4.000 | 3656543 | IN RISER ROOM S/W
1399 | DELASHMUT AVE | 43212 | Active | 11035931022 | AMES | 3000SS | DCDA | 6.000 | 3656463 | PARKING GARAGE N WALL
1399 | DELASHMUT AVE | 43212 | Active | 32836 | WATTS | 007M1PCQT | DC | 0.750 | 3656466 | PARKING GARAGE N WALL
1399 | DELASHMUT AVE | 43212 | Active | 30785C | WILKINS | 375 | RP | 4.000 | 3656500 | PARKING GARAGE N WALL
6063 | DELCASTLE DR | 43081- | Active | 3404962 | WILKINS | 975XL | RP | 1.000 | 90944 | YARD EAST OF CLUB HOUSE
6065 | DELCASTLE DR | 43081- | Active | W305078 | WILKINS | 975XL | RP | 1.000 | 88312 | USE 6/3/15 CAG. E SIDE OF CLUBHOUSE
1337 | DELCASTLE LOOP | 43123- | Duplicate | DUPW172359 | WILKINS | 975XLBMS | RP | 0.750 | 88061 | DUPLICATE RECORD - USE 6/3/15 CAG. LANDSCAPED ISLAND @ METER
1337 | DELCASTLE LOOP | 43123- | NULL | [5 empty] | 3635232
1337 | DELCASTLE LOOP | 43123- | NULL | [5 empty] | 3635252
1340 | DELCASTLE LOOP | 43123-8100 | Active | H311935 | FEBCO | 765 | PVB | 0.750 | 87609 | LEFT SIDE OF HOUSE
1384 | DELCASTLE LOOP | 43123-8100 | Active | F136484 | WILKINS | 720A | PVB | 0.750 | 100473 | RIGHT SIDE
1392 | DELCASTLE LOOP | 43123-8100 | Active | CB548549 | WILKINS | 720A | PVB | 0.750 | 3600405 | OUTSIDE
1501 | DELCASTLE LOOP | 43123-8098 | Active | F082507 | WILKINS | 720A | PVB | 0.750 | 97485 | OUTSIDE FRONT LEFT SIDE OF HOUSE
1581 | DELCASTLE LOOP | 43123-8098 | Active | T292963 | WILKINS | 720A | PVB | 0.750 | 91268 | RIGHT SIDE OF HOUSE
1589 | DELCASTLE LOOP | 43123-8098 | Active | T363442 | WILKINS | 720A | PVB | 0.750 | 91079 | RIGHT SIDE OF HOUSE
279 | DELEGATE DR | 43235-1470 | Active | CB828105 | WILKINS | 720A | PVB | 0.750 | 89332 | FRONT OF HOUSE
291 | DELEGATE DR | 43235-1470 | Active | W001715 | WILKINS | 975XL | RP | 1.000 | 59571 | LEFT FRONT
304 | DELEGATE DR | 43235-1467 | Active | CB179920 | WILKINS | 720A | PVB | 1.000 | 90132 | BACK OF HOUSE
319 | DELEGATE DR | 43235-1470 | Active | 34473 | WATTS | 800M4QT | PVB | 1.000 | 60167 | RF of house
330 | DELEGATE DR | 43235-8408 | Active | EAA0597 | WILKINS | 720A | PVB | 0.750 | 90133 | LEFT SIDE
342 | DELEGATE DR | 43235-8408 | Active | H491782 | FEBCO | 765 | PVB | 0.750 | 95184 | FRONT OF HOUSE
354 | DELEGATE DR | 43235-8408 | Active | A13548 | WILKINS | 720A | PVB | 0.750 | 3403843 | FRONT LEFT
359 | DELEGATE DR | 43235-1470 | Active | 6107 | FEBCO | 765 | PVB | 1.000 | 61175 | SOUTHEAST CORNER (REAR OF HOUSE)
366 | DELEGATE DR | 43235-8408 | Active | CAA47266 | WILKINS | 720A | PVB | 0.750 | 99548 | FRONT RIGHT OF DOOR ALMOST UNDER WINDOW
371 | DELEGATE DR | 43235-1470 | Active | A174584 | WILKINS | 720A | PVB | 1.000 | 90959 | RIGHT SIDE
396 | DELEGATE DR | 43235-8408 | Active | 999183 | WATTS | 800M4QT | PVB | 1.000 | 62359 | FRONT RIGHT OF DOOR
399 | DELEGATE DR | 43235-1470 | Active | cb958108 | WILKINS | 720A | PVB | 1.000 | 62466 | FRONT RIGHT
410 | DELEGATE DR | 43235-1468 | Active | 3237 | FEBCO | 765 | PVB | 0.750 | 62891 | FRONT RIGHT
413 | DELEGATE DR | 43235-1471 | Active | T363386 | WILKINS | 720A | PVB | 0.750 | 62989 | RIGHT SIDE OF HOUSE
424 | DELEGATE DR | 43235-1468 | Active | G086189 | WILKINS | 720A | PVB | 0.750 | 92227 | FRONT OF HOUSE
427 | DELEGATE DR | 43235-1471 | Active | H341757 | FEBCO | 765 | PVB | 0.750 | 63466 | LEFT SIDE OF HOUSE
438 | DELEGATE DR | 43235-1468 | Active | 113134 | WATTS | 800M4QT | PVB | 1.000 | 63842 | FRONT
452 | DELEGATE DR | 43235-1468 | Active | T471260 | WILKINS | 720A | PVB | 1.000 | 90134 | FRONT OF HOUSE
466 | DELEGATE DR | 43235-1468 | Active | CB383127 | WILKINS | 720A | PVB | 0.750 | 90136 | FRONT OF HOUS EIN BUSHES LEFT OF STEPS
469 | DELEGATE DR | 43235-1471 | Active | W096728 | WILKINS | 975XL | RP | 0.750 | 95820 | IN BASEMENT MECH ROOM ABOVE BOOSTER PUMP
480 | DELEGATE DR | 43235-1468 | Active | T484132 | WILKINS | 720A | PVB | 1.000 | 65082 | LEFT FRONT OF HOUSE
483 | DELEGATE DR | 43235-1471 | Removed | REMT278439 | WILKINS | 720A | PVB | 1.000 | 65168 | WEST SIDE OF HOUSE
733 | DELMEAD DR | 43119-8670 | Active | T154991 | WILKINS | 720 | PVB | 0.750 | 71808 | RIGHT SIDE OF HOUSE
757 | DELMEAD DR | 43119-8670 | Active | CB993283 | WILKINS | 720A | PVB | 0.750 | 3403972 | LEFT SIDE
769 | DELMEAD DR | 43119-8689 | Active | H070235 | FEBCO | 765 | PVB | 1.000 | 72519 | LT SIDE
817 | DELMEAD DR | 43119-8671 | Active | 587195 | WILKINS | 720A | PVB | 0.750 | 73455 | LEFT SIDE
305 | DELTA MARINE DR | 43068-3986 | Active | 217946 | WATTS | LF009M3QT | RP | 0.750 | 59883 | IN MECH ROOM ON WEST SIDE OF BUILDING
3051 | DELTA MARINE DR | 43068-3900 | Active | 366704 | WATTS | LF009M3QT | RP | 0.750 | 59884 | MID MECH/HWT ROOM AT WATER METER
3100 | DELTA MARINE DR | 43068-3992 | Active | 269697 | WATTS | 007SSM1PCQT | DC | 0.750 | 59968 | MANHOLE WEST SIDE OF BLDG
3100 | DELTA MARINE DR | 43068-3992 | Active | 108933 | WATTS | 709 | DCDA | 6.000 | 59969 | MANHOLE WEST SIDE OF BLDG
3100 | DELTA MARINE DR | 43068-3992 | Active | 443668REM | WATTS | 909HWM1QT | RP | 1.500 | 59970 | BY S.W. ENTRANCE
3100 | DELTA MARINE DR | 43068-3992 | Not Required by DOW | T082357 | WILKINS | 720A | PVB | 0.750 | 88574 | RIGHT FRONT OF BUILDING
1640 | DEMARET LN | 43228-7007 | Active | 85679 | FEBCO | 765 | PVB | 1.000 | 90137 | RIGHT SIDE OF HOUSE
1648 | DEMARET LN | 43228-7007 | Active | CH2202 | FEBCO | 765 | PVB | 0.750 | 55697 | RIGHT SIDE OF HOUSE
1656 | DEMARET LN | 43228-7007 | Active | 595519 | WATTS | 800QT | PVB | 1.000 | 55746 | NORTHSIDE OF HOUSE (FRONT)
1664 | DEMARET LN | 43228-7007 | Active | DJ6969 | FEBCO | 765 | PVB | 0.750 | 55793 | FRONT RIGHT CORNER
1672 | DEMARET LN | 43228-7007 | Active | T081007 | WILKINS | 720A | PVB | 0.750 | 90138 | OUTSIDE NORTH SIDE OF HOME
487 | DEMOREST AVE | 43204-1101 | Active | 468465 | APOLLO/CONBRACO | PVB4A | PVB | 0.750 | 102497 | LEFT FRONT OF HOUSE
422 | DEMOREST COVE CT | 43123 | Active | UK-0359 | WATTS | 957 | RP | 6.000 | 3647175 | IN COMMUNITY BUILDING AT DOMESTIC METER
4228 | DEMOREST COVE CT | 43123 | Active | UK-0303 | WATTS | 757 | DCDA | 8.000 | 3647176 | IN COMMUNITY BUILDING AT MAIN FIRE RISER
4228 | DEMOREST COVE CT | 43123 | Active | 226955 | WATTS | 007M3OT | DC | 0.750 | 3647177 | IN COMMUNITY BUILDING AT MAIN FIRE RISER BYPASS
4911 | DEMOREST DR | 43123- | Active | T554226 | WILKINS | 720A | PVB | 0.750 | 65405 | BY METER PIT
5131 | DEMOREST DR | 43123-8292 | Active | F084731 | WILKINS | 720A | PVB | 0.750 | 97466 | RIGHT SIDE OF HOUSE
5425 | DEMOREST DR | 43123-8251 | Active | F034547 | WILKINS | 720A | PVB | 0.750 | 89185 | RIGHT SIDE OF HOUSE
5435 | DEMOREST DR | 43123-8251 | Active | F136483 | WILKINS | 720A | PVB | 0.750 | 89159 | LEFT SIDE
5450 | DEMOREST DR | 43123-8251 | Active | G216393 | WILKINS | 720A | PVB | 0.750 | 95688 | LEFT SIDE OF HOUSE
5465 | DEMOREST DR | 43123-8251 | NULL | [5 empty] | 3618410
5475 | DEMOREST DR | 43123-8251 | Active | F031305 | WILKINS | 720A | PVB | 0.750 | 89166 | RIGHT SIDE
640 | DEMOREST RD | 43204-1112 | Due Install |  |  |  | RP | 3.000 | 3404322
640 | DEMOREST RD | 43204-1112 | Due Install |  |  |  | DC | 3.000 | 3640999
100 | DEMOREST RD | 43204-1042 | Active | 4490537 | WILKINS | 975XL | RP | 0.750 | 3404373
1001 | DEMOREST RD | 43204-1043 | Not Required by DOW | A18834 | WATTS | 007M1QT | DC | 2.000 | 53584 | IN STADIUM BOILER ROOM APPROX 18" IN CORNER BEHIND BOILER
1001 | DEMOREST RD | 43204-1043 | Not Required by DOW | 1903C | WILKINS | 375AST | RP | 2.500 | 53585 | RESTROOM BUILDING MECH ROOM @ fOOTBALL FIELD
1001 | DEMOREST RD | 43204-1043 | Not Required by DOW | 272492 | WATTS | 909QT | RP | 1.000 | 53587 | BOILER ROOM OF REC CENTER
1001 | DEMOREST RD | 43204-1043 | Not Required by DOW | T001850 | WILKINS | 720A | PVB | 1.500 | 88676 | STADIUM CONCESSION STAND
1001 | DEMOREST RD | 43204-1043 | Removed | W255161REM | WILKINS | 975XL | RP | 0.500 | 88678 | REMOVED-BASEMENT BOILER ROOM
1001 | DEMOREST RD | 43204-1043 | Active | 1275731213 | AMES | 4000RP | RP | 8.000 | 3613497 | HOT BOX AT METER VAULT
1001 | DEMOREST RD | 43204-1043 | Not Required by DOW | 4493643 | WILKINS | 975XL | RP | 2.000 | 3633063 | Stadium Locker Room
1001 | DEMOREST RD | 43204-1043 | Not Required by DOW | 021020 | WATTS | LF009M2 | RP | 1.500 | 3635492 | ROOM 1240
1001 | DEMOREST RD | 43204-1043 | Not Required by DOW | 405113 | WILKINS | 720A | PVB | 1.500 | 3635493 | SOCCER BUILDING
1001 | DEMOREST RD | 43204-1043 | Not Required by DOW | 021013 | WATTS | LF009M2 | RP | 1.500 | 3635496 | ROOM 1240 ABOVE CHILLER
1001 | DEMOREST RD | 43204-1043 | Not Required by DOW | 022182 | WATTS | LF009M2 | RP | 1.500 | 3635497 | MECH ROOM 1240 ABOVE CHILLER
1001 | DEMOREST RD | 43204-1043 | Not Required by DOW | 184217 | AMES | 3000S | DCDA | 6.000 | 3639299 | FIRE PUMP ROOM
1001 | DEMOREST RD | 43204-1043 | Not Required by DOW | 23091 | WATTS | 007M1-OT | DC | 0.750 | 3639300 | FIRE PUMP ROOM
1005 | DEMOREST RD | 43204- | Active | 1275341213 | AMES | 4000SS | RP | 6.000 | 3404374 | HOT BOX AT METER VAULT
1159 | DEMOREST RD | 43204-1043 | Active | 60487 | WATTS | 919AQT | RP | 0.750 | 3613354 | BASEMENT AT METER
1200 | DEMOREST RD | 43204 | Active | 44846 | WATTS | 919AQT | RP | 0.750 | 102729 | AT WATER METER
1246 | DEMOREST RD | 43204-7003 | Active | 756688 | WILKINS | 975XL | RP | 1.000 | 103924 | 1258 DEMOREST RD, N HALLWAY BY METER
1246 | DEMOREST RD | 43204-7003 | Active | 881421 | WILKINS | 975XL | RP | 1.000 | 3607802 | DOOR AT END OF HALLWAY 1238-1240
1275 | DEMOREST RD | 43204-1041 | Active | 677851 | RAINBIRD | 100R | PVB | 1.000 | 54496 | RIGHT FRONT SIDE OF BUILDING
1280 | DEMOREST RD | 43204-7003 | Active | 192581201 | AMES | 3000SS | DCDA | 4.000 | 54518 | REAR MECH ROOM
1280 | DEMOREST RD | 43204-7003 | Active | 23010 | AMES | 2000B | DC | 0.750 | 54519 | REAR MECH ROOM
1280 | DEMOREST RD | 43204-7003 | Not Required by DOW | 75590 | WATTS | 009M2QT | RP | 1.500 | 54520 | REAR OF BUILDING BY BACK DOOR
1280 | DEMOREST RD | 43204-7003 | Active | 76936 | WATTS | 009M2QT | RP | 1.500 | 54521 | REAR OF BUILDING
1421 | DEMOREST RD | 43228-3758 | Active | 81501 | WATTS | 919QT | RP | 0.750 | 3404379 | BATHROOM IN BACK OF THE BUILDING, DAYCARE
1425 | DEMOREST RD | 43228-3758 | Active | 81609 | WATTS | 919QT | RP | 0.750 | 3404380 | IN STORAGE AREA OUTSIDE OF RESTROOMS, MARKET
1441 | DEMOREST RD | 43228- | NULL | [5 empty] | 3404381
1444 | DEMOREST RD | 43228-3744 | Active | 577228 | WILKINS | 975 | RP | 1.000 | 55038 | MECHANICAL ROOM
1526 | DEMOREST RD | 43228-3745 | Active | 094672 | WILKINS | 975 | RP | 0.750 | 55309 | BSMT CLOSET BEHIND METER
1571 | DEMOREST RD | 43228-3420 | Active | 95277 | WATTS | 009M2QT | RP | 2.000 | 55427 | SOUTH WALL WATER METER ROOM
1861 | DEMOREST RD | 43228- | Due Install |  |  |  | RP | 4.000 | 3404425
1861 | DEMOREST RD | 43228- | Due Install |  |  |  | DCDA | 6.000 | 3651059
2469 | DEMOREST RD | 43123 | Active | 1093750403 | AMES | 4000SS | RP | 6.000 | 58385 | WEST SIDE OF DEMOREST RD ABOVE GROUND IN HOT BOX BY METER PIT
2469 | DEMOREST RD | 43123 | Removed | CB602907REM | WILKINS | 720A | PVB | 0.750 | 3605609 | 4172 WHITE SPRUCE LANE
3108 | DEMOREST RD | 43123 | Active | 40073 | WATTS | 919AQT | RP | 0.750 | 59985 | ENTRY WAY FEATURE
3150 | DEMOREST RD | 43123 | Active | 75686 | WATTS | 919QT | RP | 1.000 | 3652362
3160 | DEMOREST RD | 43123 | Active | VC-1036 | AMES | 400 | RP | 3.000 | 3649902 | HOTBOX N SIDE OF ENTRANCE OFF DEMOREST
3160 | DEMOREST RD | 43123 | Active | UL-1713 | AMES | 500-GV | RPDA | 8.000 | 3649903 | HOTBOX N SIDE OF ENTRANCE OFF DEMOREST
3160 | DEMOREST RD | 43123 | Active | 88389 | WATTS | LF919QT | RP | 0.750 | 3649904 | HOTBOX 3/4" SIDE CAR N SIDE OF ENTRANCE OFF DEMOREST
4110 | DEMOREST RD | 43123-9549 | Active | HC86573 | FEBCO | 765 | PVB | 1.000 | 62940 | RIGHT SIDE OF BUILDING
4581 | DEMOREST RD | 43123 | Active | CB598362 | WILKINS | 720A | PVB | 0.750 | 3627933 | RIGHT SIDE
4583 | DEMOREST RD | 43123- | Inactive | 11850 | WATTS | 909QT | RP | 1.000 | 92471 | 0 USE 6/3/15 CAG. NEXT TO FORD METER PIT SW CORNER OF ENTRY
1414 | DENBIGH | 43220 | Active | 030151 | WATTS | 800M4QT | PVB | 1.000 | 3616936
4957 | DENBIGH CT | 43220-2493 | Active | G208539 | WILKINS | 720A | PVB | 0.750 | 3599450 | Right Front
4961 | DENBIGH CT | 43220-2493 | Active | G208756 | WILKINS | 720A | PVB | 0.750 | 92864 | RIGHTSIDE
4965 | DENBIGH CT | 43220-2493 | Active | G132136 | WILKINS | 720A | PVB | 0.750 | 92476 | LEFT SIDE OF HOUSE
4969 | DENBIGH CT | 43220-2493 | Active | F059269 | WILKINS | 720A | PVB | 1.000 | 3599986 | RIGHT SIDE OF HOUSE
4970 | DENBIGH CT | 43220 | Active | 2278147 | WILKINS | 975 | RP | 0.750 | 91851 | USE 6/3/15 CAG. DENBIGH CT AT FORD BOX
4973 | DENBIGH CT | 43220-2493 | Active | G169971 | WILKINS | 720A | PVB | 0.750 | 96040 | EAST SIDE
4974 | DENBIGH CT | 43220 | Active | 004800 | WATTS | 800M4QT | PVB | 1.000 | 3606312 | RIGHT SIDE
4977 | DENBIGH CT | 43220-2493 | Active | T052231 | WILKINS | 720A | PVB | 0.750 | 95612 | RIGHT SIDE OF HOUSE NEAR FRONT
4978 | DENBIGH CT | 43220 | Active | T239830 | WILKINS | 720A | PVB | 0.750 | 3622561 | RIGHT SIDE OF HOUSE
4981 | DENBIGH CT | 43220 | Active | 330297 | WATTS | 800M4FR | PVB | 0.750 | 101329 | Right side
4982 | DENBIGH CT | 43220-2494 | Active | T417956 | WILKINS | 720A | PVB | 0.750 | 97741 | right side of house/south
4985 | DENBIGH CT | 43220-2493 | Active | G208460 | WILKINS | 720A | PVB | 0.750 | 96049 | LEFT SIDE
4986 | DENBIGH CT | 43220 | Active | 044073 | WATTS | LF800M4 | PVB | 1.000 | 3628164 | RIGHT SIDE OF HOUSE
4989 | DENBIGH CT | 43220-2493 | Active | CAA38021 | WILKINS | 720A | PVB | 0.750 | 101345 | RIGHT SIDE OF HOUSE
4989 | DENBIGH CT | 43220-2493 | Active | 38919 | WATTS | 919AQT | RP | 0.750 | 102866 | BASEMENT
4989 | DENBIGH CT | 43220-2493 | Due Install |  |  |  | RP | 0.750 | 3658813 | BASEMENT
4990 | DENBIGH CT | 43220 | Active | CB323955 | WILKINS | 720A | PVB | 0.750 | 3621466 | RIGHT SIDE OF HOUSE LEFT OF GARAGE DOOR
4993 | DENBIGH CT | 43220-2493 | Active | 655371 | WATTS | 800M4QT | PVB | 0.750 | 97348 | south side
1352 | DENBIGH DR | 43220 | Active | T239842 | WILKINS | 720A | PVB | 0.750 | 3621356 | RIGHT SIDE OF THE HOUSE
1360 | DENBIGH DR | 43220 | Active | T250775 | WILKINS | 720A | PVB | 0.750 | 3621357 | RIGHT SIDE OF THE HOUSE
1368 | DENBIGH DR | 43220 | Active | CB323907 | WILKINS | 720A | PVB | 0.750 | 3618467 | RIGHT SIDE OF HOUSE
1376 | DENBIGH DR | 43220 | Active | T250543 | WILKINS | 720A | PVB | 0.750 | 3616937 | RIGHT SIDE OF HOUSE.
1384 | DENBIGH DR | 43220 | Active | 027099 | WATTS | LF800M4FR | PVB | 1.000 | 3616935 | Left Front Corner
1385 | DENBIGH DR | 43220 | Active | 702508 | WATTS | 800M4FR | PVB | 1.000 | 101892 | LEFT FRONT
1392 | DENBIGH DR | 43220 | Active | 044058 | WATTS | LF800M4 | PVB | 1.000 | 3624435 | RIGHT SIDE OF HOUSE
1393 | DENBIGH DR | 43220-2630 | Active | F006156 | WILKINS | 720A | PVB | 0.750 | 93110 | RIGHT SIDE
1400 | DENBIGH DR | 43220 | Active | 044017 | WATTS | LF800M4 | PVB | 0.750 | 3626589 | RIGHT SIDE OF HOUSE
1401 | DENBIGH DR | 43220 | Active | 775760 | WATTS | 800M4FR | PVB | 1.000 | 101650 | FRONT LEFT OF HOUSE
1406 | DENBIGH DR | 43220 | Active | 022447 | WATTS | LF800M4FR | PVB | 1.250 | 3613738 | LEFT SIDE
1413 | DENBIGH DR | 43220 | Active | 027064 | WATTS | 800M4QT | PVB | 1.000 | 3615286 | LEFT SIDE
1419 | DENBIGH DR | 43220 | Active | T057681 | WILKINS | 720A | PVB | 0.750 | 3622560 | LEFT SIDE OF HOUSE
1422 | DENBIGH DR | 43220-2631 | Active | G043945 | WILKINS | 720A | PVB | 0.750 | 91583 | WEST SIDE
1425 | DENBIGH DR | 43220 | Active | CB323913 | WILKINS | 720A | PVB | 0.750 | 3618424 | RIGHT SIDE OF THE HOUSE.
1430 | DENBIGH DR | 43220-2631 | Active | G215084 | WILKINS | 720A | PVB | 0.750 | 95456 | LEFT SIDE FRONT
1433 | DENBIGH DR | 43220 | Active | T188183 | WILKINS | 720A | PVB | 0.750 | 3607667 | LEFT SIDE OF HOUSE
1438 | DENBIGH DR | 43220 | Active | T188656 | Wilkins | 720A | PVB | 0.750 | 3608023 | Left side of the house
1441 | DENBIGH DR | 43220 | Active | T240223 | WILKINS | 720A | PVB | 0.750 | 3607664 | LEFT SIDE OF HOUSE
1446 | DENBIGH DR | 43220 | Active | 022422 | WATTS | 800 M4 | PVB | 1.000 | 3613541 | RIGHT SIDE OF HOUSE
1454 | DENBIGH DR | 43220 | Active | 044077 | WATTS | LF800M4 | PVB | 1.000 | 3624913
1462 | DENBIGH DR | 43220-2633 | Active | T058109 | WILKINS | 720A | PVB | 0.750 | 95678 | SW CORNER
1470 | DENBIGH DR | 43220-2633 | Active | G171640 | WILKINS | 720A | PVB | 0.750 | 96118 | EAST SIDE
1478 | DENBIGH DR | 43220 | Active | 011039 | WATTS | LF800M4QT | PVB | 1.000 | 3624529 | RIGHT SIDE OF HOUSE
661 | DENNISON AVE | 43215-1605 | Active | T191729 | WILKINS | 720A | PVB | 0.750 | 3609512 | SW CORNER OUTSIDE
755 | DENNISON AVE | 43215-1659 | Not Required by DOW | 4247622 | WILKINS | 975XL | RP | 0.750 | 3600545 | BASEMENT
755 | DENNISON AVE | 43215-1659 | Active | ABB5078 | WILKINS | 975XL2 | RP | 1.000 | 3648478 | BASEMENT @ METER
779 | DENNISON AVE | 43215 | Active | 4708c | WILKINS | 375AST | RP | 4.000 | 3613203
779 | DENNISON AVE | 43215 | Active | 1757300515 | AMES | 2000ss | DC | 4.000 | 3638430
779 | DENNISON AVE | 43215 | Not Required by DOW | 4175201 | WILKINS | 975XL2 | RP | 1.000 | 3653094 | SPRINKLER RISER ROOM
895 | DENNISON AVE | 43215-1321 | Active | H077561 | FEBCO | 765 | PVB | 1.000 | 91915 | RIGHT SIDE OF HOUSE.
910 | DENNISON AVE | 43201-3442 | Active | 329743 | WATTS | 009QT | RP | 0.500 | 96961 | IN MECH ROOM WITH PUMP
910 | DENNISON AVE | 43201-3442 | In Review |  |  |  | RP |  | 3636194
961 | DENNISON AVE | 43201-3416 | Active | T295459 | WILKINS | 720 | PVB | 0.750 | 3404875
969 | DENNISON AVE | 43201-3416 | Active | 06216 | WATTS | 909QT | RP | 0.750 | 74842 | OUTSIDE
100 | DENNISON AVE | 43215 | Active | PH2608 | WATTS | 957 | RP | 3.000 | 3619696 | METER ROOM NORTHEAST OUTSIDE DOOR
1007 | DENNISON AVE | 43215 | Active | QC0598 | AMES | COLT 200 | DC | 3.000 | 3619912 | METER ROOM NORTHEAST OUTSIDE DOOR
1020 | DENNISON AVE | 43201-3497 | Not Required by DOW | W255391 | WATTS | 009QT | RP | 0.750 | 53636 | BACKROOM UNIT 100 ABOVE WATER HEATER WEST WALL
1020 | DENNISON AVE | 43201-3497 | Active | 2256981 | WILKINS | 975XLBMS | RP | 2.000 | 88569 | BASEMENT
1020 | DENNISON AVE | 43201-3497 | Active | 2279287 | WILKINS | 950XLT | DC | 2.000 | 88570 | BASEMENT
1025 | DENNISON AVE | 43215 | Active | QF0414 | WILKINS | 975 | RP | 3.000 | 3619697 | SOUTH CENTER OF GARAGE WATER METER ROOM
1025 | DENNISON AVE | 43215 | Active | 189653 | AMES | 3000CIV | DCDA | 6.000 | 3619910 | SOUTH CENTER OF GARAGE WATER METER ROOM
1025 | DENNISON AVE | 43215 | Active | 84816 | WATTS | 007M1PCQT | DC | 0.750 | 3619911 | SOUTH CENTER OF GARAGE WATER METER ROOM
1048 | DENNISON AVE | 43201 | Active | 21204 | WATTS | 909 | RP | 1.500 | 3621177 | 104 W STARR, UTILITY ROOM
1048 | DENNISON AVE | 43201 | Not Required by DOW | 60269 | WATTS | 919AQT | RP | 1.000 | 3652807 | UTILITY ROOM OFF OF DENNISON
1087 | DENNISON AVE | 43201-3201 | Not Required by DOW | 100497REM | WATTS | 009M3QT | RP | 0.750 | 53821 | CHILLER ROOM ABOVE CHILLER PUMPS up 15 ft.
1087 | DENNISON AVE | 43201-3201 | Not Required by DOW | 05321 | WATTS | LF909M1QT | RP | 1.250 | 53822 | HEAT NEW NORTH WING 1st floor ACTF mech.room MR-9
1087 | DENNISON AVE | 43201-3201 | Not Required by DOW | 073585 | WATTS | LF909QT | RP | 0.750 | 53823 | SW WING PENTHOUSE MR-13 N.E.Corner 8 ft. ladder
1087 | DENNISON AVE | 43201-3201 | Not Required by DOW | 124737 | WATTS | LF009M2QT | RP | 1.250 | 53824 | CHILLER ROOM 8 FT ABOVE FLOOR
1087 | DENNISON AVE | 43201-3201 | Not Required by DOW | 25810 | WATTS | 919QT | RP | 1.500 | 53825 | JUNGLE -- WEST WING Mech. room 6
1087 | DENNISON AVE | 43201-3201 | Active | 135931-0235 | AMES | 4000SS | RP | 6.000 | 53826 | 1ST FLOOR CENTER WING MECHANICAL ROOM
1087 | DENNISON AVE | 43201-3201 | Not Required by DOW | 98186 | WATTS | 919QT | RP | 0.750 | 53828 | 5 th floor CENTER WING PENT HOUSE MR-17 north wall
1087 | DENNISON AVE | 43201-3201 | Not Required by DOW | 074269 | WATTS | LF909QT | RP | 0.750 | 53829 | 1st fl .mech. room MR-8 G41 North
1087 | DENNISON AVE | 43201-3201 | Not Required by DOW | 550856 | WATTS | 909QT | RP | 1.000 | 53830 | MR-1 BASEMENT WEST MECH ROOM
1087 | DENNISON AVE | 43201-3201 | Not Required by DOW | D0512 | CONBRACO | 4020702 | RP | 1.500 | 53831 | CHILLER ROOM ABOVE BREAK ROOM
1087 | DENNISON AVE | 43201-3201 | Active | U04814 | WILKINS | 350 | DC | 8.000 | 87385 | NE CORNER OF FIRE PUMP ROOM BASEMENT
1087 | DENNISON AVE | 43201-3201 | Not Required by DOW | 1937628 | WILKINS | 975XL | RP | 1.000 | 87386 | 2ND FLOOR MECH ROOM S WALL
1087 | DENNISON AVE | 43201-3201 | Not Required by DOW | ABV1456 | WILKINS | 975XL2 | RP | 1.000 | 87578 | 2ND FLOOR WEST Dialysis Closet
1087 | DENNISON AVE | 43201-3201 | Not Required by DOW | 05535 | WATTS | LF909M1QT | RP | 1.500 | 89371 | NEW BOILER ROOM - RM #2B80
1087 | DENNISON AVE | 43201-3201 | Not Required by DOW | 599406 | WATTS | 909QT | RP | 1.000 | 92235 | 4TH FLOOR A SOUTH PENTHOUSE ground level
1087 | DENNISON AVE | 43201-3201 | Not Required by DOW | T209632 | WILKINS | 720A | PVB | 1.000 | 97145 | LEFT OF FRONT DOOR BY CONDENSING UNITS
1087 | DENNISON AVE | 43201-3201 | Removed | 028605REM | FEBCO | 825YA | RP | 1.000 | 97146 | REMOVED-SW CORNER OF BLDG
1087 | DENNISON AVE | 43201-3201 | Not Required by DOW | 007768 | WATTS | 800M4QT | PVB | 1.000 | 97147 | BY THE FRONT DOOR UNDER THE STAIRS
1087 | DENNISON AVE | 43201-3201 | Not Required by DOW | 43063REM | WATTS | 919AQT | RP | 0.750 | 102907 | 4TH FLOOR SOUTH room 422 Bathroom above Ceiling
1087 | DENNISON AVE | 43201-3201 | Not Required by DOW | 45407 | WATTS | 919AQT | RP | 0.750 | 102913 | 4TH FLOOR SOUTH WING ROOM 420 ABOVE CEILING BATHROOM
1087 | DENNISON AVE | 43201-3201 | Not Required by DOW | 45052REM | WATTS | 919AQT | RP | 0.750 | 102914 | 4TH FLOOR SOUTH WING ROOM 4B10T above ceiling in Bathroom.
1087 | DENNISON AVE | 43201-3201 | Not Required by DOW | 45406 | WATTS | 919AQT | RP | 0.750 | 102915 | 4TH FLOOR SOUTH WING ROOM 406 IN BATHROOM ABOVE CEILING
1087 | DENNISON AVE | 43201-3201 | Not Required by DOW | 165927 | WILKINS | 975XL | RP | 1.000 | 3351186 | MR-12 PENTHOUSE 3 NORTH ACCESS FROM ROOF TOP
1087 | DENNISON AVE | 43201-3201 | Not Required by DOW | 3862195 | WILKINS | 975XL | RP | 1.000 | 3604322 | SW CORNER OF BUILDING HUNTER STREET SIDE
1100 | DENNISON AVE | 43201-3262 | Active | 88138 | WATTS | 009M2QT | RP | 1.500 | 95525 | MECH ROOM @WATER METER
1189 | DENNISON AVE | 43201-3263 | Due Install |  |  |  | RP | 3.000 | 3641433 | THOMPSON PARK COMMUNITY CENTER
4310 | DENOS CT | 43220-2893 | Active | H650275 | FEBCO | 765 | PVB | 0.750 | 100865 | FRONT OF HOUSE
4522 | DENOS CT | 43220-2890 | Active | H245726 | FEBCO | 765 | PVB | 1.000 | 64284 | LEFT SIDE OF HOUSE
4530 | DENOS CT | 43220-2890 | Active | CB469285 | WILKINS | 720A | PVB | 0.750 | 102025 | LEFT FRONT.
2004 | DENUNE AVE | 43211-3727 | Active | 101526 | WATTS | 009M2QT | RP | 1.500 | 3404972
1850 | DENUNE AVE UNIT A | 43211- | [6 empty] | 3657883
1850 | DENUNE AVE UNIT B | 43211 | Active | 104430 | WATTS | 009M2-FP | RP | 1.500 | 3404942 | HOT BOX
3010 | DERBY RD | 43221-2608 | Active | CB653610 | WILKINS | 720A | PVB | 0.750 | 3405044 | RIGHT SIDE
3134 | DERBY RD | 43221-2610 | Active | T290884 | WILKINS | 720A | PVB | 0.750 | 3405068 | LEFT SIDE
3135 | DERBY RD | 43221-2609 | Active | T250438 | WILKINS | 720A | PVB | 0.750 | 3405069 | RIGHT SIDE OF THE HOUSE TOWARDS THE REAR
3144 | DERBY RD | 43221-2610 | Active | T417966 | WILKINS | 720A | PVB | 0.750 | 3405070 | LEFT SIDE OF HOUSE
3147 | DERBY RD | 43221-2609 | Active | CB589682 | WILKINS | 720A | PVB | 0.750 | 3405071 | RIGHT SIDE
321 | DERING AVE | 43207-2955 | Active | B297742 | WILKINS | 375XL | RP | 1.500 | 3405103 | AT METER
321 | DERING AVE | 43207-2955 | Active | 1968681119 | AMES | 3000SS | DCDA | 8.000 | 3629393 | IN PIT AT SE PROPERTY
321 | DERING AVE | 43207-2955 | Active | 83065 | AMES | 2000B | DC | 0.750 | 3649073 | IN PIT AT SE PROPERTY
324 | DERING RD | 43207-2956 | Active | X01155 | WILKINS | 975XL3 | RP | 4.000 | 60249 | RESIN PRODUCTS BUILDING, NE WALL
324 | DERING RD | 43207-2956 | In Review |  |  |  | AG |  | 3639093
324 | DERING RD UNIT A | 43207-2956 | Active | 12271G | WATTS | 909 | RP | 4.000 | 60250 | SULFANATION BLDG BY ACID TANKS
324 | DERING RD UNIT A | 43207-2956 | Due Install |  |  |  | RPDA | 8.000 | 3639077 | PUMP BUILDING PARSONS AND DERING
324 | DERING RD UNIT A | 43207-2956 | LPS - Active |  |  |  | LST |  | 3639078 | PUMP HOUSE N/E CORNER PARSONS AND DERING
324 | DERING RD UNIT A | 43207-2956 | Due Install |  |  |  | AG |  | 3639094
324 | DERING RD UNIT B | 43207-2956 | Active | 079310 | WILKINS | 975 | RP | 2.000 | 60251 | RESIN PRODUCTS BLD NORTHEAST CORNER
324 | DERING RD UNIT B | 43207-2956 | Due Install |  |  |  | AG |  | 3639095
85 | DERRER RD | 43204- | Due Install |  |  |  | RP | 6.000 | 3405112
24 | DERRER RD | 43204-6236 | Replaced | REP572643 | WATTS | 909QT | RP | 1.000 | 58233 | REPLACED- POOL HOUSE
241 | DERRER RD | 43204-6236 | Active | 137520 | WATTS | LF009M2QT | RP | 1.000 | 3611557 | POOL HOUSE
340 | DERRER RD | 43204-1127 | Active | 109094 | WATTS | 009QT | RP | 1.500 | 60599 | FURNACE AND SPRINKLER ROOM
499 | DERRER RD | 43204-1130 | Active | A00979 | WATTS | 009M2QT | RP | 1.500 | 93274 | INSIDE BY WATER METER
530 | DERRINGER DR | 43081-4453 | Active | H800066 | FEBCO | 765 | PVB | 0.750 | 91390 | LEFT SIDE BACK BY AC
4920 | DERRY CT | 43221-5203 | Active | T346083 | WILKINS | 720A | PVB | 0.750 | 3405241 | LEFT SIDE FRONT
4540 | DESANTIS CT | 43214 | Active | MI-2268 | WATTS | 957 | RP | 3.000 | 103446 | 865 DESANTIS CT, METER ROOM W END OF NE BLDG.
4540 | DESANTIS CT | 43214 | Active | 1146950612 | WATTS | 774DCDA | DCDA | 6.000 | 103447 | 865 DESANTIS CT, WATER METER ROOM
4540 | DESANTIS CT | 43214 | Active | 19561 | WATTS | 007M1QT | DC | 0.750 | 103448 | 865 DESANTIS CT, WATER METER ROOM
4540 | DESANTIS CT | 43214 | Not Required by DOW | J022896 | FEBCO | 825Y | RP | 1.500 | 3603803 | FIRE PANEL ROOM.
3333 | DESERETTE LN | 43224- | Due Install |  |  |  | RP | 6.000 | 3372583
5711 | DESMOND CT | 43017-2615 | Active | T178666 | WILKINS | 720A | PVB | 0.750 | 90140 | BACK OF HOUSE BY AC UNIT S.E. CORNER
5735 | DESMOND CT | 43017-2615 | Replaced | REPG200686 | WILKINS | 720A | PVB | 0.750 | 90141 | REPLACED- LEFT SIDE OF HOUSE
5735 | DESMOND CT | 43017-2615 | Active | G262891 | WILKINS | 720A | PVB | 0.750 | 3608321 | LEFT SIDE OF HOUSE
180 | DETROIT AVE | 43201 | Active | SB2370 | WATTS | 957 | RP | 3.000 | 3638544 | Basement Meter Room
180 | DETROIT AVE | 43201 | Active | 47464 | AMES | 2000B | DC | 2.000 | 3638546 | Basement Meter Room
180 | DETROIT AVE | 43201 | Not Required by DOW | 77868 | WATTS | LF919QT | RP | 0.750 | 3638615 | FOR LAWN IRRIGATION BASEMENT METER ROOM
221 | DETROIT AVE | 43201-3630 | Active | WB-0716 | WATTS | 957 | RP | 4.000 | 3652503 | OUTSIDE DOOR N/W SIDE OF BLDG
221 | DETROIT AVE | 43201-3630 | Active | WD-0005 | AMES | 300-GV | DCDA | 6.000 | 3653831
221 | DETROIT AVE | 43201-3630 | Active | 69532 | AMES | 2000BM3 | DC | 0.750 | 3653832
425 | DEVON BRYAN ST UNIT WATR | 43235-5740 | Active | YF-0034 | AMES | COLT 400 | RP | 4.000 | 3658156 | IN METER HOUSE NORTH OF NORTH DRIVE
425 | DEVON BRYAN ST UNIT WATR | 43235-5740 | Active | YG-1115 | AMES | COLT 300GV | DCDA | 8.000 | 3658157 | IN METER HOUSE NORTH OF NORTH DRIVE
425 | DEVON BRYAN ST UNIT WATR | 43235-5740 | Active | 78619 | AMES | 2000BM3 | DC | 0.750 | 3658158 | IN METER HOUSE NORTH OF NORTH DRIVE
204 | DEVON RD | 43221-4311 | Active | CB615966 | WILKINS | 720A | PVB | 0.750 | 3553396 | left side of front door
6559 | DEVONHILL RD | 43229-1358 | Active | H312641 | FEBCO | 765 | PVB | 0.750 | 88786 | FRONT OF HOUSE
7853 | DEVONWOOD CT | 43017-8957 | Active | CB729825 | WILKINS | 720A | PVB | 1.000 | 3405840 | LEFT SIDE OF HOUSE
7873 | DEVONWOOD CT | 43017-8957 | Active | T440792 | WILKINS | 720A | PVB | 0.750 | 3405842
5091 | DEXTER FALLS RD | 43026- | Due Install |  |  |  | RP | 0.750 | 3653997
6400 | DICESARE LOOP | 43016 | Active | T271022 | WILKINS | 720A | PVB | 0.750 | 3624670 | LEFT SIDE OF HOUSE
6412 | DICESARE LOOP | 43016 | Active | T348667 | WILKINS | 720A | PVB | 0.750 | 3641168 | LEFT SIDE OF HOUSE
6419 | DICESARE LOOP | 43016 | Active | T293354 | WILKINS | 720A | PVB | 0.750 | 3624371 | LEFT SIDE OF HOUSE
6443 | DICESARE LOOP | 43016 | Active | T294100 | WILKINS | 720A | PVB | 0.750 | 3624862 | LEFT SIDE OF HOUSE
6448 | DICESARE LOOP | 43016 | Active | CB555613 | WILKINS | 720A | PVB | 0.750 | 3632863 | LEFT FRONT
6455 | DICESARE LOOP | 43016 | Active | T308598 | WILKINS | 720A | PVB | 0.750 | 3625118 | FRONT OF HOUSE
6467 | DICESARE LOOP | 43016 | Active | EAF5142 | WILKINS | 720A | PVB | 0.750 | 3624593 | RIGHT SIDE OF HOUSE
6484 | DICESARE LOOP | 43016 | Active | CAB09416 | Wilkins | 720A | PVB | 0.750 | 3627930 | LEFT FRONT
6489 | DICESARE LOOP | 43016 | Active | T294447 | WILKINS | 720A | PVB | 0.750 | 3625022 | LEFT SIDE OF HOUSE
6503 | DICESARE LOOP | 43016 | Active | T294032 | WILKINS | 720A | PVB | 0.750 | 3623142 | LEFT SIDE OF HOUSE
6536 | DICESARE LOOP | 43016 | Active | CB317761 | WILKINS | 720A | PVB | 0.750 | 3626176 | LEFT SIDE
6560 | DICESARE LOOP | 43016 | Active | CB589685 | WILKINS | 720 | PVB | 0.750 | 3646317 | LEFT SIDE
6575 | DICESARE LOOP | 43016 | Active | CB314995 | WILKINS | 720A | PVB | 0.750 | 3632865 | LEFT SIDE OF HOUSE
6587 | DICESARE LOOP | 43016 | Active | T308558 | WILKINS | 720A | PVB | 0.750 | 3632932
6608 | DICESARE LOOP | 43016 | Active | T272949 | WILKINS | 720A | PVB | 0.750 | 3630147 | RIGHT FRONT
8498 | DICESARE LOOP | 43016 | Active | CB315059 | WILKINS | 720A | PVB | 0.750 | 3630148 | RIGHT SIDE OF HOUSE
8501 | DICESARE LOOP | 43016 | Active | T308385 | WILKINS | 720A | PVB | 0.750 | 3629635 | LEFT SIDE OF HOUSE
8510 | DICESARE LOOP | 43016 | Active | CB357779 | WILKINS | 720A | PVB | 0.750 | 3629767 | RIGHT SIDE
8513 | DICESARE LOOP | 43016 | Active | CB440297 | WILKINS | 720A | PVB | 0.750 | 3629768 | LEFT SIDE OF HOUSE
8522 | DICESARE LOOP | 43016 | Active | T308615 | WILKINS | 720A | PVB | 0.750 | 3632868 | RIGHT SIDE OF HOUSE
8525 | DICESARE LOOP | 43016 | Active | CB655422 | WILKINS | 720A | PVB | 0.750 | 3638675 | RIGHT FRONT
8534 | DICESARE LOOP | 43016 | Active | T308611 | WILKINS | 720A | PVB | 0.750 | 3633240 | RIGHT SIDE OF HOUSE
8537 | DICESARE LOOP | 43016 | Active | CB597669 | WILKINS | 720A | PVB | 0.750 | 3646060 | LEFT FRONT
8549 | DICESARE LOOP | 43016 | Active | CB653682 | WILKINS | 720A | PVB | 0.750 | 3641160 | LEFT SIDE
8553 | DICESARE LOOP | 43016 | Active | T386985 | WILKINS | 720A | PVB | 0.750 | 3645939 | RIGHT FRONT
8561 | DICESARE LOOP | 43016 | Active | T308591 | WILKINS | 720A | PVB | 0.750 | 3628077 | LEFT SIDE OF HOUSE
8573 | DICESARE LOOP | 43016 | Active | T308335 | WILKINS | 720A | PVB | 0.750 | 3628170 | RIGHT SIDE OF HOUSE
301 | DICKENSON ST | 43215 | Active | 45966C | WILKINS | 375AST | RP | 4.000 | 3656649 | SPRINKLER ROOM S/E SIDE OF 301 DICKENSON ST
301 | DICKENSON ST | 43215 | Active | XK-1151 | AMES | COLT 300GV | DCDA | 6.000 | 3656650 | SPRINKLER ROOM S/E SIDE OF 301 DICKENSON ST
301 | DICKENSON ST | 43215 | Active | 76074 | AMES | 2000BM3 | DC | 0.750 | 3656651 | SPINKLER ROOM S/E SIDE OF 301 DICKENSON ST
301 | DICKENSON ST | 43215 | LPS - Active |  |  |  | LST |  | 3657858 | FIRE BOOSTER PUMP - FIRE PUMP ROOM
301 | DICKENSON ST | 43215 | LPS - Active |  |  |  | LPC |  | 3657931 | DOMESTIC PUMP - FIRE PUMP ROOM
501 | DIERKER RD | 43220 | Active | ACA5919 | WILKINS | 975XL2 | RP | 1.500 | 3646645 | IN MECH ROOM FOR UNIT D
5013 | DIERKER RD | 43220 | Not Required by DOW | CB794445 | WILKINS | 720A | PVB | 1.000 | 3646667 | IN MECH ROOM FOR UNIT D
5013 | DIERKER RD | 43220 | Active | 00862 | WATTS | 007M1QT | DCDA | 2.000 | 3646675 | 1ST FLOOR METER ROOM
5013 | DIERKER RD | 43220 | Active | 61822 | WATTS | 007 | DC | 0.500 | 3646676 | 1ST FLOOR METER ROOM FIRE BYPASS
5020 | DIERKER RD | 43220-7218 | Not Required by DOW | 344980 | WATTS | 909-M3QT | RP | 0.750 | 103965 | 5020 DIERKER MECH/BOILER RM
5020 | DIERKER RD | 43220-7218 | Not Required by DOW | 22377 | WATTS | 919QT | RP | 0.750 | 103966 | 5026 DIERKER MECH/BOILER RM
5020 | DIERKER RD | 43220-7218 | Not Required by DOW | 45397 | WATTS | 919QT | RP | 0.750 | 103967 | 5028 DIERKER MECH/BOILER RM
5020 | DIERKER RD | 43220-7218 | Removed | 350543REM | WATTS | 909 | RP | 0.750 | 3607825 | REMOVED-EQUIPMENT ROOM
5020 | DIERKER RD | 43220-7218 | Active | WI-0186 | AMES | 400 | RP | 4.000 | 3652260 | HOT BOX SW CORNER OF PROPERTY (5020 DIERKER RD)
5040 | DIERKER RD | 43220-7224 | Active | 330543 | WATTS | 009QT | RP | 0.500 | 103968 | 5056 DIERKER - 5040 DIERKER BLDG MECH/BOILER RM
5040 | DIERKER RD | 43220-7224 | Due Install |  |  |  | RP | 2.000 | 3656373 | METER IN 5056 BASEMENT MECHANICAL ROOM
5047 | DIERKER RD | 43220 | Inactive | 29491 | WATTS | 919QT | RP | 2.000 | 3619928 | HOT BOX AT STREET **SOUTH HOT BOX OF 3
5049 | DIERKER RD | 43220 | Active | 42754 | WATTS | 719QT | DC | 0.750 | 3619919 | 5049 LARGER/NORTH HOT BOX OF 3
5049 | DIERKER RD | 43220 | Active | 29494 | WATTS | LF919QT | RP | 2.000 | 3619920 | 5049 MIDDLE HOT BOX OF 3 AT WATER METER
5049 | DIERKER RD | 43220 | Active | QI-1607 | AMES | 2000CIV | DCDA | 6.000 | 3619929 | 5049 LARGER NORTH HOT BOX OF 3
5053 | DIERKER RD | 43220-5214 | Active | 33060 | WATTS | 919QT | RP | 2.000 | 3406280 | MECHANICAL ROOM AFTER DOMESTIC WATER METER
5053 | DIERKER RD | 43220-5214 | Not Required by DOW | 12461 | WATTS | LF919 | RP | 1.500 | 3633293 | MECHANICAL ROOM
5100 | DIERKER RD | 43220-5218 | Not Required by DOW |  |  |  | RP |  | 3406281
5373 | DIERKER RD | 43220- | Active | 213909 | WATTS | 800QT | PVB | 0.750 | 92752 | FRONT OF 2166 DIERKER
5373 | DIERKER RD | 43220- | Active | 779610 | WILKINS | 720A | PVB | 0.750 | 95558 | FRONT OF 2163 DIERKER RD
5373 | DIERKER RD | 43220- | In Review | [5 empty] | 3635098 | FRONT OF 2166 DIERKER
5653 | DIERKER RD | 43235- | Not Required by DOW | 3868693 | WILKINS | 975XL2 | RP | 1.000 | 67509 | POOL PUMP ROOM
5653 | DIERKER RD | 43235- | Removed | 3838399 | WILKINS | 975XL2 | RP | 1.000 | 91455 | TEAR DROP AVE, BY AC UNIT
5653 | DIERKER RD | 43235- | Active | 1354850724 | AMES | 4000SS | RP | 6.000 | 3632466 | HOT BOX ACROSS FROM HAGERMAN DR
5684 | DIERKER RD | 43235-7114 | Active | ACA1876 | WILKINS | 975XL2 | RP | 1.500 | 3406288 | MECH ROOM
5692 | DIERKER RD | 43235-7114 | Active | ACA1503 | WILKINS | 975XL2 | RP | 1.500 | 3406289 | MECH ROOM
5700 | DIERKER RD | 43235-7122 | Active | 4744087 | WILKINS | 975XL2 | RP | 2.000 | 3406290 | MECH ROOM
1422 | DILLINGHAM CT | 43228-9144 | Active | H023669 | FEBCO | 765 | PVB | 0.750 | 102756 | LEFT SIDE OF HOUSE
10 | DILLMONT DR | 43235-6424 | Active | B10367 | WILKINS | 975 | RP | 3.000 | 53514 | LOWER LEVER UTILITY OFFICE BELOW STORE
55 | DILLMONT DR | 43235-6458 | Active | 2776619 | WILKINS | 975XLBMS | RP | 1.000 | 93272 | WATER CLOSET UNDER STEPS IN BASEMENT
80 | DILLMONT DR | 43235-6424 | Active | 316877 | WILKINS | 975 | RP | 1.000 | 73125 | BACK MECH ROOM AT WATER METER
80 | DILLMONT DR | 43235-6424 | Due Install |  |  |  | DCDA | 4.000 | 3635742 | BACK MECH ROOM FIRE LINE
95 | DILLMONT DR | 43235-6425 | Active | 0F-1329 | WATTS | 957 | RP | 8.000 | 3406299 | HOT BOX MAIN ENTRANCE
10 | DILLMONT DR | 43235- | Active | 42617 | AMES | 2000B | DC | 0.750 | 88455 | N.E. MTR RM
100 | DILLMONT DR | 43235- | Active | 1403850305 | AMES | 3000SS | DCDA | 8.000 | 88456 | N.E. MTR RM
100 | DILLMONT DR | 43235- | Not Required by DOW | A00941 | AMES | 4000B | RP | 1.500 | 98406 | FRONT LEFT SIDE OF ENTRY-@ 10ft elevation
100 | DILLMONT DR | 43235- | Active | 21148 | WATTS | 919QT | RP | 2.000 | 102805 | MECHANICAL ROOM AT WATER METER
100 | DILLMONT DR | 43235- | Not Required by DOW | 55227 | WATTS | 919QT | RP | 0.750 | 3622854 | BACK ROOM WITH WATER METER
125 | DILLMONT DR | 43235 | Active | 21862 | WATTS | 007M1QT | DC | 0.750 | 3607427 | HOT BOX FRONT YARD
125 | DILLMONT DR | 43235 | Active | 115564 | WATTS | 774DCDA | DCDA | 6.000 | 3607948 | HOT BOX FRONT YARD
125 | DILLMONT DR | 43235 | Active | 18362 | WATTS | 919QT | RP | 1.500 | 3607949 | UTILITY ROOM
128 | DILLMONT DR | 43235-6424 | Active | 266837 | WILKINS | 975 | RP | 1.500 | 54514 | SOUTHEAST CORNER OF BUILDING CONCEALED BOX IN SPACE.... SLICK WHISKERS PUB
128 | DILLMONT DR | 43235-6424 | Active | 3518F | WILKINS | 350ASTDA | DCDA | 4.000 | 3635094 | IN MECH ROOM, IN COMMON HALLWAY
128 | DILLMONT DR | 43235-6424 | Active | HC83967 | WILKINS | 950XLD | DC | 0.750 | 3658708 | IN MECH ROOM, IN COMMON HALLWAY
131 | DILLMONT DR | 43235-5697 | Active | 17472 | WATTS | 919QT | RP | 1.500 | 3607393 | UTILITY ROOM
155 | DILLMONT DR | 43235- | Active | 3850517 | WILKINS | 975XLBMS | RP | 1.500 | 89519 | METER IN PIT BACKFLOW ABOVE PIT FOR IRR.
928 | DIN EIDYN DR | 43017 | Active | H687688 | FEBCO | 765 | PVB | 0.750 | 102409 | LEFT SIDE
9305 | DIN EIDYN DR | 43017 | Active | 300959 | WILKINS | 420 | PVB | 1.000 | 91937 | LEFT SIDE OF HOUSE
9323 | DIN EIDYN DR | 43017 | Active | CB161939 | Wilkins | 720A | PVB | 1.000 | 74674 | OUTSIDE LEFT SIDE
9341 | DIN EIDYN DR | 43017-9496 | Active | T83782 | WILKINS | 720A | PVB | 0.750 | 100908 | BACK OF HOUSE UNDER DECK
9410 | DIN EIDYN DR | 43017 | Active | 263413 | WILKINS | 420 | PVB | 1.000 | 74723 | JUST LEFT OF FRONT DOOR-OUTSIDE
9426 | DIN EIDYN DR | 43017-9495 | Active | AC3272 | FEBCO | 765 | PVB | 0.750 | 74731 | NORTH SIDE OF HSE
9439 | DIN EIDYN DR | 43017 | Active | 3690247 | WILKINS | 975XL | RP | 0.750 | 74734 | BACK OF HSE WEST OF DECK
9442 | DIN EIDYN DR | 43017 | Replaced | REPF031338 | WILKINS | 720A | PVB | 0.750 | 97657 | replaced- right side front
9442 | DIN EIDYN DR | 43017 | Active | T206215 | WILKINS | 720A | PVB | 0.750 | 3610013 | RIGHT FRONT
4300 | DIPLOMACY DR | 43228-3804 | Not Required by DOW | 05628 | WATTS | 009QT | RP | 0.500 | 63582 | S WALL CENTER OF WAREHOUSE IN COMPRESSOR ROOM
4300 | DIPLOMACY DR | 43228-3804 | Removed | 26909REM | WATTS | 009QT | RP | 0.500 | 63583 | Warehouse - Compressor
4300 | DIPLOMACY DR | 43228-3804 | Active | 66780 | WATTS | 009QT | RP | 1.500 | 63584 | IN CLOSET S WALL IN TRANS MGRS OFFICE
4300 | DIPLOMACY DR | 43228-3804 | Active | XJ-0233 | AMES | 3000CIV | DCDA | 6.000 | 3629965 | IN/AT E PIT AT SE ENTRANCE
4300 | DIPLOMACY DR | 43228-3804 | Active | 75054 | AMES | 2000B | DC | 0.750 | 3655692 | IN/AT E PIT AT SE ENTRANCE
4257 | DIPLOMACY DR UNIT #C | 43228-3803 | Due Install |  |  |  | RP |  | 3406559 | IN BLDG 2222
4257 | DIPLOMACY DR UNIT #C | 43228-3803 | Due Install |  |  |  | DCDA | 4.000 | 3651025 | IN BLDG 2226
4300 | DIPLOMACY DR UNIT A | 43228-3804 | Inactive |  |  |  | PVB | 2.000 | 3632502 | AT PIT
4255 | DIPLOMACY DR UNIT A-B | 43228-3803 | Active | AMA25905 | WILKINS | 975XL3 | RP | 2.000 | 3406558 | CLOSET IN PRINT SHOP
4279 | DIRECTORS BLVD | 43125-9504 | Active | 84985 | WATTS | 919XL | RP | 1.000 | 3657755 | MECHANICAL ROOM
4281 | DIRECTORS BLVD | 43125- | Active | 5021990 | WILKINS | 975XL2 | RP | 1.000 | 3406561 | 4279 BLDG IN MOP SINK ROOM AT WATER METER
4309 | DIRECTORS BLVD | 43125-9504 | Active | 33006 | WATTS | 009QT | RP | 1.500 | 63651 | SOUTH OF FRONT DOOR OVER METER PIT
4333 | DIRECTORS BLVD | 43125-9504 | Active | 246720 | WATTS | LF009M2QT | RP | 1.000 | 63709 | IN MECHANICAL ROOM IN WAREHOUSE
4333 | DIRECTORS BLVD | 43125-9504 | Active | WD-0017 | WATTS | 007 | DCDA | 6.000 | 3651056 | IN PIT FRONT OF BUILDING
4333 | DIRECTORS BLVD | 43125-9504 | Active | 231425 | WATTS |  | DC | 0.750 | 3653128 | IN PIT FRONT OF BUILDING
4340 | DIRECTORS BLVD | 43125-9326 | Active | 4014395 | WILKINS | 975 | RP | 1.500 | 63731 | 4355 WILLIAMS RD, MECH ROOM ON SE SIDE OF BUILDING
4353 | DIRECTORS BLVD | 43125-9504 | Active | 4931637 | WILKINS | 975XL | RP | 1.000 | 3406563 | N/E CORNER OF BUILDING
4353 | DIRECTORS BLVD | 43125-9504 | Active | 25209 | WILKINS | 350ASTDA | DCDA | 6.000 | 3650930
4353 | DIRECTORS BLVD | 43125-9504 | Active | HC52270 | WILKINS | 350XL | DC | 0.750 | 3651873
4281 | DIRECTORS BLVD UNIT A | 43125- | Active | 194029-0718 | AMES | 3000SS | DCDA | 8.000 | 3605694 | IN PIT SE BY LOADING DOCK DRIVEWAY
4281 | DIRECTORS BLVD UNIT A | 43125- | Active | 80884 | AMES | 2000B | DC | 0.750 | 3658120 | FIRE SYSTEM IN VAULT PIT
4550 | DIRHAM CT | 43026-8107 | Active | 248230 | WATTS | 800QT | PVB | 0.750 | 90147 | RIGHT SIDE OF HOUSE
4505 | DIRHAM LN | 43026-8906 | Active | A006755 | WILKINS | 720A | PVB | 0.750 | 64243 | LEFT SIDE OF HOME
4541 | DIRHAM LN | 43026-8906 | Active | T197616 | WILKINS | 720A | PVB | 0.375 | 64317 | EAST SIDE OF HOUSE LEFT SIDE
4565 | DIRHAM LN | 43026-8906 | Active | 875042 | WILKINS | 720A | PVB | 1.000 | 64359 | RT SIDE
7001 | DISCOVERY BLVD | 43017 | Not Required by DOW | 577250 | WILKINS | 975XLBMS | RP | 1.000 | 70530 | 7001 BLDG BOILER ROOM - 2ND FL IN FULFILLMENT CENTER
7001 | DISCOVERY BLVD | 43017 | Not Required by DOW | 3C00325 | AMES | 3000SS | DCDA | 8.000 | 97641 | 7001 BLDG FIRE PUMP RM BLDG
7001 | DISCOVERY BLVD | 43017 | Not Required by DOW | 03872 | AMES | 2000B | DC | 0.750 | 97642 | 7001 BLDG FIRE PUMP RM
7001 | DISCOVERY BLVD | 43017 | Active | 21694 | WATTS | 007M2QT | DC | 0.750 | 3621428 | IN PIT FOR 7001
7001 | DISCOVERY BLVD | 43017 | Active | 1163421116 | WATTS | 774DCDA | DCDA | 8.000 | 3621430 | IN PIT FOR 7001
7001 | DISCOVERY BLVD | 43017 | Active | QJ-2068 | WATTS | 957 | RP | 3.000 | 3621431 | IN HOT BOX AT PIT FOR 7001
7001 | DISCOVERY BLVD | 43017 | LPS - Active |  |  |  | LST |  | 3636704 | FIRE PUMP - 7001 BLDG, FIRE PUMP RM BLDG
7007 | DISCOVERY BLVD | 43017-3261 | Not Required by DOW | 140198 | WILKINS | 975 | RP | 0.750 | 70526 | BOILER RM 2ND FL N END BEHIND BOILER AT WALL
7007 | DISCOVERY BLVD | 43017-3261 | Removed | B04524REM | WILKINS | 975 | RP | 4.000 | 70527 | DI WATER ROOM -- BEHIND SCREEN ROOM
7007 | DISCOVERY BLVD | 43017-3261 | Not Required by DOW | 494808 | WILKINS | 975 | RP | 0.750 | 70528 | MECH RM S. PLANT IN CEILING
7007 | DISCOVERY BLVD | 43017-3261 | Not Required by DOW | 4FL0172 | AMES | 4000SS | RP | 2.500 | 70529 | MECH RM S. PLANT
7007 | DISCOVERY BLVD | 43017-3261 | Not Required by DOW | 428411 | WATTS | 909M1QT | RP | 1.250 | 70531 | CEILING UP HIGH IN BACK HALLWAY--OUTIDE BOILER RM
7007 | DISCOVERY BLVD | 43017-3261 | Active | 1148941116 | WATTS | 774 | DC | 8.000 | 3621427 | IN LARGER HOT BOX AT PIT
7007 | DISCOVERY BLVD | 43017-3261 | Active | QH-1648 | WATTS | 957 | RP | 4.000 | 3621429 | IN SMALLER HOT BOX AT PIT
3640 | DISCOVERY CIR | 43123- | Active | 1302530815 | AMES | 4000SS | RP | 4.000 | 88116 | IN HOT BOX INSIDE MAIN GATE, 1ST ROAD RIGHT
711 | DISTRIBUTION DR | 43228-1003 | Active | HC71400 | WILKINS | 950XLD | DC | 0.750 | 3406626 | VAULT IN FRONT OF PUMP HOUSE
711 | DISTRIBUTION DR | 43228-1003 | Active | 35025 | WILKINS | 350ASTDA | DCDA | 8.000 | 3629914 | PIT NEAR PUMP HOUSE
711 | DISTRIBUTION DR | 43228-1003 | Active | 101285 | WATTS | 919 | RP | 0.750 | 3656115 | COMPUTER ROOM BEHIND OFFICE
711 | DISTRIBUTION DR | 43228-1003 | LPS - Active |  |  |  | LST |  | 3656877 | FIRE PUMP - PUMP HOUSE
800 | DISTRIBUTION DR | 43228-1004 | Due Install |  |  |  | RP | 2.000 | 3406627 | SW CORNER IN OFFICE
800 | DISTRIBUTION DR | 43228-1004 | Due Install |  |  |  | DCDA | 8.000 | 3652369 | SE CORNER IN WAREHOUSE
856 | DISTRIBUTION DR | 43228- | Active | H016703 | FEBCO | 805YB | DC | 0.750 | 100197 | FRONT OF BUILDING BY DOCK DOORS/EMPLOYEE ENTRANCE
856 | DISTRIBUTION DR | 43228- | Active | N1104250131 | FEBCO | 876V | DCDA | 6.000 | 100198 | FRONT OF BUILDING BY DOCK DOORS/EMPLOYEE ENTRANCE
856 | DISTRIBUTION DR | 43228- | Active | 30793 | WATTS | 919AQT | RP | 1.000 | 101278 | WAREHOUSE OFFICE CLOSET
991 | DISTRIBUTION DR | 43228-1005 | Active | ABA34438 | WILKINS | 975XL2 | RP | 1.000 | 3406632
100 | DISTRIBUTION DR | 43228-1007 | Active | ZF-0789 | AMES | COLT 300-GV | DCDA | 8.000 | 3406631
1001 | DISTRIBUTION DR | 43228-1007 | Active | 76807 | AMES | 2000 | DC | 0.750 | 3659489
915 | DISTRIBUTION DR UNIT A | 43228-1009 | Active | 146777 | WATTS | 009M3QT | RP | 0.750 | 74575 | BATHROOM AT WATER METER
915 | DISTRIBUTION DR UNIT B | 43228-1009 | Active | A52027 | WATTS | 009M3QT | RP | 0.750 | 75053 | BATHROOM AT WATER METER
915 | DISTRIBUTION DR UNIT C | 43228-1009 | Active | 4115665 | WILKINS | 975XL | RP | 0.750 | 74576 | IN RESTROOM AT WATER METER (MENS)
170 | DIVIDEND DR | 43228-3899 | Active | 1527550806 | AMES | 3000SS | DCDA | 6.000 | 91066 | SW CORNER WAREHOUSE
1709 | DIVIDEND DR | 43228-3899 | Active | 64570 | WATTS | 007M1 | DC | 0.750 | 91145 | SPRINKLER BY PASS SW CORNER WAREHOUSE
1709 | DIVIDEND DR | 43228-3899 | Active | 65785 | WATTS | 919QT | RP | 1.000 | 91146 | SW CORNER WAREHOUSE
1760 | DIVIDEND DR | 43228-3845 | Active | 37115 | WATTS | LF919QT | RP | 2.000 | 3406633 | SUITE 1786 NORTH WEST CORNER AT METER
1760 | DIVIDEND DR | 43228-3845 | Active | VD-1181 | AMES | COLT300 | DCDA | 8.000 | 3644739 | SOUTH WALL FIRE RISER
1760 | DIVIDEND DR | 43228-3845 | Active | 64780 | AMES | 2000BM3 | DC | 0.750 | 3650423 | SOUTH WALL FIRE RISER - 3/4" FIRE SIDE CAR
1821 | DIVIDEND DR | 43228-3848 | Not Required by DOW | 276813 | WATTS | LF009M2QT | RP | 1.000 | 56299 | LEFT OF THE MAIN DOOR TO THE REFR. EQUIP. ROOM
1821 | DIVIDEND DR | 43228-3848 | Active | 2796 | WILKINS | 975 | RP | 4.000 | 56302 | E SIDE OF BUILDING N OF DOCK DOOR 10
1821 | DIVIDEND DR | 43228-3848 | Not Required by DOW | 276531 | WATTS | LF009M2QT | RP | 1.000 | 3616786 | COMPRESSOR FEED, IN COMPRESSOR ROOM
1821 | DIVIDEND DR | 43228-3848 | Due Install |  |  |  | DCDA | 6.000 | 3638312 | COMPRESSOR FEED, IN COMPRESSOR ROOM
1821 | DIVIDEND DR | 43228-3848 | Not Required by DOW | 26595 | WATTS | LF919QT | RP | 0.500 | 3650442 | IN BOILER ROOM
1850 | DIVIDEND DR | 43228-3845 | Replaced | REPW255074 | WILKINS | 975XL | RP | 0.750 | 88413 | REPLACED- NEXT TO WTR MTR
1850 | DIVIDEND DR | 43228-3845 | Active | 49595 | WATTS | 919QT | RP | 1.000 | 3609572 | MECHANICAL ROOM
1901 | DIVIDEND DR | 43228-3849 | Not Required by DOW | 14717 | WATTS | 919QT | RP | 1.500 | 90521 | SOUTH SIDE OF DOCK DOOR #10 NEXT TO SPRINKLER SYSYTEM
1901 | DIVIDEND DR | 43228-3849 | Active | 20608 | WATTS | LF909 | RP | 6.000 | 3636288
1901 | DIVIDEND DR | 43228-3849 | Due Install |  |  |  | DCDA | 8.000 | 3656296
1901 | DIVIDEND DR | 43228-3849 | New Construction |  |  |  | DC | 0.750 | 3658570
1901 | DIVIDEND DR | 43228-3849 | LPS - Active |  |  |  | LST |  | 3658571 | FIRE PUMP -
1917 | DIVIDEND DR | 43228-3849 | Active | YT-1745 | AMES | COLT300 | DCDA | 6.000 | 3658568 | FRONT PIT
1917 | DIVIDEND DR | 43228-3849 | Active | 09484 | WATTS | 007M3 | DC | 0.750 | 3658569 | FRONT PIT
1999 | DIVIDEND DR | 43228-3849 | Due Install |  |  |  | RPDA | 6.000 | 3406634
1999 | DIVIDEND DR | 43228-3849 | Due Install |  |  |  | RP | 1.000 | 3635443
2000 | DIVIDEND DR | 43228-3847 | Active | 59576 | WATTS | 009 | RP | 1.000 | 56979 | SOUTH CORNER, WEST SIDE WALL IN WAREHOUSE
2000 | DIVIDEND DR | 43228-3847 | Active | 23567 | WILKINS | 350ASTDA | DCDA | 6.000 | 3646190 | SOUTH CORNER, WEST SIDE WALL IN WAREHOUSE
2000 | DIVIDEND DR | 43228-3847 | Active | HC47871 | WILKINS | 950XLD | DC | 0.750 | 3650581 | SOUTH CORNER, WEST SIDE WALL IN WAREHOUSE
2030 | DIVIDEND DR | 43228-3847 | Removed | 41060REM | WATTS | 919QT | RP | 0.750 | 3406635 | REMOVED
2030 | DIVIDEND DR | 43228-3847 | Not Required by DOW | 35916 | WATTS | 919QT | RP | 0.750 | 3618278
2030 | DIVIDEND DR | 43228-3847 | Active | 344982 | WATTS | 909M1QT | RP | 1.500 | 3618279
2130 | dividend dr | [5 empty] | RP | 0.750 | 3659457
2130 | dividend dr | [5 empty] | DCDA | 8.000 | 3659458
2130 | dividend dr | [5 empty] | DC | 0.750 | 3659459
2131 | DIVIDEND DR | 43228-3805 | Active | 1321350204 | AMES | 3000SS | DCDA | 8.000 | 57402 | FIRE LINE MAIN
2131 | DIVIDEND DR | 43228-3805 | Active | 146394 | WATTS | 009M3QT | RP | 0.750 | 57403 | MECH ROOM
2131 | DIVIDEND DR | 43228-3805 | Active | 36195 | AMES | 2000B | DC | 0.750 | 57404 | FIRE LINE METER
2131 | DIVIDEND DR | 43228-3805 | LPS - Active |  |  |  | LST |  | 3656726 | FIRE PUMP - FIRE PUMP ROOM
2161 | DIVIDEND DR | 43228-3805 | Due Install |  |  |  | RP | 1.000 | 3406636
2170 | DIVIDEND DR | 43228-3806 | Due Install |  |  |  | RP | 1.500 | 3406637 | VAULT WEST OF BLDG
2170 | DIVIDEND DR | 43228-3806 | Due Install |  |  |  | DCDA | 4.000 | 3652363 | SW CORNER
2201 | DIVIDEND DR | 43228-3807 | Due Install |  |  |  | DCDA | 8.000 | 3636916
1999 | DIVIDEND DR UNIT A | 43228-3849 | Active | 229070 | WATTS | 909M1QT | RP | 1.500 | 56899 | EAST WALL OF PLANT BETWEEN DOORS 10 & 11
1999 | DIVIDEND DR UNIT A | 43228-3849 | Active | 018290 | WATTS | 909 | RP | 0.750 | 3616842 | MEN'S LOCKER ROOM CLOSET
2201 | DIVIDEND DR UNIT C | 43228-3807 | Active | 45304 | WATTS | 009QT | RP | 1.000 | 57617 | IN NE CORNER WITH WATER METER
5145 | DIXON DR | 43026-1487 | Replaced | REP55468 | WATTS | 800M4QT | PVB | 1.000 | 66119 | REPLACED- RIGHT SIDE OF BUILDING
5145 | DIXON DR | 43026-1487 | Removed | 380739REM | WILKINS | 420 | PVB | 1.000 | 3611323 | RIGHT FRONT
479 | DOHERTY RD | 43119 | Not Required by DOW | 1346102 | WILKINS | 975XL | RP | 1.000 | 3583027 | MECHANICAL ROOM
479 | DOHERTY RD | 43119 | Active | 53124C | WILKINS | 375AST | RP | 6.000 | 3654197 | HOTBOX SW CORNER OF DOHERTY AND SIGNATURE DR ACCROSS FROM 5860 SIGNATURE
604 | DOHERTY RD | 43119 | Removed | REM043178 | WATTS | LF009M2QT | RP | 1.500 | 3624346 | MECHANICAL ROOM NE CORNER
604 | DOHERTY RD | 43119 | Not Required by DOW | 69736 | WATTS | LF919QT | RP | 0.750 | 3624603
604 | DOHERTY RD | 43119 | Active | TH-0491 | AMES | COLT 500-GV | RPDA | 6.000 | 3646670 | HOTBOX
604 | DOHERTY RD | 43119 | Active | 81827 | WATTS | LF919QT | RP | 0.750 | 3646671 | HOTBOX
604 | DOHERTY RD | 43119 | Active | 4851410 | WILKINS | 975XL2 | RP | 2.000 | 3648376 | CENTER OF W WALL MECH. ROOM
842 | DOHERTY RD | 43119 | Active | 33635 | WATTS | 919ZQT | RP | 0.750 | 101646 | BASEMENT NORTHEAST CORNER
937 | DOHERTY RD | 43119-9506 | Active | 2862119 | WILKINS | 975XLBMS | RP | 0.750 | 96266 | BASEMENT AT METER
996 | DOHERTY RD | 43119-9506 | Active | 3073638 | WILKINS | 975XLBMS | RP | 0.750 | 97386 | BASEMENT SE CORNER AT METER
100 | DOHERTY RD | 43119-8712 | Active | H009981 | FEBCO | 805YR | DC | 0.750 | 96264 | RISER ROOM
1001 | DOHERTY RD | 43119-8712 | Active | N0806230622 | FEBCO | 876V | DCDA | 6.000 | 96358 | RISER ROOM
1001 | DOHERTY RD | 43119-8712 | Active | 446502 | WATTS | 909M1QT | RP | 2.000 | 96359 | MECH ROOM/SW interior UTILITY ROOM
4003 | DOMNALL DR | 43016 | Active | T424240 | WILKINS | 720A | PVB | 0.750 | 3644860 | BACK CENTER BY A/C
4008 | DOMNALL DR | 43016 | Active | T410849 | WILKINS | 720A | PVB | 0.750 | 3637988 | RIGHT CENTER
4019 | DOMNALL DR | 43016 | Active | T481027 | WILKINS | 720 | PVB | 0.750 | 3654471 | LEFT SIDE OF HOUSE
4059 | DOMNALL DR | 43016 | Active | T432530 | WILKINS | 720A | PVB | 0.750 | 3655655 | LEFT SIDE OF HOUSE
4134 | DOMNALL DR | 43016 | Active | T481031 | WILKINS | 720 | PVB | 0.750 | 3654008 | LEFT SIDE OF HOUSE
1287 | DONAHEY ST | 43235-6704 | Active | G246113 | WILKINS | 720A | PVB | 0.750 | 101471 | OUTSIDE REAR SE CORNER ON PATIO
1292 | DONAHEY ST | 43235-6703 | Active | G208757 | WILKINS | 720A | PVB | 0.750 | 95051 | RIGHT SIDE OF HOUSE
1300 | DONAHEY ST | 43235-6703 | Active | VAA07450 | WILKINS | 720A | PVB | 0.750 | 3597957 | LEFT FRONT
1303 | DONAHEY ST | 43235-6704 | Active | CB003177 | WILKINS | 720A | PVB | 0.750 | 3600823 | LEFT SIDE OF HOUSE
1332 | DONAHEY ST | 43235-6703 | Active | T417708 | WILKINS | 720A | PVB | 0.750 | 3597955 | RIGHT SIDE OF THE HOUSE
1343 | DONAHEY ST | 43235-6704 | Active | T417525 | WILKINS | 720 | PVB | 0.750 | 3597423 | RIGHT FRONT
4224 | DONALD DR | 43026-7356 | Active | G036452 | WILKINS | 720A | PVB | 0.750 | 63338 | SOUTH SIDE OF HOUSE
4232 | DONALD DR | 43026-7356 | Active | CAB62176 | WILKINS | 470A | PVB | 1.000 | 63358 | LEFT SIDE OF HOUSE
4244 | DONALD DR | 43026-7356 | Active | T417696 | WILKINS | 720A | PVB | 0.750 | 87586 | LEFT FRONT
4380 | DONALD DR | 43026 | Active | T081655 | WILKINS | 720A | PVB | 0.750 | 101863 | RIGHT SIDE
4436 | DONALD DR | 43026-7013 | Replaced | REPA152305 | WILKINS | 720A | PVB | 0.750 | 63999 | REPLACED- LEFT SIDE FRONT
4436 | DONALD DR | 43026-7013 | Active | T386063 | WILKINS | 720A | PVB | 0.750 | 3611499 | LEFT FRONT
9257 | DONATELLO DR | 43016 | Active | CB073905 | WILKINS | 720 | PVB | 0.750 | 3603215 | RIGHT SIDE
9260 | DONATELLO DR | 43016-6111 | Active | 606109 | WATTS | 800QT | PVB | 1.000 | 92775 | LEFT SIDE OF HOUSE
9265 | DONATELLO DR | 43016-6118 | Active | H616845 | FEBCO | 765 | PVB | 0.750 | 99637 | FRONT OF HOUSE
9268 | DONATELLO DR | 43016-6111 | Active | H461676 | FEBCO | 765 | PVB | 0.750 | 92764 | LEFT SIDE OF HOUSE
9276 | DONATELLO DR | 43016-6111 | Active | 262953 | WILKINS | 420 | PVB | 0.750 | 91629 | FRONT OF HOUSE
9281 | DONATELLO DR | 43016-6118 | Active | 484842 | WATTS | 800M4QT | PVB | 0.750 | 95227 | LEFT SIDE
9284 | DONATELLO DR | 43016-6111 | Active | H205842 | FEBCO | 765 | PVB | 0.750 | 91067 | RIGHT SIDE OF HOUSE
9289 | DONATELLO DR | 43016-6118 | Active | HE69768 | FEBCO | 765 | PVB | 0.750 | 97823 | LEFT SIDE CENTER BY DISH
9292 | DONATELLO DR | 43016-6111 | Active | G080980 | WILKINS | 720A | PVB | 0.750 | 95341 | RIGHT SIDE OF HOUSE
9297 | DONATELLO DR | 43016-6118 | Active | A133529 | WILKINS | 720A | PVB | 0.750 | 89361 | LEFT SIDE
9300 | DONATELLO DR | 43016-6112 | Active | H517411 | FEBCO | 765 | PVB | 0.750 | 96156 | FRONT OF HOUSE
9305 | DONATELLO DR | 43016 | Active | G185911 | WILKINS | 720A | PVB | 0.750 | 92050 | LEFT FRONT
9321 | DONATELLO DR | 43016-6117 | Active | G046643 | WILKINS | 720A | PVB | 0.750 | 91641 | LEFT FRONT
9329 | DONATELLO DR | 43016 | Active | Hd29450 | FEBCO | 765 | PVB | 0.750 | 94913 | FAR RIGHT FRONT BY GARAGE
2826 | DONCASTER RD | 43221-3034 | Active | 262894 | WATTS | 800M4QT | PVB | 1.000 | 92818 | FRONT OF HOUSE
2840 | DONCASTER RD | 43221-3034 | Active | 56414 | FEBCO | 765 | PVB | 1.000 | 3407136 | RIGHT/SOUTH SIDE
2841 | DONCASTER RD | 43221-3033 | Active | 066522 | WATTS | 800M4QT | PVB | 1.000 | 95172 | LEFT OF FRONT DOOR
4460 | DONEGAL CLIFFS DR | 43017 | Replaced | REPG210817 | WILKINS | 720A | PVB | 1.000 | 99566 | REPLACED- IN TREES BTWN PARKING LOT AND BSKBALL COURT
4460 | DONEGAL CLIFFS DR | 43017 | Active | T258818 | WILKINS | 720A | PVB | 1.000 | 3609534 | IN TREES BTWN PARKING LOT AND BSKBALL COURT PK & REC DEVICE
4467 | DONEGAL CLIFFS DR | 43017 | Active | T023971 | WILKINS | 720A | PVB | 1.000 | 64106 | RIGHT SIDE
4483 | DONEGAL CLIFFS DR | 43017 | Active | T603737 | WILKINS | 720A | PVB | 1.000 | 64147 | LEFT SIDE OF HOUSE
4515 | DONEGAL CLIFFS DR | 43017 | Active | AH0296 | FEBCO | 765 | PVB | 1.000 | 64273 | RIGHT SIDE
4547 | DONEGAL CLIFFS DR | 43017 | Removed | T204994REM | WILKINS | 720A | PVB | 0.750 | 64327 | RIGHT FRONT
4563 | DONEGAL CLIFFS DR | 43017 | Active | 337093 | WILKINS | 720A | PVB | 0.750 | 99885 | LEFT OF FRONT DOOR
4579 | DONEGAL CLIFFS DR | 43017-9797 | Active | HB00784 | FEBCO | 765 | PVB | 0.750 | 64385 | RIGHT CENTER BY GAS METER & A/C
4611 | DONEGAL CLIFFS DR | 43017 | Active | 996883 | WILKINS | 720A | PVB | 0.750 | 64563 | LEFT SIDE OF HOUSE
4622 | DONEGAL CLIFFS DR | 43017-8658 | Active | AE0589 | FEBCO | 765 | PVB | 0.750 | 64598 | RIGHT SIDE OF HOUSE OUTSIDE
4627 | DONEGAL CLIFFS DR | 43017 | Active | AF1689 | FEBCO | 765 | PVB | 1.000 | 64611 | LEFT HAND SIDE
4643 | DONEGAL CLIFFS DR | 43017 | Active | 56420 | FEBCO | 765 | PVB | 1.000 | 64671 | REAR OF HSE
4671 | DONEGAL CLIFFS DR | 43017 | Active | 672937 | WILKINS | 720A | PVB | 0.750 | 64757 | RIGHT HAND SIDE
4676 | DONEGAL CLIFFS DR | 43017 | Active | 34565 | WATTS | 919AQT | RP | 1.000 | 64768 | BASEMENT MECH ROOM
4676 | DONEGAL CLIFFS DR | 43017 | Removed | 51230REM | FEBCO | 765 | PVB | 1.000 | 3610213 | ***REMOVED***IN TREE GROVE S OF DRIVEWAY
4690 | DONEGAL CLIFFS DR | 43017-8659 | Active | 34441 | WATTS | 009QT | RP | 0.750 | 64816 | BASEMENT BY METER
4721 | DONEGAL CLIFFS DR | 43017 | Active | 239101 | WATTS | 800CMQT | PVB | 0.750 | 91550 | FRONT OF HOUSE
4724 | DONEGAL CLIFFS DR | 43017 | Active | W003124 | WILKINS | 975XL | RP | 1.000 | 64880 | BASEMENT MECH ROOM
4743 | DONEGAL CLIFFS DR | 43017 | Active | T290830 | WILKINS | 720A | PVB | 0.750 | 3407153 | LEFT SIDE
4748 | DONEGAL CLIFFS DR | 43017 | Active | 22407 | WATTS | 919ZQT | RP | 0.750 | 64940 | RIGHT SIDE
4765 | DONEGAL CLIFFS DR | 43017-9188 | Active | 507890 | WILKINS | 720A | PVB | 0.750 | 64981 | FRONT OF HOUSE
4898 | DONEGAL CLIFFS DR | 43017 | Active | T414735 | WILKINS | 720A | PVB | 0.750 | 3407167 | LEFT SIDE
4946 | DONEGAL CLIFFS DR | 43017 | Replaced | REP171552 | WATTS | 800QT | PVB | 1.000 | 65472 | REPLACED- RT SIDE
4946 | DONEGAL CLIFFS DR | 43017 | Active | T188149 | WILKINS | 720A | PVB | 0.750 | 3609792 | RT SIDE
4990 | DONEGAL CLIFFS DR | 43017 | Active | t299986 | WILKINS | 720A | PVB | 0.750 | 65557 | FRONT LEFT BY WINDOW
5034 | DONEGAL CLIFFS DR | 43017-9190 | Active | G216857 | WILKINS | 720A | PVB | 0.750 | 65783 | RIGHT SIDE
5035 | DONEGAL CLIFFS DR | 43017 | Active | 811735 | WILKINS | 720A | PVB | 0.750 | 65786 | SIDE OF HOUSE ON LEFT
5047 | DONEGAL CLIFFS DR | 43017 | Active | H010735 | FEBCO | 765 | PVB | 1.000 | 65812 | RIGHT SIDE REAR OF HOUSE
5077 | DONEGAL CLIFFS DR | 43017 | Active | T295071 | WILKINS | 720A | PVB | 0.750 | 65955 | LEFT OF FRONT DOOR
5080 | DONEGAL CLIFFS DR | 43017 | Active | A135002 | WILKINS | 375XL | RP | 0.750 | 65961 | N SIDE OF STREET BY METER PIT
4300 | DONINGTON RD | 43220-4202 | Active | T060190 | WILKINS | 720 | PVB | 0.750 | 3407333 | Back center
4331 | DONINGTON RD | 43220-4201 | Active | 7857 | FEBCO | 765 | PVB | 1.000 | 63703 | RIGHT SIDE OF HOUSE
4340 | DONINGTON RD | 43220-4202 | Active | EAA3612 | WILKINS | 720A | PVB | 1.000 | 63732 | S/W CORNER OF HOUSE
4343 | DONINGTON RD | 43220-4201 | Active | 593087 | WILKINS | 720A | PVB | 1.000 | 63746 | FRONT OF HOUSE
4355 | DONINGTON RD | 43220-4201 | Active | G106552 | WILKINS | 720A | PVB | 1.000 | 101173 | FRONT OF HOME
6600 | DONN EISELE ST | 43217 | Active | 346102 | WATTS | 909HWM1QT | RP | 1.500 | 103112 | PUMP ROOM
6600 | DONN EISELE ST | 43217 | Active | 180718 | AMES | 3000SS | DCDA | 8.000 | 103113 | PUMP ROOM
6600 | DONN EISELE ST | 43217 | Active | 70167 | AMES | 2000B | DC | 0.750 | 103170 | PUMP ROOM
6600 | DONN EISELE ST | 43217 | LPS - Active |  |  |  | LST |  | 3659491 | FIRE PUMP - PUMP ROOM
2515 | DONNA DR | 43220-4728 | Active | T188139 | WILKINS | 720A | PVB | 0.750 | 3407348 | FRONT OF HOUSE
2549 | DONNA DR | 43220-4782 | Active | T131889 | WILKINS | 720A | PVB | 0.750 | 102701 | FRONT OF HOUSE
2565 | DONNA DR | 43220-4782 | Active | G242370 | WILKINS | 720A | PVB | 0.750 | 98999 | FRONT
2650 | DONNA DR | 43220-4507 | Active | T239834 | WILKINS | 720A | PVB | 0.750 | 58887 | IN THE CENTER OF THE NORTH WALL ON THE OUTSIDE/BACKYARD
2716 | DONNA DR | 43220-4507 | Active | DD8187 | FEBCO | 765 | PVB | 1.000 | 59077 | REAR OF HOUSE NEAR A/C UNIT
2770 | DONNA DR | 43220-4507 | Removed | 677145REM | RAINBIRD | 100P | PVB | 1.000 | 59256 | OUTSIDE RIGHT OF FRONT DOOR
3160 | DONNY COVE PL UNIT WATR | 43204-3609 | NULL |  |  |  | RP | 1.500 | 3547443
3160 | DONNY COVE PL UNIT WATR | 43204-3609 | Active | YJ-0162 | AMES | COLT 400 | RP | 4.000 | 3658347
3160 | DONNY COVE PL UNIT WATR | 43204-3609 | Active | YG-0803 | AMES | COLT 300-GV | DCDA | 8.000 | 3658348 | METER ROOM NEXT TO CLUBHOUSE
3160 | DONNY COVE PL UNIT WATR | 43204-3609 | Active | 78320 | AMES | 2000BM3 | DC | 0.750 | 3658349 | METER ROOM NEXT TO CLUBHOUSE
3160 | DONNY COVE PL UNIT WATR | 43204-3609 | Active |  |  |  | LPC |  | 3658350 | DOMESTIC PUMP - METER ROOM NEXT TO CLUBHOUSE
7209 | DONNYBROOK DR | 43017-2403 | Active | G187063 | WILKINS | 720A | PVB | 0.750 | 91949 | LEFT SIDE
7229 | DONNYBROOK DR | 43017 | Active | H245774 | FEBCO | 765 | PVB | 1.000 | 71661 | LEFT FRONT
7240 | DONNYBROOK DR | 43017 | Active | 601523 | WILKINS | 720A | PVB | 0.750 | 90151 | LEFT SIDE
2975 | DONNYLANE BLVD | 43235-3228 | Due Install |  |  |  | RP | 1.000 | 3407419
1495 | DOONE RD | 43221 | Active | 324171 | WILKINS | 720 | PVB | 0.750 | 3623020 | RIGHT SIDE OF HOUSE
1501 | DOONE RD | 43221-3913 | Active | H030003 | FEBCO | 765 | PVB | 0.750 | 3407486 | RIGHT SIDE OF HOUSE
1511 | DOONE RD | 43221-3913 | Active | CB993328 | WILKINS | 720 | PVB | 0.750 | 3407488 | RIGHT SIDE OF HOUSE
1519 | DOONE RD | 43221-3913 | Active | T473949 | WILKINS | 720A | PVB | 0.750 | 3407490 | LEFT FRONT
1614 | DOONE RD | 43221-3915 | Active | CH2226 | FEBCO | 765 | PVB | 0.750 | 55611 | FRONT OF HOUSE
1643 | DOONE RD | 43221-3939 | Active | T380966 | Wilkins | 720A | PVB | 0.750 | 3407517
1662 | DOONE RD | 43221-3915 | Active | DK6652 | FEBCO | 765 | PVB | 0.750 | 55790 | RIGHT FRONT
1673 | DOONE RD | 43221-3939 | Active | 666018 | WATTS | 800M2QT | PVB | 1.000 | 55805 | WESTSIDE OF HOUSE
1746 | DOONE RD | 43221-3809 | Active | T300093 | WILKINS | 720A | PVB | 0.750 | 3407538 | RIGHT SIDE OF HOUSE
7007 | DORAN DR | 43054-9320 | Active | 247507 | WILKINS | 975 | RP | 0.750 | 71256 | IN BASEMENT AT WATER METER
7010 | DORAN DR | 43054-9702 | Active | 7603 | WATTS | 919AQT | RP | 0.750 | 88765 | IN BASEMENT AT WATER METER
7019 | DORAN DR | 43054 | Active | 30954 | WATTS | 919AQT | RP | 0.750 | 99794 | AT WATER METER
7031 | DORAN DR | 43054-9320 | Active | 247536 | WILKINS | 975 | RP | 0.750 | 71301 | ADJACENT TO WATER METER REAR CORNER OF BASEMENT
950 | DORCHESTER WAY | 43212 | Not Required by DOW | B205057 | WILKINS | 375 | RP | 1.500 | 3632516 | RISER ROOM NW CORNER OF FIRST FLOOR
950 | DORCHESTER WAY | 43212 | Active | 12181C | WILKINS | 375AST | RP | 4.000 | 3632517 | RISER ROOM NW CORNER OF FIRST FLOOR
950 | DORCHESTER WAY | 43212 | Active | 1072330318 | AMES | 5000SS | RP | 6.000 | 3632909 | 1ST FLOOR MECH RM
950 | DORCHESTER WAY | 43212 | Active | 14392 | AMES | 4000B | RP | 0.750 | 3632911 | 1ST FLOOR MECH RM
955 | DORCHESTER WAY | 43212 | Active | 14489 | AMES | 4000B | RP | 0.750 | 3633700 | RISER MECHANICAL ROOM. FIRE SIDE CAR
955 | DORCHESTER WAY | 43212 | Active | 1073380718 | AMES | 5000SS | RPDA | 6.000 | 3633925 | RISER MECHANICAL ROOM.
955 | DORCHESTER WAY | 43212 | Active | SH-1487 | WATTS | 957 | RP | 6.000 | 3635137 | NE MECH/RISER ROOM AT WATER METER
955 | DORCHESTER WAY | 43212 | Not Required by DOW | 78124 | Watts | LF919QT | RP | 0.750 | 3638318 | 4TH FLOOR TRASH ROOM ADJACENT TO ELEVATORS
955 | DORCHESTER WAY | 43212 | Not Required by DOW | 78124 | WILKINS | 375XL | RP | 1.500 | 3638319 | WATER SERVICE ROOM FIRST FLOOR NE CORNER OF BUILDING
859 | DORNOCH CT | 43017 | Inactive | 15881REP | WATTS | 800M2QT | PVB | 0.750 | 90156 | FRONT OF HOUSE RIGHT OF FRONT DOOR
8597 | DORNOCH CT | 43017 | Active | CAB60647 | WILKINS | 720A | PVB | 0.750 | 3650656 | FRONT OF HOUSE RIGHT OF FRONT DOOR
5760 | DORSAL LN | 43081 | Active | B104681 | WATTS | 800M4QT | PVB | 1.000 | 3653928 | LEFT SIDE OF HOUSE
5768 | DORSAL LN | 43081 | Active | B056302 | Watts | 800M4QT | PVB | 1.000 | 3650148 | RIGHT CENTER
5775 | DORSAL LN | 43081 | Active | T567775 | WILKINS | 720A | PVB | 1.000 | 3652575 | RIGHT SIDE OF HOUSE
5776 | DORSAL LN | 43081 | Active | 084469 | WATTS | 800M4FR | PVB | 1.000 | 3652230 | LEFT CENTER
5781 | DORSAL LN | 43081 | Active | B037628 | Watts | 800M4QT | PVB | 1.000 | 3650736 | LEFT SIDE OF HOUSE
5784 | DORSAL LN | 43081 | Active | B094439 | WATTS | 800M4FR | PVB | 1.000 | 3653177 | LEFT SIDE OF HOUSE
5791 | DORSAL LN | 43081 | Active | 086473 | WATTS | 800M4FR | PVB | 1.000 | 3652228 | RIGHT CENTER
5797 | DORSAL LN | 43081 | Active | 7567773 | WILKINS | 720A | PVB | 1.000 | 3653929 | LEFT SIDE OF HOUSE
2151 | DORSET RD | 43221-3103 | Not Required by DOW | 601223 | WATTS | 909QT | RP | 0.750 | 57457 | W WALL OF BOILER ROOM (BEHIND BOILER)
2151 | DORSET RD | 43221-3103 | Active | W177910 | WILKINS | 975XL | RP | 2.000 | 57458 | METER ROOM UNDER STEPS NW CORNER OF CHURCH
2151 | DORSET RD | 43221-3103 | Not Required by DOW | CB258001 | wilkins | 720a | PVB | 1.000 | 88986 | OUTSIDE
2200 | DORSET RD | 43221-3144 | Active | 587272 | WILKINS | 720A | PVB | 0.750 | 57591 | RIGHT SIDE OF HOUSE
2224 | DORSET RD | 43221-3144 | Active | T498270 | WILKINS | 720A | PVB | 0.750 | 3407757
2292 | DORSET RD | 43221-3146 | Active | 341946 | WILKINS | 720A | PVB | 1.000 | 90158 | LEFT FRONT DOOR
2299 | DORSET RD | 43221-3145 | Active | CB547241 | WILKINS | 720A | PVB | 0.750 | 57882 | SE CORNER - REAR OF HOME
2310 | DORSET RD | 43221-3146 | Active | A072789 | WILKINS | 720A | PVB | 0.750 | 92348 | FRONT OF HOUSE (SOUTH)
2366 | DORSET RD | 43221-3146 | Active | AE1711 | FEBCO | 765 | PVB | 1.000 | 58087 | RT FRT
2378 | DORSET RD | 43221-3146 | Active | 86599 | WATTS | LF919 | RP | 0.750 | 3407777
2420 | DORSET RD | 43221-3044 | Active | 9981 | FEBCO | 765 | PVB | 0.750 | 58244 | FRONT OF HOUSE
2475 | DORSET RD | 43221-3043 | Active | 377960 | WILKINS | 420XL | PVB | 0.750 | 58409 | FRONT LEFT
2484 | DORSET RD | 43221-3044 | Active | 049051 | WATTS | 800M4QT | PVB | 1.000 | 3407788 | LEFT SIDE OF HOUSE
2498 | DORSET RD | 43221-3044 | Active | T394938 | WILKINS | 720A | PVB | 0.750 | 3407790 | LEFT FRONT
2505 | DORSET RD | 43221-3043 | Active | VAA5544 | WILKINS | 720A | PVB | 0.750 | 3407791 | LEFT SIDE OF HOME
2524 | DORSET RD | 43221-3044 | Active | T418162 | Wilkins | 720A | PVB | 0.750 | 3407794 | RIGHT SIDE OF HOUSE
2531 | DORSET RD | 43221-3043 | Active | CB585198 | WILKINS | 720 | PVB | 0.750 | 3407795 | LEFT OF FRONT DOOR
2545 | DORSET RD | 43221-3043 | Active | 175540 | WATTS | 800M4FR | PVB | 0.750 | 92402 | LEFT FRONT
2571 | DORSET RD | 43221-3043 | Active | 568209 | WILKINS | 720A | PVB | 1.000 | 90159 | WEST SIDE OF HOUSE
2585 | DORSET RD | 43221-3045 | Active | T418409 | WILKINS | 720A | PVB | 0.750 | 3407798 | LEFT SIDE OF HOME
2585 | DORSET RD | 43221-3045 | Removed | EAD8173REM | WILKINS | 720A | PVB | 0.750 | 3654863 | LEFT SIDE OF HOME
2612 | DORSET RD | 43221-3046 | Active | CAA61033 | WILKINS | 720A | PVB | 0.750 | 96137 | RIGHT SIDE OF HOUSE
2628 | DORSET RD | 43221-3046 | Active | A135441 | WILKINS | 720A | PVB | 0.750 | 91720 | RIGHT SIDE
2640 | DORSET RD | 43221-3046 | Active | cb602808 | WILKINS | 720A | PVB | 0.750 | 95041 | RIGHT FRONT OF DOOR
2654 | DORSET RD | 43221-3046 | Active | G241532 | WILKINS | 720A | PVB | 0.750 | 58901 | BACK OF HOUSE
1833 | DORSETSHIRE RD | 43229-2140 | Active | 291696 | WATTS | 800M4QT | PVB | 0.750 | 95448 | LEFT SIDE
5254 | DORY LN | 43235-4009 | Active | G281099 | WILKINS | 720A | PVB | 1.000 | 101003 | FRONT OF HOUSE
6480 | DOUBLETREE AVE | 43229-1111 | Active | 731628 | WILKINS | 975XL | RP | 1.500 | 98386 | CENTER OFFICE IN CLOSET
6500 | DOUBLETREE AVE | 43229-1111 | Active | 014208 | WATTS | 800M4QT | PVB | 1.250 | 70108 | BOILER ROOM
6500 | DOUBLETREE AVE | 43229-1111 | Removed | 3636REM | WATTS | 800M4QT | PVB | 1.250 | 70109 | ENGINEERING DEPT.
6500 | DOUBLETREE AVE | 43229-1111 | Active | 4523 | WATTS | 800M4FR | PVB | 1.500 | 70110 | IN FLOWER STORE ROOM OFF KITCHEN HALLWAY
6500 | DOUBLETREE AVE | 43229-1111 | Due Install |  |  |  | RP | 10.000 | 3633684
6500 | DOUBLETREE AVE | 43229-1111 | Active | 014213 | WATTS | 800M2QT | PVB | 1.500 | 3659085 | ENGINEERING DEPT.
6525 | DOUBLETREE AVE | 43229- | Active | 15040C | WILKINS | 375AST | RP | 3.000 | 3407974 | MAIN UTILITY ROOM ON RIGHT SIDE
6525 | DOUBLETREE AVE | 43229- | Active | 194099 | AMES | 3000SS | DCDA | 6.000 | 3638324 | S/W CORNER OF BLDG
6525 | DOUBLETREE AVE | 43229- | Active | 28325 | WATTS | 007M1-QT | DC | 0.750 | 3638325 | S/W CORNER OF BLDG
6525 | DOUBLETREE AVE | 43229- | Not Required by DOW | B270511 | WILKINS | 375XL | RP | 1.500 | 3638432 | ROOM 177 OVER BOILER
6525 | DOUBLETREE AVE | 43229- | Not Required by DOW | B261512 | WILKINS | 375XL | RP | 1.250 | 3638610 | HUMIDIFIER IN ROOM 162A
6525 | DOUBLETREE AVE | 43229- | Not Required by DOW | B270513 | WILKINS | 375XL | RP | 1.500 | 3638611 | HUMIDIFIER IN ROOM 151
6525 | DOUBLETREE AVE | 43229- | Not Required by DOW | B249648 | WILKINS | 375XL | RP | 1.500 | 3638612 | HUMIDIFIER IN ROOM 151
6525 | DOUBLETREE AVE | 43229- | Not Required by DOW | B239831 | WILKINS | 375XL | RP | 1.500 | 3638613 | HUMIDIFIER IN ROOM 162A
6525 | DOUBLETREE AVE | 43229- | Not Required by DOW | B268770 | WILKINS | 375XL | RP | 1.500 | 3638614 | DI SYSTEM IN ROOM 151
6633 | DOUBLETREE AVE | 43229-1112 | Active | 4973872 | WILKINS | 975 | RP | 1.500 | 3407975
6633 | DOUBLETREE AVE | 43229-1112 | Active | 30370B | WILKINS | 350XL | DCDA | 8.000 | 3636584 | FIRE RISER ROOM
6633 | DOUBLETREE AVE | 43229-1112 | Active | HC62315 | WILKINS | 950XL | DC | 0.750 | 3654093
55 | DOUGLASS ST | 43205- | Removed | REM309312 | WATTS | 909QT | RP | 0.750 | 67011 | BOILER ROOM - Douglas E.S.
55 | DOUGLASS ST | 43205- | Removed | 357721REM | WATTS | 909QT | RP | 0.750 | 67012 | COOLING ROOM ON ROOF - Douglas E.S. REMOVED
71 | DOULTON CT | 43228-3033 | Active | ala50789 | WILKINS | 975XL3 | RP | 0.750 | 71576 | BOILER ROOM
719 | DOULTON CT | 43228-3033 | Due Install |  |  |  | RP |  | 3652079 | BOILER ROOM
720 | DOULTON CT | 43228-3073 | Active | PJ919 | CONBRACO | 4020402 | RP | 0.750 | 71600 | BOILER ROOM
720 | DOULTON CT | 43228-3073 | Due Install |  |  |  | RP | 1.000 | 3652080 | BOILER ROOM
735 | DOULTON CT | 43228-3074 | Active | 4694634 | WILKINS | 975XL2 | RP | 0.750 | 71839 | BOILER ROOM
735 | DOULTON CT | 43228-3074 | Due Install |  |  |  | RP | 1.000 | 3652081 | BOILER ROOM
736 | DOULTON CT | 43228-3075 | Active | ala50502 | WILKINS | 975XL3 | RP | 0.750 | 71852 | BOILER ROOM
736 | DOULTON CT | 43228-3075 | Due Install |  |  |  | RP | 1.000 | 3652082 | BOILER ROOM
755 | DOULTON CT | 43228-3076 | Active | PJ918 | CONBRACO | 4020402 | RP | 0.750 | 72211 | BOILER ROOM
755 | DOULTON CT | 43228-3076 | Due Install |  |  |  | RP | 1.000 | 3652083 | BOILER ROOM
756 | DOULTON CT | 43228-4225 | Active | DN045 | CONBRACO | 4020402 | RP | 0.750 | 72236 | BOILER ROOM
756 | DOULTON CT | 43228-4225 | Due Install |  |  |  | RP | 1.000 | 3652084 | BOILER ROOM
451 | DOVER COMMONS CT | 43054-9058 | Active | T452238 | WILKINS | 720A | PVB | 1.000 | 64269 | LEFT SIDE
4520 | DOVER COMMONS CT | 43054 | Removed | T070831REM | WILKINS | 720A | PVB | 1.000 | 88367 | RIGHT SIDE OF HOUSE
4536 | DOVER COMMONS CT | 43054 | Active | T083098 | WILKINS | 720A | PVB | 0.750 | 88301 | LEFT SIDE OF HOUSE
5803 | DOVER CT | 43085-3808 | Active | T041438 | WILKINS | 720A | PVB | 0.750 | 3408002 | Right Side of House
2423 | DOVER RD | 43209-2905 | Active | EA13056 | WILKINS | 720 | PVB | 0.750 | 3408010 | RIGHT SIDE
2480 | DOVER RD | 43209-2923 | Active | H932511 | FEBCO | 765 | PVB | 0.750 | 92810 | LEFT SIDE
2500 | DOVER RD | 43209-2923 | Active | EAK6642 | WILKINS | 720A | PVB | 0.750 | 3408019 | BACK LEFT
2744 | DOVER RD | 43209-3020 | Not Required by DOW |  |  |  | RP | 1.500 | 3408042
6405 | DRASCO DR | 43081 | Active | T417730 | WILKINS | 720A | PVB | 0.750 | 3650984
6441 | DRASCO DR | 43081 | Active | T480314 | WILKINS | 720A | PVB | 0.750 | 3651476 | LEFT SIDE
6495 | DRASCO DR | 43081 | Active | T385862 | WILKINS | 720A | PVB | 0.750 | 3650275 | RIGHT SIDE OF HOUSE
3612 | DRAYTON HALL N | 43054-8514 | Active | AD2031 | FEBCO | 765 | PVB | 0.750 | 61279 | RIGHT SIDE OF HOUSE
3624 | DRAYTON HALL N | 43054-8514 | Active | CB443623 | WILKINS | 720A | PVB | 0.750 | 61309 | RIGHT SIDE OF HOUSE
3636 | DRAYTON HALL N | 43054-8514 | Active | T304936 | WILKINS | 720A | PVB | 0.750 | 61334 | LEFT FRONT
3641 | DRAYTON HALL N | 43054-8515 | Active | H277702 | FEBCO | 765 | PVB | 0.750 | 61357 | FRONT OF HOUSE
3648 | DRAYTON HALL N | 43054-8514 | Active | F022878 | WILKINS | 720 | PVB | 0.750 | 61362 | RIGHT SIDE OF HOUSE
3651 | DRAYTON HALL N | 43054-8515 | Active | 589862 | WILKINS | 720A | PVB | 0.750 | 61380 | LEFT FRONT
3547 | DRAYTON HALL S | 43054-8669 | Active | H026140 | FEBCO | 765 | PVB | 0.750 | 102709 | LEFT SIDE OF HOUSE
3552 | DRAYTON HALL S | 43054-8860 | Active | 244014 | WATTS | 800M4QT | PVB | 0.750 | 86997 | left side of house
3559 | DRAYTON HALL S | 43054-8669 | Active | DJ994 | FEBCO | 765 | PVB | 0.750 | 61066 | FRONT OF HOUSE
3570 | DRAYTON HALL S | 43054-8860 | Active | 874892 | WILKINS | 720A | PVB | 0.750 | 61115 | SIDE OF HOUSE
3571 | DRAYTON HALL S | 43054-8669 | Active | 53166 | WILKINS | 720A | PVB | 0.750 | 61127 | RIGHT FRONT CORNER
3584 | DRAYTON HALL S | 43054-8860 | Active | T361224 | WILKINS | 720A | PVB | 0.750 | 61157 | FRONT LEFT OF HOME
3598 | DRAYTON HALL S | 43054-8860 | Active | 587212 | WILKINS | 720A | PVB | 0.750 | 61197 | OUTSIDE
3599 | DRAYTON HALL S | 43054-8669 | Active | T472542 | WILKINS | 720A | PVB | 0.750 | 61201 | SOUTH
3911 | DRESDEN ST | 43224-2212 | Due Install |  |  |  | RP | 3.000 | 3408541 | BASEMENT
1757 | DREW AVE | 43235-7402 | Active | T386612 | Wilkins | 720A | PVB | 0.750 | 3408554 | Right Front
1776 | DREW AVE | 43235-7413 | Active | 633052 | WATTS | 909QT | RP | 1.000 | 100676 | Pump / Boiler room - behind boilers
1776 | DREW AVE | 43235-7413 | Due Install |  |  |  | RP | 6.000 | 3639534 | IN HOT BOX AT PIT
4851 | DRIFFIELD CT | 43221-5802 | Active | H608602 | FEBCO | 765 | PVB | 0.750 | 3408621
3894 | DRISCOLL CT | 43016-4129 | Active | T231651 | WILKINS | 720A | PVB | 0.750 | 97044 | RIGHT SIDE OF HOUSE
1200 | DRUMBARTON CT | 43235-5121 | Active | F44257 | FEBCO | 765 | PVB | 1.000 | 54263 | LEFT FRONT
1203 | DRUMBARTON CT | 43235-5121 | Active | T361393 | WILKINS | 720A | PVB | 0.750 | 3408774 | LEFT FRONT
1212 | DRUMBARTON CT | 43235-5121 | Active | H580673 | FEBCO | 765 | PVB | 0.750 | 90167 | LEFT SIDE
1215 | DRUMBARTON CT | 43235-5121 | Active | H338434 | FEBCO | 765 | PVB | 0.750 | 88568 | LEFT SIDE
1227 | DRUMBARTON CT | 43235-5121 | Active | T146690 | WILKINS | 720A | PVB | 0.750 | 103501 | EAST SIDE OF HOUSE
1239 | DRUMBARTON CT | 43235-5121 | Active | 77254 | WATTS | 800M2QT | PVB | 1.000 | 3408777 | LEFT SIDE OF HOUSE
1248 | DRUMBARTON CT | 43235-5121 | Active | CAA25726 | WILKINS | 720A | PVB | 1.000 | 54403 | RIGHT SIDE OF HOUSE -OUTSIDE
696 | DRUMMOND CT | 43214-3475 | Active | H068842 | FEBCO | 765 | DC | 0.750 | 71030 | FRONT OF HOUSE
665 | DRURY RD | 43016-7054 | Active | H245175 | FEBCO | 765 | PVB | 0.750 | 70442 | LEFT SIDE OF HOUSE
6679 | DRURY RD | 43016-7054 | Active | T363411 | WILKINS | 720A | PVB | 0.750 | 70477 | LEFT FRONT BY GAS METER
1944 | DRY WASH RD | 43026-6020 | Active | EAF4517 | WILKINS | 720 | PVB | 0.750 | 3589905 | S SIDE
6505 | DUBLIN CENTER DR | 43017-5016 | Removed | 045982REM | WATTS | LF007M1QT | DC | 2.000 | 70138 | NE MECH ROOM
6505 | DUBLIN CENTER DR | 43017-5016 | Removed | 93790REM | WATTS | 009QT | RP | 1.500 | 70139 | ***REMOVED*** EAST SIDE OF BUILDING
6505 | DUBLIN CENTER DR | 43017-5016 | Active | 216000 | WATTS | LF909M2QT | RP | 2.000 | 3653729 | NE MECH ROOM
6555 | DUBLIN CENTER DR | 43017-5016 | Not Required by DOW | 135713 | WATTS | 009M2QT | RP | 2.000 | 70238 | JANITOR CLOSET BY EMPLOYEE BREAK ROOM TOP DEVICE
6555 | DUBLIN CENTER DR | 43017-5016 | Active | 102640 | AMES | 2000SS | DC | 8.000 | 70239 | NW RISER ROOM THRU GARDEN AREA OUTSIDE DOOR
6555 | DUBLIN CENTER DR | 43017-5016 | Active | 108780 | WATTS | 009QT | RP | 2.000 | 70240 | JANITOR/WATER RISER CLOSET AT WATER RISER BOTTM DEVIICE behind door
6555 | DUBLIN CENTER DR | 43017-5016 | Removed | 3913201REM | WILKINS | 975XL | RP | 2.000 | 70241 | ***REMOVED*** SE CORNER OF GREEN AREA OF PARKING LOT ABOVE METER PIT
6555 | DUBLIN CENTER DR | 43017-5016 | LPS - Active |  |  |  | LST |  | 3636511 | FIRE PUMP NW RISER ROOM THRU GARDEN AREA OUTSIDE DOOR
6555 | DUBLIN CENTER DR | 43017-5016 | Active | ZC-0467 | AMES | 300-GV | DCDA | 8.000 | 3636512 | IN PIT EAST PIT AT NW BLDG.... RIGHT REAR PROPERTY IN GRASS
6555 | DUBLIN CENTER DR | 43017-5016 | Active | 80592 | AMES | 2000 | DC | 0.750 | 3659084 | IN PIT EAST PIT AT NW BLDG.... RIGHT REAR PROPERTY IN GRASS
6601 | DUBLIN CENTER DR | 43017- | Active | 14090 | WATTS | 919QT | RP | 1.500 | 101410 | BASEMENT MECHANICAL ROOM @ 6601 DUBLIN CENTER DR
6601 | DUBLIN CENTER DR | 43017- | In Review |  |  |  | RP |  | 3636464
6601 | DUBLIN CENTER DR | 43017- | LPS - In Review |  |  |  | LPC |  | 3636465
6619 | DUBLIN CENTER DR | 43017- | Active | 26877 | WATTS | LF919QT | RP | 1.500 | 3624417 | DOOR # 6619 RISER ROOM #1 (REAR) AT WATER METER
6619 | DUBLIN CENTER DR | 43017- | Active | VC-1527 | AMES | COLT 300GV | DCDA | 6.000 | 3624418 | DOOR # 6619 RISER ROOM #1 (REAR)
6619 | DUBLIN CENTER DR | 43017- | Active | 64900 | AMES | 2000BM3 | DC | 0.750 | 3649866 | DOOR # 6619 RISER ROOM #1 (REAR)
6651 | DUBLIN CENTER DR | 43017- | Active | 805668 | WATTS | 909 | RP | 2.000 | 3611827 | RISER ROOM #3 NORTH RISER ROOM
6651 | DUBLIN CENTER DR | 43017- | Due Install |  |  |  | RP | 3.000 | 3635515 | DOOR # 6763 RISER ROOM #3 AT WATER METER NORTH RISER ROOM
6651 | DUBLIN CENTER DR | 43017- | Due Install |  |  |  | DCDA | 6.000 | 3651248 | DOOR ADDR #6369 RISER ROOM #3 NORTH RISER ROOM
6669 | DUBLIN CENTER DR | 43017 | Removed | 216121REM | WATTS | 909M1QT | RP | 2.000 | 70462 | ***REMOVED*** MTR RM OFF KITCHN SE OLD APPLEBYS OUT BLDG RESTRAURANT
6669 | DUBLIN CENTER DR | 43017 | Not Required by DOW | ABS5768 | WILKINS | 975XL2 | RP | 1.000 | 3646336 | POWER WASHER IN WASH BAY
6669 | DUBLIN CENTER DR | 43017 | Active | 28698 | WATTS | LF919QT | RP | 1.500 | 3646337 | SE WASH BAY BY ROLL-UP DOOR AT WATER METER
6691 | DUBLIN CENTER DR | 43017 | Active | 147650 | WATTS | 909 | RP | 3.000 | 70492 | DOOR ADDR IS 6651 RISER ROOM #2 AT WATER METER (# PLATE ON TESTR TAG)
6691 | DUBLIN CENTER DR | 43017 | Active | TA-1557 | AMES | COLT500GV | RPDA | 6.000 | 3635516 | DOOR ADDR IS 6651 RISER ROOM #2 (WATER ADDR 6691) MIDDLE RISER ROOM
6691 | DUBLIN CENTER DR | 43017 | Active | 78647 | WATTS | LF919QT | RP | 0.750 | 3638086 | ADDR ON DOOR 6651 RISER ROOM #2
6825 | DUBLIN CENTER DR | 43017-5078 | Active | 115603 | WATTS | 009M2QT | RP | 2.000 | 70767 | MECH ROOM SE CORNER OF WAREHOUSE
6825 | DUBLIN CENTER DR | 43017-5078 | Active | 01838 | AMES | 2000B | DC | 0.750 | 70768 | MECH ROOM SE CORNER OF WAREHOUSE
6825 | DUBLIN CENTER DR | 43017-5078 | Active | 3KN0302 | AMES | 3000SS | DCDA | 8.000 | 70769 | MECH ROOM SE CORNER OF WAREHOUSE--SERIAL #3KN0302
6825 | DUBLIN CENTER DR | 43017-5078 | LPS - Active |  |  |  | LPC |  | 3636908 | FIRE PUMP
6360 | DUBLIN INDUSTRIAL LN | 43016-1277 | Active | 3814189 | WILKINS | 975XL2 | RP | 1.500 | 69780 | AT WATER METER FIRST OFFICE ON LEFT (6362 DOOR) IN WALL TRAP DOOR
6400 | DUBLIN PARK DR | 43016-8490 | Active | 1267020503 | AMES | 3000SS | DCDA | 4.000 | 69869 | IN LEFT CORNER OF BUILDING
6400 | DUBLIN PARK DR | 43016-8490 | Active | 192890 | WATTS | 009QT | RP | 1.000 | 69870 | IN LEFT CORNER OF BLDG AT WATER METER FIELD SPORTS BLDG
6400 | DUBLIN PARK DR | 43016-8490 | Active | 29841 | AMES | 2000B | DC | 0.750 | 69871 | IN LEFT CORNER OF BUILDING
6490 | DUBLIN PARK DR | 43016-8490 | Active | 126962 | WATTS | 709 | DC | 3.000 | 70032 | SOUTHWEST CORNER - AT DC FIRE METER
6490 | DUBLIN PARK DR | 43016-8490 | Active | 179690 | WATTS | 009QT | RP | 1.000 | 3625135 | SOUTHWEST CORNER - AT WATER METER
6500 | DUBLIN PARK DR | 43016-8492 | Active | 231781 | WATTS | LF009M2QT | RP | 1.000 | 3409233 | MID S WALL WAREHOUSE/RISER AREA AT WATER METER
6500 | DUBLIN PARK DR | 43016-8492 | Active | WA-1520 | AMES | COLT 300BF | DCDA | 3.000 | 3651007 | MID S WALL IN WAREHOUSE/RISER AREA
6500 | DUBLIN PARK DR | 43016-8492 | Active | 68325 | AMES | 2000BM3 | DC | 0.750 | 3652604 | MID S WALL
7001 | DUBLIN PARK DR | 43016-8340 | Not Required by DOW | 422543 | WATTS | LF009M3QT | RP | 0.750 | 71240 | BOILER ROOM AT 14 FEET ELEVATION
7001 | DUBLIN PARK DR | 43016-8340 | Active | 25223 | WATTS | 009QT | RP | 2.000 | 71241 | NE MECH/RISER ROOM AT WATER METER
7001 | DUBLIN PARK DR | 43016-8340 | Active | UH-2644 | AMES | COLT 300GV | DCDA | 4.000 | 3638461 | NE MECH/RISER ROOM
7001 | DUBLIN PARK DR | 43016-8340 | Active | 62209 | AMES | 2000BM3 | DC | 0.750 | 3649007 | NE MECH/RISER ROOM
7679 | DUBLIN PLAIN CITY RD | 43016 | Active | TJ-0186 | WATTS | 957 | RP | 3.000 | 3640800 | INSIDE SW MECH/RISER ROOM AT WATER METER
7679 | DUBLIN PLAIN CITY RD | 43016 | Active | TH-0377 | AMES | COLT 500-GV | RPDA | 6.000 | 3640824 | IN HOT BOX N OF NW CORNER BLDG AT ENTRANCE
7679 | DUBLIN PLAIN CITY RD | 43016 | Active | 81832 | WATTS | LF919QT | RP | 0.750 | 3640828 | IN HOT BOX N OF NW CORNER BLDG AT ENTRANCE
808 | DUBLIN RD | 43215 | Active | 395397 | WATTS | 009M3QT | RP | 0.750 | 3608004 | 808 DUBLIN ROAD-1ST FLOOR
940 | DUBLIN RD | 43204 | Removed | REM104091 | AMES | 5000 | RPDA | 4.000 | 96843 | ***REMOVED***940 DUBLIN RD, MECH ROOM OF CHEMICAL STORAGE BLDG G
940 | DUBLIN RD | 43204 | Active | 166908 | AMES | 2000SS | DC | 10.000 | 99487 | 920 BLDG AT FIRE RISERS
940 | DUBLIN RD | 43204 | Active | 649953 | WATTS | 800M4FR | PVB | 1.000 | 100539 | 940 DUBLIN RD HYPO Building NW Wall
940 | DUBLIN RD | 43204 | Active | L34432 | WILKINS | 375A | RP | 2.500 | 100540 | 940 DUBLIN RD, HYPO Building HVAC Room
940 | DUBLIN RD | 43204 | Active | H13574 | FEBCO | 860 | RP | 1.000 | 100541 | 940 DUBLIN RD, SODIUM HYPO FEED, N WALL TOP
940 | DUBLIN RD | 43204 | Active | H23591 | FEBCO | 860 | RP | 1.000 | 100542 | HYPO Building SE Wall Top
940 | DUBLIN RD | 43204 | Active | H23433 | FEBCO | 860 | RP | 1.000 | 100543 | 940 DUBLIN RD HYPO Bldg S.E. Wall Bottom
940 | DUBLIN RD | 43204 | Active | H12786 | FEBCO | 860 | RP | 2.000 | 100544 | 940 DUBLIN RD, HYPO BLDG N WALL BOTTOM
940 | DUBLIN RD | 43204 | Active | 612821 | WATTS | 909QT | RP | 1.000 | 100545 | 940 DUBLIN RD N. Sludge Bldg Basement
940 | DUBLIN RD | 43204 | Not Required by DOW | 169991 | WATTS | 009M3QT | RP | 0.750 | 100546 | 940 DUBLIN RD, UTILITY TUNNEL EAST END
940 | DUBLIN RD | 43204 | Removed | REM308849 | WATTS | 009M3QT | RP | 0.750 | 100547 | ***REMOVED***940 DUBLIN RD
940 | DUBLIN RD | 43204 | Active | 11786 | WATTS | 919QT | RP | 2.000 | 100548 | 920 Building NE Corner
940 | DUBLIN RD | 43204 | Active | A13581 | WATTS | 009M2-FP | RP | 2.000 | 100549 | Bldg South Side Of Dublin Rd.
940 | DUBLIN RD | 43204 | Removed | 103466REM | WATTS | 909PCM1QT | RP | 1.500 | 100550 | ***REMOVED***940 DUBLIN RD
940 | DUBLIN RD | 43204 | Removed | REMA04252 | WATTS | 009M3QT | RP | 0.750 | 100551 | ***REMOVED***940 DUBLIN RD, BASEMENT CHEMICAL BUILDING
940 | DUBLIN RD | 43204 | Not Required by DOW | A00245 | WATTS | 009M2QT | RP | 1.000 | 100552 | 940 DUBLIN RD
940 | DUBLIN RD | 43204 | Active | 242516 | WATTS | 009M3QT | RP | 0.750 | 100553 | 940 DUBLIN RD, zinc orthophosphate room
940 | DUBLIN RD | 43204 | Active | B25449 | WATTS | 009M3QT | RP | 0.750 | 100554 | 940 DUBLIN RD, LOW SERV PUMP BY AIR COMP
940 | DUBLIN RD | 43204 | Removed | REM21062 | CLA-VAL | RP4 | RP | 4.000 | 102305 | ***REMOVED***940 DUBLIN RD, MAIN BLDG BOILER RM
940 | DUBLIN RD | 43204 | Active | 120140 | WATTS | 009M2PCQT | RP | 0.750 | 102306 | 940 DUBLIN RD, TUNNEL MIDDLE
940 | DUBLIN RD | 43204 | Active | 646994 | WATTS | 800M2QT | PVB | 1.000 | 102307 | 940 DUBLIN RD, HYPO BLDG
940 | DUBLIN RD | 43204 | Active | 218702 | WATTS | 009M2PCQT | RP | 0.750 | 102308 | 940 DUBLIN RD, CHEM BLDG NORTH WALL
940 | DUBLIN RD | 43204 | Removed | REM124242 | WATTS | 009M1PCQT | RP | 1.500 | 102309 | ***REMOVED***940 DUBLIN RD, PUMP HOUSE
940 | DUBLIN RD | 43204 | Not Required by DOW | 2536315 | WILKINS | 975 | RP | 1.000 | 102310 | 940 DUBLIN HYPO Building HVAC Room
940 | DUBLIN RD | 43204 | Active | 634765 | WATTS | 800M2QT | PVB | 1.000 | 102311 | 940 DUBLIN RD HYPO Building
940 | DUBLIN RD | 43204 | Active | 651156 | WATTS | 800M2QT | PVB | 1.000 | 102312 | 940 DUBLIN RD, HYPO BLDG, S WALL HYDRO ROOM
940 | DUBLIN RD | 43204 | Duplicate | DUP13574 | FEBCO | 860 | RP | 2.000 | 102348 | ***REMOVED***940 DUBLIN RD, HYPO BLD
940 | DUBLIN RD | 43204 | Removed | REM12786 | FEBCO | 860 | RP | 2.000 | 102349 | ***REMOVED***940 DUBLIN RD, SODIUM HYPO, N WALL
940 | DUBLIN RD | 43204 | Active | 19697 | WATTS | 009M3QT | RP | 0.750 | 3607899 | 940 DUBLIN RD, PERMANGANATE FEED ROOM
940 | DUBLIN RD | 43204 | Active | 32173 | WATTS | 009 | RP | 0.500 | 3607900 | 940 DUBLIN RD, TUNNEL WEST END
940 | DUBLIN RD | 43204 | Active | 193680 | WATTS | 909 | RP | 3.000 | 3607901 | 940 DUBLIN RD, UTILITY TUNNEL N. WALL WEST END
940 | DUBLIN RD | 43204 | Active | 17281 | WATTS | LF909 | RP | 4.000 | 3613439 | 940 DUBLIN RD, Ozone Building
940 | DUBLIN RD | 43204 | Active | 002364 | WATTS | LF909 | RP | 3.000 | 3613440 | 940 DUBLIN RD Ozone Building
940 | DUBLIN RD | 43204 | Active | 009577 | WATTS | LF909QT | RP | 0.750 | 3613441 | 940 DUBLIN RD, PFS Room East Wall
940 | DUBLIN RD | 43204 | Active | 007930 | WATTS | 909QT | RP | 2.000 | 3619996 | 940-CHEMICAL BLDG. BASEMENT/CO2 FEED S.E. WALL ABOVE RAMP
940 | DUBLIN RD | 43204 | Active | 233220 | WATTS | 009QT | RP | 2.000 | 3619997 | 940-CHEMICAL BLDG. BASEMENT/POLYMER FEED EAST CENTER OF ROOM
940 | DUBLIN RD | 43204 | Active | 54872 | APOLLO | LF4A | RP | 6.000 | 3619998 | 940-BOILER ROOM BASEMENT EAST WALL
940 | DUBLIN RD | 43204 | Active | 08427 | WATTS | 909 | RPDA | 4.000 | 3619999 | 940-HYPO BLDG HVAC ROOM SPRINKLER SYSTEM WEST WALL
940 | DUBLIN RD | 43204 | Active | 657166 | WATTS | 909 | RP | 0.750 | 3620000 | 940-HYPO BLDG. HVAC ROOM IN FRONT OF 4 INCH
940 | DUBLIN RD | 43204 | Active | 000210 | WATTS | LF709 | DC | 6.000 | 3620001 | 940- NORTH SLUDGE BLDG-WASH PUMP FEED
940 | DUBLIN RD | 43204 | Active | 74665 | AMES | 2000B | DC | 0.750 | 3620002 | 940-OZONE CHEMICAL RM S.E. WALL W. END
940 | DUBLIN RD | 43204 | Active | 1861230616 | AMES | 3000SS | DC | 3.000 | 3620003 | 940-OZONE SPRINKLERS S. WALL
940 | DUBLIN RD | 43204 | Active | 16372 | WATTS | LF909 | RP | 4.000 | 3620004 | 940-SPS 1ST FLOOR E. WALL
940 | DUBLIN RD | 43204 | Active | 003871 | WATTS | LF909 | RP | 2.000 | 3620005 | 940-SPS 1ST FLOOR E. WALL
940 | DUBLIN RD | 43204 | NULL | [5 empty] | 3623236
940 | DUBLIN RD | 43204 | Active | 003121 | WATTS | LF909M1 | RP | 8.000 | 3626234 | TORNADO AREA - TOP
940 | DUBLIN RD | 43204 | Active | 003027 | WATTS | LF909M1 | RP | 8.000 | 3626425 | TORNADO ROOM
940 | DUBLIN RD | 43204 | Active | 804539 | APOLLO | RP14A | RP | 1.500 | 3635866 | 940 DUBLIN RD - ZINC FEED PUMPS
940 | DUBLIN RD | 43204 | Active | N1601150623 | FEBCO | LF860 | RP | 8.000 | 3635867 | 940 DUBLIN RD - VESSEL ROOM W
940 | DUBLIN RD | 43204 | Active | 60699 | APOLLO | RPLF4A | RP | 3.000 | 3635868 | 940 DUBLIN RD - BRINE ROOM
940 | DUBLIN RD | 43204 | Active | 60642 | APOLLO | RPLF4A | RP | 3.000 | 3635869 | 940 DUBLIN RD - BRINE ROOM
940 | DUBLIN RD | 43204 | Active | 808241 | APOLLO/CONBRACO | RPLF4A | RP | 1.000 | 3635870 | 940 DUBLIN RD - BLDG
940 | DUBLIN RD | 43204 | Active | 840705 | APOLLO | RPLF4A | RP | 1.500 | 3635872 | 940 DUBLIN RD - POLYMER FEED COAG AID
940 | DUBLIN RD | 43204 | Active | 786470 | APOLLO | RPLF4A | RP | 1.500 | 3635873 | 940 DUBLIN RD - POLYMER FEED FILTER AID
940 | DUBLIN RD | 43204 | Active | 02359 | WATTS | 909M1 | RP | 1.250 | 3635874 | 940 DUBLIN RD - N SLUDGE BASEMENT
940 | DUBLIN RD | 43204 | Active | 1301960716 | AMES | 4000SS | RP | 3.000 | 3638847 | ION BUILDING
970 | DUBLIN RD | 43215-1169 | Active | 184291 | WILKINS | 975 | RP | 2.000 | 74855 | BOILER ROOM AT METER
970 | DUBLIN RD | 43215-1169 | Active | 299863 | WATTS | 909M1QT | RP | 1.500 | 74856 | NE CORNER OF TRUCK WASH
970 | DUBLIN RD | 43215-1169 | Active | 9430 | WATTS | 009QT | RP | 1.250 | 74857 | METER ROOM OF ADMINISTRATION BUILDINGS
970 | DUBLIN RD | 43215-1169 | Active | 18720 | WATTS | 009M2QT | RP | 1.500 | 91018 | TRAFFIC BLDG
974 | Dublin Rd | 43215 | Not Required by DOW | 40686 | WATTS | 919QT | RP | 2.000 | 3409093 | MAINTENACE ROOM LEFT SIDE OF BUILDING
974 | Dublin Rd | 43215 | Active | TF-0205 | WATTS | 957 | RPDA | 8.000 | 3648237 | METER HOUSE NORTH OF DUBLIN RD - FIRE SERVICE
974 | Dublin Rd | 43215 | Active | 79022 | WATTS | 919-QT | RP | 0.750 | 3648238 | METER HOUSE NORTH OF DUBLIN RD - FIRE SERVICE BYPASS
974 | Dublin Rd | 43215 | Not Required by DOW | 28124 | WATTS | LF919AQT | RP | 1.500 | 3652748
102 | DUBLIN RD | 43215- | Active | 44770 | WATTS | 919AQT | RP | 1.000 | 3409097 | AT METER/CLOSET THRU MENS RM -BLDG SW DUBLIN/WATERMAN
1029 | DUBLIN RD | 43215-1199 | Due Install |  |  |  | RP | 0.750 | 3409098
1034 | DUBLIN RD | 43215-1116 | Active | abu4243 | WILKINS | 975XL2 | RP | 0.750 | 53682 | SE AT WATER METER
1090 | DUBLIN RD | 43215-1006 | Active | W001684 | WILKINS | 975 | RP | 1.000 | 53838 | NEAAR WATER METER IN BACK OF BUIDING
1093 | DUBLIN RD | 43215- | Active | 4282613 | WILKINS | 975 | RP | 1.500 | 3619811 | AT METER
1100 | DUBLIN RD | 43215-1006 | Removed | 1111111100REM | HYDRO-GAP | XX | AG | 10.000 | 53863 | ***removed*** ABOVE 3 COMPARTMENT SINK
1100 | DUBLIN RD | 43215-1006 | Active | 4497656 | WILKINS | 975XL | RP | 1.000 | 3630132 | EAST BACK WALL AT WATER METER
1100 | DUBLIN RD | 43215-1006 | Not Required by DOW | 4567744 | WILKINS | 975XL2 | RP | 1.000 | 3630133 | ABOVE WATER METER
1103 | DUBLIN RD | 43215-1005 | Active | 3456930 | WILKINS | 975XL | RP | 0.750 | 53892 | IN RESTROOM @ METER
1107 | DUBLIN RD | 43215-1005 | Active | B256150 | WILKINS | 375 | RP | 0.750 | 3409112 | UNDER SINK NEXT TO METER
1114 | DUBLIN RD | 43215-1039 | Not Required by DOW | 73002 | WATTS | LF919QT | RP | 1.000 | 90169 | MECH ROOM DOCK AREA
1114 | DUBLIN RD | 43215-1039 | Active | 3051142 | WILKINS | 975XLBMS | RP | 1.250 | 97264 | LOADING DOCK RIGHT OF OVERHEAD DOOR
1114 | DUBLIN RD | 43215-1039 | Not Required by DOW | 21546 | WATTS | 919AQT | RP | 1.000 | 97290 | MECH ROOM DOCK AREA - 1114 DUBLIN RD
1114 | DUBLIN RD | 43215-1039 | Not Required by DOW | 21850 | WATTS | 919AQT | RP | 1.000 | 97291 | MECH ROOM DOCK AREA - 1114 DUBLIN RD
1114 | DUBLIN RD | 43215-1039 | Active | 20067 | WATTS | 007M1QT | DC | 0.750 | 102234 | BASEMENT CLOSET
1114 | DUBLIN RD | 43215-1039 | Active | 1790961012 | AMES | 3000SS | DCDA | 6.000 | 102235 | BASEMENT CLOSET
1114 | DUBLIN RD | 43215-1039 | Active | ALA52634 | WILKINS | 975 | RP | 0.750 | 3648588 | IN MAINT. CLOSET 1ST FLOOR
1120 | DUBLIN RD | 43215- | Active | 38018 | WATTS | 919AQT | RP | 1.000 | 102210 | 1ST FLOOR MECHANICAL ROOM @ WATER METER
1127 | DUBLIN RD | 43215-1005 | Removed | 2776582REM | WILKINS | 975XLBMS | RP | 1.000 | 92812 | SOUTH WALL AT METER
1127 | DUBLIN RD | 43215-1005 | Not Required by DOW | J109777 | FEBCO | 825YA | RP | 1.000 | 92866 | BACK OF BLDG NEXT TO RESTROOMS
1127 | DUBLIN RD | 43215-1005 | Active | 4860761XLTCD | WILKINS | 975XL2 | RP | 1.500 | 3646783 | AT METER
1130 | DUBLIN RD | 43215-1039 | Active | 13375 | WATTS | 919QT | RP | 1.250 | 54015 | METER ROOM
1130 | DUBLIN RD | 43215-1039 | Active | ACA8638 | WILKINS | 975XL | RP | 1.500 | 54016 | BOILER ROOM @ WATER MTR
1130 | DUBLIN RD | 43215-1039 | Not Required by DOW | 589220 | WILKINS | 975XL | RP | 1.000 | 54017 | BREWERY
1135 | DUBLIN RD | 43215-1005 | Removed | 1196940REM | WILKINS | 975XLBMS | RP | 0.750 | 54035 | CENTER OF BUILDING MECH AREA AT WATER METER
1135 | DUBLIN RD | 43215-1005 | Removed | 22242REM | WATTS | 009QT | RP | 1.250 | 54036 | CENTER OF BUILDING AT MECH AREA AT WATER METER
1135 | DUBLIN RD | 43215-1005 | Removed | 0190TREM | CONBRACO | 40-105-A2 | DC | 1.000 | 54037 | EAST SIDE OF BUILDING MECH ROOM
1135 | DUBLIN RD | 43215-1005 | Active | 085752 | WATTS | LF009M2QT | RP | 1.500 | 3648797 | HOTBOX N/W CORNER OF PROPERTY
1156 | DUBLIN RD | 43215-1095 | Active | 56552 | WATTS | 009 M1 QT | RP | 1.500 | 54089 | IN METER ROOM ON NORTH END OF BLDG
1159 | DUBLIN RD | 43215-1874 | Active | 100002673 | FEBCO | 805Y | DC | 0.750 | 54097 | EAST WALL ELECTRICAL ROOM
1159 | DUBLIN RD | 43215-1874 | Active | 19019 | WATTS | 009QT | RP | 1.500 | 54098 | SPRINKLER ROOM EAST NORTH END OF BUILDING
1159 | DUBLIN RD | 43215-1874 | Active | 9704151305 | FEBCO | 876 | DCDA | 4.000 | 54099 | EAST WALL ELECTRICAL ROOM
1160 | DUBLIN RD | 43215-1052 | Not Required by DOW | 27675 | WATTS | 009M2QT | RP | 1.500 | 54105 | EAST OF MAIN ENTRANCE MAIN LOBBY
1160 | DUBLIN RD | 43215-1052 | Active | 324013 | WATTS | 909M1QT | RP | 2.000 | 54106 | SPRINKLER ROOM DOMESTIC WATER SERVICE
1160 | DUBLIN RD | 43215-1052 | Active | 9802191418 | FEBCO | 870 | DC | 8.000 | 54107 | NORTH WALL MECHANICAL ROOM
1165 | DUBLIN RD | 43215-1005 | Active | 4144400 | WILKINS | 975XL2 | RP | 1.500 | 3409117 | MECHANICAL ROOM
1165 | DUBLIN RD | 43215-1005 | Not Required by DOW | 4134925 | WILKINS | 975XL2 | RP | 0.750 | 3615039 | MECHANICAL ROOM
1180 | DUBLIN RD | 43215-1008 | Active | VA-1356 | WATTS | 957 | RP | 3.000 | 3409120 | AT HOTBOX BY METER PIT
1180 | DUBLIN RD | 43215-1008 | Not Required by DOW | [5 empty] | 3627987
1180 | DUBLIN RD | 43215-1008 | Active | VB-1505 | AMES | COLT | DCDA | 6.000 | 3627988 | IN METER PIT LEFT OF DRIVE
1180 | DUBLIN RD | 43215-1008 | Not Required by DOW | CB451714 | WILKINS | 720A | PVB | 1.000 | 3629580 | Front of building (outside).
1180 | DUBLIN RD | 43215-1008 | Active | 64588 | AMES | 2000BM3 | DC | 0.750 | 3649905 | IN METER PIT LEFT OF DRIVE
1200 | DUBLIN RD | 43215-1008 | Due Install |  |  |  | RP | 1.500 | 3409121
1200 | DUBLIN RD | 43215-1008 | Due Install |  |  |  | DCDA | 6.000 | 3652426
1201 | DUBLIN RD | 43215-1026 | Active | 491375 | WATTS | 909QT | RP | 1.000 | 54280 | NORTH WEST BOILER RM
1201 | DUBLIN RD | 43215-1026 | Due Install |  |  |  | RP | 1.500 | 3409122
1211 | DUBLIN RD | 43215-1026 | Not Required by DOW | T591711 | WILKINS | 720A | PVB | 1.000 | 54317 | BACK OF BUILDING -NEAR AC
1211 | DUBLIN RD | 43215-1026 | Active | 24227 | WATTS | LF919QT | RP | 1.500 | 3635374
1225 | DUBLIN RD | 43215-1024 | Not Required by DOW | 950924 | WILKINS | 975XL | RP | 0.750 | 95604 | BEHIND WASHER IN DENTIST OFFICE
1225 | DUBLIN RD | 43215-1024 | Not Required by DOW | 950922 | WILKINS | 975XL | RP | 0.750 | 101447 | BEHIND THE WASHER MACHINE
1225 | DUBLIN RD | 43215-1024 | Active | 45508 | WATTS | LF919QT | RP | 2.000 | 3638746 | BOILER RM , SOUTH OF SAFE
1233 | DUBLIN RD | 43215-7000 | Active | 57703 | WATTS | 919QT | RP | 0.750 | 3409123 | BASEMENT AFTER WATER METER
1233 | DUBLIN RD | 43215-7000 | In Review |  |  |  | DCDA | 4.000 | 3636226
1237 | DUBLIN RD | 43215-7000 | Removed | REM24977 | WATTS | 919AQT | RP | 1.000 | 54383 | REMOVED
1237 | DUBLIN RD | 43215-7000 | Active | 3686548 | WILKINS | 975 | RP | 1.000 | 3604475 | UTILITY ROOM BY WATER METER
1241 | DUBLIN RD | 43215-7048 | Active | 436684 | WATTS | 909M1QT | RP | 1.500 | 3409124 | Basement West Wall
1251 | DUBLIN RD | 43215-7000 | Removed | 97479REM | WATTS | 009M3QT | RP | 0.750 | 54459 | REMOVED-IN BOILER ROOM 9' ABOVE FLOOR
1251 | DUBLIN RD | 43215-7000 | Not Required by DOW | 4334571 | WILKINS | 975XL | RP | 1.500 | 3632750 | NEXT TO WATER METER
1251 | DUBLIN RD | 43215-7000 | Active | AKA3637 | Wilkins | 375XL | RP | 1.500 | 3649594 | BASEMENT SOUTHWEST CORNER
1261 | DUBLIN RD | 43215-7000 | Not Required by DOW | 710863 | WILKINS | 975XL | RP | 1.250 | 54468 | BOILER ROOM ABOVE ELECTRIC PANEL
1261 | DUBLIN RD | 43215-7000 | Not Required by DOW | 766579 | WILKINS | 975XL | RP | 1.250 | 54469 | BOILER ROOM - ABOVE BOILERS
1261 | DUBLIN RD | 43215-7000 | Not Required by DOW | 3590901 | WILKINS | 975XL | RP | 2.000 | 99842 | BOILER ROOM BY WATER METER NE CORNER
1261 | DUBLIN RD | 43215-7000 | Active | VE-1750 | WATTS | 957 | RP | 4.000 | 3641242 | BOILER ROOM BY WATER METER NE CORNER
1261 | DUBLIN RD | 43215-7000 | Active | 1839310421 | AMES | 2000SS | DC | 4.000 | 3650422 | BOILER ROOM BY WATER METER NE CORNER
1266 | DUBLIN RD | 43215-1008 | Removed | 4211543REM | WILKINS | 950XLT2 | DC | 1.500 | 3409125 | BOILER ROOM AT METER
1266 | DUBLIN RD | 43215-1008 | Active | 08208 | WATTS | LF009 | RP | 3.000 | 3638275 | BASEMENT MECH ROOM AT WATER METER
1266 | DUBLIN RD | 43215-1008 | Not Required by DOW | 17499 | WATTS | LF009MW | RP | 2.000 | 3638603 | MECH ROOM SE CORNER OF BASEMENT
1266 | DUBLIN RD | 43215-1008 | Active | V51957 | WILKINS | 350ADA | DCDA | 4.000 | 3638734 | BASEMENT MECH ROOM AT METER SET
1266 | DUBLIN RD | 43215-1008 | Active | 4600262 | WILKINS | 950XLD | DC | 0.750 | 3638735 | BASEMENT MECH ROOM AT METER SET FIRE SIDE CAR IN SE CORNER IN BASEMENT
1296 | DUBLIN RD | 43215-1008 | Due Install |  |  |  | RP | 0.750 | 3409127
1296 | DUBLIN RD | 43215-1008 | Due Install |  |  |  | DCDA | 8.000 | 3652424
1300 | DUBLIN RD | 43215-1093 | Active | 74381 | WATTS | 919 | RP | 1.000 | 3409128 | STORAGE ROOM
1310 | DUBLIN RD | 43215-1093 | Active | W341761XLTCU | WILKINS | 975XL | RP | 0.750 | 99374 | AT WATER METER
1313 | DUBLIN RD | 43215-7000 | Replaced | REP127153 | WATTS | 909QT | RP | 0.750 | 54635 | REPLACED- BOILER ROOM 7TH FLOOR
1313 | DUBLIN RD | 43215-7000 | Active | 51380 | WATTS | 919AQT | RP | 0.750 | 3351166 | BOILER ROOM
1313 | DUBLIN RD | 43215-7000 | Not Required by DOW |  |  |  | RP |  | 3632633
1320 | DUBLIN RD | 43215-1186 | Active | 49061 | WATTS | 919AQT | RP | 0.750 | 54668 | UTILITY RM @ RESTROOM AREA, MECH RM AT WATER METER
1326 | DUBLIN RD | 43215 | Active | 56721 | WATTS | LF919QT | RP | 0.750 | 3608234 | RISER ROOM
1326 | DUBLIN RD | 43215 | Active | 18380 | AMES | 3000SS | DCDA | 6.000 | 3613289 | RISER ROOM, NW MECH RM
1326 | DUBLIN RD | 43215 | Active | 22712 | WATTS | 007M1QT | DC | 0.750 | 3613290 | RISER ROOM, NW MECH RM
1328 | DUBLIN RD | 43215-1054 | Replaced | REP100041886 | WATTS | 009QT | RP | 0.750 | 54695 | REPLACED- ABOVE SEWAGE EJECTOR
1328 | DUBLIN RD | 43215-1054 | Not Required by DOW | 608892 | WATTS | 909QT | RP | 0.750 | 54696 | MECHANICAL ROOM ABOVE BOILERS
1328 | DUBLIN RD | 43215-1054 | Not Required by DOW | 377708 | WATTS | 009M3QT | RP | 0.750 | 104169 | MECHANICAL ROOM BASEMENT SOUTH SIDE
1328 | DUBLIN RD | 43215-1054 | Active | 20582 | WATTS | 919QT | RP | 1.500 | 3615161 | Basement Supply Closet S/W CORNER
1330 | DUBLIN RD | 43215-1093 | Not Required by DOW | 05971 | AMES | 4000B | RP | 1.500 | 3606069 | MECHANICAL ROOM
1330 | DUBLIN RD | 43215-1093 | Active | 1817481213 | AMES | 3000SS | DCDA | 6.000 | 3607987 | MECHANICAL ROOM/RISER ROOM
1330 | DUBLIN RD | 43215-1093 | Active | 21612 | WATTS | 007M1QT | DC | 0.750 | 3607988 | MECHANICAL ROOM/RISER ROOM
1330 | DUBLIN RD | 43215-1093 | Active | 17892 | WATTS | LF919QT | RP | 2.000 | 3607989 | MECHANICAL ROOM/RISER ROOM
1335 | DUBLIN RD | 43215-1000 | Active | TE-2310 | AMES | COLTRP400 | RP | 4.000 | 3409132 | OFFICE BASEMENT
1366 | DUBLIN RD | 43215-1093 | Not Required by DOW | 131978 | WATTS | 909 | RP | 0.750 | 54815 | MECH. ROOM (BASEMENT)
1366 | DUBLIN RD | 43215-1093 | Not Required by DOW | 279473 | Watts | 009M2QT | RP | 1.000 | 89473 | STORAGE ROOM AT WATER METER (basement)
1366 | DUBLIN RD | 43215-1093 | Active | 216779 | WATTS | 009M2-QT | RP | 2.000 | 3652373 | STORAGE ROOM AT WATER METER (basement)
1366 | DUBLIN RD | 43215-1093 | Not Required by DOW | 279473 | WATTS | 009M2-FP | RP | 1.000 | 3654229 | STORAGE ROOM AT WATER METER (basement)
1366 | DUBLIN RD | 43215-1093 | Active | 72630 | AMES | 2000B | DC | 0.750 | 3654325 | MECH. ROOM (BASEMENT)
1366 | DUBLIN RD | 43215-1093 | Active | XB-3278 | AMES | COLT 300-GV | DCDA | 4.000 | 3654326 | MECH. ROOM (BASEMENT)
1375 | DUBLIN RD | 43215-1074 | Due Install |  |  |  | RP | 1.500 | 3409136
1375 | DUBLIN RD | 43215-1074 | Due Install |  |  |  | DCDA | 4.000 | 3652372
1377 | DUBLIN RD | 43215-1089 | Active | 4699789 | WILKINS | 975XL2 | RP | 1.500 | 3409137 | AT WATER METER IN CLOSET THRU 1379
1390 | DUBLIN RD | 43215-1009 | Active | 329506 | WILKINS | 975XL | RP | 1.500 | 54873 | IN MECHANICAL ROOM AT WATER METER
1390 | DUBLIN RD | 43215-1009 | Not Required by DOW | DH0745 | FEBCO | 765 | PVB | 1.000 | 101462 | FRONT SOUTHWEST CORNER
1390 | DUBLIN RD | 43215-1009 | Active | 11000830221 | AMES | 3000SS | DCDA | 6.000 | 3636454 | METER ROOM
1390 | DUBLIN RD | 43215-1009 | Active | 31145 | WATTS | 007M1QT | DC | 0.750 | 3650452 | METER ROOM FIRE 3/4" SIDE CAR
1395 | DUBLIN RD | 43215-1086 | Active | H10745 | FEBCO | 825Y | RP | 2.000 | 54881 | MECH ROOM REAR OF BUILDING
1400 | DUBLIN RD | 43215-1009 | Active | ACG9133 | WILKINS | 975XL2 | RP | 2.000 | 3409139 | NORTH STORAGE ROOM
1400 | DUBLIN RD | 43215-1009 | Active | VK-0247 | AMES | COLT 300-GV | DCDA | 8.000 | 3650899 | FIRE SPRINKLER ROOM
1400 | DUBLIN RD | 43215-1009 | Active | 67604 | AMES | 2000BM3 | DC | 0.750 | 3650900 | FIRE SPRINKLER ROOM
1405 | DUBLIN RD | 43215-1087 | Active | 21207 | WATTS | 919AQT | RP | 2.000 | 103533 | MECHANICAL ROOM AT WATER METER
1421 | DUBLIN RD | 43215-1007 | Active | ABB9800 | WILKINS | 975XL | RP | 0.750 | 54980 | UTILITY ROOM NEAR WATER METER
1450 | DUBLIN RD | 43215-1010 | Due Install |  |  |  | RP | 1.500 | 3409140
1450 | DUBLIN RD | 43215-1010 | Due Install |  |  |  | RPDA | 8.000 | 3652371
1500 | DUBLIN RD | 43215-1010 | Active | 138315 | WATTS | 709 | DC | 2.000 | 55196 | Office storage room in conference room
1500 | DUBLIN RD | 43215-1010 | Active | 2EW0731 | AMES | 2000SS | DC | 6.000 | 55197 | MECHANICAL ROOM EAST SIDE OF ROOM
1500 | DUBLIN RD | 43215-1010 | Active | 229829 | WATTS | 909M1QT | RP | 2.000 | 55198 | Office storage room in conference room
1600 | DUBLIN RD | 43215-1076 | Active | 145377 | WATTS | 909 | RP | 3.000 | 55525 | SOUTH WING -PUMP HOUSE/ generator plant room
1600 | DUBLIN RD | 43215-1076 | Active | 148401 | WATTS | 909 | RP | 3.000 | 55526 | EAST WALL OF GENERATOR PLANT
1600 | DUBLIN RD | 43215-1076 | Active | 181750 | WATTS | 909 | RP | 4.000 | 55529 | East Wing Fire Pump Room
1600 | DUBLIN RD | 43215-1076 | Active | 190938 | WATTS | 009M2QT | RP | 0.750 | 55530 | E WING MECH ROOM SOUTH END OF ROOM ABOVE PUMPS
1600 | DUBLIN RD | 43215-1076 | Active | 4088 | WATTS | 009QT | RP | 1.000 | 55531 | MAIN BUILDING - ROOM 1030 (BOILER ROOM)
1600 | DUBLIN RD | 43215-1076 | Active | 209697 | WATTS | 909M1QT | RP | 1.250 | 55532 | SOUTH WING - MECHANICAL ROOM BACK WALL OVERHEAD
1600 | DUBLIN RD | 43215-1076 | Active | 2790 | WATTS | 800QT | PVB | 2.000 | 55534 | SOUTH WING- PUMP ROOM
1600 | DUBLIN RD | 43215-1076 | Active | 408114 | WATTS | 909PCHWQT | RP | 1.000 | 55535 | CEILING OF HOUSE LOWER LEVEL GENERATOR PLANT
1600 | DUBLIN RD | 43215-1076 | Active | 61138 | WATTS | 009QT | RP | 1.000 | 55537 | MAIN BUILDING - ROOM 1222 (BOILER ROOM)
1600 | DUBLIN RD | 43215-1076 | Active | 61965 | WATTS | 009QT | RP | 2.000 | 55538 | RESEARCH BLDG - MECHANICAL ROOM 141
1600 | DUBLIN RD | 43215-1076 | Active | 181745 | WATTS | 909 | RP | 4.000 | 100040 | MAIN BUILDING
1600 | DUBLIN RD | 43215-1076 | Active | 38623 | WATTS | 919QT | RP | 1.000 | 3606236 | Main Building Penthouse Mechanical Room
1600 | DUBLIN RD | 43215-1076 | LPS - Active |  |  |  | LST |  | 3636781 | FIRE PUMP - SOUTH FIRE PUMP ROOM
1600 | DUBLIN RD | 43215-1076 | Due Install |  |  |  | RP | 8.000 | 3639424
1600 | DUBLIN RD | 43215-1076 | Active | 96115A | APOLLO | RPLF4A | RP | 1.000 | 3649547 | BOILER ROOM
1600 | DUBLIN RD | 43215-1076 | Active | 4871036 | WILKINS | 975XL2 | RP | 1.000 | 3649557 | SOUTH BOILER ROOM
1600 | DUBLIN RD | 43215-1076 | Active | 4871029 | WILKINS | 975XL2 | RP | 1.000 | 3649558 | EAST BOILER ROOM
1600 | DUBLIN RD | 43215-1076 | LPS - Active |  |  |  | LST |  | 3652741 | FIRE PUMP - EAST WING FIRE PUMP ROOM
2650 | DUBLIN RD | 43026 | Active | HA01483 | CASH ACME | RP100 | RP | 1.000 | 58889 | IN NE CORNER OF QUARRY HOT BOX/ 10' S OF TWO METAL UTILITY POLES IN BEND OF DUBL
3078 | DUBLIN RD | 43221- | Active | 147367 | WATTS | 009M2QT | RP | 1.000 | 59919 | HOT BOX ON PROPERTY
3400 | DUBLIN RD | 43221 | Active | Eag3569 | WILKINS | 720A | PVB | 0.750 | 60606 | AT POOL, NE OUTSIDE POOL PUMP HOUSE
3400 | DUBLIN RD | 43221 | Active | T096864 | WILKINS | 720A | PVB | 1.000 | 101723 | @ METER PIT
3777 | DUBLIN RD | 43221-4915 | Not Required by DOW | 4731541 | WILKINS | 975XL2 | RP | 2.000 | 61755 | MECHANICAL ROOM NORTH EAST SIDE OF CHURCH
3777 | DUBLIN RD | 43221-4915 | Not Required by DOW | 10165 | WATTS | 919AQT | RP | 1.250 | 61756 | MECHANICAL ROOM SOUTH EAST END OF BLDG
3777 | DUBLIN RD | 43221-4915 | Active | RK-0428 | AMES | RP400 | RP | 3.000 | 3630176 | IN HOT BOX AT PIT N OF ENTRANCE
3777 | DUBLIN RD | 43221-4915 | Active | RJ-0569 | AMES | COLT 500-GV | RPDA | 8.000 | 3630177 | IN HOT BOX N OF ENTRANCE
3777 | DUBLIN RD | 43221-4915 | Active | 79903 | WATTS | LF919QT | RP | 0.750 | 3630178 | IN HOT BOX N OR ENTRANCE
3800 | DUBLIN RD | 43221- | Removed | A103576REM | WILKINS | 375 | RP | 0.750 | 61802 | BEHIND NORTH WALL ENTRY WAY
3800 | DUBLIN RD | 43221- | Active | ABO3121 | WILKINS | 975XL | RP | 0.750 | 3655588 | BEHIND NORTH WALL ENTRY WAY
3871 | DUBLIN RD | 43221- | Active | W276742 | WILKINS | 975XL | RP | 1.000 | 96265 | NW DUBLIN & RIVERPLACE DR IFO STONE PILAR FLOWER BED ENTRANCE
4025 | DUBLIN RD | 43221-4922 | Active | A16821 | WATTS | 009M3QT | RP | 0.750 | 90702 | AT METER BASEMENT N WALL
4181 | DUBLIN RD | 43026 | Active | 4775705 | WILKINS | 975XL2 | RP | 0.750 | 3646169 | BSMNT AT WATER METER
4200 | DUBLIN RD | 43221-5005 | Active | 471712 | WATTS | 909HWQT | RP | 0.750 | 63237 | IN CLOSET OFF KITCHEN AT WATER METER
4230 | DUBLIN RD | 43221-5000 | Active | 2690894 | WILKINS | 975XL | RP | 0.750 | 63353 | BASEMENT WEST WALL AFTER METER
4237 | DUBLIN RD | 43026-2725 | Not Required by DOW | A246260 | WILKINS | 375XL | RP | 1.000 | 63375 | N BOILER IN BOILER RM
4237 | DUBLIN RD | 43026-2725 | Active | 40640 | WATTS | LF009M2QT | RP | 2.000 | 3624887 | AT WATER METER
4343 | DUBLIN RD | 43026-2727 | Active | 1915463 | WILKINS | 950XL | DC | 0.750 | 63747 | NW RISER ROOM STORAGE ROOM
4343 | DUBLIN RD | 43026-2727 | Active | V00277 | WILKINS | 350ADA | DCDA | 6.000 | 63748 | NW RISER ROOM STORAGE ROOM
4343 | DUBLIN RD | 43026-2727 | Active | ACR4286 | WILKINS | 975XL2 | RP | 1.500 | 63749 | STORAGE/PANTRY ROOM OFF KITCHEN AT WATER METER
4343 | DUBLIN RD | 43026-2727 | Active | M04218 | WILKINS | 375DA | RP | 3.000 | 96748 | MECH ROOM @ NW CORNER OF BLDG JUST AFTER DCDA
4410 | DUBLIN RD | 43026- | Active | 881974 | WILKINS | 975XL | RP | 0.750 | 63960 | @ WATER METER
4444 | DUBLIN RD | 43026- | Active | 683358 | WILKINS | 975 | RP | 0.750 | 64016 | BASEMENT
4456 | DUBLIN RD | 43221 | Active | 584688 | WILKINS | 975 | RP | 0.750 | 64072 | BASEMENT AT WATER METER
4475 | DUBLIN RD | 43026-2706 | Not Required by DOW | 2DK0109 | AMES | 2000SS | DC | 4.000 | 64124 | SE CORNER OF CHURCH BASEMENT
4475 | DUBLIN RD | 43026-2706 | Not Required by DOW | 283809 | WATTS | 909M1QT | RP | 2.00 | 64125 | SE CORNER OF CHURCH BASEMENT
4475 | DUBLIN RD | 43026-2706 | Not Required by DOW | 4377 | WATTS | 007QT | DC | 1.500 | 64126 | BOILER ROOM IN SCHOOL
4475 | DUBLIN RD | 43026-2706 | Not Required by DOW | 045267 | WATTS | LF909QT | RP | 0.750 | 64127 | CHURCH BOILER RM
4475 | DUBLIN RD | 43026-2706 | Not Required by DOW | 3176446 | WILKINS | 975 | RP | 0.750 | 64128 | BASEMENT S.E. CORNER
4475 | DUBLIN RD | 43026-2706 | Active | TF-0602 | AMES | COLT 400 | RP | 3.000 | 3633638 | METER ROOM N SIDE OF WELLNES/CARTER BLDG -DBLE DOORS AT WTR METER
4475 | DUBLIN RD | 43026-2706 | Active | TI-0995 | AMES | COLT 500-GV | RPDA | 6.000 | 3647109 | METER ROOM N SIDE OF WELLNESS/PARISH OFFICE/CARTER HSE -DBLE DOORS
4475 | DUBLIN RD | 43026-2706 | Active | 82463 | WATTS | 919QT | RP | 0.750 | 3647110 | METER ROOM N SIDE OF WELLNESS/CARTER BLDG -DBLE DOORS
4475 | DUBLIN RD | 43026-2706 | Not Required by DOW | 43586 | WATTS | LF719QT | DC | 0.750 | 3649971 | BASEMENT DOUBLE DOORS RIGHT SIDE 8' HIGH BY DOORS
4520 | DUBLIN RD | 43026-2441 | Active | 432208 | WILKINS | 975 | RP | 0.750 | 64279 | CORNER OF BASEMENT AT METER
4970 | DUBLIN RD | 43017- | Active | ALA54844 | WILKINS | 975XL3 | RP | 1.000 | 65521 | E SIDE DUBLIN & HAYDEN RUN OUTSIDE PK & REC DEVICE SE CORNER DUBLIN/FRANZ
4975 | DUBLIN RD | 43017-4314 | Active | T041451 | WILKINS | 720A | PVB | 0.750 | 100329 | LEFT SIDE
4993 | DUBLIN RD | 43017-4314 | Active | 56537 | FEBCO | 765 | PVB | 1.000 | 65563 | SOUTH OF FRONT DOOR ON SIDE CORNER
5375 | DUBLIN RD | 43016-4314 | Active | H492960 | FEBCO | 765 | PVB | 0.750 | 93271 | LEFT FRONT
5441 | DUBLIN RD | 43016-4314 | Active | T386318 | WILKINS | 720A | PVB | 0.750 | 66912 | LEFT FRONT
5453 | DUBLIN RD | 43016-4314 | Active | G245672 | WILKINS | 720A | PVB | 0.750 | 92170 | RIGHT SIDE OF HOUSE
5474 | DUBLIN RD | 43017 | Inactive | 228618REM | WILKINS | 975 | RP | 0.750 | 66968 | BASEMENT WATER SERVICE ROOM
5474 | DUBLIN RD | 43017 | Inactive | 37580 | WATTS | 009 | RP | 1.000 | 66969 | BASEMENT NEXT TO MAIN
5521 | DUBLIN RD | 43017 | Active | 595555 | WATTS | 800M4QT | PVB | 1.000 | 89214 | RIGHT SIDE
5533 | DUBLIN RD | 43017-1505 | Active | B084881 | WATTS | 800M4QT | PVB | 1.000 | 67194 | OUTSIDE FRONT OF BUILDING
5545 | DUBLIN RD | 43017 | Active | F017959 | WILKINS | 720A | PVB | 1.000 | 90171 | RIGHT SIDE OF HOUSE
5557 | DUBLIN RD | 43017 | Active | 467140 | WILKINS | 720A | PVB | 1.000 | 67295 | LEFT SIDE OF HOUSE
5569 | DUBLIN RD | 43017 | Replaced | REP619517 | RAINBIRD | AC4000 | DC | 0.750 | 67312 | REPLACED- NORTH SIDE OF HOUSE - OUTSIDE (FRONT)
5569 | DUBLIN RD | 43017 | Active | CAA25731 | WILKINS | 720A | PVB | 1.000 | 3609949 | NORTH SIDE OF HOUSE - OUTSIDE (FRONT)
5581 | DUBLIN RD | 43017 | Active | T422642 | WILKINS | 720A | PVB | 0.750 | 67328 | LEFT FRONT OF HOUSE
5590 | DUBLIN RD | 43017 | Active | 319643 | WATTS | 919AQT | RP | 1.000 | 99233 | IN BASEMENT AT WATER METER
5590 | DUBLIN RD | 43017 | Active | 4665150 | WILKINS | 975XL | RP | 0.750 | 3639557 | In the basement next to the water meter
5593 | DUBLIN RD | 43017 | Replaced | REP607876 | RAINBIRD | AC4000 | DC | 0.750 | 67353 | REPLACED- NORTH SIDE OF HOUSE
5593 | DUBLIN RD | 43017 | Active | 1209605 | WILKINS | 720A | PVB | 1.000 | 3609957 | NORTH SIDE OF HOUSE
5680 | DUBLIN RD | 43017-1508 | Active | CAB78174 | WILKINS | 720A | PVB | 0.750 | 90172 | NORTH SIDE OF HOUSE
5707 | DUBLIN RD | 43017 | Active | CB024024 | WILKINS | 720A | PVB | 0.750 | 3409200 | RIGHT REAR
5715 | DUBLIN RD | 43017 | Active | 595531 | WATTS | 800QT | PVB | 1.000 | 90173 | LEFT SIDE FRONT OF HOUSE
5751 | DUBLIN RD | 43017 | Active | 46525 | FEBCO | 765 | PVB | 1.000 | 90174 | LEFT SIDE OF HOUSE
5771 | DUBLIN RD | 43017 | Active | T083076 | WILKINS | 20A | PVB | 0.750 | 102187 | RIGHT SIDE
6016 | DUBLIN RD | 43017 | Active | 107963 | WATTS | 009QT | RP | 0.750 | 68711 | BASEMENT BY BOILERS
6016 | DUBLIN RD | 43017 | Active | 74837 | WILKINS | 975 | RP | 1.000 | 68712 | BASEMENT AT WATER METER
6165 | DUBLIN RD | 43017 | Removed | CC1803REM | FEBCO | 765 | PVB | 0.750 | 69203 | RIGHT FRONT
6190 | DUBLIN RD | 43017 | Active | H608235 | FEBCO | 765 | PVB | 0.750 | 99187 | 6177 KARRER PL, FRONT OF HOUSE
7118 | DUBLIN RD | 43017 | Active | 216395 | WATTS | LF009M2QT | RP | 1.000 | 3649245 | IN GREEN HOT BOX 50' S OF DRIVEWAY AT WATER METER
7192 | DUBLIN RD | 43017-1165 | Active | A00361 | WATTS | 009M2PCQT | RP | 1.500 | 88810 | BASEMENT MECH.ROOM
7199 | DUBLIN RD | 43017-1164 | Active | 881956 | WILKINS | 975XLBMS | RP | 0.750 | 71597 | BASEMENT BY MRTER
7340 | DUBLIN RD | 43017-1150 | Active | H25011 | FEBCO | 825YA | RP | 1.000 | 88117 | BASEMENT
7457 | DUBLIN RD | 43017 | Active | T415565 | WILKINS | 720A | PVB | 0.750 | 3635926 | RIGHT FRONT
7578 | DUBLIN RD | 43017 | Active | 109288 | WATTS | 009QT | RP | 0.750 | 72270 | STORAGE ROOM IN GARAGE
7586 | DUBLIN RD | 43017 | Active | 5007864 | WILKINS | 975 | RP | 0.750 | 100627 | IN CLOSET AT FRONT ENTRANCE
7855 | DUBLIN RD | 43017 | Active | 315942 | WILKINS | 950XL | DC | 1.250 | 98549 | SW STORAGE AREA BY/ABOVE METER ON LIMITED FIRE LINE
8351 | dublin rd |  | Active | AJBN6442 | WILKINS | 375XL | RP | 0.750 | 3659287
1055 | DUBLIN RD | 43017 | Active | 34132C | WILKINS | 375AST | RP | 4.000 | 3653081 | MECH ROOM
10555 | DUBLIN RD | 43017 | Active | 11029970822 | AMES | 3000SS | DCDA | 6.000 | 3653229 | MECH ROOM
10555 | DUBLIN RD | 43017 | Active | 32332 | WATTS | 007M1QT | DC | 0.750 | 3653230 | MECH ROOM
10555 | DUBLIN RD | 43017 | Not Required by DOW | ACH4145 | WILKINS | 975XL | RP | 2.000 | 3653552 | CENTER BY HOTWATER TANK
10555 | DUBLIN RD | 43017 | Not Required by DOW | 4014398 | WILKINS | 975XL2 | RP | 1.500 | 3653553 | wash bay
1029 | DUBLIN RD UNIT A | 43215-1199 | Due Install |  |  |  | RP | 1.000 | 3409099
1201 | DUBLIN RD UNIT A | 43215-1026 | Active | 178434 | WATTS | 709 | DC | 4.000 | 54278 | MECHANICAL ROOM
1201 | DUBLIN RD UNIT A | 43215-1026 | Active | 18535 | WATTS | 009M3QT | RP | 0.750 | 54279 | BASEMENT WEST MECH ROOM
1201 | DUBLIN RD UNIT A | 43215-1026 | Removed | 46362REM | WATTS | 919AQT | RP | 0.750 | 54281 | 2ND FLOOR MECH ROOM
1201 | DUBLIN RD UNIT A | 43215-1026 | Due Install |  |  |  | RP | 4.000 | 3635002
1220 | DUBLIN RD UNIT A | 43215-1008 | Active | 15055 | WATTS | 009QT | RP | 1.000 | 54335 | ABOVE PUMPS IN BOILER ROOM
1220 | DUBLIN RD UNIT A | 43215-1008 | Active | 81969 | WATTS | 009M1QT | RP | 2.000 | 54336 | ABOVE WATER METER (basement)
1220 | DUBLIN RD UNIT A | 43215-1008 | Due Install |  |  |  | RP | 6.000 | 3641162 | HOTBOX AT METER PIT SW CORNER OF PROPERTY NEAR ROAD
5335 | DUBLIN RD UNIT A | 43017- | Active | 4711438 | WILKINS | 975XL2 | RP | 1.000 | 66674 | HOT BOX ON PROPERTY BIO FILTER
4500 | DUBLIN RD UNIT FRONT | 43221-5006 | Active | 362503 | WATTS | 800 | PVB | 0.750 | 3409177 | RIGHT SIDE OF HOUSE
4200 | DUBLIN RD UNIT J | 43221-5005 | Active | 554649 | WATTS | 800M4QT | PVB | 1.000 | 63236 | RIGHT SIDE BY GAS METER
5620 | DUBLINSHIRE DR | 43017-2420 | Active | 048498 | WATTS | 909QT | RP | 0.750 | 67442 | MECHANICAL ROOM ABOVE BOILER (NE CORNER) - 161 M
5620 | DUBLINSHIRE DR | 43017-2420 | Due Install |  |  |  | RP | 6.000 | 3639619 | SE MECH/BOILER ROOM AT WATER METER
5660 | DUBLINSHIRE DR | 43017 | Not Required by DOW | ACD7813 | WILKINS | 975XL2 | RP | 2.000 | 67528 | SW POOL PUMP BLDG #3 ABOVE MTR RT FAC
5660 | DUBLINSHIRE DR | 43017 | Not Required by DOW | ACB2995 | WILKINS | 975XL2 | RP | 2.000 | 87384 | Mechanical Room at meter
5660 | DUBLINSHIRE DR | 43017 | Active | 4494850 | WILKINS | 975XL | RP | 2.000 | 3626940 | POOL PUMP BLDG #3 AT WATER METER
5713 | DUBLINSHIRE DR | 43017 | Active | T419112 | WILKINS | 720 | PVB | 0.750 | 3409270
5741 | DUBLINSHIRE DR | 43017 | Active | AK2211 | FEBCO | 765 | PVB | 0.750 | 67769 | PIT - E OF ENTRANCE BEHIND WALL
5741 | DUBLINSHIRE DR | 43017 | Active | DK8130 | FEBCO | 765 | PVB | 0.750 | 96897 | 5557 CAPLESTONE LN LEFT SIDE
5741 | DUBLINSHIRE DR | 43017 | Active | G045462 | WILKINS | 720A | PVB | 0.750 | 96898 | 5548 CAPLESTONE LN - FRONT LEFT
5741 | DUBLINSHIRE DR | 43017 | Active | H099957 | FEBCO | 765 | PVB | 1.000 | 98748 | 5595 CAPLESTONE LN, LEFT RIGHT SIDE
5741 | DUBLINSHIRE DR | 43017 | Active | 315842 | WATTS | 800M2QT | PVB | 1.000 | 98749 | 5571 CAPLESTONE-LEFT SIDE
5741 | DUBLINSHIRE DR | 43017 | Active | A01994 | FEBCO | 765 | PVB | 0.750 | 98750 | 5535 CAPLESTONE- LEFT CENTER
5741 | DUBLINSHIRE DR | 43017 | Active | 335562 | WILKINS | 720A | PVB | 0.750 | 98751 | 5523 CAPLESTONE-RIGHT FRONT
5741 | DUBLINSHIRE DR | 43017 | Active | 375400 | WILKINS | 720A | PVB | 0.750 | 98752 | 5511 CAPLESTONE LANE-RIGHT FRONT
5741 | DUBLINSHIRE DR | 43017 | Active | H086300 | FEBCO | 765 | PVB | 1.000 | 98753 | 5592 CAPLESTONE - FRONT LEFT SIDE
5741 | DUBLINSHIRE DR | 43017 | Active | T300138 | WILKINS | 720A | PVB | 1.000 | 98754 | 5580 CAPLESTONE-LEFT FRONT
5741 | DUBLINSHIRE DR | 43017 | Active | T299884 | WILKINS | 720A | PVB | 1.000 | 98755 | 5576 CAPLESTONE -RIGHT FRONT
5741 | DUBLINSHIRE DR | 43017 | Active | 065454 | FEBCO | 765 | PVB | 0.750 | 98756 | 5568 CAPLESTONE-LEFT CENTER
5741 | DUBLINSHIRE DR | 43017 | Active | 6632 | FEBCO | 765 | PVB | 0.750 | 98757 | 5564 CAPLESTONE-RIGHT FRONT
5741 | DUBLINSHIRE DR | 43017 | Active | 05556 | WATTS | 800M2QT | PVB | 1.000 | 98758 | 5556 CAPLESTONE LN - BACK OF CORNER OF HOUSE
5741 | DUBLINSHIRE DR | 43017 | Active | AK0702 | FEBCO | 765 | PVB | 0.750 | 98760 | 5552 CAPLESTONE-RIGHT SIDE
5741 | DUBLINSHIRE DR | 43017 | Active | G215455 | WILKINS | 720A | PVB | 0.750 | 98761 | 5540 CAPLESTONE - LEFT RIGHT
5741 | DUBLINSHIRE DR | 43017 | Removed | A01994REM | FEBCO | 765 | PVB | 0.750 | 3611677 | **REMOVED** - 5535 CAPLESTONE
5741 | DUBLINSHIRE DR | 43017 | Active | CB33168 | WILKINS | 720A | PVB | 0.750 | 3623257 | 5544 CAPLESTONE WAY
5741 | DUBLINSHIRE DR | 43017 | Active | T387144 | WILKINS | 720A | PVB | 0.750 | 3649901 | 5583 CAPLESTONE-LEFT FRONT
5741 | DUBLINSHIRE DR | 43017 | Active | CB674979 | Wilkins | 720A | PVB | 0.750 | 3650370 | 5588 Caplestone Ln- right side
5775 | DUBLINSHIRE DR | 43017-3433 | Active | 351101 | WILKINS | 950XL | DC | 2.000 | 67920 | MECH/FURN ROOM 1st FL 12' HIGH IN WATER MTR ROOM -LIMITED FIRE
5775 | DUBLINSHIRE DR | 43017-3433 | Active | T674631 | WILKINS | 720 | PVB | 0.750 | 3659403 | OUTSIDE REAR OF BLDG NEXT TO GAS METER
6024 | DUBLINSHIRE DR | 43017 | Active | 010425 | FEBCO | 765 | PVB | 1.000 | 68726 | LEFT SIDE OF HOUSE
6081 | DUBLINSHIRE DR | 43017 | Active | ea16407 | WILKINS | 720A | PVB | 0.750 | 68944 | LEFT SIDE OF HOUSE
6097 | DUBLINSHIRE DR | 43017 | Active | 375292 | WILKINS | 720A | PVB | 0.750 | 90178 | LEFT SIDE.
4382 | DUCHENE LN | 43213-1809 | Active | 7933AFC | WATTS | 009PCQT | RP | 0.500 | 99333 | BSMNT W MECH ROOM LOWER MECH ROOM ABOVE BOILER -SCHOOL
4410 | DUCHENE LN | 43213- | Not Required by DOW | 4690147 | WILKINS | 975XL | RP | 0.750 | 99435 | BSMNT E MECH ROOM UPPER MECH ROOM ABOVE BOILER -SCHOOL
4410 | DUCHENE LN | 43213- | Active | ACA2041 | WATTS | 975XL2 | RP | 1.500 | 3409294 | E MECH ROOM -UPPER MECH ROOM AT WATER METER
5645 | DUDDINGSTON DR | 43017 | Active | H910457 | FEBCO | 765 | PVB | 0.750 | 67479 | LEFT FRONT
5669 | DUDDINGSTON DR | 43017 | Active | G183910 | WILKINS | 720A | PVB | 0.750 | 67554 | LEFT SIDE OF HOUSE
5678 | DUDDINGSTON DR | 43017 | Active | EAJ6357 | WILKINS | 720A | PVB | 0.750 | 3409343 | LEFT FRONT
5691 | DUDDINGSTON DR | 43017-9678 | Active | 707245 | WATTS | 800M4QT | PVB | 1.000 | 67614 | SOUTH RIGHT REAR
5703 | DUDDINGSTON DR | 43017 | Active | CAA80707 | WILKINS | 720A | PVB | 1.000 | 87130 | FRONT RIGHT BY GARAGE
5710 | DUDDINGSTON DR | 43017 | Active | T034350 | WILKINS | 720A | PVB | 0.750 | 3409349 | RIGHT SIDE
5715 | DUDDINGSTON DR | 43017 | Active | 256831 | WATTS | 800QT | PVB | 0.750 | 87432 | LEFT SIDE
5722 | DUDDINGSTON DR | 43017 | Active | CB215247 | WILKINS | 720A | PVB | 1.000 | 3409351 | LEFT SIDE OF HOUSE
5727 | DUDDINGSTON DR | 43017 | Active | 209214 | WILKINS | 720A | PVB | 0.750 | 67732 | RT SIDE
5739 | DUDDINGSTON DR | 43017 | Active | 371666 | WILKINS | 720A | PVB | 1.000 | 67764 | LEFT CENTER
5740 | DUDDINGSTON DR | 43017 | Active | 367443 | WILKINS | 720A | PVB | 1.000 | 67767 | LH SIDE
5755 | DUDDINGSTON DR | 43017 | Active | CB079910 | WILKINS | 720 | PVB | 0.750 | 3409356 | LEFT SIDE OF HOUSE
5770 | DUDDINGSTON DR | 43017-9677 | Active | 010997 | WATTS | 800M4QT | PVB | 1.000 | 90179 | LEFT SIDE
5776 | DUDDINGSTON DR | 43017-9677 | Active | 954284 | WILKINS | 720A | PVB | 0.750 | 102821 | LEFT FRONT
4330 | DUDLEY AVE | 43123-3440 | Active | 050586 | WATTS | LF909QT | RP | 0.750 | 3409369 | SENIOR CENTER
4011 | DUMFRIES CT | 43016-7707 | Active | CB653304 | WILKINS | 720A | PVB | 0.750 | 3409449 | RIGHT SIDE.
5590 | DUMFRIES W CT | 43017-9429 | Active | T129867 | WILKINS | 720A | PVB | 1.000 | 90180 | LEFT HAND SIDE
5616 | DUMFRIES W CT | 43017 | Active | T461512 | WILKINS | 720A | PVB | 0.750 | 90181 | RIGHT SIDE.
5622 | DUMFRIES W CT | 43017 | Active | 33527 | WATTS | 800QT | PVB | 1.000 | 67444 | REAR OF HOUSE BELOW DECK
5623 | DUMFRIES W CT | 43017 | Active | 298389 | WILKINS | 720A | PVB | 1.000 | 67447 | EAST SIDE OF HOME LEFT
5631 | DUMFRIES W CT | 43017 | Active | DK9116 | FEBCO | 765 | PVB | 1.000 | 87748 | LEFT SIDE REAR CORNER
8612 | DUNBLANE CT | 43017-9607 | Removed | 146088REM | WILKINS | 420 | PVB | 0.750 | 98452 | ***removed*** RIGHTSIDE
8612 | DUNBLANE CT | 43017-9607 | Active | 4540628 | WILKINS | 975XL | RP | 0.750 | 99742 | BACK OF HOUSE
8624 | DUNBLANE CT | 43017-9607 | Active | 41743 | RAINBIRD | 100 | DC | 1.000 | 74124 | BASEMENT AT WATER METER
8625 | DUNBLANE CT | 43017 | Active | 953356 | WILKINS | 720A | PVB | 0.750 | 74125 | FRONT RIGHT OF HOUSE
5586 | DUNDON CT | 43017 | Active | 57828 | WATTS | 009QT | RP | 1.000 | 67338 | RIGHT SIDE REAR BY REMOTE METER
5598 | DUNDON CT | 43017 | Active | CAB63135 | WILKINS | 720A | PVB | 1.000 | 67359 | RIGHT SIDE OF HOUSE.
5603 | DUNDON CT | 43017 | Active | 19569 | WATTS | 800QT | PVB | 1.000 | 67400 | SOUTH OUTSIDE WALL
5610 | DUNDON CT | 43017 | Active | Z5610 | FEBCO | 765 | PVB | 1.000 | 90182 | LEFT SIDE OF FRONT DOOR
5619 | DUNDON CT | 43017 | Active | EH6577 | FEBCO | 765 | PVB | 1.000 | 90183 | LEFT OF FRONT DOOR
5622 | DUNDON CT | 43017-8609 | Active | 642654 | WATTS | 800M4QT | PVB | 1.000 | 67445 | RIGHT SIDE OF HOUSE
6701 | DUNHEATH CIR | 43016-7239 | Active | H277252 | FEBCO | 765 | PVB | 0.750 | 87329 | LEFT SIDE OF HOUSE
6709 | DUNHEATH CIR | 43016-7239 | Active | A134011 | WILKINS | 720A | PVB | 0.750 | 89232 | LEFT SIDE
6710 | DUNHEATH CIR | 43016-7209 | Active | t366498 | WILKINS | 720A | PVB | 0.750 | 91251 | RIGHT FRONT.
6717 | DUNHEATH CIR | 43016-7239 | Active | T361810 | WILKINS | 720A | PVB | 0.750 | 88546 | RIGHT FRONT
6718 | DUNHEATH CIR | 43016-7209 | Active | G080864 | WILKINS | 720A | PVB | 0.750 | 93085 | LEFT HAND SIDE
5836 | DUNHEATH LOOP | 43016-7199 | Active | H275663 | FEBCO | 765 | PVB | 0.750 | 68115 | RIGHT SIDE OF HOUSE
5844 | DUNHEATH LOOP | 43016-7199 | Active | G215941 | WILKINS | 720A | PVB | 0.750 | 89086 | RIGHT FRONT
5851 | DUNHEATH LOOP | 43016-7198 | Active | CAA46475 | WILKINS | 720A | PVB | 0.750 | 88813 | LEFT SIDE OF HOUSE.
5852 | DUNHEATH LOOP | 43016-7199 | Active | G0439941 | WILKINS | 720A | PVB | 0.750 | 92473 | RIGHT SIDE (NORTH)
5859 | DUNHEATH LOOP | 43016-7198 | Active | F022390 | WILKINS | 720A | PVB | 0.750 | 97720 | Rear of house right side
5860 | DUNHEATH LOOP | 43016-7199 | Active | T210826 | WILKINS | 720 | PVB | 0.750 | 3599209 | RIGHT SIDE OF HOUSE
5867 | DUNHEATH LOOP | 43016-7198 | Active | G246835 | WILKINS | 720A | PVB | 0.750 | 90704 | RIGHT SIDE
5868 | DUNHEATH LOOP | 43016-7199 | Active | EAD4209 | WILKINS | 720A | PVB | 0.750 | 68190 | FRONT OF HOUSE RIGHT OF FRONT DOOR
5875 | DUNHEATH LOOP | 43016-7198 | Active | G214462 | WILKINS | 720A | PVB | 0.750 | 68206 | RIGHT HAND SIDE OF HOUSE
5884 | DUNHEATH LOOP | 43016 | Active | H636481 | FEBCO | 765 | PVB | 0.750 | 99744 | RIGHT SIDE OF HOUSE
5892 | DUNHEATH LOOP | 43016-7199 | Active | A082645 | WILKINS | 720A | PVB | 0.750 | 90185 | RIGHT SIDE OF HOUSE.
5893 | DUNHEATH LOOP | 43016 | Active | CAA28924 | WILKINS | 720A | PVB | 0.750 | 91447 | RIGHT SIDE
5900 | DUNHEATH LOOP | 43016-7208 | Active | CB639476 | WILKINS | 720A | PVB | 0.750 | 91867 | LEFT FRONT
5901 | DUNHEATH LOOP | 43016-7197 | Active | 185568 | WILKINS | 720A | PVB | 0.750 | 88890 | LEFT SIDE
5908 | DUNHEATH LOOP | 43016 | Active | T041398 | WILKINS | 720 | PVB | 0.750 | 3601748 | RIGHT FRONT
5909 | DUNHEATH LOOP | 43016-7197 | Active | H387504 | FEBCO | 765 | PVB | 0.750 | 91069 | LEFT SIDE OF HOUSE
5917 | DUNHEATH LOOP | 43016-7197 | Active | A135549 | WILKINS | 720A | PVB | 0.750 | 68321 | RIGHT HAND SIDE OF HOUSE---NORTHSIDE
5924 | DUNHEATH LOOP | 43016-7208 | Active | 403186 | watts | 800m4 | PVB | 0.750 | 68333 | RIGHT SIDE OF HOUSE.
5925 | DUNHEATH LOOP | 43016 | Active | G036479 | WILKINS | 720A | PVB | 0.750 | 88784 | LEFT SIDE OF HOUSE.
5933 | DUNHEATH LOOP | 43016 | Active | A008585 | WILKINS | 720A | PVB | 0.750 | 68351 | LEFT SIDE OF HOUSE
5940 | DUNHEATH LOOP | 43016-7208 | Active | A152163 | WILKINS | 720A | PVB | 0.750 | 68370 | LEFT HAND SIDE OF HOUSE (NORTH)
5941 | DUNHEATH LOOP | 43016-7197 | Active | H205789 | FEBCO | 765 | PVB | 0.750 | 68378 | RIGHT SIDE FRONT
5949 | DUNHEATH LOOP | 43016-7197 | Active | 024049 | WATTS | LF800M4QT | PVB | 0.750 | 92110 | RIGHT NORTH SIDE.
5957 | DUNHEATH LOOP | 43016-7197 | Active | T477656 | WILKINS | 720A | PVB | 0.750 | 93398 | LEFT SIDE OF HOUSE
5964 | DUNHEATH LOOP | 43016-7208 | Active | T450294 | WILKINS | 720 | PVB | 0.750 | 3595797 | RIGHT FRONT
5965 | DUNHEATH LOOP | 43016-7197 | Active | T231432 | WILKINS | 720A | PVB | 0.750 | 68421 | RIGHT SIDE OF HOUSE
5972 | DUNHEATH LOOP | 43016-7208 | Active | 877787 | WILKINS | 720A | PVB | 1.000 | 86998 | Left of front door
6702 | DUNHEATH LOOP | 43016-7209 | Active | A072744 | WILKINS | 720A | PVB | 0.750 | 70532 | RIGHT SIDE OF HOUSE
2889 | DUNHURST CT | 43123 | Active | T304713 | WILKINS | 720A | PVB | 0.750 | 59519 | BACK OF HOUSE
2909 | DUNHURST CT | 43123-9378 | Active | 598911 | WILKINS | 720A | PVB | 0.750 | 59569 | Left side of house.
2912 | DUNHURST CT | 43123-9378 | Active | VAA06653 | WILKINS | 720A | PVB | 0.750 | 87309 | LEFT SIDE OF HOUSE
2919 | DUNHURST CT | 43123-9378 | Active | A151018 | WILKINS | 720A | PVB | 0.750 | 87248 | RIGHT SIDE
2924 | DUNHURST CT | 43123-9378 | Active | G212807 | WILKINS | 720A | PVB | 0.750 | 95440 | RIGHT SIDE
2959 | DUNHURST CT | 43123-9378 | Active | 587259 | WILKINS | 720A | PVB | 0.750 | 59612 | LEFT SIDE OF HOUSE
4924 | DUNKERRIN CT | 43017 | Active | A883657 | WILKINS | 720A | PVB | 0.750 | 96525 | REAR OF HOUSE
4932 | DUNKERRIN CT | 43017 | Active | CH9912 | FEBCO | 765 | PVB | 0.750 | 65449 | RIGHT SIDE OF HOUSE
4948 | DUNKERRIN CT | 43017 | Active | AB3148 | FEBCO | 765 | PVB | 1.000 | 3410066 | LEFT OF FRONT DOOR
4972 | DUNKERRIN CT | 43017 | Active | CAB60325 | WILKINS | 720A | PVB | 1.000 | 65523 | RIGHT SIDE FRONT
2991 | DUNLAVIN GLEN RD | 43221- | Due Install |  |  |  | RP | 6.000 | 3410124 | AFTER FMCT MTR
4450 | DUNLEARY DR | 43017 | Active | t363692 | WILKINS | 720A | PVB | 0.750 | 64059 | LEFT
4466 | DUNLEARY DR | 43017-8610 | Active | H031419 | FEBCO | 765 | PVB | 0.750 | 64102 | LEFT FRONT
4482 | DUNLEARY DR | 43017-8610 | Active | 570157 | WATTS | 800M2QT | PVB | 1.000 | 64146 | FRONT RIGHT OF DOOR
4491 | DUNLEARY DR | 43017 | Active | T293586 | WILKINS | 720A | PVB | 0.750 | 3410164 | RIGHT FRONT OF HOUSE
4514 | DUNLEARY DR | 43017-8610 | Active | G208766 | WILKINS | 720A | PVB | 0.750 | 92394 | LEFT SIDE
4571 | DUNLEARY DR | 43017-8681 | Active | 792896 | WILKINS | 720A | PVB | 0.750 | 64374 | FRONT OF HOUSE RIGHT FRONT DOOR
4593 | DUNLEARY DR | 43017 | Active | T278410 | WILKINS | 720A | PVB | 1.000 | 64420 | FRONT OF HOUSE RIGHT OF FRONT DOOR
4610 | DUNLEARY DR | 43017-8610 | Active | RH327 | CONBRACO | PVB | PVB | 1.000 | 64559 | FRONT OF HOUSE LEFT OF FRONT DOOR
4626 | DUNLEARY DR | 43017-8610 | Active | H517584 | FEBCO | 765 | PVB | 0.750 | 95660 | RIGHT SIDE OF HOUSE
4641 | DUNLEARY DR | 43017 | Active | 216267 | WATTS | 800M2QT | PVB | 0.750 | 64668 | RIGHT SIDE OF HOUSE
4700 | DUNLEARY DR | 43017-8679 | Active | 55430 | WATTS | 800QT | PVB | 1.000 | 64832 | LEFT SIDE OF HOUSE
4716 | DUNLEARY DR | 43017-8679 | Active | 509176 | WILKINS | 720A | PVB | 0.750 | 64870 | NORTH EAST CORNER OF HOUSE
4717 | DUNMANN WAY | 43123-9069 | Active | T424368 | WILKINS | 720A | PVB | 0.750 | 101343 | LEFT SIDE OF HOUSE
4727 | DUNMANN WAY | 43123-9069 | Active | CB633087 | WILKINS | 720A | PVB | 0.750 | 3410200 | RIGHT FRONT
4758 | DUNMANN WAY | 43123-9067 | Active | 201604 | WATTS | 800M4QT | PVB | 0.750 | 64968 | OUTSIDE
4806 | DUNMANN WAY | 43123-9068 | Active | T459911 | WILKINS | 720A | PVB | 0.750 | 90187 | REAR LEFT SIDE OF HOUSE
4867 | DUNMANN WAY | 43123 | Active | T230762 | WILKINS | 720 | PVB | 0.750 | 3615027 | LEFT SIDE OF HOUSE
4880 | DUNMANN WAY | 43123 | Active | CB332769 | WILKINS | 720A | PVB | 0.750 | 3628248 | RIGHT SIDE OF HOUSE
4885 | DUNMANN WAY | 43123 | Active | CB597804 | WILKINS | 720A | PVB | 0.750 | 3639050 | RIGHT SIDE
5352 | DUNNIKER PARK DR | 43017-9734 | Active | H35503 | FEBCO | 860 | RP | 1.000 | 66718 | FRONT LEFT OF DOOR IN COVE BEHIND BUSH
5386 | DUNNIKER PARK DR | 43017-9606 | Removed | 413316REM | WATTS | 009M2PCQT | RP | 0.750 | 66769 | REMOVED
5386 | DUNNIKER PARK DR | 43017-9606 | Not Required by DOW | 4728583 | WILKINS | 975XL | RP | 1.000 | 3644823 | BSMNT BEHIND WATER METER AFTER DEDUCT METER
5386 | DUNNIKER PARK DR | 43017-9606 | Not Required by DOW | B129200 | WILKINS | 375 | RP | 0.750 | 3644824 | NEXT TO HOT WATER HEATER
5386 | DUNNIKER PARK DR | 43017-9606 | Active | 4728584 | WILKINS | 975XL2 | RP | 1.000 | 3644825 | BSMNT AT WATER METER
5410 | DUNNIKER PARK DR | 43017-9606 | Active | H834030 | FEBCO | 765 | PVB | 1.000 | 66841 | RIGHT HAND SIDE
5606 | DUNNIKER PARK DR | 43017 | Active | 153000 | AMES | 3000SS | DCDA | 2.500 | 93913 | 5606 DUNNIKR -BSMNT BLDG F MENS LOCKER RM SARAZEN VILLA
5606 | DUNNIKER PARK DR | 43017 | Active | 53386 | AMES | 2000B | DC | 0.750 | 93914 | 5606 DUNNIKR -BSMNT "BLDG F" MENS LOCKER RM SARAZEN VILLA
5610 | DUNNIKER PARK DR | 43017- | Active | 150478 | AMES | 3000SS | DCDA | 2.500 | 93915 | 5610 DUNNIKR -BSMNT W WALL BLDG E PALMER VILLA
5610 | DUNNIKER PARK DR | 43017- | Active | 50845 | AMES | 2000B | DC | 0.750 | 93916 | 5610 DUNNIKR -BSMNT W WALL "BLDG E" PALMER VILLA
5618 | DUNNIKER PARK DR | 43017- | Active | 02627 | AMES | 3000B | DCDA | 2.000 | 93919 | 5618 DUNNIKR -BSMNT NE "BLDG C" HAGEN VILLA
5618 | DUNNIKER PARK DR | 43017- | Active | 02657 | AMES | 2000B | DC | 0.500 | 93920 | 5618 DUNNIKR -BSMNT LEFT CORNER HAGEN VILLA
5618 | DUNNIKER PARK DR | 43017- | Duplicate | DUPW080753 | WILKINS | 975XLBMS | RP | 2.000 | 98336 | DUPLICATE RECORD - LODGE WEST JANITORS CLOSET
5618 | DUNNIKER PARK DR | 43017- | Duplicate | DUP14877 | AMES | 2000B | DC | 1.500 | 98338 | DUPLICATE RECORD - LODGE WEST JANITORS CLOSET
5622 | DUNNIKER PARK DR | 43017- | Active | 02571 | AMES | 3000B | DCDA | 2.000 | 93921 | 5622 DUNNIKR -BSMNT JONES VILLA
5622 | DUNNIKER PARK DR | 43017- | Active | 02598 | AMES | 2000B | DC | 0.500 | 93922 | 5622 DUNNIKR -BSMNT JONES VILLA
5624 | DUNNIKER PARK DR | 43017- | Active | 02399 | AMES | 3000B | DCDA | 2.000 | 93923 | 5624 DUNNIKR -BSMNT NE "BLDG A" NICKLAUS VILLA
5624 | DUNNIKER PARK DR | 43017- | Active | 02441 | AMES | 2000B | DC | 0.500 | 93924 | 5624 DUNNIKR -BSMNT NE "BKDG A" NICKLAUS VILLA
5614 | DUNNIKER PARK PL | 43017- | Active | 02396 | AMES | 3000B | DCDA | 2.000 | 93917 | 5614 DUNNIKR -BSMNT NE "BLDG D" PLAYER VILLA
5614 | DUNNIKER PARK PL | 43017- | Active | 02409 | AMES | 2000B | DC | 0.500 | 93918 | 5614 DUNNIKR -BSMNT NE "BLDG D" PLAYER VILLA
5725 | DUNNWOOD CT | 43017 | Active | 584631 | RAINBIRD | 100 | PVB | 1.000 | 67724 | FRT OF HSE
5732 | DUNNWOOD CT | 43017 | Active | 584432 | RAINBIRD | 100 | PVB | 1.000 | 90188 | FRONT OF HOUSE RIGHT OF FRONT DOOR
5736 | DUNNWOOD CT | 43017 | Active | 367525 | WILKINS | 720A | PVB | 1.000 | 67757 | LEFT CORNER OF HOUSE
5737 | DUNNWOOD CT | 43017 | Active | AB8679 | FEBCO | 765 | PVB | 1.000 | 67760 | FRONT OF HOUSE
8400 | DUNSINANE DR | 43017 | Active | H002625 | FEBCO | 765 | PVB | 1.250 | 90189 | RIGHT CENTER BY AC UNITS
8401 | DUNSINANE DR | 43017-8755 | Active | H048395 | FEBCO | 765 | PVB | 1.000 | 73802 | RIGHT SIDE OF HOUSE
8454 | DUNSINANE DR | 43017 | Active | 37382 | WATTS | 919AQT | RP | 1.000 | 102225 | BASEMENT
8455 | DUNSINANE DR | 43017 | Active | H655286 | FEBCO | 765 | PVB | 1.000 | 73876 | UNDER BACKYARD DECK
8455 | DUNSINANE DR | 43017 | Active | 517980 | RAINBIRD | PVB125 | PVB | 1.250 | 73877 | LEFT OF FRONT DOOR
8488 | DUNSINANE DR | 43017 | Active | T417744 | WILKINS | 720A | PVB | 0.750 | 3410270
8550 | DUNSINANE DR | 43017 | Active | A048785 | WILKINS | 375 | RP | 1.000 | 100938 | BASEMENT AT METER
8565 | DUNSINANE DR | 43017 | Active | 587888 | RAINBIRD | AC4000 | PVB | 0.750 | 74081 | RIGHT SIDE OF HOME
8566 | DUNSINANE DR | 43017 | Active | CAA99283 | WILKINS | 720A | PVB | 1.000 | 90190 | REAR OF HOUSE
8581 | DUNSINANE DR | 43017 | Active | 4312516 | WILKINS | 975XLTCU | RP | 1.000 | 3410272 | BASEMENT AT WATER METER IN CLOSET OFF KITCHEN
8599 | DUNSINANE DR | 43017 | Active | 87168 | febco | 765 | PVB | 1.500 | 92980 | Front of Home
8599 | DUNSINANE DR | 43017 | Active | CB878887 | WILKINS | 720A | PVB | 1.000 | 101269 | REAR OF HOUSE
8694 | DUNSINANE DR | 43017 | Active | CB084354 | WILKINS | 720A | PVB | 0.750 | 3410280 | Back of house
8715 | DUNSINANE DR | 43017 | Active | 343848 | WATTS | 800M4QT | PVB | 0.750 | 100421 | LEFT SIDE FRONT
8716 | DUNSINANE DR | 43017 | Active | T424722 | WILKINS | 720A | PVB | 0.750 | 3410281 | BACK
8737 | DUNSINANE DR | 43017 | Active | H562743 | FEBCO | 765 | PVB | 0.750 | 97858 | front of house
8802 | DUNSINANE DR | 43017 | Active | HC19003 | FEBCO | 765 | PVB | 1.000 | 74325 | BACK LEFT
8824 | DUNSINANE DR | 43017 | Active | CB601521 | WILKINS | 720A | PVB | 0.750 | 3410288 | REAR BY PATIO
8967 | DUNSKEATH CT | 43017 | Active | 17689 | FEBCO | 765 | PVB | 1.000 | 74426 | RIGHT SIDE BY ELECTRIC
8999 | DUNSKEATH CT | 43017 | Active | T133576 | WILKINS | 720A | PVB | 0.750 | 102696 | LEFT SIDE - REAR
8982 | DUNSKEATH DR | 43017 | Active | T197916 | WILKINS | 720A | PVB | 0.750 | 3410291 | RIGHT SIDE OF HOUSE
6224 | DURBAN DR | 43119-8650 | Active | T298745 | WILKINS | 720A | PVB | 0.750 | 3410385 | RIGHT SIDE
552 | DURBIN RD | 43213-3467 | Active | AE3486 | FEBCO | 765 | PVB | 0.750 | 95078 | RIGHT FRONT CORNER
172 | DURBRIDGE RD | 43229- | Active | 28250 | WATTS | 007M1QT | DC | 1.000 | 55982 | BASEMENT (MECHANICAL ROOM)
1303 | DURNESS CT | 43235-2191 | Active | H205875 | FEBCO | 765 | PVB | 0.750 | 3410455 | RIGHT SIDE OF HOUSE
1304 | DURNESS CT | 43235-2191 | Active | cb987535 | WILKINS | 720A | PVB | 0.750 | 54609 | LEFT CENTER
1309 | DURNESS CT | 43235-2191 | Active | H580239 | FEBCO | 765 | PVB | 0.750 | 98938 | LEFT SIDE OF HOUSE
1315 | DURNESS CT | 43235-2191 | Active | 170331 | WILKINS | 720A | PVB | 0.750 | 90192 | RIGHT SIDE
1318 | DURNESS CT | 43235-2191 | Active | G187894 | WILKINS | 720A | PVB | 1.000 | 3410456 | Left side
1321 | DURNESS CT | 43235-2191 | Active | 166855 | WILKINS | 720A | PVB | 0.750 | 90193 | LEFT SIDE OF HOUSE
1327 | DURNESS CT | 43235-2191 | Active | CB517319 | WILKINS | 720A | PVB | 0.750 | 3410457 | Left side of house
1332 | DURNESS CT | 43235-2191 | Active | T189374 | Wilkins | 720A | PVB | 1.000 | 54720 | REAR OF HOUSE
1333 | DURNESS CT | 43235-2191 | Active | CB019240 | WILKINS | 720A | PVB | 0.750 | 103040 | RIGHT SIDE
1339 | DURNESS CT | 43235-2191 | Active | 608613 | FEBCO | 765 | PVB | 0.750 | 99655 | LEFT FRONT
1346 | DURNESS CT | 43235-2191 | Active | t247404 | wilkins | 720A | PVB | 1.000 | 54754 | RIGHT SIDE OF HOUSE
1351 | DURNESS CT | 43235-2191 | Active | D14068 | BUCKNER | 24200 | PVB | 0.750 | 87340 | RIGHT SIDE OF HOUSE CENTER BY A/C UNIT
1357 | DURNESS CT | 43235-2191 | Active | CB197770 | WILKINS | 720A | PVB | 1.000 | 90194 | FRONT OF HOUSE LEFT FRONT DOOR
1360 | DURNESS CT | 43235-2191 | Active | H126504 | FEBCO | 765 | PVB | 1.000 | 90195 | BACK OF HOUSE
7238 | DURNESS DR | 43235-2194 | Active | EB4813 | FEBCO | 765 | PVB | 1.000 | 90196 | FRONT LEFT IN COVE
7238 | DURNESS DR | 43235-2194 | Removed | FB4794REM | FEBCO | 765 | PVB | 1.000 | 3630290 | ***REMOVED*** BACK LEFT BACK OF HOUSE
7118 | DURNESS PL | 43235-5130 | Active | 792725 | WILKINS | 720A | PVB | 0.750 | 71456 | RT SIDE REAR
7123 | DURNESS PL | 43235-5130 | Active | T181318 | WILKINS | 720A | PVB | 0.750 | 3410460 | RIGHT OF FRONT DOOR
7132 | DURNESS PL | 43235-5130 | Active | 792741 | WILKINS | 720A | PVB | 0.750 | 91675 | RIGHT SIDE
7139 | DURNESS PL | 43235-5130 | Active | T294380 | WILKINS | 720A | PVB | 0.750 | 98762 | FRONT JUST RIGHT OF DOOR
7140 | DURNESS PL | 43235-5130 | Active | T034754 | WILKINS | 720A | PVB | 0.750 | 99894 | RIGHT SIDE
7151 | DURNESS PL | 43235-5130 | Active | CB101251 | WILKINS | 720A | PVB | 0.750 | 97793 | right side
7156 | DURNESS PL | 43235-5130 | Active | G045432 | WILKINS | 720A | PVB | 0.750 | 90197 | FRONT OF HOUSE
7157 | DURNESS PL | 43235-5130 | Active | 792710 | WILKINS | 720A | PVB | 0.750 | 71514 | RIGHT HAND SIDE
7164 | DURNESS PL | 43235-5130 | Active | 209098 | WILKINS | 720A | PVB | 0.750 | 90198 | RIGHT SIDE
7176 | DURNESS PL | 43235-5130 | Active | 209133 | WILKINS | 720A | PVB | 0.750 | 90199 | RIGHT OF DOOR
7181 | DURNESS PL | 43235-5130 | Active | 8350 | FEBCO | 765 | PVB | 0.750 | 71555 | SW CORNER - OUTSIDE
7195 | DURNESS PL | 43235-5130 | Active | 779632 | WILKINS | 720A | PVB | 0.750 | 71596 | REAR OS HOUSE NEAR DECK
1320 | DUXBERRY AVE REAR | 43211 | Active | 21426 | WILKINS | 375A | RP | 3.000 | 100465 | CONCESSION BUILDING MECHANIC ROOM - Linden McKinley
1320 | DUXBERRY AVE REAR | 43211 | Active | 3506020 | WILKINS | 950XL | DC | 2.000 | 100675 | MECHANIC ROOM CONCESSION STAND - Linden Mckinley
1320 | DUXBERRY AVE UNIT FRONT | 43211-2283 | Not Required by DOW | 3439806 | WILKINS | 975XL | RP | 2.000 | 101524 | BASEMENT MECHANIC ROOM ABOVE 4 RPZ - LInden McKinley
1320 | DUXBERRY AVE UNIT FRONT | 43211-2283 | Active | 3171580 | WILKINS | 950XL | DC | 0.750 | 102192 | BOILER ROOM - LINDEN MCKINLEY
1320 | DUXBERRY AVE UNIT FRONT | 43211-2283 | Active | V23697 | WILKINS | 350ADA | DCDA | 8.000 | 102193 | BOILER ROOM - LINDEN MCKINLEY
1320 | DUXBERRY AVE UNIT FRONT | 43211-2283 | Active | 20644 | WILKINS | 375A | RP | 4.000 | 103773 | BOILER ROOM - LINDEN MCKINLEY
1320 | DUXBERRY AVE UNIT FRONT | 43211-2283 | Not Required by DOW | 3360333 | WILKINS | 975A | RP | 1.500 | 103774 | BOILER ROOM - LINDEN MCKINLEY
1503 | DYER RD | 43123 | Inactive | W255229 | WILKINS | 975XL | RP | 1.000 | 91889 | 0 USE 6/3/15 CAG. ENTRY WAY FORD BOX RIGHT SIDE
43 | E 11TH AVE | 43201-2126 | Active | 1405400405 | AMES | 3000SS | DCDA | 2.500 | 63559 | Mechanical - Sprinkler Room West Side/North
43 | E 11TH AVE | 43201-2126 | Active | 414489 | WATTS | 909M1QT | RP | 2.000 | 63560 | Mechanical - Sprinkler Room West Side/North
43 | E 11TH AVE | 43201-2126 | Active | 419222 | WATTS | 909M1QT | RP | 2.000 | 63561 | Mechanical - Sprinkler Room West Side/North
43 | E 11TH AVE | 43201-2126 | Active | 42302 | AMES | 2000SS | DC | 0.750 | 70699 | Mechanical - Sprinkler Room West Side/North
43 | E 11TH AVE | 43201-2126 | Not Required by DOW | 206430 | WILKINS | 975XL | RP | 1.000 | 93689 | Mechanical - Sprinkler Room West Side/North
75 | E 11TH AVE | 43201-2126 | Active | W177815 | WILKINS | 975XL | RP | 1.500 | 72110 | Garage - Maintenance Garage - East Wall Water - Meter Rm
75 | E 11TH AVE | 43201-2126 | Not Required by DOW | W206430 | WILKINS | 975XL | RP | 1.500 | 72111 | Garage - Maintenance Garage - East Wall Water - Meter Rm
11 | E 11TH AVE | 43201-2169 | Active | TJ-1540 | WATTS | 957 | RP | 3.000 | 3571350 | BASEMENT OF APARTMENT 113
178 | E 11TH AVE | 43201-2104 | [6 empty] | 3657791
248 | E 11TH AVE | 43201-2255 | Active | W342194 | WILKINS | 975XLBMS | RP | 2.000 | 96263 | MECH ROOM @ METER
248 | E 11TH AVE | 43201-2255 | Active | 16060 | AMES | 2000B | DC | 0.750 | 96330 | MECH ROOM
248 | E 11TH AVE | 43201-2255 | Active | 110866 | AMES | 3000SS | DCDA | 4.000 | 96333 | MECH ROOM
547 | E 11TH AVE | 43211-2603 | Active | V08946 | WILKINS | 350DA | DCDA | 4.000 | 90454 | fire mech rm Northside of bldg off office
547 | E 11TH AVE | 43211-2603 | Active | W286571 | WILKINS | 950XLD | DC | 0.750 | 90455 | FIRE MECH RM N SIDE OF BLDG OFF OF OFFICE
547 | E 11TH AVE | 43211-2603 | Active | 079096 | WATTS | LF009M2 | RP | 1.500 | 3626713 | janitors closet Northside of bldg off office
570 | E 11TH AVE | 43211- | Not Required by DOW | 25022 | WATTS | LF919QT | RP | 1.500 | 67634 | VOINOVICH BLD MECHANICAL ROOM
570 | E 11TH AVE | 43211- | Not Required by DOW | 282118 | WATTS | 909M1QT | RP | 1.500 | 67635 | VOINIVICH BLDG EAST WALL
570 | E 11TH AVE | 43211- | Not Required by DOW | 434607 | WATTS | 909QT | RP | 1.000 | 67636 | VOINOVICH BLD MECHANICAL ROOM
570 | E 11TH AVE | 43211- | Not Required by DOW | 9500705 | HERSEY/GRINNELL | DDCII | DCDA | 8.000 | 67637 | VOINOVICH BLD FIRE PROTECTION RISER ROOM
570 | E 11TH AVE | 43211- | Active | X29119 | WILKINS | 375 | RP | 10.000 | 104151 | HOT BOX BY OHIO GATE
570 | E 11TH AVE | 43211- | Not Required by DOW | 78127 | WATTS | LF919QT | RP | 0.750 | 3616515 | IN HOT BOX BY DUMP SITE KORBEL WEST CAMPGROUND
575 | E 11TH AVE | 43211-2605 | Active | ABN9307 | WILKINS | 975XL2 | RP | 1.000 | 3571392 | CENTER WEST WALL
575 | E 11TH AVE | 43211-2605 | Active | 75833 | APOLLO | DCDALF4A | DCDA | 6.000 | 3651247 | WAREHOUSE WEST WALL
575 | E 11TH AVE | 43211-2605 | Active | 62732A | APOLLO | DCLF4A | DC | 0.500 | 3652474
673 | E 11TH AVE | 43211-2611 | Active | 14354 | WATTS | LF719QT | DC | 1.000 | 3571401 | BASEMENT BY OFFICE
673 | E 11TH AVE | 43211-2611 | In Review |  |  |  | RP | 1.000 | 3636203 | BASEMENT BY OFFICE
751 | E 11TH AVE | 43211-2613 | Due Install |  |  |  | RP | 1.000 | 3571403
751 | E 11TH AVE | 43211-2613 | Due Install |  |  |  | DCDA | 4.000 | 3652338
880 | E 11TH AVE | 43211-2771 | Active | 104667 | AMES | 3000SS | DCDA | 4.000 | 74311 | NE CORNER OF BASEMENT BY ELEVATOR
880 | E 11TH AVE | 43211-2771 | Not Required by DOW | 1069723 | WILKINS | 975 | RP | 1.500 | 74312 | SE CRNR BASMNT-MECH RM
880 | E 11TH AVE | 43211-2771 | Active | 5066 | AMES | 2000B | DC | 0.750 | 74313 | BASEMENT NE CORNER BY ELEVATOR
880 | E 11TH AVE | 43211-2771 | Active | 9709251235 | FEBCO | 880V | RP | 3.000 | 74314 | ELEC MECH RM004 BASEMENT
897 | E 11TH AVE | 43211-2757 | Active | 55764 | WATTS | 009M2QT | RP | 1.500 | 74430 | IN BASEMENT AT WATER METER
320 | E 11TH AVE | 43219-3735 | Active | 355249 | WATTS | LF009M3QT | RP | 0.750 | 3571487 | AT METER
3242 | E 11TH AVE | 43219 | Active | 950990 | WILKINS | 975XLBMS | RP | 0.750 | 60272 | 3242 E 11TH AVENUE SOUTH WALL
3247 | E 11TH AVE | 43219-3735 | Active | 408586 | WATTS | 909QT | RP | 1.000 | 60289 | FRONT MENS RESTROOM BY WATER METER
3288 | E 11TH AVE | 43219 | Active | 1144055 | WILKINS | 975XL | RP | 0.750 | 60362 | WAREHOUSE SOUTH WALL
3355 | E 11TH AVE | 43219- | Active | 4934155 | WILKINS | 975 | RP | 0.750 | 3571494 | 911 STELZER ROAD
847 | E 11TH AVE UNIT A | 43211-2757 | Active | 5020973 | WILKINS | 975XL2 | RP | 0.750 | 3571406
38 | E 12TH AVE | 43201-1804 | Not Required by DOW |  |  |  | RP |  | 3571528
79 | E 12TH AVE | 43201-1803 | Active | 40967 | AMES | 3000SS | DCDA | 4.000 | 72958 | FIRE MECH RM
79 | E 12TH AVE | 43201-1803 | Active | 42711 | AMES | 2000SS | DC | 0.750 | 72959 | SW TABLE ROOM
79 | E 12TH AVE | 43201-1803 | Removed | 877727REM | WILKINS | 720A | PVB | 1.000 | 88205 | FRONT OF BLDG WEST OF FRONT DOOR
79 | E 12TH AVE | 43201-1803 | Active | CB485700 | WILKINS | 720A | PVB | 1.000 | 3647132 | FRONT OF BLDG WEST OF FRONT DOOR
12 | E 12TH AVE | 43211-2961 | Active | 528818 | WATTS | 909QT | RP | 1.000 | 54328 | BOILER ROOM - Windsor E.S.
10 | E 13TH AVE | 43201-1808 | Due Install |  |  |  | RP | 1.000 | 3571818 | PER BCO NEED TO INSTALL ASSE 1013 RP AT METER.
19 | E 13TH AVE | 43201- | Active | 3765510 | WILKINS | 975XL2 | RP | 1.500 | 103970 | BASEMENT AFTER WATER METER
19 | E 13TH AVE | 43201- | Active | 70223 | AMES | 2000B | DC | 0.750 | 103971 | BASEMENT BY WATER METER
19 | E 13TH AVE | 43201- | Active | 1807850413 | AMES | 3000SS | DCDA | 4.000 | 103972 | BASEMENT BY WATER METER
51 | E 13TH AVE | 43201-4052 | Active | 22F662 | BEECO | FRR75-QT-LL | RP | 0.750 | 3571824
80 | E 13TH AVE | 43201-1808 | Active | 4600170 | WILKINS | 975XL2 | RP | 1.500 | 3571832 | BOILER ROOM
88 | E 13TH AVE | 43201-1808 | Active | 25401 | AMES | 2000B | DC | 1.000 | 3571834 | BASEMENT SOUTH WALL
28 | E 14TH AV | 43219-2302 | Active | 96165 | WATTS | 009M1QT | RP | 1.500 | 59530 | SOUTH END OF BUILDING
2940 | E 14TH AV | 43219-2304 | Active | 866394 | WILKINS | 975 | RP | 1.250 | 59600 | SOUTH END OF BUILDING
1 | E 14TH AVE | 43201- | Active | b085096 | wilkins | 375xl | RP | 1.000 | 103203 | 1782 N HIGH ST EASTSIDE REAR OF STORE IN STORAGE AREA NORTH WALL
3 | E 14TH AVE | 43201 | Active | J129753 | FEBCO | 825Y | RP | 1.000 | 3650369 | IN HOT BOX ON SOUTH SIDE OF BLDG IN LANDSCAPING BED
43 | E 14TH AVE | 43201-4070 | Active | 220996 | WATTS | LF009M2QT | RP | 2.000 | 3572084 | IN KITCHEN BEHIND SHELVING
10 | E 14TH AVE | 43201-1817 | Active | 485296 | WATTS | LF009M3QT | RP | 0.750 | 3572098 | BASEMENT FRONT WALL... ENTER THROUGH THE REAR GROUND FLOOR DOOR
124 | E 14TH AVE | 43201-1817 | Active | 29562 | AMES | 2000B | DC | 2.000 | 100322 | BASEMENT SOUTHEAST CORNER
124 | E 14TH AVE | 43201-1817 | Active | 15887 | WATTS | 919QT | RP | 2.000 | 100323 | BASEMENT SOUTHEAST CORNER
127 | E 14TH AVE | 43201-4091 | Not Required by DOW | [5 empty] | 3572104
292 | E 14TH AVE | 43219-2303 | Active | 4940109 | WILKINS | 975 | RP | 1.000 | 3572236 | UNDER CABINETS LEFT CORNER
3000 | E 14TH AVE | 43219-2355 | Active | 189903 | WILKINS | 975 | RP | 2.000 | 59776 | WEST BY OVERHEAD DOOR
3000 | E 14TH AVE | 43219-2355 | Not Required by DOW | 1696358 | WILKINS | 975XL2 | RP | 2.000 | 59780 | SIMCO WAREHOUSE WEST END
3000 | E 14TH AVE | 43219-2355 | Active | WL-1639 | AMES | COLT300GV | DCDA | 6.000 | 3638260 | SIMCO WAREHOUSE WEST END
3000 | E 14TH AVE | 43219-2355 | Active | 67878 | AMES | 2000BM3 | DC | 0.750 | 3654339 | SIMCO WAREHOUSE WEST END
3040 | E 14TH AVE | 43219-2355 | Due Install |  |  |  | RP | 0.750 | 3572242
3075 | E 14TH AVE | 43219-2356 | Active | 4974355 | WILKINS | 975XL2 | RP | 1.000 | 3572244
3087 | E 14TH AVE | 43219-2356 | Active | 589096 | WILKINS | 975 | RP | 1.000 | 59932 | IN NORTHWEST CORNER OF BUILDING
14 | E 15TH AVE | 43201 | Active | 22381C | WILKINS | 375AST | RP | 4.000 | 3646818 | Basement Water - Sprinkler Riser Room
14 | E 15TH AVE | 43201 | Active | 18112B | WILKINS | 350ASTDA | DCDA | 6.000 | 3646819 | Basement Water - Sprinkler Riser Room
14 | E 15TH AVE | 43201 | Active | HC34311 | WILKINS | 950XLD | DC | 0.750 | 3646820 | Basement Water - Sprinkler Riser Room
14 | E 15TH AVE | 43201 | Not Required by DOW | 4844728 | WILKINS | 975XL2 | RP | 1.000 | 3649896 | Basement Water - Sprinkler Riser Room
14 | E 15TH AVE | 43201 | Not Required by DOW | 44904 | WILKINS | 420 | PVB | 0.750 | 3650801 | BEHIND DISHWASHER
15 | E 15th AVE | 43201 | Active | 22369C | WILKINS | 375AST | RP | 6.000 | 3648251 | Mechanical Room - Garage Hallway
15 | E 15th AVE | 43201 | Active | 18117 | WILKINS | 350ASTDA18 | DCDA | 8.000 | 3648252 | Mechanical Room - Garage Hallway
15 | E 15th AVE | 43201 | Active | HC34306 | WILKINS | 950XLD | DC | 0.750 | 3648253 | Mechanical Room - Garage Hallway
43 | E 15TH AVE | 43201-1601 | Active | ALA27821 | WILKINS | 975XL | RP | 1.000 | 3572250
55 | E 15TH AVE | 43201-1601 | Not Required by DOW | 414879 | WILKINS | 420 | PVB | 1.000 | 67024 | FRONT OF BUILDING RIGHT SIDE
55 | E 15TH AVE | 43201-1601 | Active | 24347 | WATTS | 919QT | RP | 2.000 | 3605662 | BOILER ROOM AGAINST NORTH WALL
55 | E 15TH AVE | 43201-1601 | Not Required by DOW | 53666 | WATTS | 919QT | RP | 0.750 | 3605663 | BOILER ROOM IN CEILING
55 | E 15TH AVE | 43201-1601 | Not Required by DOW | 05981 | WATTS | 919 | RP | 0.500 | 3606038 | BASEMENT LAUNDRY
55 | E 15TH AVE | 43201-1601 | Active | 36167 | WILKINS | 350DA | DCDA | 4.000 | 3611945 | MECHANICAL ROOM
55 | E 15TH AVE | 43201-1601 | Active | 3739936 | WILKINS | 950 | DC | 0.750 | 3611946 | MECHANICAL ROOM
55 | E 15TH AVE | 43201-1601 | Not Required by DOW | 3958188 | WILKINS | 975 | RP | 2.000 | 3611947 | MECHANICAL ROOM
67 | E 15TH AVE | 43201-1601 | Removed | A014359REM | WILKINS | 350 | DC | 0.750 | 97670 | *****REMOVED******basement mech rm.
67 | E 15TH AVE | 43201-1601 | Removed | C00185REM | WILKINS | 950XLT | DC | 2.000 | 97686 | *****REMOVED******basement mech room
67 | E 15TH AVE | 43201-1601 | Removed | 13827REM | WATTS | 919QT | RP | 2.000 | 97779 | ******REMOVED*****basement mechanical
67 | E 15TH AVE | 43201-1601 | Active | ABP3776 | WILKINS | 975XL2 | RP | 0.750 | 3619889 | BOILER ROOM
67 | E 15TH AVE | 43201-1601 | Active | 1769D | WILKINS | 375ASTDA | RPDA | 4.000 | 3619890 | BOILER ROOM
67 | E 15TH AVE | 43201-1601 | Active | 4286631 | WILKINS | 975XL2 | RP | 1.500 | 3619909 | MECHANICAL ROOM IN BASEMENT
67 | E 15TH AVE | 43201-1601 | Not Required by DOW | 4263388 | WILKINS | 975XL2 | RP | 1.000 | 3621426 | WATER METER ROOM
73 | E 15TH AVE | 43201-1601 | Active | 3578471 | WILKINS | 975XL | RP | 2.000 | 101514 | METER ROOM
73 | E 15TH AVE | 43201-1601 | Active | 04297 | AMES | 3000B | DCDA | 2.000 | 101906 | WATER RISER ROOM
73 | E 15TH AVE | 43201-1601 | Active | 04451 | AMES | 2000B | DC | 0.500 | 101907 | WATER RISER ROOM
76 | E 15TH AVE | 43201-1602 | Not Required by DOW | 499083 | WATTS | 909QT | RP | 1.000 | 72297 | BASEMENT BOILER ROOM EAST WALL
76 | E 15TH AVE | 43201-1602 | Not Required by DOW | 13594 | WATTS | 719QT | DC | 0.750 | 97759 | basement
76 | E 15TH AVE | 43201-1602 | Active | 3333333 | WILKINS | 950XL | DC | 0.750 | 99997 | BASEMENT BACK CORNER OF HOUSE
76 | E 15TH AVE | 43201-1602 | Active | N33917 | WILKINS | 350DA | DCDA | 2.500 | 99998 | BASEMENT BACK CORNER OF HOUSE
76 | E 15TH AVE | 43201-1602 | Active | 4113308 | WILKINS | 975XL2 | RP | 1.500 | 3638034 | BSMNMT BOILER ROOM AT WATER METER
84 | E 15TH AVE | 43201-1602 | Active | 009467 | WATTS | LF909 | RP | 3.000 | 3572254 | BASEMENT AT THE METER
84 | E 15TH AVE | 43201-1602 | Active | 1963110419 | AMES | 3000SS | DCDA | 4.000 | 3633521 | BASEMENT MECH ROOM
84 | E 15TH AVE | 43201-1602 | Active | 81757 | WATTS | 2000B | DC | 0.750 | 3633522 | BASEMENT MECH ROOM
84 | E 15TH AVE | 43201-1602 | Removed | 4415420REM2 | WILKINS | 975XL2 | RP | 1.000 | 3638749 | OUTSIDE NEW CONSTRUCTION AREA
84 | E 15TH AVE | 43201-1602 | Not Required by DOW | 70804 | WATTS | 919 | RP | 1.000 | 3644813 | Above the fire protection backflow device.
84 | E 15TH AVE | 43201-1602 | Not Required by DOW | 4817067 | WATTS | 975 | RP | 0.750 | 3644814 | Above the fire protection backflow device.
84 | E 15TH AVE | 43201-1602 | Not Required by DOW | 4814929 | WATTS | 975 | RP | 0.750 | 3644815 | Above the fire protection backflow device.
93 | E 15TH AVE | 43201-1627 | Active | 4653516 | WILKINS | 975 | RP | 1.500 | 3572255 | BASEMENT AT METER
93 | E 15TH AVE | 43201-1627 | Active | 00946 | WILKINS | 350D | DCDA | 2.000 | 3626433 | BSMNT
93 | E 15TH AVE | 43201-1627 | Active | W9205033500 | WILKINS | 350XL | DC | 0.750 | 3647050 | BSMNT
94 | E 15TH AVE | 43201-1602 | Active | 3732082 | WILKINS | 975 | RP | 1.000 | 74712 | IN BASEMENT BY WATER
10 | E 15TH AVE | 43201-1601 | Not Required by DOW | 433289 | WATTS | 909QT | RP | 0.750 | 53663 | BOILER ROOM BY WATER METER
103 | E 15TH AVE | 43201-1601 | Active | 247230 | WATTS | LF009M2QT | RP | 2.000 | 53664 | BOILER ROOM BY WATER METER
116 | E 15TH AVE | 43201-1602 | Inactive | T230771REM | WILKINS | 720A | PVB | 0.750 | 54100 | LEFT FRONT
116 | E 15TH AVE | 43201-1602 | Active | 39913 | WATTS | LF919AQT | RP | 2.000 | 3651696 | BASEMENT DOOR ON RIGHT
116 | E 15TH AVE | 43201-1602 | Active | HC43852 | WILKINS | 950XLD | DC | 0.750 | 3651714 | Basement Door on Right
116 | E 15TH AVE | 43201-1602 | Active | 22955B | WILKINS | 350ASTDA | DCDA | 4.00 | 3651715 | Basement Door on Right
121 | E 15TH AVE | 43201-1618 | Active | 94069 | WATTS | 007QT | DC | 2.000 | 54308 | BSMT METER RM
131 | E 15TH AVE | 43201-1656 | Active | 391605 | WILKINS | 420A | PVB | 1.000 | 54624 | NW CORNER OF BUILDING
131 | E 15TH AVE | 43201-1656 | Active | N29927 | WILKINS | 350DA | DCDA | 2.500 | 97687 | boiler room
131 | E 15TH AVE | 43201-1656 | Active | 3043051 | WILKINS | 950XL | DC | 0.750 | 97688 | boiler room
131 | E 15TH AVE | 43201-1656 | Active | 570757 | WATTS | 919QT | RP | 0.750 | 3632732 | boiler room
131 | E 15TH AVE | 43201-1656 | Due Install |  |  |  | RP |  | 3650322 | boiler room
134 | E 15TH AVE | 43201-1602 | Active | 16459 | WATTS | 919AQT | RP | 1.500 | 54739 | BASEMENT PANTRY RM BY WATER METER
134 | E 15TH AVE | 43201-1602 | Active | V30830 | WILKINS | 350ADA | DCDA | 4.000 | 103167 | BASEMENT PANTRY ROOM BY WATER METER
134 | E 15TH AVE | 43201-1602 | Active | 3531550 | WILKINS | 950XL | DC | 0.750 | 103168 | BASEMENT PANTRY ROOM BY WATER METER
165 | E 15TH AVE | 43201-1603 | Removed | 102077REM | WILKINS | 950 | DC | 1.500 | 55710 | BASEMENT MECHANICAL ROOM REMOVED
165 | E 15TH AVE | 43201-1603 | Removed | 1833984REM | WILKINS | 950XLT | DC | 1.500 | 55711 | MECH RM IN BASEMENT REMOVED
165 | E 15TH AVE | 43201-1603 | Active | X38938 | WILKINS | 375A | RP | 3.000 | 3622986
165 | E 15TH AVE | 43201-1603 | Active | 4364842 | WILKINS | 975XL2 | RP | 0.750 | 3622987
165 | E 15TH AVE | 43201-1603 | Active | 2298D | WILKINS | 375AST | RPDA | 6.000 | 3622988
184 | E 15TH AVE | 43201-1604 | Active | 70025 | WATTS | 919 | RP | 1.000 | 3572260 | AT METER
209 | e 15th ave | 43201-1603 | Active | ACA16811 | WILKINS | 975XL | RP | 2.000 | 3572265
209 | e 15th ave | 43201-1603 | Active | 11069000125 | AMES | 3000SS | DCDA | 4.000 | 3659572
209 | e 15th ave | 43201-1603 | Active | 89939 | AMES | 2000B | DC | 0.750 | 3659573
212 | E 15TH AVE | 43201-1604 | Active | 284 | WILKINS | 350 | DC | 3.000 | 103083 | BOILER ROOM
212 | E 15TH AVE | 43201-1604 | Active | 3565177 | WILKINS | 950XL | DC | 0.750 | 103084 | BOILER ROOM
229 | E 15TH AVE | 43201-1603 | Active | ACE8742 | WILKINS | 975XL | RP | 2.000 | 3572269
229 | E 15TH AVE | 43201-1603 | Active | 100815 | AMES | 3000SS | DCDA | 3.000 | 3650459
229 | E 15TH AVE | 43201-1603 | Active | 85219 | AMES | 2000B | DC | 0.750 | 3650460
229 | E 15TH AVE | 43201-1603 | Not Required by DOW | 003686 | WATTS | 800M4 | PVB | 1.000 | 3650461 | WEST SIDE
260 | E 15TH AVE | 43201-1902 | Not Required by DOW | 66724 | WATTS | 009M2QT | RP | 0.750 | 58702 | BOILER ROOM BASEMENT
260 | E 15TH AVE | 43201-1902 | Not Required by DOW | 824829 | APOLLO | RP4A | RP | 0.750 | 3635373 | MECHANICAL ROOM
260 | E 15TH AVE | 43201-1902 | Active | 4653513 | WILKINS | 975XL2 | RP | 1.500 | 3635530 | UNDER STAIRS IN BASEMENT
275 | E 15TH AVE | 43201-1901 | Active | 494387 | WATTS | 909QT | RP | 1.000 | 96019 | BASEMENT WEST WALL BY STAIRS
191 | E 15TH AVE UNIT A | 43201-1603 | Active | 1050010809 | AMES | 5000 | RPDA | 4.000 | 97767 | basement
191 | E 15TH AVE UNIT A | 43201-1603 | Active | 10760 | AMES | 4000B | RP | 0.750 | 97782 | BASEMENT
240 | E 15TH AVE UNIT A | 43201-1604 | Active | 3947883 | WILKINS | 975XL | RP | 2.000 | 3572271 | BASEMENT @ METER IN CLOSET
240 | E 15TH AVE UNIT A | 43201-1604 | Due Install |  |  |  | RP |  | 3638346
46 | E 16TH AVE | 43201-1615 | Active | 55027 | WATTS | 009M1QT | RP | 2.000 | 64442 | IN MECH ROOM ON WEST SIDE AT BASEMENT AT WATER METER
46 | E 16TH AVE | 43201-1615 | Active | XF-0070 | WATTS | 757 | DCDA | 4.000 | 3652301 | IN MECH ROOM ON WEST SIDE AT BASEMENT DOOR INSIDE GYM AT WATER METER
46 | E 16TH AVE | 43201-1615 | Active | 234789 | WATTS | 007M3 | DC | 0.750 | 3655943 | IN MECH ROOM ON WEST SIDE AT BASEMENT AT WATER METER
77 | E 16TH AVE | 43201 | Active | 22320 | WATTS | 919-QT | RP | 1.500 | 3616808
77 | E 16TH AVE | 43201 | Active | 75663 | AMES | 2000B | DC | 0.750 | 3652292
77 | E 16TH AVE | 43201 | Active | 188676 | AMES | 3000SS | DCDA | 4.000 | 3652293
82 | E 16TH AVE | 43201-1617 | Removed | 35431REM | WATTS | 919 -QT | RP | 2.000 | 3572471
82 | E 16TH AVE | 43201-1617 | New Construction |  |  |  | RP | 6.000 | 3658842
82 | E 16TH AVE | 43201-1617 | New Construction |  |  |  | DCDA | 8.000 | 3658843
82 | E 16TH AVE | 43201-1617 | New Construction |  |  |  | DC | 0.750 | 3658844
12 | E 16TH AVE | 43201-1616 | Active | 184425 | WATTS | 909QTFDA | RP | 3.000 | 96549 | MECH ROOM
121 | E 16TH AVE | 43201-1616 | Active | 1492780406 | AMES | 3000SS | DCDA | 4.000 | 96572 | BASEMENT MECH ROOM
121 | E 16TH AVE | 43201-1616 | Active | 48763 | AMES | 2000SS | DC | 0.750 | 96573 | BASEMENT MECH ROOM
121 | E 16TH AVE | 43201-1616 | Not Required by DOW | H30144 | FEBCO | 860 | RP | 1.000 | 96574 | BASEMENT MECH ROOM NE CORNER
121 | E 16TH AVE | 43201-1616 | Not Required by DOW | 18796 | WATTS | 919AQT | RP | 1.000 | 96575 | MECH ROOM IN BASEMENT NE CORNER
140 | E 16TH AVE | 43201-1617 | Not Required by DOW | 196283 | WATTS | 009M2QT | RP | 0.750 | 88052 | BOILER RM
140 | E 16TH AVE | 43201-1617 | Active | 11048660323 | AMES | 3000SS | DCDA | 6.000 | 3632785 | SW CORNER OF BLDG NEWER PART
140 | E 16TH AVE | 43201-1617 | Active | 41447c | WILKINS | 375AST | RP | 3.000 | 3653984
140 | E 16TH AVE | 43201-1617 | Active | 33084 | WATTS | 007M1-QT | DC | 0.750 | 3655479 | SW CORNER OF BLDG NEWER PART
325 | E 17TH AV | 43219- | Due Install |  |  |  | RP |  | 3599699 | FB BY 2ND FENCE POLE ACROSS FROM McLEAN
10 | E 17TH AVE | 43201-1568 | Active | 83001 | WATTS | LF919QT | RP | 0.750 | 3572653 | SW BSMNT AT WATER METER
11 | E 17TH AVE | 43201 | Active | 1912070317 | AMES | 3000SS | DCDA | 8.000 | 3622874 | METER ROOM BASEMENT
11 | E 17TH AVE | 43201 | Active | 00879 | AMES | LF2000BM3 | DC | 0.750 | 3622875 | METER ROOM BASEMENT
11 | E 17TH AVE | 43201 | Active | SB-2036 | WATTS | 957 | RP | 4.000 | 3632747 | METER ROOM BASEMENT
11 | E 17TH AVE | 43201 | Not Required by DOW | 4600163 | WILKINS | 975 | RP | 2.000 | 3638928 | IN SWEAT WATER LOCATION IN ELECTRICAL ROOM 15 E 17TH AVE
11 | E 17TH AVE | 43201 | Not Required by DOW | 4598252 | WILKINS | 975XL | RP | 0.750 | 3641439 | BACKWALL NEXT TO METER AT SHAWERMA BITES 12 E 16TH AVE
38 | E 17TH AVE | 43201-1565 | Active | 18433 | WATTS | 919QT | RP | 1.500 | 3572657 | IN HOTBOX NORTHWEST CORNER OF BLDG
38 | E 17TH AVE | 43201-1565 | Active | 3927437 | WILKINS | 950XLT2 | DC | 1.500 | 3605665 | IN HOTBOX NORTHWEST CORNER OF BLDG
20 | E 17TH AVE | 43201-1535 | Active | 3078177 | WILKINS | 975XL | RP | 1.500 | 56956 | AT METER IN BOILER ROOM
200 | E 17TH AVE | 43201-1535 | Active | 61166 | WATTS | 007PCQT | DC | 0.500 | 3606062 | BACK DINING ROOM IN CLOSET
200 | E 17TH AVE | 43201-1535 | Active | 00231 | WATTS | 007M1 | DCDA | 2.000 | 3606063 | BACK DINING ROOM IN CLOSET
218 | E 17TH AVE | 43201-1527 | Active | 10213 | WATTS | 009 | RP | 2.500 | 57528 | UNIT A N. WALL AT METER
435 | E 17TH AVE | 43201-1713 | Active | 27535 | WATTS | 919QT | RP | 1.500 | 3572710 | RESTROOM
565 | E 17TH AVE | 43211- | Active | X29118 | WILKINS | 375A | RP | 10.000 | 3615058 | Hot box, old gate #3. South of E. 17th Ave.
565 | E 17TH AVE | 43211- | Not Required by DOW | 65834 | WATTS | 919QT | RP | 0.750 | 3621298 | BUILDING AT FISH POND
565 | E 17TH AVE | 43211- | LPS - In Review |  |  |  | LST |  | 3636072
565 | E 17TH AVE | 43211- | Not Required by DOW | 09328 | WATTS | 919 | RP | 1.000 | 3638659 | IN THE MECHANICAL RM OF 717 E 17TH BEHIND THE BATHROOMS. SOUTH END OF COMP.
565 | E 17TH AVE | 43211- | Not Required by DOW | CB075022 | WILKINS | 720A | PVB | 1.000 | 3639217 | 717 E 17TH AVE - MECH ROOM OF ODNR RESTROOMS
565 | E 17TH AVE | 43211- | Not Required by DOW | 69862 | WATTS | 919QT | RP | 1.000 | 3639675 | BROWN ARENA AT CEILING IN NE CORNER BY OLD GATE 3
570 | E 17TH AVE | 43211- | Active | PJ0602 | WATTS | 957 | RP | 4.000 | 67638 | MECH ROOM KOEBEL AVENUE RESTROOM FACILITY
570 | E 17TH AVE | 43211- | Active | X26804 | WILKINS | 375 | RP | 10.000 | 104149 | HOT BOX N OF 17TH AVENUE BY OLD GATE #3
740 | E 17TH AVE | 43211-2474 | Active | 03359 | AMES | 2000B | DC | 0.750 | 71902 | firing range boiler room
740 | E 17TH AVE | 43211-2474 | Not Required by DOW | 105660 | WATTS | 909QT | RP | 0.750 | 71903 | HEALTH AND FITNESS BASEMENT
740 | E 17TH AVE | 43211-2474 | Not Required by DOW | 4974397XLTCU | WILKINS | 975XL2 | RP | 1.250 | 71904 | MAIN BOILER ROOM
740 | E 17TH AVE | 43211-2474 | Removed | 234524REM | WATTS | 909QT | RP | 0.750 | 71906 | REMOVED-IN THE GENERATOR ROOM, ON THE RIGHT
740 | E 17TH AVE | 43211-2474 | Not Required by DOW | 260426 | WATTS | 909M1QT | RP | 2.000 | 71907 | OUTSIDE MECHANICAL ROOM FOR CHILLER
740 | E 17TH AVE | 43211-2474 | Active | 3C01124 | AMES | 3000SS | DCDA | 4.000 | 71908 | RISER ROOM -- SERIAL # 3C01124
740 | E 17TH AVE | 43211-2474 | Active | 3101103 | FEBCO | 880V | RP | 4.000 | 71909 | BASEMENT MECH ROOM AT WATER METER
740 | E 17TH AVE | 43211-2474 | Not Required by DOW | 407604 | WATTS | LF009M3QT | RP | 0.750 | 71910 | WEST BOILER ROOM
740 | E 17TH AVE | 43211-2474 | Not Required by DOW | 299255 | WATTS | 009M2QT | RP | 1.000 | 96491 | BOILER RM IN CEILING; MECH RM 8 N DORM BASEMENT
740 | E 17TH AVE | 43211-2474 | Not Required by DOW | 48614 | WATTS | 919QT | RP | 0.750 | 3605614 | MECHANICAL ROOM IN LEADERSHIP WING OFF AUDITORIUM
740 | E 17TH AVE | 43211-2474 | Not Required by DOW | 52836 | WATTS | LF009QT | RP | 0.500 | 3607809 | IN KITCHEN NEXT TO OVEN
740 | E 17TH AVE | 43211-2474 | Not Required by DOW | 162197 | WATTS | 009M2QT | RP | 0.750 | 3641479 | RANGE WAREHOUSE
740 | E 17TH AVE | 43211-2474 | Not Required by DOW | A183884 | FEBCO | 825Y | RP | 1.500 | 3641480 | MAIN BASEMENT
800 | E 17TH AVE | 43211- | Removed | REM2664645 | WILKINS | 975XL2 | RP | 0.750 | 99801 | 800 E 17TH AVE, GARAGE/MAINTENANCE AREA
800 | E 17TH AVE | 43211- | Removed | REM331450 | WATTS | 009M2PCQT | RP | 1.000 | 99802 | 800 E 17TH AVE, OVER HEAD IN NORTH BOILER ROOM
800 | E 17TH AVE | 43211- | Active | 3288144 | WILKINS | 975XL2 | RP | 1.000 | 99803 | 800 E 17TH AVE, STEAM BOILER SUPPLY - BEHIND STORAGE TANKS N MECH RM
800 | E 17TH AVE | 43211- | Active | 145182 | WATTS | 909HWM1QT | RP | 2.000 | 99804 | 800 E 17TH AVE, CEILING, NORTH MECHANICAL ROOM
800 | E 17TH AVE | 43211- | Active | 140016 | WATTS | 909HWM1QT | RP | 2.000 | 99805 | 800 E 17TH AVE, CEILING OF SOUTH MECHANICAL ROOM
800 | E 17TH AVE | 43211- | Active | 283173 | WATTS | 909M1QT | RP | 2.000 | 99806 | 800 E 17TH AVE, CEILING, SOUTH MECHANICAL ROOM
800 | E 17TH AVE | 43211- | Active | A442585 | WATTS | 909M1QT | RP | 2.000 | 99807 | 800 E 17TH AVE, SOUTH MECHANICAL BY BOOSTER PUMPS
800 | E 17TH AVE | 43211- | Active | XF-0851 | AMES | COLT 400 | RP | 8.000 | 3640973
800 | E 17TH AVE | 43211- | LPS - In Review | [5 empty] | 3640974
821 | E 17TH AVE | 43211-2434 | Active | 349190 | WILKINS | 975XL | RP | 1.500 | 73522 | SW STORAGE AT WATER METER
821 | E 17TH AVE | 43211-2434 | Not Required by DOW | 562634 | WILKINS | 720A | PVB | 0.750 | 88159 | SOUTH SIDE OF BLDG.
889 | E 17TH AVE | 43211-2492 | Active | 81747 | WILKINS | 975 | RP | 1.250 | 74385 | 2ND FLOOR STORAGE - Fleet Serv
889 | E 17TH AVE | 43211-2492 | Active | 4487650 | WILKINS | 975 | RP | 0.750 | 74386 | AIR COMP ROOM - Fleet Serv
889 | E 17TH AVE | 43211-2492 | Due Install |  |  |  | RP |  | 3626658 | KITCHEN CLOSET NW CORNER
114 | E 17TH AVE | 43211-2426 | Active | 231610 | WATTS | 009 | RP | 0.750 | 3572798 | HOT BOX SOUTHWEST CORNER OF PROPERTY NEAR 17TH AVE
1400 | E 17TH AVE | 43211- | Not Required by DOW |  |  |  | RP |  | 3572865
1401 | E 17TH AVE | 43211-2815 | Active | A155022 | WILKINS | 375XL | RP | 1.500 | 103095 | UNDER NORTH EAST STAIRWELL
1401 | E 17TH AVE | 43211-2815 | Not Required by DOW | A246277 | WILKINS | 375 | RP | 1.000 | 103096 | PRINTING PROCESS LINE
1401 | E 17TH AVE | 43211-2815 | Not Required by DOW | W391469 | WILKINS | 975XL | RP | 0.500 | 103097 | BEHIND PLATE PROCESSOR
1401 | E 17TH AVE | 43211-2815 | Active | 210260 | WATTS | 007M3-FP | DC | 0.750 | 3607612 | BYPASS AT METER
1401 | E 17TH AVE | 43211-2815 | Active | OJ0233 | WATTS | 757 | DCDA | 8.000 | 3607613 | AT METER
1410 | E 17TH AVE | 43211-2863 | Active | 5020972 | WILKINS | 975XL2 | RP | 0.750 | 3572866
1500 | E 17TH AVE | 43219-1002 | Not Required by DOW | 441474 | WATTS | 909QT | RP | 1.000 | 55228 | HOT WATER TANK ROOM UPSTAIRS-2ND LEVEL
1500 | E 17TH AVE | 43219-1002 | Not Required by DOW | 514993 | WILKINS | 950XL | DC | 1.500 | 55229 | By Mop Sink
1500 | E 17TH AVE | 43219-1002 | Active | N1710170715 | FEBCO | LF880V | RP | 3.000 | 3625149 | AT METER, METER ROOM
1700 | E 17TH AVE | 43219-1026 | Active | IL0168 | WATTS | 957 | RP | 4.000 | 93729 | BY NE ENTRANCE OUTSIDE (hotbox)
1700 | E 17TH AVE | 43219-1026 | Active | 1119900109 | WATTS | 774 | DC | 10.000 | 96854 | BY NE ENTRANCE OUTSIDE (HOTBOX)
1800 | E 17TH AVE | 43219-1007 | Not Required by DOW | 30064 | WATTS | 009QT | RP | 0.750 | 56236 | REAR OF BLDG -- BOILER ROOM
1800 | E 17TH AVE | 43219-1007 | Active | 011284 | Watts | LF909 | RP | 3.000 | 3644604
1820 | E 17TH AVE | 43219-1007 | Not Required by DOW | 436958 | WATTS | 009QT | RP | 0.750 | 56297 | MECH ROOM WEST WALL 10 FEET UP
1820 | E 17TH AVE | 43219-1007 | Active | B06733 | WILKINS | 975 | RP | 3.000 | 56298 | MECHANICAL ROOM
1820 | E 17TH AVE | 43219-1007 | Active | 0335 | WATTS | 757 | DCDA | 6.000 | 3644603 | IN PIT SOUTHWEST CORNER PROPERTY INSIDE FENCE NEAR STREET
1820 | E 17TH AVE | 43219-1007 | Active | 227378 | WATTS | 007M3 | DC | 0.750 | 3649620 | IN PIT SOUTHWEST CORNER PROPERTY INSIDE FENCE NEAR STREET
1855 | E 17TH AVE | 43219-1006 | Active | ALA09836 | WILKINS | 975XL3 | RP | 1.000 | 3572877 | AT METER FRONT WALL, CENTER OF BUILDING
1855 | E 17TH AVE | 43219-1006 | Due Install |  |  |  |  | 6.000 | 3657127
1877 | E 17TH AVE | 43219-1006 | Due Install |  |  |  | DCDA | 6.000 | 3572878
1877 | E 17TH AVE | 43219-1006 | Due Install |  |  |  | RP | 1.500 | 3640740
1877 | E 17TH AVE | 43219-1006 | Due Install |  |  |  | RP | 1.500 | 3659345
1888 | E 17TH AVE | 43219 | Active | 423926 | WATTS | 009M3-FP | RP | 0.750 | 3655594 | UTILITY ROOM BY WATER METER
2000 | E 17TH AVE | 43219-2013 | Active | 148883 | WATTS | 009QT | RP | 0.500 | 56988 | MECH ROOM
2000 | E 17TH AVE | 43219-2013 | In Review |  |  |  | RP |  | 3638977
3015 | E 17TH AVE | 43219-2326 | Active | 166088 | WILKINS | 975 | RP | 1.000 | 59807 | IN WASH BAY SOUTH MAN DOOR
3015 | E 17TH AVE | 43219-2326 | Not Required by DOW | 238298 | WILKINS | 975 | RP | 1.000 | 59808 | WASH BAY NEAR SOUTH DOOR
3115 | E 17TH AVE | 43219-2373 | Active | ABA27138 | WILKINS | 975XL2 | RP | 0.750 | 3572881 | BY METER IN HOT BOX
3128 | E 17TH AVE | 43219-2300 | Active | 4803241 | WILKINS | 975XL2 | RP | 1.500 | 3572882 | CLOSET W/FURNACE IN 3128-A
3135 | E 17TH AVE | 43219-2329 | Active | 4051358 | WILKINS | 975 | RP | 0.750 | 3572884 | SOUTHEAST CORNER OF BLDG IN CAR GARAGE
3155 | E 17TH AVE | 43219-2329 | Active | B294648 | WILKINS | 375 | RP | 1.000 | 3640929 | WEST WALL JUST OUTSIDE OF LOBBY AREA
889 | E 17TH AVE UNIT A | 43211-2492 | Active | 64882 | WILKINS | 975 | RP | 2.000 | 74387 | AT METER NW - Fleet Serv
889 | E 17TH AVE UNIT A | 43211-2492 | Due Install |  |  |  | DCDA | 8.000 | 3646185 | 2 MAN PIT
34 | E 18TH AVE | 43201-5502 | Not Required by DOW |  |  |  | RP |  | 3573030
43 | E 18TH AVE | 43201-1732 | Active | 317947 | WATTS | LF009QT | RP | 1.500 | 3573083 | RESTROOM IN OFFICE
432 | E 18TH AVE UNIT A | 43201-1732 | Active | 359759 | WATTS | LF009M3QT | RP | 0.750 | 3573084 | UNIT A RESTROOM
432 | E 18TH AVE UNIT B | 43201-1732 | Active | 255643 | WATTS | 009 | RP | 1.000 | 3573085
420 | E 19TH AVE | 43201 | Active | 50864C | WILKINS | 375AST | RP | 2.500 | 3658342 | METER ROOM LOWER LEVEL NORTHEND
420 | E 19TH AVE | 43201 | Active | 52905A | WILKINS | 350AST | DC | 6.000 | 3658343 | METER ROOM LOWER LEVEL
420 | E 19TH AVE | 43201 | LPS - Active |  |  |  | LST |  | 3658344
420 | E 19TH AVE | 43201 | LPS - Active |  |  |  | LPC |  | 3658346
420 | E 19TH AVE | 43201 | Not Required by DOW | 331741 | WATTS | LF009M2 | RP | 1.000 | 3658392 | BOILER RROM EAST WALL
420 | E 19TH AVE | 43201 | Not Required by DOW | 333312 | WATTS | LF009M2 | RP | 1.000 | 3658393 | BOILER RROM EAST WALL
4 | E 1ST AVE | 43201 | Active | 135865 | WATTS | 009 | RP | 1.000 | 3633509 | HOT BOX AT CORNER OF HIGH ST AND E 1ST AVE
2 | E 1ST AVE | 43201-2469 | Active | H637546 | FEBCO | 765 | PVB | 0.750 | 3570919 | LEFT FRONT CORNER
22 | E 1ST AVE | 43201-3822 | Active | 213656 | WATTS | 909 | RP | 4.000 | 92497 | MECH ROOM 1ST ROOM
224 | E 1ST AVE | 43201-3822 | Active | 1556120107 | AMES | 3000SS | DCDA | 6.000 | 92549 | LOWER LEVEL OF BUILDING A (OUTBUILDING)
224 | E 1ST AVE | 43201-3822 | Active | 08147 | WATTS | 007M1PCQT | DC | 0.750 | 92550 | LOWER LEVEL OF BUILDING A (OUT BUILDING)
224 | E 1ST AVE | 43201-3822 | Not Required by DOW | 472825 | WILKINS | 420XL | PVB | 1.000 | 100582
224 | E 1ST AVE | 43201-3822 | LPS - Active |  |  |  | LST | 6.000 | 3654536 | FIRE PUMP - FIRE PUMP ROOM
274 | E 1ST AVE | 43201-3692 | Active | 0011070859 | FEBCO | 856 | DCDA | 8.000 | 59136 | FIRE PUMP OUT BLDG IN N CENTER PARKING LOT FIRE(DCDA) SERVS 274 & 345 E 2ND
274 | E 1ST AVE | 43201-3692 | Active | A016022 | FEBCO | 805YB | DC | 0.750 | 59137 | IN FIRE PUMP BLDG IN PARKING LOT
274 | E 1ST AVE | 43201-3692 | Active | B32502 | WILKINS | 975 | RP | 3.000 | 59138 | SE OF 274 UNIT THRU CLASSROOM AT WATER METER
274 | E 1ST AVE | 43201-3692 | LPS - Active |  |  |  | LST |  | 3633508 | FIRE PUMP - PUMP HOUSE (345 E 2ND AVE)
274 | E 1ST AVE | 43201-3692 | Not Required by DOW | 133777 | WATTS | 709 | DC | 6.000 | 3640951 | RISER ROOM
274 | E 1ST AVE | 43201-3692 | Not Required by DOW | 7933 | WATTS | LF007QT | DC | 0.500 | 3653131 | RISER ROOM
350 | E 1ST AVE | 43201-3792 | Not required by DOW | 036384 | WATTS | LF009M2QT | RP | 1.500 | 60881 | MECHANICAL ROOM - East (Rear) SE CORNER
350 | E 1ST AVE | 43201-3792 | Active | 217361 | WATTS | 009QT | RP | 2.000 | 60882 | Closet Under South Stairs from Main Entrance
350 | E 1ST AVE | 43201-3792 | Not required by DOW | 15171 | AMES | 2000B | DC | 1.500 | 88933 | Suite Main - East Side Electrical - Mechanical Room SE (10' in Ceiling)
350 | E 1ST AVE | 43201-3792 | Not required by DOW | 15324 | AMES | 2000B | DC | 1.500 | 88936 | south rear broadcast room
185 | E 25TH AVE | 43219-1017 | Removed | 10264REM | WILKINS | 975 | RP | 3.000 | 56417 | METER ROOM ABOVE METER
1850 | E 25TH AVE | 43219-1017 | Not Required by DOW | 3731961 | Wilkins | 975 | RP | 0.750 | 56418 | WASH BAY #14 W WALL
1850 | E 25TH AVE | 43219-1017 | Not Required by DOW | 20237 | WATTS | 919AQT | RP | 2.000 | 103411 | IN BRINE BY TANKS
1850 | E 25TH AVE | 43219-1017 | Active | 26467 | WILKINS | 375AST | RP | 3.000 | 3650445 | MECH ROOM SOUTH SIDE BY WATER METER
1850 | E 25TH AVE | 43219-1017 | Active | VC0871 | AMES | 500-GV | RPDA | 8.000 | 3650450 | MECH ROOM SOUTH SIDE BY WATER METER..COMBO
1850 | E 25TH AVE | 43219-1017 | Active | 89806 | WATTS | LF919 | RP | 0.750 | 3650451 | MECH ROOM SOUTH SIDE BY WATER METER..COMBO
1881 | E 25TH AVE | 43219-1016 | Not Required by DOW | 3731961 | Wilkins | 975XL | RP | 0.750 | 56500 | BOILER ROOM OVER TOP OF BOILER
1881 | E 25TH AVE | 43219-1016 | Active | 62101 | WATTS | 009QT | RP | 1.500 | 56502 | BY WATER METER ON FLOOR
1881 | E 25TH AVE | 43219-1016 | Removed | 9107REM | WATTS | 009 | RP | 2.500 | 56503 | REMOVED-N WALL OF GARAGE
1881 | E 25TH AVE | 43219-1016 | Removed | 53REM | AMES | 4000B | RP | 1.250 | 97841 | REMOVED-N WALL OF GARAGE
1881 | E 25TH AVE | 43219-1016 | Active | 1794021212 | AMES | 3000SS | DCDA | 8.000 | 102626 | NW CORNER OF BLD
1881 | E 25TH AVE | 43219-1016 | Active | 69349 | AMES | 2000B | DC | 0.750 | 102627 | NW CORNER OF BLD
1881 | E 25TH AVE | 43219-1016 | Not Required by DOW | 377453 | WATTS | 009M3QT | RP | 0.750 | 3607352 | CEILING IN WAREHOUSE
1850 | E 25TH AVE UNIT WBAY | 43219 | Active | VK-3190 | WATTS | 957 | RP | 3.000 | 3646815 | HOTBOX NEAR STREET
80 | E 2ND AVE | 43201- | Active | 4041458 | WILKINS | 975xl2 | RP | 1.000 | 73126 | 68 E 2ND AVE, BOILER ROOM - Second Ave E.S.
15 | E 2ND AVE | 43201-3528 | Active | DB629193 | WILKINS | 720 | PVB | 0.750 | 3573642
245 | E 2ND AVE | 43201 | Active | OC2592 | WATTS | 957 | RP | 3.000 | 3608020 | SW OUTSIDE MECHANICAL ROOM
245 | E 2ND AVE | 43201 | Active | 1836880414 | AMES | 3000SS | DCDA | 6.000 | 3613490 | SW OUTSIDE MECHANICAL ROOM
245 | E 2ND AVE | 43201 | Active | 22604 | WATTS | 007M1PCQT | DC | 0.750 | 3613491 | SW OUTSIDE MECHANICAL ROOM
284 | E 2ND AVE | 43201 | Active | SL-1484 | WATTS | 957 | RP | 3.000 | 3636777 | WATER METER ROOM
284 | E 2ND AVE | 43201 | Active | Y14185 | WILKINS | 375 | RPDA | 8.000 | 3636795 | WATER METER ROOM BY GARAGE 101A
284 | E 2ND AVE | 43201 | Active | 4689596 | WILKINS | 975 | RP | 0.750 | 3636797 | WATER METER ROOM BY GARAGE 101A
284 | E 2ND AVE | 43201 | LPS - Active |  |  |  | LPC |  | 3644577 | DOMESTIC PUMP - WATER METER ROOM
284 | E 2ND AVE | 43201 | Not Required by DOW | 34864 | WATTS | 919 | RP | 2.000 | 3650590 | WATER METER ROOM BY GARAGE ROOM 101A
284 | E 2ND AVE | 43201 | Not Required by DOW | 129150 | WATTS | 009M2 | RP | 2.000 | 3650591 | 324 E 2ND. WATER METER ROOM CLUBHOUSE
284 | E 2ND AVE | 43201 | Not Required by DOW | 128192 | WATTS | 009M2 | RP | 2.000 | 3650592 | 324 E 2ND. WATER METER ROOM CLUBHOUSE
284 | E 2ND AVE | 43201 | Not Required by DOW | 35185 | WATTS | 009M2 | RP | 2.000 | 3650593 | 324 E 2ND. WATER METER ROOM CLUBHOUSE
345 | E 2ND AVE | 43201-3623 | Active | 116132 | WATTS | 009QT | RP | 1.500 | 87572 | CENTER N BLDG ACCESS/PASSAGE WAY AT WATER RISER FOR BLDG AT WTR MTR, LEASED PART
345 | E 2ND AVE | 43201-3623 | Removed | 618788 | WATTS | 909QT | RP | 0.750 | 104053 | 345 E 2ND AVE, NORTH SIDE PASSAGE
360 | E 2ND AVE | 43201- | Due Install |  |  |  | RP |  | 3573660
360 | E 2ND AVE | 43201- | Due Install |  |  |  | RPDA |  | 3639306
360 | E 2ND AVE | 43201- | Due Install |  |  |  | AG |  | 3639307
360 | E 2ND AVE | 43201- | Due Install |  |  |  | AG |  | 3639308
360 | E 2ND AVE | 43201- | Due Install |  |  |  | AG |  | 3639309
360 | E 2ND AVE | 43201- | Due Install |  |  |  | AG |  | 3639310
360 | E 2ND AVE | 43201- | Active | EAE8935 | WILKINS | 720A | PVB | 0.750 | 3659012
421 | E 2ND AVE | 43201-3653 | Active | 110387 | WATTS | LF009M2QT | RP | 2.000 | 3573662
421 | E 2ND AVE | 43201-3653 | Active | TG-0959 | AMES | COLT 400 | RP | 6.000 | 3641335
421 | E 2ND AVE | 43201-3653 | Not Required by DOW | 078395 | WATTS | LF009M2QT | RP | 1.500 | 3644840 | WITH WATER SOFTNER BACK OF BREWING AREA
862 | E 2ND AVE | 43201-3762 | Not Required by DOW | 38225 | WATTS | 919AQT | RP | 1.000 | 103336 | MECHANICAL ROOM
862 | E 2ND AVE | 43201-3762 | Active | 465611 | WATTS | 919AQT | RP | 2.000 | 103337 | MECHANICAL ROOM
94 | E 3RD AVE | 43201-3535 | Active | 42442 | AMES | 2000B | DC | 0.750 | 3575625 | OUTSIDE MECHANICAL ROOM ON NORTH SIDE OF BLDG
94 | E 3RD AVE | 43201-3535 | Active | 05486 | WATTS | 909M1QT | RP | 1.500 | 3620007 | OUTSIDE MECHANICAL ROOM ON NORTH SIDE OF BLDG
94 | E 3RD AVE | 43201-3535 | Active | QB-0650 | AMES | 200B | DCDA | 2.500 | 3621434 | OUTSIDE MECHANICAL ROOM ON NORTH SIDE OF BLDG
26 | E 3RD AVE | 43201- | Active | CB325699 | WILKINS | 720A | PVB | 0.750 | 3613704 | LEFT SIDE OF HOUSE BY BACK GATE
270 | E 3RD AVE | 43201 | Active | T385561 | WILKINS | 720A | PVB | 0.750 | 3614969 | RIGHT FRONT
282 | E 3RD AVE | 43201 | Active | T199322 | WILKINS | 720A | PVB | 0.750 | 3615303 | RIGHT OF FRONT DOOR
617 | E 3RD AVE | 43201-3720 | Active | 12377 | AMES | 4000B | RP | 2.000 | 103779 | N BSMNT MECH/RISER RM AT WATER MTR -TOP DEVICE
617 | E 3RD AVE | 43201-3720 | Active | 1691900911 | AMES | 2000SS | DC | 4.000 | 103780 | N BSMNT MECH/RISER RM AT WATER MTR -BTTM DEVICE
858 | E 3RD AVE | 43201-3048 | Active | 1241928 | WILKINS | 975XLBMS | RP | 0.750 | 74096 | BASEMENT CLOSET
858 | E 3RD AVE | 43201-3048 | In Review |  |  |  | RP |  | 3636811
50 | E 4TH AVE | 43201 | Active | 3835333 | WILKINS | 975XL2 | RP | 1.500 | 103996 | FRONT OF BUILDING (Hot Box- Outside) KEVIN IN UNIT #48 HAS PADLOCK KEY
30 | E 4TH AVE | 43201- | Active | EAE7502 | WILKINS | 720 | PVB | 0.750 | 3646791 | Left of front door
277 | E 4TH AVE | 43219-2824 | Active | 227121 | WILKINS | 975 | RP | 2.000 | 59263 | STORAGE ROOM IN CABINET (2771 E. FOURTH AVE)
2885 | E 4TH AVE | 43219- | Active | 227363 | WILKINS | 975 | RP | 2.000 | 59514 | AT WATER METER BLDG 12 IN BLOCK HOUSING
2885 | E 4TH AVE | 43219- | Active | 4304713 | WILKINS | 975XL2TCU | RP | 2.000 | 59516 | IN PUMP HOUSE
2905 | E 4TH AVE | 43219-2827 | Active | 229758 | WILKINS | 975 | RP | 0.750 | 59515 | AT WATER METER IN LADIES RESTROOM (2905 E. 4TH AVE-WHITE TIGER)
2999 | E 4TH AVE | 43219- | Active | 227369 | WILKINS | 975 | RP | 2.000 | 59672 | IN RESTROOM AT WATER METER (2909 E 4TH AVE)
3005 | E 5TH AV | 43219-2891 | Active | 09077 | AMES | 2000SS | DC | 1.500 | 59787 | HVAC MECH ROOM, CENTER OF BUILDING
21 | E 5TH AVE | 43201-4530 | Active | 19479 | WATTS | 919QT | RP | 2.000 | 102419 | IN BASEMENT AT WATER METER
21 | E 5TH AVE | 43201-4530 | Active | 17687250112 | AMES | 3000SS | DCDA | 4.000 | 102420 | BASEMENT
21 | E 5TH AVE | 43201-4530 | Active | 67811 | AMES | 2000B | DC | 0.750 | 102421 | BASEMENT
26 | E 5TH AVE | 43201-2810 | Active | B300398 | WILKINS | 375 | RP | 0.750 | 3577039 | At meter in unit 1220 Courtland
11 | E 5TH AVE | 43201 | Not Required by DOW | 4235831 | WILKINS | 975XL2 | RP | 1.000 | 3632892 | LOWER LEVEL OF PARKING GARAGE
115 | E 5TH AVE | 43201 | Active | SI1468 | WATTS | 957 | RP | 4.000 | 3638415 | LOWER LEVEL OF PARKING GARAGE
115 | E 5TH AVE | 43201 | Active | 1073930818 | AMES | 5000 | RPDA | 6.000 | 3638417 | LOWER LEVEL OF PARKING GARAGE
115 | E 5TH AVE | 43201 | Active | 14545 | AMES | 4000B | RP | 0.750 | 3638418 | LOWER LEVEL OF PARKING GARAGE
171 | E 5TH AVE | 43201-2860 | Due Install |  |  |  | RP | 0.750 | 3577062
181 | E 5TH AVE | 43201-2860 | Due Install |  |  |  | RP | 0.750 | 3436872
203 | E 5TH AVE | 43201 | Active | N1911110943 | FEBCO | LF880V | RP | 3.000 | 3641334 | AT WATER METER - MAIN SPRINKLER SERVICE CLOSET
203 | E 5TH AVE | 43201 | Active | TL-0654 | AMES | 200COLT | DC | 3.000 | 3641494 | AT WATER METER - MAIN SPRINKLER SERVICE CLOSET
227 | E 5TH AVE | 43201-2815 | Due Install |  |  |  | RP |  | 3577069
269 | E 5TH AVE | 43201-2884 | Active | 52445B | APOLLO/CONBRACO | RP40 | RP | 1.500 | 3577072 | Meter Closet North Wall
300 | E 5TH AVE | 43201-2818 | Active | WE-1811 | AMES | COLT 300ABF | DCDA | 6.000 | 3654271 | NORTHEAST WATER ROOM
300 | E 5TH AVE | 43201-2818 | Active | 22936 | WATTS | 007M2QT | DC | 0.750 | 3654272
300 | E 5TH AVE | 43201-2818 | Active | VD-3484 | WATTS | 957 | RP | 4.000 | 3654367
309 | E 5TH AVE | 43201 | Active | 072688 | WATTS | LF009M2QT | RP | 1.500 | 3644733 | BASEMENT AT WATER METER. DOMESTIC CONTAINMENT
309 | E 5TH AVE | 43201 | Active | 26043A | WILKINS | 350AST | DC | 4.000 | 3646478 | BASEMENT AT WATER METER. FIRE CONTAINMENT
345 | E 5TH AVE | 43201-2819 | Active | 123270 | WATTS | 009M2QT | RP | 2.000 | 60772 | WEST WALL WATER METER ROOM
347 | E 5TH AVE | 43201-2819 | Not Required by DOW |  |  |  | RP |  | 3577080
371 | E 5TH AVE | 43201 | Active | 1044800323 | AMES | 3000SS | DCDA | 8.000 | 3654966 | NORTH BUILDING(NORTH CORNER PARKING GARAGE)
371 | E 5TH AVE | 43201 | Active | 87982 | AMES | 2000B | DC | 0.750 | 3654968 | NORTHWEST BUILDING LOWER PARKING GARAGE
371 | E 5TH AVE | 43201 | Active | XL-0783 | WATTS | 957 | RP | 6.000 | 3654969 | NORTHWEST BLDG PARKING GARAGE
371 | E 5TH AVE | 43201 | LPS - Active |  |  |  | LPC |  | 3655013 | DOMESTIC PUMP - WATER ROOM
476 | E 5TH AVE | 43201-2971 | Active | 4312291 | WILKINS | 975XL2 | RP | 2.000 | 3577084 | WATER METER ROOM SOUTHEAST CORNER OF BUILDING
476 | E 5TH AVE | 43201-2971 | Active | 1900030916 | AMES | 3000 | DCDA | 4.000 | 3620038 | WATER METER ROOM SOUTHEAST CORNER OF BUILDING
476 | E 5TH AVE | 43201-2971 | Active | 77285 | AMES | 2000B | DC | 0.750 | 3620039 | WATER METER ROOM SOUTHEAST CORNER OF BUILDING
511 | E 5TH AVE | 43201 | Active | QA-0862 | WATTS | 957 | RP | 3.000 | 3618539 | MECH RM SE AT WATER MTR - OUTSIDE DOOR
511 | E 5TH AVE | 43201 | Active | 188897 | AMES | 3000CIV | DCDA | 10.000 | 3618540 | MECH RM SE - OUTSIDE DOOR
511 | E 5TH AVE | 43201 | Active | 76816 | AMES | 2000B | DC | 0.750 | 3618541 | MECH RM SE - OUTSIDE DOOR
511 | E 5TH AVE | 43201 | Not Required by DOW | QF-1196 | WATTS | 957 | RP | 3.000 | 3620010 | NON POTABLE WATER, MECH RM 304 IN MANUFACTURING AREA N SIDE OF BLDG
511 | E 5TH AVE | 43201 | Not Required by DOW | 07810 | WATTS | 919 | RP | 0.500 | 3620011 | CRACK UNITS, E SIDE OF BLDG IN MDF RM 111 NEXT TO UNITS
511 | E 5TH AVE | 43201 | Not Required by DOW | 079557 | WATTS | LF009M2QT | RP | 2.000 | 3622634 | METER RM/MECHANICAL SW CORNER OF BUILDING
511 | E 5TH AVE | 43201 | Active | AG-511-1 |  |  | AG | 3.000 | 3627968 | "PRETREAT FOR POWDER PAINT SYSTEM"
511 | E 5TH AVE | 43201 | Active | AG-511-2 |  |  | AG | 3.000 | 3629468 | "PRETREAT FOR POWDER PAINT SYSTEM"
511 | E 5TH AVE | 43201 | Active | AG-511-3 |  |  | AG | 3.000 | 3629469 | "PRETREAT FOR POWDER PAINT SYSTEM"
511 | E 5TH AVE | 43201 | Active | AG-511-4 |  |  | AG | 3.000 | 3629470 | "PRETREAT FOR POWDER PAINT SYSTEM"
511 | E 5TH AVE | 43201 | Active | AG-511-5 |  |  | AG | 3.000 | 3629471 | "PRETREAT FOR POWDER PAINT SYSTEM"
511 | E 5TH AVE | 43201 | Active | AG-511-6 |  |  | AG | 3.000 | 3629472 | "PRETREAT FOR POWDER PAINT SYSTEM"
518 | E 5TH AVE | 43201 | Active | W074952 | WILKINS | 975 | RP | 1.000 | 66248 | #518 RESTROOM
520 | E 5TH AVE | 43201- | Active | 695629 | WILKINS | 975XL | RP | 1.500 | 66312 | NEXT TO METER
574 | E 5TH AVE | 43201-2969 | Active | 4807695 | WILKINS | 975XL2 | RP | 1.500 | 3577086 | North Rear Center- Janitors Closet
574 | E 5TH AVE | 43201-2969 | Not Required by DOW | CB454739 | WILKINS | 720 | PVB | 0.750 | 3646513 | North Rear Center- Janitors Closet
642 | E 5TH AVE | 43201-2965 | Inactive | 583839 | WILKINS | 975 | RP | 0.750 | 3577088
657 | E 5TH AVE | 43201-2966 | Due Install | [5 empty] | 3577089
688 | E 5TH AVE | 43201-2965 | Active | 4678844 | WILKINS | 975XL | RP | 1.50 | 70876 | ON GRILL LINE BETWEEN SINK AND COOK LINE
907 | E 5TH AVE | 43201-2959 | Due Install | [5 empty] | 3577115
960 | E 5TH AVE | 43201-3066 | Active | 19083 | WILKINS | 375AST | RP | 6.000 | 3641171 | CENTER WEST WALL
975 | E 5TH AVE | 43201-3064 | Active | 193702 | WATTS | LF009QT | RP | 0.500 | 3577121 | Restroom at water meter.
979 | E 5TH AVE | 43201-3064 | Not Required by DOW | [5 empty] | 3577122
102 | E 5TH AVE | 43201-3063 | Active | ACF1664 | WILKINS | 975XL2 | RP | 1.500 | 3577126 | NE MECH/RISER ROOM AT WATER METER Outside Door
1025 | E 5TH AVE | 43201-3063 | Active | WA- 0239 | AMES | COLT-500GV | RPDA | 8.000 | 3649853 | NE MECH/RISER ROOM
1025 | E 5TH AVE | 43201-3063 | Active | 93064 | WATTS | LF 919-QT | RP | 0.750 | 3649854 | MECH ROOM 3/4" FIRE SIDE CAR
1100 | E 5TH AVE | 43201-3000 | Active | ACA3601 | WILKINS | 975XL | RP | 2.000 | 3577131 | INSIDE AT METER
1100 | E 5TH AVE | 43201-3000 | Active | WE-2233 | AMES | 300-GV | DCDA | 6.000 | 3650129 | VAULT EAST OF BUILDING
1100 | E 5TH AVE | 43201-3000 | Active | 67773 | AMES | 2000BM3 | DC | 0.750 | 3653782 | VAULT EAST OF BUILDING
1170 | E 5TH AVE | 43219- | Due Install |  |  |  | RP | 6.000 | 3577132
1200 | E 5TH AVE | 43219-2410 | Not Required by DOW | 435360 | WATTS | 909M1QT | RP | 1.500 | 92801 | ABOVE THE BOILER
1200 | E 5TH AVE | 43219-2410 | Active | 71744 | WATTS | 919QT | RP | 1.000 | 3648265 | Storage Room South by Mens RR
1221 | E 5TH AVE | 43219-2456 | Active | 78168 | WATTS | LF919QT | RP | 0.750 | 3577136 | BOILER ROOM NEXT TO FRONT ENTRANCE AFTER METER
1311 | E 5TH AVE | 43219-2411 | Active | ABA83715 | WILKINS | 975XL | RP | 0.750 | 3577139
1314 | E 5TH AVE | 43219-2412 | Active | 19549 | WATTS | 909M1QT | RP | 1.500 | 54653 | BEHIND WALL IN SHOWROOM
1314 | E 5TH AVE | 43219-2412 | Not Required by DOW | 4134921 | WILKINS | 975XL | RP | 0.750 | 3613792 | IN WAREHOUSE BY DOOR
1314 | E 5TH AVE | 43219-2412 | Active | 66767 | AMES | 2000BM3 | DC | 0.750 | 3649129 | PIT SOUTH OF MAIN BLDG FRONT OF 1ST TWO STORAGE BLDGS BY STREET
1314 | E 5TH AVE | 43219-2412 | Active | VH-0609 | AMES | COLT 300GV | DCDA | 6.000 | 3651296 | PIT SOUTH OF MAIN BLDG FRONT OF 1ST TWO STORAGE BLDGS BY STREET
1320 | E 5TH AVE | 43219-2412 | Active | 466561 | WATTS | 909 | RP | 0.750 | 3577140 | MECHANICAL ROOM, WEST WALL
1320 | E 5TH AVE | 43219-2412 | Active | 352381 | WATTS | 909 | RP | 1.500 | 3611553 | MECHANICAL ROOM
1420 | E 5TH AVE | 43219-2414 | Due Install |  |  |  | RP |  | 3577147
1493 | E 5TH AVE | 43219-2459 | Due Install |  |  |  | RP | 0.750 | 3577151
1515 | E 5TH AVE | 43219-2415 | Not Required by DOW | 43505 | FEBCO | 765 | PVB | 0.750 | 55279 | FRONT OF BUILDING
1515 | E 5TH AVE | 43219-2415 | Active | 61664 | WATTS | 009QT | RP | 0.750 | 55280 | INSIDE WEST CORNER OF BUILDING
1541 | E 5TH AVE | 43219-2415 | Active | 2424 | FEBCO | 765 | PVB | 1.000 | 55343 | INSIDE OF NORTH WALL
1580 | E 5TH AVE | 43219-2554 | Active | 67883 | WATTS | LF009M3QT | RP | 0.750 | 3577154 | PAST THE EXISTING WATER METER IN UNMANNED BUILDING
1640 | E 5TH AVE | 43219-2554 | Not Required by DOW | 27606 | WATTS | 009QT | RP | 0.750 | 55683 | IN GARAGE ALONG N WALL APPROX 10' ABOVE FLOOR
1640 | E 5TH AVE | 43219-2554 | Active | ALA22837 | WILKINS | 975XL3 | RP | 0.750 | 3630284 | SW AT METER IN BATHROOM
1660 | E 5TH AVE | 43219-2504 | Active | 4238801 | Wilkins | 975XL2 | RP | 0.750 | 55759 | IN MECHANICAL ROOM -NEXT TO WATER METER
1688 | E 5TH AVE | 43219-2504 | Active | 4742508 | WILKINS | 975XL | RP | 1.000 | 55833 | IN MECHANICAL ROOM IN GARAGE
1773 | E 5TH AVE | 43219-2503 | Not Required by DOW |  |  |  | DCDA |  | 3577171
2129 | E 5TH AVE | 43219-2586 | Active | 71656 | WATTS | 919QT | RP | 1.000 | 3577199 | UNIT B MECHANICAL ROOM AT WATER METER
2191 | E 5TH AVE | 43219 | Not Required by DOW | cb366403 | WILKINS | 720A | PVB | 0.750 | 3616729 | MECH RM NEAR THE LOADING DOCK AREA
2191 | E 5TH AVE | 43219 | Active | 4239601 | WILKINS | 975 | RP | 1.000 | 3618179 | MECHANICAL ROOM AT WATER METER
2323 | E 5TH AVE | 43219-2637 | Inactive | 65491 | WATTS | 009M2QT | RP | 0.750 | 57965 | AT WATER METER NORTH WALL
2335 | E 5TH AVE | 43219-2637 | Active | AG-2335 | HYDRO-GAP | XX | AG | 1.000 | 58005 | ABOVE 3 COMPARTMENT SINK
2335 | E 5TH AVE | 43219-2637 | Active | 19124 | WATTS | LF919QT | RP | 1.500 | 58006 | BY DRIVE THROUGH AREA INSIDE BUILDING
2335 | E 5TH AVE | 43219-2637 | Duplicate | DUP19124 | WATTS | LF919QT | RP | 1.500 | 3609714 | DUPLICATE RECORD FOR HAZARD ID 58006
2365 | E 5TH AVE | 43219-2709 | Not Required by DOW |  |  |  | RP |  | 3577223
2500 | E 5TH AVE | 43219-2700 | Due Install |  |  |  | RP | 1.500 | 3577225
2500 | E 5TH AVE | 43219-2700 | Due Install |  |  |  | DCDA | 6.000 | 3651188
2665 | E 5TH AVE | 43219-2748 | Under renovation | 069306 | WATTS | 009 | RP | 1.500 | 3577249 | MTR IN LADIES RESTROOM
2727 | E 5TH AVE | 43219-2831 | Active | 4638643 | WILKINS | 975XL | RP | 0.750 | 3577258 | IN FRONT BY WATER METER
2753 | E 5TH AVE | 43219-2831 | Inactive | 532512 | WILKINS | 975XL | RP | 0.750 | 59213 | 0 USE 6/3/15 CAG. NEXT TO WATER METER
2762 | E 5TH AVE | 43219- | Due Install |  |  |  | RP |  | 3577263
2906 | E 5TH AVE | 43219-2802 | Due Install |  |  |  | RP |  | 3577281
2909 | E 5TH AVE | 43219-2833 | Due Install |  |  |  | RP | 1.500 | 3577282 | AT METER, CLOSET IN OFFICE
2910 | E 5TH AVE | 43219-2802 | Active | 466489 | WATTS | 009QT | RP | 0.750 | 59573 | SOUTH END OF BLDG AT METER
2915 | E 5TH AVE | 43219-2833 | Active | ABA15607 | WILKINS | 975XL | RP | 0.750 | 3577283
2976 | E 5TH AVE | 43219-2802 | In Review | [5 empty] | 3577290
3067 | E 5TH AVE | 43219-2835 | Active | 3116979 | WILKINS | 975XL | RP | 0.750 | 100661 | UPPER LEVEL OF SHOP CLOSE TO CEILING
3147 | E 5TH AVE | 43219-2804 | Not Required by DOW | 09102 | WATTS | 009QT | RP | 0.750 | 60053 | UNDER BAPTISTRY
3147 | E 5TH AVE | 43219-2804 | Active | 08602 | WATTS | 909M1QT | RP | 1.500 | 60054 | WATER METER IN MENS REST ROOM BY SANCTUARY
3500 | E 5TH AVE | 43219-1733 | Active | F000348 | FEBCO | 805YB | DC | 0.750 | 60914 | SOUTH WALL
3500 | E 5TH AVE | 43219-1733 | Active | F0405250935 | FEBCO | 876V | DCDA | 4.000 | 60915 | AGAINST SOUTH WALL
3500 | E 5TH AVE | 43219-1733 | Not Required by DOW | W008807 | WILKINS | 975XL | RP | 1.500 | 60916 | NORTH END BUILDING WASH DOWN AREA
3500 | E 5TH AVE | 43219-1733 | Replaced | REPW125923 | WILKINS | 975 | RP | 2.000 | 60917 | REPLACED- MECH ROOM BY WATER METER
3500 | E 5TH AVE | 43219-1733 | Not Required by DOW | W143541 | WILKINS | 975XL | RP | 2.000 | 60918 | NORTH WALL BUILDING B BEHIND BRINE MACHINE
3500 | E 5TH AVE | 43219-1733 | Active | 3861334 | WILKINS | 975XL | RP | 2.000 | 3611851 | MECH ROOM BY WATER METER, FURNACE ROOM
3500 | E 5TH AVE | 43219-1733 | Not Required by DOW | 4204013 | WILKINS | 975XL2 | RP | 1.500 | 3618296 | TRUCK WASH, WASH BAY
3540 | E 5TH AVE | 43219-1733 | Active | 15838 | WATTS | 919QT | RP | 1.500 | 103180 | BACK OF BUILDING FIRST DOOR EAST SIDE
3540 | E 5TH AVE | 43219-1733 | Active | 4342722 | WILKINS | 950XL | DC | 0.750 | 3621188 | SW WALL BY RISER
3540 | E 5TH AVE | 43219-1733 | Active | V48450 | WILKINS | 350ADA | DCDA | 8.000 | 3621296 | SW WALL BY FIRE RISER
3624 | E 5TH AVE | 43219-1805 | Active | 337678 | WATTS | LF009M2QT | RP | 1.000 | 3628158
3650 | E 5TH AVE | 43219-1805 | Active | 10759 | WATTS | 919AQT | RP | 1.50 | 99598 | MECHANIC ROOM WITH AIR COMPRESSORS
3650 | E 5TH AVE | 43219-1805 | Not Required by DOW | ABA59932 | WATTS | 919AQT | RP | 1.50 | 3656095 | MECHANIC ROOM WITH AIR COMPRESSORS
3666 | E 5TH AVE | 43219- | Active | ABA69932 | WILKINS | 975XL2 | RP | 1.500 | 3577346 | NEXT TO AIR COMPRESSOR
3666 | E 5TH AVE | 43219- | In Review |  |  |  | AG |  | 3626740 | CHILLED WATER WITH A PERMANTE PLUMBING WITH AIR GAP
3740 | E 5TH AVE | 43219-1884 | Active | AMA07204 | WILKINS | 975 | RP | 1.500 | 3577353 | AT WATER METER IN UNIT C IN PIT UNDER STEEL PLATE
3760 | E 5TH AVE | 43219-1807 | Active | 327851 | WATTS | LF009M2QT | RP | 1.000 | 3577354
3776 | E 5TH AVE | 43219-1807 | Active | 283645 | WATTS | 909M1QT | RP | 1.500 | 61747 | ABOVE THE WATER METER IN THE STORAGE ROOM
3850 | E 5TH AVE | 43219-1880 | Active | 4803111 | WILKINS | 975XL | RP | 0.750 | 3577357 | AT WATER METER MID SEVICE BAY WALL -3840 ADDRESS
3939 | E 5TH AVE | 43219-1810 | Active | 431319 | WILKINS | 975 | RP | 2.000 | 62275 | FRONT OF BLDG MAINT. AREA W SIDE OF WAREHOUSE
3939 | E 5TH AVE | 43219-1810 | Not Required by DOW | 486725 | WILKINS | 975 | RP | 2.000 | 62276 | MECH ROOM
4000 | E 5TH AVE | 43219-1811 | Active | 01529 | WATTS | 909 | RP | 3.000 | 63607 | BLDG 4, S/W CORNER OF DOCK
4000 | E 5TH AVE | 43219-1811 | Not Required by DOW | A204619 | WILKINS | 375 | RP | 0.750 | 103227 | BACK WALL BY SUPPORT
4000 | E 5TH AVE | 43219-1811 | Not Required by DOW | 3602968 | WILKINS | 975XL | RP | 0.750 | 103256 | NEAR OFFICE
4021 | E 5TH AVE | 43219-1812 | Active | L40393 | WILKINS | 375 | RPDA | 3.000 | 95940 | WEST WALL EQUIP ROOM
4021 | E 5TH AVE | 43219-1812 | Active | W342369 | WILKINS | 975XL | RP | 1.000 | 96394 | MECH ROOM
4099 | E 5TH AVE | 43219-1812 | Not Required by DOW | 171676 | WATTS | 007M1QT | DC | 1.000 | 62871 | SOUTHWALL ABOVE CENTER OF BUILDING ABOUT 8 FEET ABV FLOOR
4099 | E 5TH AVE | 43219-1812 | Active | 954797 | WILKINS | 975XLBMS | RP | 2.000 | 62872 | MECH ROOM NW CORNER OF ORIGINAL BUILDING
4185 | E 5TH AVE | 43219-1813 | Active | 01429 | AMES | 2000B | DC | 0.750 | 63190 | RISER ROOM WEST SIDE
4185 | E 5TH AVE | 43219-1813 | Active | 3JN1058 | AMES | 3000SS | DCDA | 4.000 | 63191 | RISER ROOM WEST SIDE (SERIAL # 3JN1058)
4185 | E 5TH AVE | 43219-1813 | Active | 577238 | WILKINS | 975 | RP | 1.000 | 63192 | SPRINKLER ROOM WEST SIDE
4200 | E 5TH AVE | 43219-1851 | Not Required by DOW | 358006 | WATTS | 909QT | RP | 1.000 | 63269 | PENT HOUSE BUILDING # 6
4200 | E 5TH AVE | 43219-1851 | Not Required by DOW | 61619 | WATTS | 009QT | RP | 0.750 | 63270 | UNDER FLOOR COMPUTER ROOM
4300 | E 5TH AVE | 43219-1816 | Active | 212297 | WATTS | 009M2QT | RP | 2.000 | 63608 | BUILDING 6
4300 | E 5TH AVE | 43219-1816 | Active | 4503319 | WILKINS | 975XL2 | RP | 2.000 | 63609 | BLDG 4
4300 | E 5TH AVE | 43219-1816 | Not Required by DOW | 367815 | WATTS | 909M1QT | RP | 1.500 | 63613 | BUILDING 3
4300 | E 5TH AVE | 43219-1816 | Active | 9305 | WILKINS | 375ASTR | RP | 10.000 | 63614 | EAST SIDE OF METER ROOM -- BLDG #28
4300 | E 5TH AVE | 43219-1816 | Active | 10758 | WILKINS | 375AST | RP | 10.000 | 63615 | BLDG #28 METER ROOM (4290 E. 5TH AVE)
4300 | E 5TH AVE | 43219-1816 | Not Required by DOW | 18312 | WATTS | 919 | RP | 1.500 | 63616 | BLDG 3 4332 E 5TH AVENUE BLDG
4300 | E 5TH AVE | 43219-1816 | Active | 624753 | WATTS | 909 | RP | 8.000 | 63618 | BACKFLOW HOUSE # 1, BLDG 3
4300 | E 5TH AVE | 43219-1816 | Active | 624804 | WATTS | 909M1QT | RP | 8.000 | 63619 | BACKFLOW HOUSE #1 BLDG 3
4300 | E 5TH AVE | 43219-1816 | Not Required by DOW | 624961 | WATTS | 909 | RP | 8.000 | 63620 | BLDG 4 1ST FLOOR
4300 | E 5TH AVE | 43219-1816 | Not Required by DOW | 624962 | WATTS | 909 | RP | 8.000 | 63621 | BLDG 4, 1ST FLOOR
4300 | E 5TH AVE | 43219-1816 | Not Required by DOW | 1530 | WATTS | 009 | RP | 3.000 | 63622 | BLDG 6 MECH ROOM 4190 E FIFTH BLDG
4300 | E 5TH AVE | 43219-1816 | Active | 10470 | WILKINS | 375ASTR | RP | 6.000 | 63623 | S.E. CORNER, BLDG 6
4300 | E 5TH AVE | 43219-1816 | Not Required by DOW | W255467 | WILKINS | 975XL | RP | 0.750 | 88818 | RM G-101 S. END OF BLDG ELEC RM TOP OF STAIRS, UNIT 4020
4300 | E 5TH AVE | 43219-1816 | Not Required by DOW | 3741034 | WILKINS | 975XLBMS | RP | 1.500 | 93905 | BLDG 4 MECH ROOM NE CORNER
4300 | E 5TH AVE | 43219-1816 | Not Required by DOW | 212115 | APOLLO/CONBRACO | 40207A2 | RP | 1.500 | 97939 | CAFETERIA MECH ROOM
4300 | E 5TH AVE | 43219-1816 | Removed | 4356744REM | WILKINS | 975 | RP | 0.750 | 3624410 | POTABLE WATER FILL STATION, E WALL HANGER #3 REMOVED
4301 | E 5TH AVE | 43219-1815 | Not Required by DOW | REP395777 | WATTS | 919 | RP | 0.750 | 63643 | USE 06-13-2016 CAG. REPLACED- NORTHWEST UNDER STAIRWAY
4301 | E 5TH AVE | 43219-1815 | Active | 57608 | WATTS | 919AQT | RP | 0.750 | 3609564 | USE 6/3/15 CAG. NORTHWEST UNDER STAIRWAY
4301 | E 5TH AVE | 43219-1815 | Active | SJ0039 | AMES | COLT 300GV | DCDA | 6.000 | 3638807 | PIT AT STREET W OF W DRIVE
4301 | E 5TH AVE | 43219-1815 | Active | 53200 | AMES | 2000B | DC | 0.750 | 3638808 | PIT AT STREET W OF W DRIVE
4455 | E 5TH AVE | 43219-1817 | Active | 50356 | WATTS | 919QT | RP | 1.000 | 64069 | BY WATER HEATER
4477 | E 5TH AVE | 43219-1817 | Removed | 466031REM | WATTS | 800QT | PVB | 1.000 | 64138 | *****REMOVED****BEHIND BUILDING-WEST SIDE
4477 | E 5TH AVE | 43219-1817 | Active | AJAY9680 | WILKINS | 375 | RP | 1.000 | 3634967 | NEXT TO METER
4561 | E 5TH AVE | 43219-1896 | Due Install |  |  |  | RP | 0.750 | 3656847
4647 | E 5TH AVE | 43219 | Active | 115970 | WATTS | LF009M2QT | RP | 1.500 | 3624673 | IN HOT BOX AT EMERGENCY ENTRANCE NW SIDE
4700 | E 5TH AVE | 43219-1852 | Active | 80312 | WATTS | 919QT | RP | 1.000 | 3577374 | CRAWL SPACE
4760 | E 5TH AVE | 43219-1877 | Active | 260825 | WATTS | 909M1QT | RP | 1.500 | 64974 | W.CARGO HANGER GARAGE BAY 4960 A GROUND FLOOR MAINTENANCE
4760 | E 5TH AVE | 43219-1877 | Due Install |  |  |  | DCDA | 6.000 | 3651281 | FIRE METER IN PIT
4800 | E 5TH AVE | 43219-1853 | Due Install |  |  |  | RP |  | 3577375
4808 | E 5TH AVE | 43219-1853 | Due Install |  |  |  | RP |  | 3577376
801 | E 5TH AVE UNIT A | 43201-2917 | Not Required by DOW | 3266072 | WILKINS | 975 | RP | 1.000 | 91536 | METER SETTING
801 | E 5TH AVE UNIT A | 43201-2917 | Active | 218674 | WATTS | 009QT | RP | 2.000 | 91537 | METER SETTING
801 | E 5TH AVE UNIT A | 43201-2917 | Not Required by DOW | 27947 | WATTS | 009M2PCQT | RP | 0.750 | 100053 | NORTHEAST CORNER BY METER
120 | E 5TH AVE UNIT A | 43219-2410 | Active | 150595 | WATTS | 909 | RP | 3.000 | 54277 | EAST LOADING DOCK CENTER OF BLDG
1200 | E 5TH AVE UNIT A | 43219-2410 | Due Install |  |  |  | DCDA | 8.000 | 3577134
1200 | E 5TH AVE UNIT A | 43219-2410 | Due Install |  |  |  | DC | 8.000 | 3653833
1275 | E 5TH AVE UNIT A | 43219-2411 | Active | 4759296 | WILKINS | 975XL2 | RP | 1.000 | 3629668
1800 | E 5TH AVE UNIT A | 43219-2592 | Active | L25773 | WILKINS | 375 | RP | 3.000 | 75092 | BASEMENT, SOUTH CENTRAL PORTION OF FRONT OF BUILDING
1800 | E 5TH AVE UNIT A | 43219-2592 | Active | J16389 | WILKINS | 350 | DC | 8.000 | 87549 | PUMP HOUSE
1800 | E 5TH AVE UNIT A | 43219-2592 | LPS - Active |  |  |  | LST |  | 3635635 | FIRE PUMP - PUMP HOUSE
3294 | E 5TH AVE UNIT A | 43219-2883 | Due Install |  |  |  | RP |  | 3577341 | AT MTR IN FURNACE CLOSET S UNIT
3790 | E 5TH AVE UNIT A | 43219-1807 | Active | 350070 | WATTS | 909M1QT | RP | 2.000 | 61784 | BY WATER METER
4561 | E 5TH AVE UNIT A | 43219-1896 | Active | AJAY6034 | WILKINS | 975 | RP | 1.500 | 3577362 | UNIT 1-2
4561 | E 5TH AVE UNIT C | 43219-1896 | Active | AJAY5579 | WILKINS | 975 | RP | 1.500 | 3577363 | UNIT 3
4561 | E 5TH AVE UNIT E | 43219-1896 | Active | AJAY5932 | WILKINS | 975 | RP | 1.500 | 3577364
4561 | E 5TH AVE UNIT G | 43219-1896 | Active | AJAY5959 | WILKINS | 375 | RP | 0.750 | 3577360 | UNIT-13
4561 | E 5TH AVE UNIT H | 43219-1896 | Due Install | [5 empty] | 3577365 | UNIT 8-9
4561 | E 5TH AVE UNIT K | 43219-1896 | Active | AJAY8W8449 | WILKINS | 375 | RP | 0.750 | 3577366 | UNIT 10
4561 | E 5TH AVE UNIT L | 43219-1896 | Active | AJAY6027 | WILKINS | 375 | RP | 0.750 | 3577361 | UNIT 11-12
2646 | E 5TH AVE UNIT NO 20 | 43219-2751 | Active | 2699512 | WILKINS | 375 | RP | 0.750 | 58862 | BASEMENT, BOILER ROOM
2646 | E 5TH AVE UNIT NO 20 | 43219-2751 | Active | A01666 | WATTS | 007M2QT | DC | 1.250 | 90964 | BASEMENT
2646 | E 5TH AVE UNIT NO 20 | 43219-2751 | Due Install |  |  |  | RP | 1.500 | 3641196 | BASEMENT AT WATER METER - FIRE STATION # 20
4561 | E 5TH AVE UNIT P | 43219-1896 | Active | AJAY5859 | WILKINS | 975 | RP | 0.750 | 3577367 | UNIT 14-15
1275 | E 5TH AVE UNIT REAR | 43219-2411 | Active | 59481C | APOLLO/CONBRACO | RP4A | RP | 1.000 | 91666 | POWER WASH BLDG SOUTH EAST CORNER OF LOT
1275 | E 5TH AVE UNIT REAR | 43219-2411 | Active | 4537540 | WILKINS | 975XL2 | RP | 1.000 | 3629667
1300 | E 5TH AVE UNIT REAR | 43219- | Active | ALA53200 | WILKINS | 975XL3 | RP | 0.750 | 3577138 | MECH ROOM 1041 JOYCE AVE
4561 | E 5TH AVE UNIT U | 43219-1896 | Active | AJAY5980 | WILKINS | 975 | RP | 0.750 | 3577368
303 | E 6TH AVE | 43201-2888 | New Construction |  |  |  | RP | 6.000 | 3577877
303 | E 6TH AVE | 43201-2888 | New Construction |  |  |  | DC | 6.000 | 3659470
270 | E 6TH AVE | 43219-2754 | Active | 4825208 | WILKINS | 975-XL2 | RP | 0.750 | 3577880
28 | E 7TH AVE | 43201-2509 | [6 empty] | 3657792
50 | E 7TH AVE | 43201-2585 | Active | XL-1562 | WATTS | 957 | RP | 4.000 | 3578387 | ROOM 103 SE CORNER OF GARAGE
50 | E 7TH AVE | 43201-2585 | Active | 11052361123 | AMES | 3000SS | DCDA | 8.000 | 3656939 | S/E SIDE OF GARAGE FIRE PUMP ROOM
50 | E 7TH AVE | 43201-2585 | Active | 88789 | AMES | 2000B | DC | 0.750 | 3656940 | S/E CORNER OF GARAGE FIRE PUMP ROOM
50 | E 7TH AVE | 43201-2585 | LPS - Active |  |  |  | LST |  | 3657660 | FIRE PUMP - PUMP/MECH ROOM
50 | E 7TH AVE | 43201-2585 | LPS - Active |  |  |  | LPC |  | 3658065 | DOMESTIC PUMP - PUMP/MECH ROOM
17 | E 7TH AVE | 43201-2562 | Active | GG1565 | WATTS | 957N | RP | 3.000 | 93302 | BASEMENT MECH ROOM NW CORNER
175 | E 7TH AVE | 43201-2562 | Active | 1012330207 | AMES | 3000SS | DCDA | 4.000 | 93351 | BASEMENT MECH ROOM
175 | E 7TH AVE | 43201-2562 | Active | 34716 | AMES | 2000B | DC | 0.750 | 93352 | BASEMENT MECH RM
211 | E 7TH AVE | 43201-2510 | Active | Q92835 | WILKINS | 475V | RP | 3.000 | 90633 | MECH ROOM
211 | E 7TH AVE | 43201-2510 | Active | 1485410306 | AMES | 3000SS | DCDA | 6.000 | 90634 | BESDIE THE BOILER ROOM - Weinland Park
211 | E 7TH AVE | 43201-2510 | Active | 68825 | WATTS | 007M1QT | DC | 0.750 | 90635 | BESIDE BOILER ROOM - Weinland Park
211 | E 7TH AVE | 43201-2510 | Not Required by DOW | 2358696 | WILKINS | 975XL | RP | 1.000 | 90636 | MECH ROOM
310 | E 7TH AVE | 43219-1700 | Active | Q03156 | WILKINS | 475DA | RP | 4.000 | 92723 | PUMP ROOM/METER ROOM NE CORNER OF GYM - East Columbus E. S.
3100 | E 7TH AVE | 43219-1700 | Active | 147980 | AMES | 3000SS | DCDA | 4.000 | 92909 | BOILER ROOM - East Columbus E. S.
3100 | E 7TH AVE | 43219-1700 | Active | 47993 | AMES | 2000B | DC | 0.750 | 92910 | BOILER ROOM - East Columbus E. S.
3100 | E 7TH AVE | 43219-1700 | Not Required by DOW | 293195 | WILKINS | 975XL | RP | 1.000 | 98131 | BOILER ROOM - East Columbus E. S.
3100 | E 7TH AVE | 43219-1700 | Not Required by DOW | 1381687 | WILKINS | 975XL | RP | 0.500 | 100979 | METER ROOM - EAST COLUMBUS E.S.
3410 | E 7TH AVE | 43219-1735 | Active | 396942 | WATTS | 909QT | RP | 0.750 | 60636 | IN THE STORAGE ROOM NEAR THE OFFICE RESTROOM FOR FARRIS FRAME
3502 | E 7TH AVE | 43219-1735 | Under renovation | 4907067 | WILKINS | 975XL2 | RP | 0.750 | 3578474 | BATHROOM AT METER
3550 | E 7TH AVE | 43219-1821 | Active | ACA07889 | WILKINS | 975XL2 | RP | 1.500 | 3578475 | SW CORNER WAREHOUSE
3550 | E 7TH AVE | 43219-1821 | Due Install |  |  |  | DCDA | 6.000 | 3658041 | SW CORNER OF WAREHOUSE
128 | E 8TH AVE | 43201-2518 | Due Install |  |  |  | RP |  | 3586265
35 | E 8TH AVE BLDG 3 | 43201 | Active | A1603230530 | FEBCO | LF880V | RP | 3.000 | 3615265 | RISER ROOM
35 | E 8TH AVE BLDG 3 | 43201 | Active | 01869 | WATTS | LF619 | DC | 0.750 | 3615440 | RISER ROOM
35 | E 8TH AVE BLDG 3 | 43201 | Active | N1605191005 | FEBCO | LF876V | DCDA | 4.000 | 3615457 | RISER ROOM
77 | E 8TH AVE BLDG 4 | 43201 | Active | A1603230532 | FEBCO | LF880V | RP | 3.000 | 3615377 | IN EAST DOUBLE DOOR ROOM IN 2ND BREEZEWAY
77 | E 8TH AVE BLDG 4 | 43201 | Active | N1605190945 | FEBCO | LF876V | DCDA | 4.000 | 3618484 | WEST DOUBLE DOOR ROOM IN 2ND BREEZEWAY
77 | E 8TH AVE BLDG 4 | 43201 | Active | 01866 | FEBCO | LF619 | DC | 0.750 | 3618485 | WEST DOUBLE DOOR ROOM IN 2ND BREEZEWAY
27 | E 9TH AVE | 43201 | Not Required by DOW | 4356754 | WILKINS | 975XL2 | RP | 0.750 | 3622626 | TRASH RM LOCATED ON 1ST FL E SIDE OF BLDG
27 | E 9TH AVE | 43201 | Active | RC-1839 | WATTS | 957 | RPDA | 8.000 | 3622821 | MECH/RISER ROOM MID N OFF 9TH
27 | E 9TH AVE | 43201 | Active | 67378 | WATTS | 919QT | RP | 0.750 | 3622822 | MECHANICAL/RISER ROOM NORTH SIDE OF BUILDING
27 | E 9TH AVE | 43201 | Active | RC-0102 | WATTS | 957 | RP | 4.000 | 3622823 | MECH/RISER ROOM MID N AT WATER METER
27 | E 9TH AVE | 43201 | LPS - Active |  |  |  | LST |  | 3626542 | FIRE BOOSTER PUMP - PUMP ROOM
27 | E 9TH AVE | 43201 | LPS - Active |  |  |  | LPC |  | 3626543 | DOMESTIC PUMP -
49 | E 9TH AVE | 43201 | Active | P1-0488 | WATTS | 957 | RP | 4.000 | 3618365 | WATER METER ROOM
49 | E 9TH AVE | 43201 | Active | 188695-1215 | AMES | 3000SS | DCDA | 8.000 | 3629324 | WATER METER ROOM
49 | E 9TH AVE | 43201 | Active | 75626 | AMES | 2000B | DC | 0.750 | 3629325 | WATER METER ROOM
68 | E 9TH AVE | 43201-2145 | Active | 39900 | AMES | 2000SS | DC | 0.750 | 70698 | Mechanical - Sprinkler Room East Side/South
68 | E 9TH AVE | 43201-2145 | Active | 423766 | WATTS | 909M1QT | RP | 2.000 | 70700 | Mechanical - Sprinkler Room East Side/South
68 | E 9TH AVE | 43201-2145 | Active | 424965 | WATTS | 909M1QT | RP | 2.000 | 70701 | Mechanical - Sprinkler Room East Side/South
68 | E 9TH AVE | 43201-2145 | Active | 1372790804 | AMES | 3000SS | DCDA | 2.500 | 93690 | Mechanical - Sprinkler Room East Side/South
68 | E 9TH AVE | 43201-2145 | Removed | REM595435 | WATTS | 909QT | RP | 1.000 | 100166 | ***REMOVED***MECHANICAL ROOM EAST SIDE 5-111
76 | E 9TH AVE | 43201 | Active | 34507 | WILKINS | 375AST | RP | 4.000 | 3653989
76 | E 9TH AVE | 43201 | Active | 1103202 | AMES | 3000SS | DCDA | 8.000 | 3653990
76 | E 9TH AVE | 43201 | Active | 87111 | AMES | 2000B | DC | 0.750 | 3653991
76 | E 9TH AVE | 43201 | LPS - Active |  |  |  | LST |  | 3658355 | FIRE PUMP - RISER ROOM
76 | E 9TH AVE | 43201 | LPS - Active |  |  |  | LPC |  | 3658357 | DOMESTIC PUMP - RISER ROOM
99 | E 9TH AVE | 43201 | Active | QB0460 | WATTS | 957 | RP | 3.000 | 3618038 | RISER/MECHANICAL ROOOM SW BACK OF BUILDING
99 | E 9TH AVE | 43201 | Active | 189246 | AMES | 3000 | DCDA | 4.000 | 3618056 | RISER ROOM
99 | E 9TH AVE | 43201 | Active | 76704 | AMES | 2000B | DC | 0.750 | 3618057 | RISER ROOM
30 | E ARCADIA AVE UNIT 13 | 43202-2437 | Active | 2721514 | WILKINS | 375 | RP | 0.750 | 59941 | BASEMENT
309 | E ARCADIA AVE UNIT 13 | 43202-2437 | Active | A09094 | WATTS | 007M1QT | DC | 2.000 | 102833 | BSMT
309 | E ARCADIA AVE UNIT 13 | 43202-2437 | Active | 22736 | WILKINS | 975XL3 | RP | 0.750 | 3656848 | BASEMENT
185 | E BARTHMAN AVE | 43207 | Active | 3156149 | WILKINS | 975XL | RP | 1.000 | 3362046 | INSIDE MECHANICAL ROOM
308 | E BARTHMAN AVE | 43207-1980 | NULL | [5 empty] | 3362075
354 | E BARTHMAN AVE | 43207 | Active | TL-2304 | WATTS | 957 | RP | 3.000 | 3646416 | MECH ROOM AT METER
354 | E BARTHMAN AVE | 43207 | Active | 84040 | AMES | 2000B | DC | 0.750 | 3646418
354 | E BARTHMAN AVE | 43207 | Active | 1988540620 | AMES | 3000SS | DCDA | 4.00 | 3647197
341 | E BARTHMAN AVE UNIT A | 43207- | Active | 278276 | WATTS | LF009M3QT | RP | 0.750 | 3646346 | BASEMENT AT METER
341 | E BARTHMAN AVE UNIT B | 43207 | Active | 4187994 | WILKINS |  | RP | 0.750 | 3621175
116 | E BEAUMONT RD | 43214-2144 | Active | EAA0234 | WILKINS | 720 | PVB | 0.750 | 3363006 | RIGHT SIDE OF HOUSE
129 | E BEAUMONT RD | 43214-2100 | Active | EAJ6020 | WILKINS | 720A | PVB | 0.750 | 3363010 | FRONT OF HOUSE OFF PORCH
302 | E BEAUMONT RD | 43214-2104 | Active | 209326 | WATTS | 800M4QT | PVB | 1.000 | 59814 | FRONT OF HOUSE
303 | E BEAUMONT RD | 43214-2103 | Active | HH60782 | FEBCO | 765 | PVB | 1.000 | 59833 | FRONT OF HOUSE, LEFT OF ENTRY
337 | E BEAUMONT RD | 43214-2103 | Active | 355744 | WATTS | 009M2QT | RP | 1.000 | 3363067 | IN BASEMENT
135 | E BECK ST | 43206-1111 | Active | 112727 | FEBCO | 850 | DC | 0.750 | 54772 | IN BASEMENT AT WATER METER
177 | E BECK ST | 43206-1207 | Due Install |  |  |  | RP | 0.750 | 3363414
177 | E BECK ST | 43206-1207 | Due Install |  |  |  | DCDA | 2.500 | 3656223
180 | E BECK ST | 43206-1209 | Active | 181374 | WILKINS | 420 | PVB | 1.000 | 56170 | RIGHT SIDE OF HOUSE
181 | E BECK ST | 43206-1207 | Active | 363282 | WATTS | 800M4FR | PVB | 0.750 | 56274 | WEST SIDE OF HOUSE
192 | E BECK ST | 43206-1209 | Active | F021260 | WILKINS | 720 | PVB | 0.750 | 3363416 | LEFT SDE
219 | E BECK ST | 43206-1292 | Active | 3796066 | WILKINS | 975 | RP | 0.750 | 104007 | IN BASEMENT AT WATER METER
225 | E BECK ST | 43206- | Active | 4303406 | Wilkins | 975Xl | RP | 0.750 | 57750 | In basement near the sump pump North side of basement in crawl space
228 | E BECK ST | 43206- | Due Install |  |  |  | RP | 0.750 | 3593416 | FRANK FETCH PARK
238 | E BECK ST | 43206-1285 | Active | G126998 | WILKINS | 720A | PVB | 0.750 | 95383 | WEST SIDE OF HOUSE
252 | E BECK ST | 43206-1276 | Active | 151829 | WATTS | 800M4FR | PVB | 0.750 | 3592816 | LEFT SIDE OF HOUSE
275 | E BECK ST | 43206-1277 | Active | T339985 | WILKINS | 720A | PVB | 0.750 | 3363431 | LEFT SIDE
289 | E BECK ST | 43206-1277 | Active | 298716 | WATTS | 800M4QT | PVB | 0.750 | 93362 | RIGHT FRONT SIDE
293 | E BECK ST | 43206-1290 | Active | PRD00196242-39 | ARI | RP501 | RP | 1.000 | 3363436
387 | E BECK ST | 43206-1375 | Active | FB976 | CONBRACO | 40204A2 | RP | 0.750 | 99489 | BOILER ROOM, BECK E.S.
487 | E BECK ST | 43206-1394 | Active | T239739 | WILKINS | 720 | PVB | 0.750 | 3363479 | LEFT/MIDDLE SIDE OF HOUSE
242 | E BECK ST UNIT A | 43206-1293 | Active | A04067 | WATTS | 009M3QT | RP | 0.750 | 92094 | BASEMENT WEST SIDE
63 | E BLAKE AVE | 43202- | Active | 4487129 | WILKINS | 975 | RP | 0.750 | 3369792 | BASEMENT NEXT TO METER
8 | E BRIDGE ST | 43017-1125 | Active | 83598 | WATTS | LF919QT | RP | 0.750 | 102718 | IN WALL OF DINING ROOM BEHIND MAGNETIC WALL ACCESS PLATES (TOP PLATE OF2)
8 | E BROAD ST | 43215-3403 | Active | X04970 | WILKINS | 375ADA | RP | 4.000 | 91787 | IN BSMT MECH ROOM
8 | E BROAD ST | 43215-3403 | Active | V08032 | WILKINS | 350DA | DCDA | 8.000 | 94415 | BASEMENT
8 | E BROAD ST | 43215-3403 | Active | 2291942 | WILKINS | 950XLD | DC | 0.750 | 94416 | BASMENT
8 | E BROAD ST | 43215-3403 | LPS - Active |  |  |  | LST |  | 3658576 | FIRE PUMP - BASEMENT
1 | E BROAD ST | 43215-3412 | Inactive | 102988 | WATTS | 009QT | RP | 0.750 | 87952 | BASEMENT IN BOILER RM
20 | E BROAD ST | 43215-3416 | Not Required by DOW | W080752 | WATTS | 009QT | RP | 2.000 | 56930 | BASEMENT BY METER
20 | E BROAD ST | 43215-3416 | Not Required by DOW | 29365 | WATTS | LF009M2QT | RP | 2.000 | 3639350 | PENTHOUSE
20 | E BROAD ST | 43215-3416 | Active | TB-0770 | WATTS | 957 | RP | 3.000 | 3639351 | BASEMENT FRONT OF BUILDING
20 | E BROAD ST | 43215-3416 | Active | TA-1009 | AMES | COLT | DCDA | 8.000 | 3647120 | BASEMENT FRONT OF BUILDING
20 | E BROAD ST | 43215-3416 | Active | 55167 | AMES | 2000BM3 | DC | 0.750 | 3647121 | BASEMENT FRONT OF BUILDING
20 | E BROAD ST | 43215-3416 | LPS - Active |  |  |  | LPC |  | 3647122 | FIRE PUMP - BASEMENT FRONT OF BUILDING
20 | E BROAD ST | 43215-3416 | Not Required by DOW | 307574 | WATTS | LF009M3QT | RP | 0.750 | 3649263 | 12TH FLOOR HEAT PUMP MAKE UP WATER ABOVE CEILING OUTSIDE JANITOR CLOSET
30 | E BROAD ST | 43215-3414 | Active | 002483 | WATTS | LF909 | RP | 2.500 | 59686 | 41ST FLOOR ABOVE CHILLER
30 | E BROAD ST | 43215-3414 | Active | 167952 | WATTS | 009QT | RP | 2.000 | 59687 | 41ST FLOOR MECH ROOM
30 | E BROAD ST | 43215-3414 | Removed | 517209 | WATTS | 909QT | RP | 0.750 | 59688 | BREAK AREA MECH ROOM 29th floor REMOVED DUE TO CONSTRUCTION
30 | E BROAD ST | 43215-3414 | Active | 521625 | WATTS | 909QT | RP | 0.750 | 59689 | 18TH FL. BREAK AREA MECH ROOM
30 | E BROAD ST | 43215-3414 | Active | 7660G | WILKINS | 375 | RP | 8.000 | 59690 | B1 PUMP ROOM NEXT TO WATER METER
30 | E BROAD ST | 43215-3414 | Active | 625121 | WATTS | 909 | RP | 8.000 | 59691 | B2 MECH ROOM
30 | E BROAD ST | 43215-3414 | Active | 625246 | WATTS | 909 | RP | 8.000 | 59692 | B2 MECH ROOM PUMPROOM
30 | E BROAD ST | 43215-3414 | Active | 69903 | WATTS | 009M2QT | RP | 1.500 | 59693 | 41ST FLOOR MECH ROOM 2ND LEVEL
30 | E BROAD ST | 43215-3414 | Active | 70716 | WATTS | 009QT | RP | 1.500 | 59694 | 6TH FLOOR MECH ROOM BY WATER HEATER B6
30 | E BROAD ST | 43215-3414 | Active | 289737 | WATTS | 909HWM1QT | RP | 1.500 | 89487 | 41ST FLOOR AT JOCKEY PUMP
30 | E BROAD ST | 43215-3414 | Active | 05286 | WATTS | 919 | RP | 0.500 | 103793 | PENTHOUSE MECHANICAL ROOM 41st floor above sink
30 | E BROAD ST | 43215-3414 | Removed | REM612069 | WATTS | 909 | RP | 1.000 | 3351136 | REMB2 MECHANICAL ROOM REMOVED
30 | E BROAD ST | 43215-3414 | LPS - Active |  |  |  | LST |  | 3632659 | FIRE PUMP - FIRE PUMP ROOM HIGH ZONE
30 | E BROAD ST | 43215-3414 | LPS - Active |  |  |  | LST |  | 3632660 | FIRE PUMP - FIRE PUMP ROOM LOW ZONE
30 | E BROAD ST | 43215-3414 | Removed | 08868 | WATTS | 719 | RP | 0.500 | 3647179 | 29TH FLOOR MECHANICAL STORAGE ROOM REMOVED DUE TO CONSTRUCTION
30 | E BROAD ST | 43215-3414 | LPS - Active |  |  |  | LST |  | 3658387 | FIRE PUMP - FIRE PUMP ROOM DIESEL
30 | E BROAD ST | 43215-3414 | Active | 482850 | WILKINS | 009M3 | RP | 0.750 | 3658782
62 | E BROAD ST | 43215-3500 | Active | 017414 | WATTS | LF909 | RP | 3.000 | 69338 | IN BASEMENT AT WATER METER
62 | E BROAD ST | 43215-3500 | Replaced | REP53052 | WATTS | 909QT | RP | 0.750 | 69339 | REPLACED- SOUTH SIDE OF BOILER IN BASEMENT
62 | E BROAD ST | 43215-3500 | Not Required by DOW | 33211 | WATTS | 009 | RP | 0.750 | 3351138 | SOUTH SIDE OF BOILER IN BASEMENT
66 | E BROAD ST | 43215-3503 | Active | WG-2772 | AMES | COLT 300-GV | DCDA | 4.000 | 3376863 | BASEMENT
66 | E BROAD ST | 43215-3503 | Active | 70294 | AMES | 2000BM3 | DC | 0.750 | 3654631 | BASEMENT
66 | E BROAD ST | 43215-3503 | Due Install |  |  |  | RP | 1.000 | 3657870 | BASEMENT
88 | E BROAD ST | 43215-3506 | Active | 004040 | WATTS | 909 | RP | 2.500 | 74296 | 20TH FLOOR, MECHANICAL ROOM, N SIDE MIDDLE
88 | E BROAD ST | 43215-3506 | Removed | REM52457 | WATTS | 009M2QT | RP | 1.000 | 74297 | REMOVED-CUSTOM CHEF SPACE OVER HOT WATER TANK
88 | E BROAD ST | 43215-3506 | Due Install |  |  |  | RP | 6.000 | 3636467
88 | E BROAD ST | 43215-3506 | LPS - In Review |  |  |  | LPC |  | 3636468
88 | E BROAD ST | 43215-3506 | LPS - Active |  |  |  | LST |  | 3636469 | FIRE BOOSTER PUMP - PUMP ROOM
10 | E BROAD ST | 43215-3607 | Active | 2KM0019 | AMES | 2000SS | DC | 6.000 | 53535 | 26TH FLOOR PENT HOUSE PUMP ROOM
100 | E BROAD ST | 43215-3607 | Due Install |  |  |  | RP | 6.000 | 3376864
100 | E BROAD ST | 43215-3607 | Active | ABL5829 | WILKINS | 975XL2 | RP | 0.750 | 3616527 | BASEMENT MECHANICAL ROOM
100 | E BROAD ST | 43215-3607 | Active | 358828 | WATTS | 909M1 | RP | 1.250 | 3616528 | PENTHOUSE MECHANICAL ROOM
100 | E BROAD ST | 43215-3607 | Active | 022281 | WATTS | LF909 | RP | 1.000 | 3622992 | PENTHOUSE MECH RM
100 | E BROAD ST | 43215-3607 | Due Install |  |  |  | RP | 6.000 | 3639025
100 | E BROAD ST | 43215-3607 | Active | UB1634 | WATTS | 957 | RP | 2.500 | 3649694 | EAST SIDE OF PENTHOUSE MECH ROOM BSIDE HOT WATER TANKS on 26th floor
125 | E BROAD ST | 43215-3605 | Active | 503993 | WATTS | 909QT | RP | 0.750 | 54407 | BOILER ROOM
125 | E BROAD ST | 43215-3605 | In Review | [5 empty] | 3638633
125 | E BROAD ST | 43215-3605 | LPS - Active |  |  |  | LST |  | 3638634 | FIRE PUMP - BASEMENT FIRE PUMP ROOM
136 | E BROAD ST | 43215-3606 | Active | ABQ0017 | WILKINS | 975XL2 | RP | 0.750 | 54793 | 8TH FL. PENTHOUSE BY CHILLER PUMPS
136 | E BROAD ST | 43215-3606 | Active | 251362 | WATTS | 909 | RP | 6.000 | 54794 | IN BASEMENT BY MASTER METER
136 | E BROAD ST | 43215-3606 | Active | ABF1958 | WILKINS | 975XL2 | RP | 0.750 | 54795 | BOILER ROOM BASEMENT
136 | E BROAD ST | 43215-3606 | Removed | 57576REM | WATTS | 009QT | RP | 0.750 | 54796 | REMOVED- 7TH FLOOR STORAGE AREA
136 | E BROAD ST | 43215-3606 | Active | CFA5127 | WILKINS | 975XL2 | RP | 0.500 | 54797 | 1ST FLOOR NORTH KITCHEN -- SERIAL #67632
136 | E BROAD ST | 43215-3606 | Active | CFA5130 | WILKINS | 975XL2 | RP | 0.500 | 54798 | IN KITCHEN INSIDE MOP CABINET--1/2
136 | E BROAD ST | 43215-3606 | Replaced | REP858635 | WATTS | 009M1QT | RP | 2.000 | 54799 | REPLACED- 3RD FLOOR BUCKEYE ROOM MECH (BEHIND POOL)
136 | E BROAD ST | 43215-3606 | Removed | 97476REM | WATTS | 009M3QT | RP | 0.750 | 54800 | REMOVED- BOILER MECH ROOM SUB-BASEMENT
136 | E BROAD ST | 43215-3606 | Active | 24604 | WATTS | 919QT | RP | 2.000 | 3607880 | 3RD FLOOR BUCKEYE ROOM MECH (BEHIND POOL)
136 | E BROAD ST | 43215-3606 | LPS - Active |  |  |  | LPC |  | 3636204 | DOMESTIC PUMP -
136 | E BROAD ST | 43215-3606 | Due Install |  |  |  | RP | 6.000 | 3641381 | IN BASEMENT BY MASTER METER
150 | E BROAD ST | 43215-3610 | Active | 54851 | WATTS | 009 M2 | RP | 1.250 | 55161 | BOILER ROOM 8' ABOVE FLOOR
150 | E BROAD ST | 43215-3610 | Active | 431327 | WILKINS | 975 | RP | 2.000 | 55162 | SE CRNR BACK RM BASEMENT BEHIND SLIDING SHELVING
150 | E BROAD ST | 43215-3610 | Active | RG-1228 | WATTS | 957 | RP | 4.000 | 3625064 | IN BASEMENT OF CREDIT UNION
155 | E BROAD ST | 43215-3609 | Removed | 313276REM | WATTS | 909QT | RP | 0.750 | 55350 | CEILING IN KITCHEN -- AUBON PAIN - 20 S 3RD REMOVED
155 | E BROAD ST | 43215-3609 | Removed | W387654REM | WILKINS | 975XL | RP | 0.500 | 101819 | MECHANICAL CLOSET/SPRINKLER ROOM
155 | E BROAD ST | 43215-3609 | Active | VF-0437 | WATTS | 957 | RP | 8.000 | 3638650
155 | E BROAD ST | 43215-3609 | Active | 75964 | APOLLO | RPDA2LF4A | RPDA | 8.000 | 3638651
155 | E BROAD ST | 43215-3609 | Active | 83360A | APOLLO | CVALF4A | RP | 0.500 | 3651870
155 | E BROAD ST | 43215-3609 | Active | VF-0451 | WATTS | 957 | RP | 8.000 | 3652591
155 | E BROAD ST | 43215-3609 | LPS - Active |  |  |  | LST |  | 3655562
155 | E BROAD ST | 43215-3609 | LPS - Active |  |  |  | LPC |  | 3657754 | DOMESTIC PUMP - LOWER LEVEL BASEMENT
181 | E BROAD ST | 43215-3706 | Active | T649703 | WILKINS | 720A | PVB | 1.000 | 56275 | FRONT OF HOUSE
181 | E BROAD ST | 43215-3706 | Active | 481125 | WATTS | 909QT | RP | 0.750 | 56276 | BASEMENT BEHIND BOILER
181 | E BROAD ST | 43215-3706 | Active | 4551399 | WILKINS | 975XL2 | RP | 2.000 | 56277 | IN BASEMENT ON EAST SIDE AT WATER METER ENTRANCE
181 | E BROAD ST | 43215-3706 | Active | 048830 | WATTS | 909M1QT | RP | 0.750 | 92013 | OUTSIDE POOR TO BMENT 1ST RM TO RIGHT
195 | E BROAD ST | 43215 | Active | 1103930123 | AMES | 3000SS | DCDA | 8.000 | 3656344
195 | E BROAD ST | 43215 | Active | 87675 | AMES | 2000B | DC | 0.750 | 3656346
195 | E BROAD ST | 43215 | Active | 39917 | WILKINS | 375AST | RP | 6.000 | 3657966
195 | E BROAD ST | 43215 | LPS - Active |  |  |  | LPC |  | 3657967 | DOMESTIC PUMP - WATER ROOM
195 | E BROAD ST | 43215 | LPS - Active |  |  |  | LST |  | 3657968
197 | E BROAD ST | 43215-3700 | Inactive | 119167 | WILKINS | 975 | RP | 0.750 | 56793 | BASEMENT AT WATER METER - 195 E BROAD ST
207 | E BROAD ST | 43215- | Inactive | 537818 | WILKINS | 975 | RP | 0.750 | 57146 | BASEMENT AT WATER METER
212 | E BROAD ST | 43215-3702 | NULL | [5 empty] | 3376867
225 | E BROAD ST | 43215-3709 | Active | 116762 | WATTS | 709 | DCDA | 6.000 | 57751 | LOWER SPRINKLER RISER ROOM
225 | E BROAD ST | 43215-3709 | Active | 006261 | WATTS | LF909 | RP | 3.000 | 57752 | BASEMENT ROOM 016
225 | E BROAD ST | 43215-3709 | Active | 32216 | WATTS | 007QT | DC | 0.750 | 57753 | SPRINKLER LOW RISER ROOM
225 | E BROAD ST | 43215-3709 | Not Required by DOW | 3635191 | WILKINS | 975XL | RP | 1.000 | 57754 | PENTHOUSE BOILER ROOM BY DOMESTIC HOT WATER
225 | E BROAD ST | 43215-3709 | LPS - Active |  |  |  | LPC |  | 3627958 | DOMESTIC PUMP - BASEMENT
225 | E BROAD ST | 43215-3709 | LPS - Active |  |  |  | LST |  | 3628275 | FIRE PUMP - BASEMENT MECHANICAL RROM
247 | E BROAD ST | 43215- | Active | ABA45552 | WILKINS | 975XL | RP | 0.750 | 101358 | STORAGE ROOM UNDER STAIRS, T'S OFF BEFORE CONTAINMENT DEVICE
247 | E BROAD ST | 43215- | Active | 3226228 | WILKINS | 975XL | RP | 1.500 | 101359 | STORAGE ROOM UNDER STAIRS
275 | E BROAD ST | 43215-3703 | Not Required by DOW | 1040854 | WILKINS | 975XLBMS | RP | 0.750 | 59186 | IN THE BASEMENT MECH ROOM
275 | E BROAD ST | 43215-3703 | Not Required by DOW | 14885 | WATTS | 009M1PCQT | RP | 1.500 | 59187 | IN THE NW CORNER OF BASEMENT AIR HANDLER ROOM
275 | E BROAD ST | 43215-3703 | Not Required by DOW | 002139 | WATTS | 909 | RP | 3.000 | 59188 | E. WALL N. PUMP ROOM --DAYCARE
275 | E BROAD ST | 43215-3703 | Not Required by DOW | 6909 | WATTS | 719QT | DC | 1.000 | 59189 | NORTH PUMP ROOM
275 | E BROAD ST | 43215-3703 | Not Required by DOW | 223378 | FEBCO | 825Y | RP | 1.000 | 59190 | NORTH PUMP ROOM
275 | E BROAD ST | 43215-3703 | Active | 002615 | WATTS | 909 | RP | 6.000 | 59191 | BOILER ROOM AT METER
275 | E BROAD ST | 43215-3703 | Active | 002616 | WATTS | 909 | RP | 6.000 | 59192 | BOILER ROOM AT METER
275 | E BROAD ST | 43215-3703 | Not Required by DOW | 336423 | WATTS | 909M1QT | RP | 1.500 | 59193 | CHILLER ROOM - BASEMENT (266 OAK ST.)
275 | E BROAD ST | 43215-3703 | Not Required by DOW | 46821 | WATTS | 007M2QT | DC | 1.500 | 59194 | SOUTH PUMP ROOM
275 | E BROAD ST | 43215-3703 | Not Required by DOW | 471230 | WATTS | 909QT | RP | 0.750 | 59195 | SOUTH SIDE OF 7TH FL EQUIP ROOM
275 | E BROAD ST | 43215-3703 | Not Required by DOW | 473981 | WATTS | 909QT | RP | 1.000 | 59196 | CHILLER ROOM - BASEMENT (266 OAK ST.)
275 | E BROAD ST | 43215-3703 | Removed | REM486958 | WATTS | 909QT | RP | 0.750 | 59197 | EAST LEVEL PUMP ROOM REMOVED
275 | E BROAD ST | 43215-3703 | Removed | REM486970 | WATTS | 909QT | RP | 0.750 | 59198 | WEST E LEVEL PUMP ROOM REMOVED
275 | E BROAD ST | 43215-3703 | Not Required by DOW | 616726 | WATTS | 909QT | RP | 1.000 | 59199 | IN THE SOUTHSIDE OF THE PENTHOUSE (7TH FL.)
275 | E BROAD ST | 43215-3703 | Not Required by DOW | 045527 | WATTS | LF909QT | RP | 0.750 | 59200 | ABOVE THE STEAM BOILER IN THE BASEMENT
275 | E BROAD ST | 43215-3703 | Not Required by DOW | 437991 | WATTS | 009M1QT | RP | 1.500 | 59201 | NORTH PUMP ROOM
275 | E BROAD ST | 43215-3703 | Active | 660 | WATTS | 774 | DC | 8.000 | 59202 | NORTH WALL IN BOILER ROOM BEHIND FIRE SYSTEM PUMP
275 | E BROAD ST | 43215-3703 | Active | 661 | WATTS | 774 | DC | 8.000 | 59203 | NORTH WALL OF BOILER ROOM BEHIND FIRE SYSTEM PUMP
275 | E BROAD ST | 43215-3703 | Not Required by DOW | 054791 | WATTS | LF909QT | RP | 0.750 | 59204 | IN THE BASEMENT MECHANICAL ROOM
275 | E BROAD ST | 43215-3703 | Not Required by DOW | 565673 | WATTS | 909QT | RP | 1.000 | 88299 | Chiller room above snow melt system
275 | E BROAD ST | 43215-3703 | Not Required by DOW | 223368 | FEBCO | 825Y | RP | 1.000 | 91520 | TRACTOR RM PUMP RM
275 | E BROAD ST | 43215-3703 | LPS - Active |  |  |  | LST |  | 3655194 | FIRE BOOSTER PUMP - FIRE PUMP ROOM
280 | E BROAD ST | 43215-3745 | Active | 103051302 | FEBCO | 850 | DC | 6.000 | 59307 | BASEMENT
280 | E BROAD ST | 43215-3745 | Active | 197887 | WATTS | 909 | RP | 4.000 | 59308 | METER ROOM SW CORNER BASEMENT
280 | E BROAD ST | 43215-3745 | Not Required by DOW | 20209683 | WILKINS | 350 | DC | 3.000 | 3654420 | FIRE HYDRANT BACKFLOW ON CART
280 | E BROAD ST | 43215-3745 | Not Required by DOW | 00443654 | WILKINS | 350 | DC | 3.000 | 3654421 | FIRE HYDRANT BACKFLOW ON CART
280 | E BROAD ST | 43215-3745 | LPS - Active |  |  |  | LST |  | 3658193 | FIRE PUMP ROOM - MEMORIAL HALL
299 | E BROAD ST | 43215- | Not Required by DOW | 212026 | WATTS | 909QT | RP | 1.250 | 59664 | 303 E BROAD ST (mech. Room- 6th Fl.), CEILING SW SIDE OF BLDG, 6TH FL
299 | E BROAD ST | 43215- | Active | 216805 | WATTS | 909QT | RP | 2.000 | 59665 | 303 E Broad (mech. Room- 6th Fl.), 6TH FL MECH RM ABOVE CHILLER
299 | E BROAD ST | 43215- | Active | W210391 | WILKINS | 975XL | RP | 1.500 | 91004 | 303 E BROAD ST (Basement), BASEMENT ANNEX BLDG
299 | E BROAD ST | 43215- | Active | 4237620 | WILKINS | 950XLD | DC | 0.750 | 3624820 | 303 E BROAD ST, BASEMENT MECHANICAL ROOM
299 | E BROAD ST | 43215- | Active | N50782 | WILKINS | 350DA | DCDA | 3.000 | 3624821 | 303 E BROAD ST, BASEMENT MECHANICAL ROOM
299 | E BROAD ST | 43215- | Active | 003168 | WATTS | LF909 | RP | 3.000 | 3624823 | Mech. Room (West basement)
299 | E BROAD ST | 43215- | Due Install |  |  |  |  | 3.000 | 3646046 | Mech. Room (West basement)
300 | E BROAD ST | 43215-3747 | Not Required by DOW | 119862 | WATTS | 909QT | RP | 1.000 | 59721 | PENTHOUSE BOILER M-U
300 | E BROAD ST | 43215-3747 | Active | 133810 | FEBCO | 805YD | DCDA | 8.000 | 59722 | SE CORNER OF BASEMENT
300 | E BROAD ST | 43215-3747 | Active | QF0642 | WATTS | 957 | RP | 4.000 | 59723 | BASEMENT
300 | E BROAD ST | 43215-3747 | Active | 21946 | WATTS | 007QT | DCDA | 0.500 | 59724 | SOUTH EAST CORNER OF BASEMENT METER BYPASS ON 8"
300 | E BROAD ST | 43215-3747 | Not Required by DOW | 367094 | WATTS | 909M1QT | RP | 1.500 | 59725 | 1ST FLOOR PARKING GARAGE
300 | E BROAD ST | 43215-3747 | Not Required by DOW | 52150 | WATTS | 909QT | RP | 1.000 | 59726 | ABOVE 4" MAIN BY BOOSTER PUMP IN THE BASEMENT
300 | E BROAD ST | 43215-3747 | Not Required by DOW | 39130 | WATTS | 919AQT | RP | 1.000 | 59727 | MECH ROOM - EAST WALL 8' OFF FLOOR
300 | E BROAD ST | 43215-3747 | Not Required by DOW | 55759 | WATTS | 009PCQT | RP | 1.500 | 59728 | PENTHOUSE
300 | E BROAD ST | 43215-3747 | Not Required by DOW | 145397 | WATTS | 009M2QT | RP | 2.000 | 97757 | lower level rear of freight elevator - @ 12ft. elevation
300 | E BROAD ST | 43215-3747 | Not Required by DOW | 119852 | WATTS | 009M2QT | RP | 1.000 | 103174 | BASEMENT BOILER ROOM
300 | E BROAD ST | 43215-3747 | LPS - Active |  |  |  | LPC |  | 3633622 | DOMESTIC PUMP -
300 | E BROAD ST | 43215-3747 | LPS - Active | N/A | Boulay |  | LST |  | 3633623 | FIRE LINE PUMP
363 | E BROAD ST | 43215- | Active | FE0296 | AMES | 3000CIV | DCDA | 6.000 | 96046 | 367 E BROAD ST, BASEMENT FIRE PUMP ROOM
363 | E BROAD ST | 43215- | Active | X03880 | WILKINS | 375ADA | RP | 4.000 | 96053 | 367 E BROAD ST, MECHANICAL ROOM IN BASEMENT
363 | E BROAD ST | 43215- | Active | 01502 | AMES | 2000BM3 | DC | 0.750 | 96054 | 367 E BROAD ST, BASEMENT/ FIRE PUMP ROOM
363 | E BROAD ST | 43215- | Not Required by DOW | HL2998 | AMES | 4000CIV | RP | 2.500 | 96055 | 367 E BROAD ST, 11TH FLOOR
363 | E BROAD ST | 43215- | In Review |  |  |  | RPDA |  | 3636292 | 367 E BROAD ST, BASEMENT/ FIRE PUMP ROOM
363 | E BROAD ST | 43215- | LPS - Active |  |  |  | LST |  | 3641163 | 367 E BROAD ST, BASEMENT/ FIRE PUMP ROOM
363 | E BROAD ST | 43215- | LPS - Active |  |  |  | LPC |  | 3641164 | DOMESTIC PUMP - 367 E BROAD ST, BASEMENT/ FIRE PUMP ROOM
366 | E BROAD ST | 43215 | Active | 1850630122 | AMES | 2000SS | DC | 6.000 | 3652743 | BASEMENT NORTH
366 | E BROAD ST | 43215 | Active | 192995 | WATTS | LF009M2QT | RP | 2.000 | 3652746 | BASEMENT NORTH
383 | E BROAD ST | 43215-3818 | Active | 398836 | WATTS | 909M1QT | RP | 1.500 | 61888 | MECH CLOSET-NEAR FRONT DOOR
383 | E BROAD ST | 43215-3818 | Due Install |  |  |  | RP |  | 3632491
390 | E BROAD ST | 43215-3867 | Active | 12780 | AMES | 2000SS | DC | 0.750 | 95744 | BASEMENT SE
390 | E BROAD ST | 43215-3867 | Active | IC1325 | AMES | 3000SS | DCDA | 4.000 | 95745 | BEASMENT SE
390 | E BROAD ST | 43215-3867 | Active | 185164 | WATTS | 909QTFDA | RP | 3.000 | 95751 | SOUTHWEST BASEMENT
395 | E BROAD ST | 43215-3844 | Due Install |  |  |  | RP | 3.000 | 3376870
395 | E BROAD ST | 43215-3844 | Active | 084860 | WATTS | LF009MQT | RP | 1.500 | 3649657 | 3RD FLOOR MECHANICAL ROOM
413 | E BROAD ST | 43215-3820 | Removed | CB025389REM | WILKINS | 720A | PVB | 0.750 | 62990 | REMOVED-X-RAY ROOM
413 | E BROAD ST | 43215-3820 | Not Required by DOW |  |  |  | RP | 0.750 | 3628271
415 | E BROAD ST | 43215-3800 | Due Install |  |  |  | RP |  | 3376871
431 | E BROAD ST | 43215-3820 | Active | 111131 | WATTS | 009QT | RP | 0.750 | 63654 | UNDER E STAIRWAY AT WATER METER
444 | E BROAD ST | 43215- | Not Required by DOW | ABE3386 | WILKINS | 975XL2TCU | RP | 0.750 | 102334 | CONDENSATE TANK MAKE UP - BOILER ROOM
444 | E BROAD ST | 43215- | Not Required by DOW | ABK5628 | WILKINS | 975XL | RP | 0.750 | 102335 | BOILER ROOM
444 | E BROAD ST | 43215- | Duplicate | 653332DUP | WATTS | 909QT | RP | 0.750 | 3613761 | BOILER ROOM
444 | E BROAD ST | 43215- | Active | TD-2570 | WATTS | 957 | RP | 4.000 | 3633572 | AT WATER METER
447 | E BROAD ST | 43215-3822 | Removed | 3123243REM | WILKINS | 975XL | RP | 0.750 | 64116 | BASEMENT BOILER ROOM REMOVED
447 | E BROAD ST | 43215-3822 | Active | 01778 | WATTS | 008PCQT | SVB | 1.000 | 3621348 | CUSTODIAN CLOSET BASEMENT MEN'S ROOM
447 | E BROAD ST | 43215-3822 | Active | 097054 | WATTS | LF009M2QT | RP | 1.000 | 3621349 | BOILER ROOM
447 | E BROAD ST | 43215-3822 | Active | 01243 | WATTS | 008PCQT | SVB | 1.000 | 3621350 | CUSTODIAN RM 1ST FL IN MEN'S RESTROOM
447 | E BROAD ST | 43215-3822 | In Review |  |  |  | RP |  | 3636667
457 | E BROAD ST | 43215-3822 | Active | ABP0634 | WILKINS | 975XL2 | RP | 0.750 | 3639035 | BASEMENT
457 | E BROAD ST | 43215-3822 | Active | ACO5642 | WILKINS | 975XL | RP | 2.000 | 3656017 | BASEMENT CLOSET
471 | E BROAD ST | 43215-3842 | Removed | 226117-REMREM | WATTS | 909 | RP | 4.000 | 64856 | REMOVED-MAIN WATER ROOM (LOW RISE LOWEL LEVEL)
471 | E BROAD ST | 43215-3842 | Not Required by DOW | 2147 | WATTS | LF009M2QT | RP | 1.250 | 64857 | 5TH FLOOR (LOW RISE PENTHOUSE/ROOF LEVEL
471 | E BROAD ST | 43215-3842 | Not Required by DOW | 2172 | WATTS | 009QT | RP | 1.250 | 64858 | GARAGE PLAZA LEVEL MECH ROOM
471 | E BROAD ST | 43215-3842 | Not Required by DOW | 12816 | WATTS | LF919QT | RP | 1.250 | 64859 | BASEMENT CHILLER ROOM
471 | E BROAD ST | 43215-3842 | Active | 136349 | WATTS | LF009M2QT | RP | 2.000 | 64860 | GARAGE PLAZA MECH ROOM/MAIN WATER ROOM AREA
471 | E BROAD ST | 43215-3842 | Not Required by DOW | 274281 | WATTS | 009M2QT | RP | 2.000 | 64861 | 5TH FLOOR HIGH RISE MECH ROOM
471 | E BROAD ST | 43215-3842 | Removed | 47676REM | WATTS | 009M1PCQT | RP | 1.500 | 99498 | REMOVED-CLOSET 14TH FLOOR
471 | E BROAD ST | 43215-3842 | Removed | 3579991REM | WATTS | 909QT | RP | 1.000 | 100858 | REMOVED-9TH FLOOR JANITOR CLOSET
471 | E BROAD ST | 43215-3842 | Removed | 02979REM | WATTS | 007M2QT | DC | 0.750 | 100954 | REMOVED-17TH FLOOR, ELECTRICAL CLOSET
471 | E BROAD ST | 43215-3842 | Active | 1230660809 | AMES | 4000SS | RP | 4.000 | 102523 | basement mech room REAR BUILD THE COVE
471 | E BROAD ST | 43215-3842 | Not Required by DOW | 068846 | WATTS | LF009M2QT | RP | 1.500 | 3649506 | BASEMENT MECH ROOM OAK ST BUILDING
480 | E BROAD ST | 43215-3823 | Not Required by DOW | 349533 | WATTS | 909M1QT | RP | 1.500 | 65086 | BASEMENT TUNNEL (AT ELEVATOR STEPS)
480 | E BROAD ST | 43215-3823 | Not Required by DOW | 60390 | WATTS | 009M1QT | RP | 1.500 | 65087 | LOWER LEVEL BASEMENT BEHIND BOILER
480 | E BROAD ST | 43215-3823 | Not Required by DOW | 287420 | WATTS | 009M2QT | RP | 1.000 | 65088 | WATER HEATER ROOM
480 | E BROAD ST | 43215-3823 | Active | 158960 | WATTS | 909 | RP | 3.000 | 65089 | BASEMENT BEHIND BOILERS AT WATER METER
480 | E BROAD ST | 43215-3823 | Active | 1680630109 | AMES | 3000SS | DCDA | 6.000 | 98143 | BASEMENT SOUTHWEST CORNER UNDER STEPS
480 | E BROAD ST | 43215-3823 | Active | 14238 | WATTS | 007M1QT | DC | 0.750 | 98393 | METER BYPASS BSMNT UNDER STEPS
480 | E BROAD ST | 43215-3823 | LPS - Active |  |  |  | LPC |  | 3629729 | DOMESTIC PUMP - BSMNT ON DOM AFTER METER
480 | E BROAD ST | 43215-3823 | Not Required by DOW | 17545 | WATTS | LF919QT | RP | 1.500 | 3643546 | HEATING SYSTEM, BEHIND BOILERS IN BASEMENT
480 | E BROAD ST | 43215-3823 | NULL | [5 empty] | 3616587
518 | E BROAD ST | 43215-3901 | Not Required by DOW | 10931 | WATTS | 009QT | RP | 0.750 | 66249 | IN THE POOL PUMP ROOM IN THE BASEMENT
518 | E BROAD ST | 43215-3901 | Removed | 195517REM | WATTS | 009M2QT | RP | 2.000 | 66250 | IN THE SOUTH PENTHOUSE
518 | E BROAD ST | 43215-3901 | Not Required by DOW | 232912 | WATTS | 909M1QT | RP | 1.500 | 66251 | IN THE N PENTHOUSE ABOVE THE N BLDG RETURN FAN
518 | E BROAD ST | 43215-3901 | Removed | 253789REM | WATTS | 909M1QT | RP | 2.000 | 66252 | REMOVED-BOILER RM IN EAST SIDE OF BASEMENT
518 | E BROAD ST | 43215-3901 | Not Required by DOW | 253917 | WATTS | 909M1QT | RP | 1.500 | 66253 | NW CORNER OF THE E PENTHOUSE IN THE CEILING
518 | E BROAD ST | 43215-3901 | Not Required by DOW | 360813 | WATTS | LF009M3QT | RP | 0.750 | 66254 | IN THE N PENTHOUSE E OF THE ELEVATOR
518 | E BROAD ST | 43215-3901 | Not Required by DOW | 5264 | WATTS | 009QT | RP | 1.000 | 66255 | PAVILLION BOILER ROOM IN PENTHOUSE
518 | E BROAD ST | 43215-3901 | Not Required by DOW | 6016 | WATTS | 009QT | RP | 1.500 | 66256 | BSMNT WEST MECH ROOM ABOVE PUMPS NEED 6' LADDER
518 | E BROAD ST | 43215-3901 | Not Required by DOW | 7606 | WATTS | 009QT | RP | 0.750 | 66257 | 4TH FLOOR NORTH POOL ROOM
518 | E BROAD ST | 43215-3901 | Not Required by DOW | 396058 | WATTS | 009M3QT | RP | 0.750 | 66258 | 3RD FLOOR SOUTH POOL ROOM
518 | E BROAD ST | 43215-3901 | Not Required by DOW | 7620 | WATTS | 009QT | RP | 0.750 | 66259 | 2ND FLOOR NORTH POOL ROOM
518 | E BROAD ST | 43215-3901 | Not Required by DOW | 7621 | WATTS | 009QT | RP | 0.750 | 66260 | 2ND FLOOR SOUTH POOL ROOM
518 | E BROAD ST | 43215-3901 | Not Required by DOW | 7624 | WATTS | 009QT | RP | 0.750 | 66261 | 3RD FLOOR NORTH POOL ROOM
518 | E BROAD ST | 43215-3901 | Not Required by DOW | 80 | WATTS | 009QT | RP | 1.500 | 66262 | UTILITY ROOM IN BASEMENT
518 | E BROAD ST | 43215-3901 | Removed | 9502REM | WATTS | 009QT | RP | 0.750 | 66263 | WEST END OF BUILDING, METER ROOM -- SERIAL # BJ9502
518 | E BROAD ST | 43215-3901 | Active | 11009840721 | AMES | 3000SS | DCDA | 6.000 | 3638870 | ON FIRE LINE-BROAD STREET PUMP ROOM
518 | E BROAD ST | 43215-3901 | LPS - Active |  |  |  | LPC |  | 3638871 | DOMESTIC PUMP -
518 | E BROAD ST | 43215-3901 | LPS - Active |  |  |  | LST |  | 3638872 | FIRE PUMP - FIRE PUMP ROOM
518 | E BROAD ST | 43215-3901 | Active | 19949 | WILKINS | 375 | RP | 3.000 | 3640789 | BSB fire pump Room at Water Meter.
518 | E BROAD ST | 43215-3901 | Active | 31533 | WATTS | 007M1QT | DC | 0.750 | 3651217 | ON FIRE LINE-BROAD STREET PUMP ROOM
535 | E BROAD ST | 43215 | Active | 238463 | CONBRACO | 4020402 | RP | 0.750 | 99247 | EAST OF WASHINGTON IN MIDDLE OF PROPERTY
565 | E BROAD ST | 43215-3953 | Removed | 354965REM | WATTS | 909QT | RP | 0.750 | 67499 | 0 USE 6/3/15 CAG. REMOVED-MEN'S LOCKER RM, EAST WALL, NEXT TO SHED LOCKER
583 | E BROAD ST | 43215-3953 | Active | L29727 | WILKINS | 375 | RP | 2.500 | 89151 | BASEMENT FIRE PUMP ROOM
583 | E BROAD ST | 43215-3953 | Active | V07786 | WILKINS | 350 | DCDA | 4.000 | 89152 | BASEMENT FIRE PUMP ROOM
583 | E BROAD ST | 43215-3953 | Active | 2271974 | WILKINS | 950A | DC | 0.750 | 89153 | BASEMENT FIRE PUMP ROOM
583 | E BROAD ST | 43215-3953 | Not Required by DOW | 199369 | WATTS | LF009QT | RP | 0.50 | 89154 | 2 FLOOR SMALL ROOM-TOP OF NW STAIRWAY
583 | E BROAD ST | 43215-3953 | Not Required by DOW | 401991 | WATTS | 009QT | RP | 0.500 | 89155 | BASEMENT ABOVE ICE MAKER
583 | E BROAD ST | 43215-3953 | Not Required by DOW | 70592 | WATTS | 009QT | RP | 0.500 | 89156 | ABOVE ICE MAKER IN BASEMENT
583 | E BROAD ST | 43215-3953 | Not Required by DOW | A08182 | WATTS | 009QT | RP | 0.500 | 3608143 | BASEMENT
595 | E BROAD ST | 43215-3934 | Active | VK-2502 | WATTS | 957 | RP | 3.000 | 3651871
595 | E BROAD ST | 43215-3934 | Active | 1846731121 | AMES | 2000SS | DC | 4.000 | 3651872
611 | E BROAD ST | 43215-3953 | Active | 1972 | WATTS | 007M2QT | DC | 1.500 | 69031 | basement ceiling
611 | E BROAD ST | 43215-3953 | Active | W276684 | WILKINS | 975XL | RP | 2.000 | 69032 | 1st fl.- under staircase
616 | E BROAD ST | 43215- | Due Install | [5 empty] | 3376877
621 | E BROAD ST | 43215-3953 | Active | 3992240 | WILKINS | 975XL2 | RP | 0.750 | 3376878 | NW CORNER OF BUILDING
676 | e broad st |  | Active | J035534 | FEBCO | 825Y | RP | 1.500 | 3656677
720 | E BROAD ST | 43215-3988 | Active | 230092 | WATTS | 909M1QT | RP | 1.250 | 71607 | BASEMENT WATER METER ROOM
720 | E BROAD ST | 43215-3988 | Active | 261271 | WATTS | 909M1QT | RP | 2.000 | 71608 | BASEMENT METER ROOM
720 | E BROAD ST | 43215-3988 | Not Required by DOW | 340910 | WATTS | 909QT | RP | 1.000 | 71609 | BASEMENT WATER METER ROOM
720 | E BROAD ST | 43215-3988 | Active | AG-720A | HYDRO-GAP | XX | AG | 0.500 | 95490 | POOL MECH RM
741 | E BROAD ST | 43205-1001 | Active | ALA50297 | WILKINS | 975 | RP | 0.750 | 3376883 | BASEMENT AT METER
747 | E BROAD ST | 43205-1001 | Active | 663224 | WILKINS | 975X | RP | 1.500 | 72048 | 749 E BROAD ST, BASEMENT NORTH WALL
747 | E BROAD ST | 43205-1001 | Active | 70486 | AMES | 2000B | DC | 0.750 | 103461 | 749 E BROAD ST, BASEMENT NORTH WALL
747 | E BROAD ST | 43205-1001 | Active | 1808550163 | AMES | 3000SS | DCDA | 4.000 | 103463 | 749 E BROAD ST, BASEMENT NORTH WALL
750 | E BROAD ST | 43205-1126 | Active | VF-1590 | WATTS | 957 | RP | 3.000 | 3376884
750 | E BROAD ST | 43205-1126 | Active | 1999521220 | AMES | 3000SS | DCDA | 6.000 | 3650541
750 | E BROAD ST | 43205-1126 | Active | 30992 | WATTS | 007M1QT | DC | 0.750 | 3650542
760 | E BROAD ST | 43205-1015 | Active | 130437 | WATTS | 009M2QT | RP | 2.000 | 72306 | NORTH WALL OF BUILDING STORAGE ROOM AT METER
760 | E BROAD ST | 43205-1015 | Active | 130441 | WATTS | 009M2QT | RP | 2.000 | 72307 | IN BASEMENT STORAGE ROOM NEXT TO WATER METER
760 | E BROAD ST | 43205-1015 | Active | 1383431004 | AMES | 3000SS | DCDA | 4.000 | 72308 | west bsmt storage door mech room
760 | E BROAD ST | 43205-1015 | Not Required by DOW | 109101 | WATTS | LF009M3 | RP | 0.750 | 72310 | BOILER ROOM ABOVE CONDENSATE STORAGE TANK
760 | E BROAD ST | 43205-1015 | Not Required by DOW | 196131 | WATTS | 009QT | RP | 0.750 | 72312 | BOILER ROOM EAST SIDE OF BUILDING 6' OFF FLOOR
760 | E BROAD ST | 43205-1015 | Not Required by DOW | 371639 | WILKINS | 720A | PVB | 1.000 | 72313 | OUTSIDE IN CENTER OF BLDG/ PLAY AREA
760 | E BROAD ST | 43205-1015 | Active | 40907 | AMES | 2000B | DC | 0.750 | 72314 | west bsmt storage door mech room
800 | E BROAD ST | 43205-1015 | Active | ABAA2044 | WILKINS | 975XL2 | RP | 1.500 | 89851 | Mechanical Room
800 | E BROAD ST | 43205-1015 | Due Install |  |  |  | RP | 1.000 | 3652251 | OUTSIDE EAST SIDE OF BLDG BY GAS METER
805 | E BROAD ST | 43205-1013 | Not Required by DOW |  |  |  | RP |  | 3376890
825 | E BROAD ST | 43205-1109 | Not Required by DOW | W003634 | WILKINS | 975XL | RP | 1.000 | 73603 | BACK ROOM AT WATER METER MECH RM
825 | E BROAD ST | 43205-1109 | Active | 234978 | WATTS | 009 | RP | 1.000 | 3630281 | BACK ROOM AT WATER METER MECH RM
899 | E BROAD ST | 43205-1156 | Due Install |  |  |  | RP | 3.000 | 3376894
904 | E BROAD ST | 43205-1150 | Active | CAB12843 | WILKINS | 720A | PVB | 0.750 | 3376895 | LEFT SIDE OF HOUSE
923 | E BROAD ST | 43205-1101 | Active | 4681023 | WILKINS | 975XL2 | RP | 0.750 | 3376898
926 | E BROAD ST | 43205-1157 | Active | 43043C | ZURN | 375AST | RP | 3.000 | 3655425
926 | E BROAD ST | 43205-1157 | Active | WD1209 | WATTS | 757 | DCDA | 6.000 | 3656563
926 | E BROAD ST | 43205-1157 | Active | 231453 | WATTS | 007M3 | DC | 0.750 | 3656564
957 | E BROAD ST | 43205-1139 | Removed | CB003419REM | WILKINS | 720A | PVB | 0.750 | 89853 | REMOVED-NORTH EAST CORNER OUTSIDE
957 | E BROAD ST | 43205-1139 | Removed | 3499863REM | WILKINS | 950 | DC | 1.500 | 102610 | ***REMOVED*** AT METER BASEMENT
957 | E BROAD ST | 43205-1139 | Active | B182202 | WILKINS | 375 | RP | 1.500 | 3632666 | SE MECH/METER ROOM AT WATER METER
957 | E BROAD ST | 43205-1139 | Active | N1801250933 | FEBCO | 876V | DCDA | 4.000 | 3632667 | SE MECH/METER ROOM
957 | E BROAD ST | 43205-1139 | Active | 2736 | WATTS | LF619 | DC | 0.750 | 3632669 | SE MECH/METER ROOM
985 | E BROAD ST | 43205 | Active | 34929 | WATTS | LF919QT | RP | 2.000 | 3649374 | BASEMENT AT METER
985 | E BROAD ST | 43205 | Active | 2839 | AMES | 3000BM1 | DCDA | 2.000 | 3649375 | BSMNT NE CORNER
985 | E BROAD ST | 43205 | Active | 07856 | AMES | 2000B | DC | 0.500 | 3649376 | BSMNT NE CORNER
995 | E BROAD ST | 43205-1322 | Not Required by DOW | 489466 | WATTS | 909QT | RP | 1.000 | 74959 | BASEMENT CHILLER ROOM
995 | E BROAD ST | 43205-1322 | Active | H6694 | APOLLO/CONBRACO | 4020802 | RP | 2.000 | 74960 | SUPPLY ROOM - DOWNSTAIRS ROOM #LL035
995 | E BROAD ST | 43205-1322 | Active | H6699 | CONBRACO | 40208A2 | RP | 2.000 | 74961 | SUPPLY ROOM DOWNSTAIRS ROOM #LL035
995 | E BROAD ST | 43205-1322 | Not Required by DOW | 93831 | WATTS | 009QT | RP | 1.000 | 74962 | BASEMENT
995 | E BROAD ST | 43205-1322 | Not Required by DOW | 19921 | WATTS | 919AQT | RP | 1.000 | 74963 | BOILER ROOM ABOVE EXPANSION TANK
995 | E BROAD ST | 43205-1322 | Not Required by DOW | GQ618 | APOLLO/CONBRACO | 40205A2 | RP | 1.000 | 74964 | SOUTH BASEMENT ABOVE CONDENSER PUMPS
995 | E BROAD ST | 43205-1322 | Not Required by DOW | ABQ3337 | WILKINS | 975XL2 | RP | 0.500 | 90523 | HOSPITAL SERVICES DEPT
995 | E BROAD ST | 43205-1322 | Not Required by DOW | 11688 | WATTS | 919QT | RP | 0.750 | 93380 | NEAR ICE MAKER IN BASEMENT LAB
995 | E BROAD ST | 43205-1322 | Not Required by DOW | 05647 | WATTS | LF919QT | RP | 0.750 | 3606046 | LUNCH ROOM
995 | E BROAD ST | 43205-1322 | LPS - Active |  |  |  | LST |  | 3638642 | FIRE PUMP - PUMP ROOM
100 | E BROAD ST | 43205-1381 | Active | 401043 | WATTS | 909QT | RP | 0.750 | 53566 | BASEMENT MECHANICAL ROOM
1000 | E BROAD ST | 43205-1381 | Due Install |  |  |  | RP |  | 3641382
1021 | E BROAD ST | 43205-1357 | Active | 2312 | WATTS | 007QT | DC | 2.000 | 53641 | BASEMENT AT SPRINKLER RISER
1021 | E BROAD ST | 43205-1357 | Active | 3376 | WATTS | 007QT | DC | 0.500 | 53642 | BASEMENT AT SPRINKLER RISER
1021 | E BROAD ST | 43205-1357 | Active | W104562 | WILKINS | 975XLBMS | RP | 1.000 | 53643 | BASEMENT
1031 | E BROAD ST | 43205-1301 | Due Install |  |  |  | RP |  | 3376906
1054 | E BROAD ST | 43205-1323 | Active | 2059136 | WILKINS | 975XLBMS | RP | 1.500 | 88761 | BACK ROOM
1054 | E BROAD ST | 43205-1323 | Not Required by DOW | W226309 | WILKINS | 975XLBMS | RP | 1.000 | 88790 | BACK ROOM
1100 | E BROAD ST | 43205-1383 | Active | 177793 | WATTS | 909 | RP | 3.000 | 90649 | NE MECH ROOM BY WATER METER
1100 | E BROAD ST | 43205-1383 | Not Required by DOW | 426814 | WATTS | 909HWM1QT | RP | 2.000 | 90650 | NE MECH ROOM BY WATER METER
1100 | E BROAD ST | 43205-1383 | Active | 1482470206 | AMES | 3000CIV | DCDA | 6.000 | 90651 | RISER ROOM
1100 | E BROAD ST | 43205-1383 | Active | 68310 | WATTS | 007M1PCQT | DC | 0.750 | 90652 | RISER ROOM
1100 | E BROAD ST | 43205-1383 | LPS - Active |  |  |  | LST |  | 3652308 | RISER ROOM
1160 | E BROAD ST | 43205-1330 | Active | 47644 | WATTS | 919QT | RP | 0.750 | 54109 | NW SIDE OF BOILER ROOM
1185 | E BROAD ST | 43205-1302 | Removed | 143775REM | WILKINS | 975A | RP | 1.500 | 54201 | UNDER CABINET 1ST FLOOR E WALL
1185 | E BROAD ST | 43205-1302 | Removed | 9892REM | WATTS | 007M1QT | DC | 1.500 | 54202 | UNDER CABINET FIRST FLOOR E WALL
1185 | E BROAD ST | 43205-1302 | Active | 4925704 | WILKINS | 975XL2 | RP | 2.000 | 3651970 | METER ROOM EAST CENTER BASEMENT
1185 | E BROAD ST | 43205-1302 | Active | HC48226 | WILKINS | 950XLD | DC | 0.750 | 3651972 | METER ROOM EAST CENTER BASEMENT
1185 | E BROAD ST | 43205-1302 | Active | 59069 | WILKINS | 350 | DCDA | 4.000 | 3652086 | BASEMENT RISER ROOM
1234 | E BROAD ST | 43205-1405 | Replaced | REP147545 | WATTS | 909M1QT | RP | 1.250 | 54378 | REPLACED- IN BASEMENT SW SIDE CORNER ROOM
1234 | E BROAD ST | 43205-1405 | Not Required by DOW | CB451727 | WILKINS | 720A | PVB | 1.000 | 91300 | WEST SIDE OF BLDG
1234 | E BROAD ST | 43205-1405 | Not Required by DOW | 4627261 | WILKINS | 975XLBMS | RP | 1.500 | 95377 | SE CORNER OF BLDG IN MECH ROOM
1234 | E BROAD ST | 43205-1405 | Active | 002263 | WATTS | 909M1QT | RP | 2.000 | 3351157 | IN BASEMENT SW SIDE CORNER ROOM
1243 | E BROAD ST | 43205-1404 | Due Install |  |  |  | RP |  | 3376912
1243 | E BROAD ST | 43205-1404 | Due Install |  |  |  | DCDA | 4.000 | 3651040
1251 | E BROAD ST | 43205-1404 | Active | CAA46719 | WILKINS | 720A | PVB | 0.750 | 54460 | EAST SIDE OF BUILDING OUTSIDE
1271 | E BROAD ST | 43205-1429 | Active | 336200 | WATTS | 800M4FR | PVB | 0.750 | 92343 | W N CORNER OF BUILDING OUTSIDE
1293 | E BROAD ST | 43205-1429 | Active | T013481 | WILKINS | 720A | PVB | 0.750 | 100426 | LEFT SIDE
1354 | E BROAD ST | 43205-1539 | Active | T199298 | WILKINS | 720A | PVB | 0.750 | 99360 | FRONT OF BUILDING
1393 | E BROAD ST | 43205-1584 | Not Required by DOW | 9043 | WILKINS | 375 | RP | 0.750 | 3376921
1393 | E BROAD ST | 43205-1584 | Active | TK-1118 | WATTS | 957 | RP | 3.000 | 3641428 | WEST BSMNT MECH ROOM BY ELEVATORS -AT WATER METER
1414 | E BROAD ST | 43205-1505 | NULL | [5 empty] | 3376923
1414 | E BROAD ST | 43205-1505 | Due Install |  |  |  | DCDA | 4.000 | 3658040
1453 | E BROAD ST | 43205- | Not Required by DOW | J005608 | FEBCO | 825Y | RP | 0.750 | 55071 | IN BOILER ROOM ABOVE BOILER #2 @ 1445 E. BROAD
1453 | E BROAD ST | 43205- | Active | 44247C | WILKINS | 375 | RP | 4.000 | 3652309 | IN BOILER ROOM ABOVE BOILER #2 @ 1445 E. BROAD
1471 | E BROAD ST | 43205-1599 | Active | 4799488 | WILKINS | 975XL2 | RP | 0.750 | 3376930 | BASEMENT AT METER
1492 | E BROAD ST | 43205-1546 | Not Required by DOW | 107424 | WATTS | 909M1QT | RP | 1.500 | 54955 | PUMP ROOM
1492 | E BROAD ST | 43205-1546 | Removed | 117378REM | WATTS | 909QT | RP | 1.000 | 54956 | REMOVED-TALBOT HALL PENTHOUSE
1492 | E BROAD ST | 43205-1546 | Not Required by DOW | ABU7486 | WILKINS | 975XL | RP | 0.750 | 54957 | BOILER ROOM TALBOT HALL
1492 | E BROAD ST | 43205-1546 | Not Required by DOW | 637924 | WATTS | 909HWQT | RP | 0.750 | 54960 | N. #1 room N101
1492 | E BROAD ST | 43205-1546 | Not Required by DOW | 108015 | WATTS | 909QT | RP | 0.750 | 55139 | LOWER LEVEL TALBOT HALL ROOM #TH-104
1492 | E BROAD ST | 43205-1546 | Not Required by DOW | 243864 | WATTS | 009QT | RP | 1.000 | 55140 | 1ST FLOOR OF NEW EMERGENCY ROOM ADDITION-MECH RM-S WALL TO THE E O
1492 | E BROAD ST | 43205-1546 | Active | 51957 | WILKINS | 350 | DC | 6.000 | 55141 | BASEMENT AT METER FOR FIRE
1492 | E BROAD ST | 43205-1546 | Not Required by DOW | 487680 | WATTS | 909QT | RP | 0.750 | 55142 | LOWER LEVEL TALBOT HALL ROOM #TH-104
1492 | E BROAD ST | 43205-1546 | Not Required by DOW | 509936 | WATTS | 909QT | RP | 1.000 | 55143 | SEWAGE PUMP ROOM BASEMENT #TB-013
1492 | E BROAD ST | 43205-1546 | Active | EG-1673 | WATTS | 957 | RP | 6.000 | 55144 | 1ST FLOOR OF NEW EMERGENCY ROOM ADDITION-MECH ROOM S WALL IN THE M
1492 | E BROAD ST | 43205-1546 | Not Required by DOW | W166945 | WILKINS | 975 | RP | 1.250 | 55145 | PENTHOUSE WEST
1492 | E BROAD ST | 43205-1546 | Not Required by DOW | 68188 | WATTS | 009QT | RP | 0.750 | 87196 | TG-151 BOILER HOUSE BY SEPERATOR TANK
1492 | E BROAD ST | 43205-1546 | Not Required by DOW | 65308 | WATTS | 009QT | RP | 1.500 | 87197 | TG-151 BOILER HOUSE ABOVE PUMP
1492 | E BROAD ST | 43205-1546 | Not Required by DOW | 018435 | WATTS | 009 | RP | 2.000 | 90433 | BOILER HOUSE ABOVE DOORWAY
1492 | E BROAD ST | 43205-1546 | Not Required by DOW | 561406 | WATTS | 909HWQT | RP | 0.750 | 90434 | T-17
1492 | E BROAD ST | 43205-1546 | Not Required by DOW | 610923 | WATTS | 909QT | RP | 1.000 | 90616 | 17TH FLOOR DECK
1492 | E BROAD ST | 43205-1546 | Not Required by DOW | 610930 | WATTS | 909QT | RP | 1.000 | 90617 | 17TH FLOOR DECK
1492 | E BROAD ST | 43205-1546 | Not Required by DOW | 71976 | WATTS | 009M3QT | RP | 0.750 | 94854 | main tower east
1492 | E BROAD ST | 43205-1546 | Not Required by DOW | A06356 | WATTS | 009PCQT | RP | 0.500 | 95095 | 4TH FLOOR OR
1492 | E BROAD ST | 43205-1546 | Not Required by DOW | A06355 | WATTS | 009QT | RP | 0.500 | 95096 | 2ND FLOOR OR
1492 | E BROAD ST | 43205-1546 | Not Required by DOW | 060010 | WATTS | 009QT | RP | 0.750 | 96637 | End of Room 119AB
1492 | E BROAD ST | 43205-1546 | Not Required by DOW | 22294 | WATTS | 919AQT | RP | 0.750 | 97170 | ROOM T 114A
1492 | E BROAD ST | 43205-1546 | Not Required by DOW | 22297 | WATTS | 919AQT | RP | 0.750 | 97171 | ROOM 114 A
1492 | E BROAD ST | 43205-1546 | Not Required by DOW | 31560 | WATTS | 919AQT | RP | 1.000 | 99858
1492 | E BROAD ST | 43205-1546 | Not Required by DOW | 03380 | WATTS | 919 | RP | 0.500 | 101817 | SOIL LINEN/UTILITY ROOM ROOM 565
1492 | E BROAD ST | 43205-1546 | Removed | 651379REM | WATTS | 909HWQT | RP | 0.750 | 101818 | REMOVED-6TH FLOOR PENTHOUSE WEST
1492 | E BROAD ST | 43205-1546 | Not Required by DOW | 49594 | WATTS | 919QT | RP | 0.750 | 104073 | 6TH FL RM 614 ABOVE CEILING
1492 | E BROAD ST | 43205-1546 | Not Required by DOW | 49593 | WATTS | 919QT | RP | 0.750 | 104075 | 6TH FL RM 615 ABOVE CEILING
1492 | E BROAD ST | 43205-1546 | Not Required by DOW | 48381 | WATTS | 919QT | RP | 0.750 | 104076 | 6TH FL RM 616 ABOVE CEILING
1492 | E BROAD ST | 43205-1546 | Not Required by DOW | 49692 | WATTS | 919QT | RP | 0.750 | 104077 | 6TH FL RM 617 ABOVE CEILING
1492 | E BROAD ST | 43205-1546 | Not Required by DOW | 47756 | WATTS | 919QT | RP | 0.750 | 104078 | 6TH FL RM 618 ABOVE CEILING
1492 | E BROAD ST | 43205-1546 | Not Required by DOW | 45775 | WATTS | 919QT | RP | 0.750 | 104079 | 6TH FL RM 619 ABOVE CEILING
1492 | E BROAD ST | 43205-1546 | Not Required by DOW | 49709 | WATTS | 919QT | RP | 0.750 | 104080 | 6TH FL RM 620 ABOVE CEILING
1492 | E BROAD ST | 43205-1546 | Not Required by DOW | 48269 | WATTS | 919QT | RP | 0.750 | 104081 | 6TH FL RM 621 ABOVE CEILING
1492 | E BROAD ST | 43205-1546 | Not Required by DOW | 60229 | WATTS | 919QT | RP | 0.750 | 3611825 | ROOM N255 (SCOPE WASHER)
1492 | E BROAD ST | 43205-1546 | Not Required by DOW | 98257 | WATTS | 919QT | RP | 0.750 | 3622827
1492 | E BROAD ST | 43205-1546 | Not Required by DOW | 18590 | WATTS | 919AQT | RP | 1.000 | 3624947 | 181 TAYLOR AVE, MECH ROOM WEST
1492 | E BROAD ST | 43205-1546 | Not Required by DOW | 135489 | WATTS | LF009M2QT | RP | 2.000 | 3644707 | TALBOT HALL 1ST FLOOR MECH ROOM - TEMPORARY FLUSHING DEVICE
1500 | E BROAD ST | 43205-1506 | Active | J28218 | WILKINS | 350 | DC | 6.000 | 96168 | LOWER LEVEL WEST WALL UNDER STAIR IN RISER ROOM -East H. S.
1500 | E BROAD ST | 43205-1506 | Active | X09146 | WILKINS | 375ADA | RPDA | 4.000 | 96423 | WESTWALL OF ROOM N007 - East H.S.
1500 | E BROAD ST | 43205-1506 | Active | ACJ7353 | WILKINS | 975 | RP | 2.000 | 96424 | EAST WALL OF M.R. W004 - East H.S.
1500 | E BROAD ST | 43205-1506 | Active | W330737 | WILKINS | 975XLBMS | RP | 2.000 | 96425 | SOUTH WALL OF ROOM M.R. M102N - East H. S.
1515 | E BROAD ST | 43205-1550 | Removed | 417321REM | WATTS | 009M2QT | RP | 0.750 | 55301 | BOILER ROOM
1515 | E BROAD ST | 43205-1550 | Active | ACA11142 | WILKINS | 975XL | RP | 2.000 | 3636821
1620 | E BROAD ST | 43203-2072 | Not Required by DOW | 3883614 | WILKINS | 975XL2 | RP | 2.000 | 55628 | BASEMENT BOILER ROOM NW WALL
1620 | E BROAD ST | 43203-2072 | Not Required by DOW | 531786 | WATTS | 909QT | RP | 0.750 | 55629 | BOILER ROOM
1620 | E BROAD ST | 43203-2072 | Not Required by DOW | 678 | CONBRACO | 4020502 | RP | 1.000 | 55630 | WEST END OF BUILDING -- BOILER ROOM
1620 | E BROAD ST | 43203-2072 | Not Required by DOW | 682 | Conbraco | 4020502 | RP | 1.000 | 55631 | BOILER ROOM
1620 | E BROAD ST | 43203-2072 | Not Required by DOW | 398125 | WILKINS | 420 | PVB | 0.750 | 87239 | SW OUTSIDE
1620 | E BROAD ST | 43203-2072 | Active | ML0342 | WATTS | 957 | RP | 3.000 | 3603670 | FIRE PUMP ROOM AT METER
1620 | E BROAD ST | 43203-2072 | Active | NL0592 | WATTS | 957 | RP | 3.000 | 3603671 | FIRE PUMP ROOM AT METER
1620 | E BROAD ST | 43203-2072 | Active | J44922 | WILKINS | 350 | DC | 6.000 | 3610095 | PUMP ROOM
1620 | E BROAD ST | 43203-2072 | Not Required by DOW | 411368 | WILKINS | 420 | PVB | 0.750 | 3627982 | SE OUTSIDE
1640 | E BROAD ST | 43203-2079 | Active | T424539 | WILKINS | 720 | PVB | 0.750 | 3376936 | LEFT SIDE
1676 | E BROAD ST | 43203-2079 | Active | SF0558 | WATTS | 957 | RP | 3.000 | 3376938 | IN THE WEST PARKING GARAGE WATER METER ROOM NEAR SOUTH WALL
1676 | E BROAD ST | 43203-2079 | Active | 1075160119 | AMES | 5000ss | RPDA | 6.000 | 3638526 | IN THE WEST PARKING GARAGE WATER METER ROOM NEAR SOUTH WALL
1676 | E BROAD ST | 43203-2079 | Active | 14681 | AMES | 4000B | RP | 0.750 | 3638527 | IN THE WEST PARKING GARAGE WATER METER ROOM NEAR SOUTH WALL
1676 | E BROAD ST | 43203-2079 | Not Required by DOW | 4601721 | WILKINS | 975XL | RP | 1.000 | 3639361 | IN THE WEST PARKING GARAGE WATER METER ROOM
1776 | E BROAD ST | 43203-1787 | Active | 063097 | WATTS | LF009- M2QT | RP | 1.500 | 3376946 | IN SW CORNER OF BASEMENT
1776 | E BROAD ST | 43203-1787 | Active | TD-0333 | WATTS | 757 | DCDA | 6.000 | 3628146 | IN MIDDLE OF BASEMENT
1776 | E BROAD ST | 43203-1787 | Active | 42752 | WATTS | 719 | DC | 0.750 | 3638879 | IN MIDDLE OF BASEMENT. FIRE SIDE CAR
1780 | E BROAD ST | 43203-2091 | Active | 063104 | WATTS | LF009-M2QT | RP | 1.500 | 3376947 | SE CORNER OF BASEMENT IN ENCLOSURE BEHIND FILING CABINETS
1808 | E BROAD ST | 43203-2003 | Due Install |  |  |  | RP | 2.000 | 3376949
1832 | E BROAD ST | 43203- | Due Install |  |  |  | RP | 0.750 | 3376951
1880 | E BROAD ST | 43203 | Active | 3300728 | WILKINS | 975XL | RP | 1.500 | 99242 | STORAGE ROOM
1880 | E BROAD ST | 43203 | Not Required by DOW | 620467 | WATTS | 909QT | RP | 0.750 | 100297 | STORAGE AREA @ CAR WASH
1884 | E BROAD ST | 43203- | Active | 3208432 | WILKINS | 975XL | RP | 1.500 | 99246 | IN CAR WASH
1884 | E BROAD ST | 43203- | Active | ACF4476 | WILKINS | 975XL2 | RP | 1.500 | 99296 | IN CAR WASH
1884 | E BROAD ST | 43203- | Not Required by DOW | 770820 | WATTS | 800M4QT | PVB | 1.000 | 100298 | STORAGE AREA @ CAR WASH
2924 | E BROAD ST | 43209-1963 | Not Required by DOW | 736562 | WILKINS | 975 | RP | 0.750 | 59582 | KITCHEN @ METER
2924 | E BROAD ST | 43209-1963 | Active | 949144 | WILKINS | 975 | RP | 1.500 | 59583 | KITCHEN @ METER
2932 | E BROAD ST | 43209-1963 | Removed | REM73992 | WATTS | 009QT | RP | 1.000 | 59590 | ***REMOVED***IN KITCHEN AT METER BELOW DISHWASHER - OOS
2932 | E BROAD ST | 43209-1963 | Active | 20482 | WATTS | LF919QT | RP | 1.500 | 3615057 | DINER MID KITCHEN AT WATER MTR UNDER SHELF.
2938 | E BROAD ST | 43209- | In Review |  |  |  | RP |  | 3376956
2944 | E BROAD ST | 43209- | Due Install |  |  |  | RP | 0.750 | 3376960
2950 | E BROAD ST | 43209-1963 | Active | H079362 | FEBCO | 805Y | PVB | 0.750 | 59606 | OUTSIDE
2962 | E BROAD ST | 43209-1965 | Active | B252999 | WILKINS | 375 | RP | 1.000 | 3376962 | NEXT TO WATER METER
2964 | E BROAD ST | 43209-1965 | Active | B266254 | WILKINS | 375 | RP | 1.000 | 3376963 | NEXT TO WATER METER
2976 | E BROAD ST | 43209-1965 | Active | 361364 | WATTS | LF009M3QT | RP | 0.750 | 3376965 | AT METER
2980 | E BROAD ST | 43209-1965 | Active | 74605 | WATTS | 919QT | RP | 0.750 | 59644 | IN BASEMENT, FRONT OF BASEMENT WALL @ SCOTT'S CATERING
2980 | E BROAD ST | 43209-1965 | Removed | REM17047 | WATTS | 919QT | RP | 0.750 | 3658928 | IN BASEMENT, FRONT OF BASEMENT WALL @ SCOTT'S CATERING
2988 | E BROAD ST | 43209- | Active | 30501 | WATTS | 009M3QT | RP | 0.750 | 59653 | 2996 E BROAD BACK NW OFFICE AT WATER MTR PITA RESTAURANT
2995 | E BROAD ST | 43209 | Active | SE-1800 | WATTS | 957 | RP | 3.000 | 3635341 | IN METER HSE E SIDE OF N BLDG AT WATER METER
2995 | E BROAD ST | 43209 | Not Required by DOW | 115991 | WATTS | 009M2QT | RP | 1.500 | 3650473 | IN METER HSE E SIDE OF N BLDG
3016 | E BROAD ST | 43209-1966 | Not Required by DOW | 4051365 | WILKINS | 975XL | RP | 0.750 | 3376970 | STORAGE ROOM NEXT TO MOP SINK
3016 | E BROAD ST | 43209-1966 | Not Required by DOW | 046569 | WATTS | 007M1QT | DC | 1.000 | 3618294 | BY SINK
3016 | E BROAD ST | 43209-1966 | Removed | 367445 | WILKINS | 720A | PVB | 1.000 | 3622980 | 3014 E BROAD, FURNACE ROOM
3016 | E BROAD ST | 43209-1966 | Not Required by DOW | 4319590 | WILKINS | 975XL2 | RP | 1.500 | 3624342 | REAR MOP SINK INSIDE BLOCK'S BAGLE
3016 | E BROAD ST | 43209-1966 | Active | AMA07578 | WILKINS | 975XL3 | RP | 1.500 | 3639029 | IN FURNACE ROOM 3016/ 3018
3100 | E BROAD ST | 43209-2068 | Active | ACA9080 | WILKINS | 975XL | RP | 1.500 | 3376973 | BASEMENT AT WATER METER
3100 | E BROAD ST | 43209-2068 | Not Required by DOW | 72840 | WATTS | 919 | RP | 1.000 | 3649249 | BASEMENT AT WATER METER
3100 | E BROAD ST | 43209-2068 | Active | VF-0717 | AMES | COLT 300GV | DCDA | 6.000 | 3649512 | BASEMENT AT WATER METER
3100 | E BROAD ST | 43209-2068 | Active | 65563 | AMES | 2000BM3 | DC | 0.750 | 3649513 | BASEMENT AT WATER METER
3140 | E BROAD ST | 43209-2066 | Active | ALA22850 | WILKINS | 975XL | RP | 1.000 | 3376978 | MTR IS ATTORNEY KEVIN BROWN OFFICE IN NW CORNER SD
3158 | E BROAD ST | 43209-2055 | Not Required by DOW | 364115 | WILKINS | 975XL2 | RP | 0.750 | 102854 | IN BASEMENT FURNACE ROOM ABOVE COMPRESSOR
3158 | E BROAD ST | 43209-2055 | Active | 39344 | WATTS | 919AQT | RP | 0.750 | 102928 | BASEMENT AT WATER METER
3201 | E BROAD ST | 43209-2056 | Active | 480006 | WILKINS | 720A | PVB | 1.000 | 60196 | LEFT SIDE OF HOUSE
3212 | E BROAD ST | 43209- | Active | ALA26225 | WILKINS | 975XL3 | RP | 0.750 | 103911 | 2ND FLOOR MECHANICAL ROOM
3212 | E BROAD ST | 43209- | Due Install |  |  |  | RP |  | 3636826
3240 | E BROAD ST | 43209-2058 | Removed | 255422REM | WILKINS | 975 | RP | 1.250 | 60266 | BOILER ROOM RIGHT OF WATER METER
3240 | E BROAD ST | 43209-2058 | Removed | 280746REM | WILKINS | 975 | RP | 2.000 | 60267 | BOILER ROOM RIGHT OF WATER METER
3240 | E BROAD ST | 43209-2058 | Active | TG-0110 | WATTS | 957 | RP | 3.000 | 3649102 | AT MTR EAST SIDE OF BUILDING
3260 | E BROAD ST | 43209-2058 | Active | 123325 | WILKINS | 975 | RP | 1.000 | 60331 | REST ROOM AT WATER METER (STORE # 4053)
3304 | E BROAD ST | 43213 | Active | 03360 | WATTS | LF909MI | RP | 1.500 | 3611433 | BACK TO LEFT OF COOLERS.
3307 | E BROAD ST | 43213-1007 | Active | 349355 | WILKINS | 975 | RP | 1.500 | 60446 | REAR OF BLDG S SIDE BY EXIT DOOR @ METER
3307 | E BROAD ST | 43213-1007 | Not Required by DOW | 63150 | WATTS | LF919QT | RP | 0.750 | 3616719 | ABOVE MOP SINK BY WATER HEATER
3307 | E BROAD ST | 43213-1007 | Active | 88885 | APOLLO/CONBRACO | DCDA4SGN | DCDA | 4.000 | 3636825 | ABOVE MOP SINK BY WATER HEATER
3307 | E BROAD ST | 43213-1007 | Active | 31102C | APOLLO/CONBRACO | W432100 | DC | 0.500 | 3655736 | VERIFIED 11/22/23 TB
3340 | E BROAD ST | 43213-1008 | Active | 81274 | WATTS | 919QT | RP | 1.000 | 3376989 | IN BASEMENT BY WATER METER
3370 | E BROAD ST | 43213-1008 | Active | HB53898 | FEBCO | 765 | PVB | 0.750 | 3376994 | REAR
3409 | E BROAD ST | 43213-1064 | Active | 4753495xltcu | WILKINS | 975XL | RP | 1.000 | 60635 | MECH ROOM MIDDLE OF BUILDING
3415 | E BROAD ST | 43213-1000 | Active | 73277 | WILKINS | 975 | RP | 1.000 | 60667 | BASEMENT SOUTHWEST CORNER AFTER METER
3435 | E BROAD ST | 43213-1000 | Active | 2654420 | WILKINS | 975XLBMS | RP | 0.750 | 60736 | BACK UTLLTY ROOM AT WATER METER 3435 SIDE -3435 & 3439.
3443 | E BROAD ST | 43213-1000 | Active | 73291 | WILKINS | 975 | RP | 0.750 | 60781 | 3443 SIDE -SW AT WATER METER UNDER COUNTER SYNERGI SALON
3451 | E BROAD ST | 43213-1000 | Active | 114974 | WILKINS | 975 | RP | 0.750 | 60780 | 3451 SIDE -SE BACK BATHROOM UNDER SINK AT WATER METER
3455 | E BROAD ST | 43213-1000 | Active | 4104442 | WILKINS | 975XL2BMS | RP | 0.750 | 60791 | DIRECTLY AFTER METER--BACK ROOM
3467 | E BROAD ST | 43213-1000 | Active | 119181 | WILKINS | 975 | RP | 0.750 | 60798 | AT WATER METER IN REAR OF OFFICE SPACE ON E SIDE
3469 | E BROAD ST | 43213-1000 | Active | 30377 | WATTS | 919AQT | RP | 0.750 | 98986 | BACK OF STORE MECHANIC ROOM
3471 | E BROAD ST | 43213-1000 | Active | B136792 | WILKINS | 375 | RP | 0.750 | 60806 | BACK UTLTY CLOSET AT WATER METER BY ELECTRIC BOX 3471 & 3475 FOR BATHROOM
3475 | E BROAD ST | 43213-1000 | Active | 166124 | WILKINS | 975 | RP | 0.750 | 60813 | BACK UTITY AREA AT WATER METER W/MOP SINK 3471 & 3475 FOR MOP SINK
3481 | E BROAD ST | 43213-1000 | Active not linked | 39220 | WATTS | 009QT | RP | 0.750 | 60832 | IN BACK AT WATER METER
3485 | E BROAD ST | 43213-1000 | Active | 33630 | WATTS | 919AQT | RP | 0.750 | 60833 | IN BACK ROOM BY WATER METER
3487 | E BROAD ST | 43213-1000 | Active | 166111 | WILKINS | 975 | RP | 0.750 | 60836 | DIRECTLY AFTER METER IN REAR OF BLDG
3491 | E BROAD ST | 43213-1000 | Inactive | 119156 | WILKINS | 975 | RP | 0.750 | 60841 | BACK AT WATER METER
3495 | E BROAD ST | 43213-1000 | Active | W279330 | WILKINS | 975 | RP | 0.750 | 60850 | IN REAR OF BLDG DIRECTLY AFTER METER
3500 | E BROAD ST | 43213-1115 | Active | 52189 | WATTS | 009QT | RP | 1.000 | 60919 | BASEMENT -- EAST WALL @ WATER METER
3521 | E BROAD ST | 43213-1105 | Inactive |  |  |  | RP |  | 3377003
3524 | E BROAD ST | 43213-1116 | Active | 71618 | WATTS | 919-QT | RP | 0.750 | 3377004 | in the back of the shop in the employee restroom
3535 | E BROAD ST | 43213-1117 | Active | 3078189 | WILKINS | 975XL | RP | 1.500 | 98237 | BY RESTROOMS
3550 | E BROAD ST | 43213-1116 | Active | 2862320 | WILKINS | 975XLBMS | RP | 1.000 | 61054 | AT METER SET NE CORNER OF STORE
3550 | E BROAD ST | 43213-1116 | Removed | 790479REM | WILKINS | 720A | PVB | 1.500 | 61055 | NE CORNER OF BUILDING AT METER SETTING
3583 | E BROAD ST | 43213-1141 | Active | 1128230301 | AMES | 3000SS | DCDA | 6.000 | 61153 | RISER ROOM, N/E
3583 | E BROAD ST | 43213-1141 | Not Required by DOW | 139998 | WATTS | 009M2QT | RP | 1.000 | 61154 | NE CORNER OF BUILDING NEXT TO RESTROOM -BY BACK DOCK
3583 | E BROAD ST | 43213-1141 | Active | 49281 | WATTS | 007M1QT | DC | 0.750 | 61155 | EAST SIDE OF THE STORE
3583 | E BROAD ST | 43213-1141 | Active | 65679 | WATTS | 009M2QT | RP | 1.500 | 61156 | NE CORNER OF BUILDING NEXT TO RESTROOMS-BY BACK DOOR
3583 | E BROAD ST | 43213-1141 | Removed | REM07435 | WATTS | 009QT | RP | 0.500 | 91627 | REMOVED-SW CORNER OF PHOTO LAB IN CLOSET
3616 | E BROAD ST | 43213-1154 | Active | 4257830 | WILKINS | 975XL2 | RP | 2.000 | 61295 | JANITORIAL ROOM BY BREAK /RESTROOMS FOR ENTIRE BLDG
3616 | E BROAD ST | 43213-1154 | Active | 1119500201 | AMES | 3000SS | DCDA | 10.000 | 61296 | PIT AT NAPOLEON ENTRANCE AT SIGN
3616 | E BROAD ST | 43213-1154 | Active | 18667 | AMES | 2000B | DC | 0.750 | 61297 | PIT AT NAPOLEON ENTRANCE AT SIGN
3616 | E BROAD ST | 43213-1154 | Not required by DOW | 60180 | WATTS | 009M2QT | RP | 1.500 | 61298 | EAST WALL BEHIND RACKS -MOWERS/BIRDSEED FOR GARDEN CTR
3646 | E BROAD ST | 43213-1125 | Active | 4742158 | WILKINS | 975XL2 | RP | 0.750 | 3377006 | IN HOT BOX
3660 | E BROAD ST | 43213- | Removed | REM1000003680 | PURITAN | XX | AG | 0.500 | 61400 | USE 6/3/15 CAG. DELI GRAB-GO AREA REMOVED
3660 | E BROAD ST | 43213- | Removed | REM100003680 | PURITAN | XX | AG | 0.750 | 61401 | USE 6/3/15 CAG. ABOVE LOADING DOCK SLOP SINK REMOVED
3660 | E BROAD ST | 43213- | Removed | REM126578 | WATTS | 009QT | RP | 2.000 | 61402 | USE 6/3/15 CAG. SPRINKLER ROOM AFTER METER REMOVED
3660 | E BROAD ST | 43213- | Removed | REM200003680 | PURITAN | XX | AG | 0.500 | 61403 | USE 6/3/15 CAG. BAKERY TRIPLE SINK REMOVED
3660 | E BROAD ST | 43213- | Active | 225901 | WATTS | 009M2 | RP | 2.000 | 61404 | AT SPRINKLER RISER NW REAR OF BUILDING, STAPLES
3660 | E BROAD ST | 43213- | Removed | REM300003680 | PURITAN | XX | AG | 0.750 | 61405 | USE 6/3/15 CAG. BAKERY BY PAN WASHER REMOVED
3660 | E BROAD ST | 43213- | Removed | REM400003680 | PURITAN | XX | AG | 0.500 | 61406 | USE 6/3/15 CAG. PRODUCE TRIPLE SINK REMOVED
3660 | E BROAD ST | 43213- | Removed | REM500003680 | PURITAN | XX | AG | 0.750 | 61407 | USE 6/3/15 CAG. PRODUCE SINGLE STAINLESS SINK REMOVED
3660 | E BROAD ST | 43213- | Removed | REM600003680 | PURITAN | XX | AG | 0.500 | 61408 | USE 6/3/15 CAG. SEAFOOD TRIPLE SINK REMOVED
3660 | E BROAD ST | 43213- | Removed | REM700003680 | PURITAN | XX | AG | 0.750 | 61409 | USE 6/3/15 CAG. MEAT DEPT BY HAND SINK REMOVED
3660 | E BROAD ST | 43213- | Removed | REM800003680 | XX | SOAP | AG | 0.500 | 61410 | USE 6/3/15 CAG. MEAT DEPT TRIPLE SINK REMOVED
3660 | E BROAD ST | 43213- | Removed | REM900003680 | PURITAN | XX | AG | 0.500 | 61411 | USE 6/3/15 CAG. DELI TRIPLE SINK REMOVED
3660 | E BROAD ST | 43213- | Active | J17247 | WILKINS | 350 | DC | 8.000 | 61412 | NE SIDE
3660 | E BROAD ST | 43213- | Active | L07615 | WILKINS | 975XL | RP | 1.250 | 61413 | STORE FRONT
3660 | E BROAD ST | 43213- | Active | 171030 | WATTS | 009QT | RP | 2.000 | 90766 | ELECTRICAL ROOM-Shoppers World
3660 | E BROAD ST | 43213- | Active | 1187080701 | AMES | 2000SS | DC | 4.000 | 90767 | Riser Room-Shoppers World
3660 | E BROAD ST | 43213- | Active | W30644 | WILKINS | 550 | DC | 2.000 | 91301 | 3834 E BROAD ST, MECH RM OFF BACK OF DINING RM
3660 | E BROAD ST | 43213- | Active | 242866 | WATTS | 009M3QT | RP | 0.750 | 91957 | BASEMENT AT CEILING
3660 | E BROAD ST | 43213- | Removed | 125649REM | WATTS | 009M1PCQT | RP | 2.000 | 99585 | WEST END OUTSIDE PIT REMOVED
3660 | E BROAD ST | 43213- | Active | 3809107 | WILKINS | 975XL | RP | 0.750 | 103677 | 3772 E BROAD ST
3660 | E BROAD ST | 43213- | Under renovation | 3940136 | WILKINS | 975 | RP | 1.000 | 3607853 | USE 6/3/15 CAG. 3878 E BROAD ST, BY WATER METER
3660 | E BROAD ST | 43213- | Active | 4291122 | WILKINS | 975 | RP | 0.750 | 3619794 | AT METER in unit 3754
3660 | E BROAD ST | 43213- | Due Install |  |  |  | RP | 8.000 | 3635745 | IN HOT BOX AT PIT
3660 | E BROAD ST | 43213- | Active | 20800 | WATTS | LF719QT | DC | 1.000 | 3648562 | BACKWALL BY COMPUTER ROOM AT SERVICE ENTRANCE OF 3766 E BROAD
3675 | E BROAD ST | 43213-1124 | Active | 30304 | AMES | 3000SS | DCDA | 4.000 | 61447 | SOUTHWEST CORNER OF BACK DOCK
3675 | E BROAD ST | 43213-1124 | Active | 528937 | WILKINS | 975 | RP | 2.000 | 61448 | SOUTHWEST CORNER OF BACK DOCK
3675 | E BROAD ST | 43213-1124 | Active | 262 | AMES | 2000B | DC | 0.750 | 61449 | SOUTHWEST CORNER OF BACK DOCK
3675 | E BROAD ST | 43213-1124 | Not Required by DOW | 42098 | WATTS | 800M2QT | PVB | 0.500 | 90998 | at sink in kosmer foods dept
3675 | E BROAD ST | 43213-1124 | Not Required by DOW | 17021 | WATTS | 008 | PVB | 0.500 | 90999 | AT SINK IN DELI DEPT
3675 | E BROAD ST | 43213-1124 | Not Required by DOW | 56282 | WATTS | 008PCQT | SVB | 0.500 | 91000 | AT SINK IN PRODUCE PREP
3675 | E BROAD ST | 43213-1124 | Not Required by DOW | 13300 | WATTS | 008PCQT | SVB | 0.500 | 97011 | SEAFOOD SINK
3675 | E BROAD ST | 43213-1124 | Not Required by DOW | 61708 | WATTS | 008PCQT | SVB | 0.500 | 97012 | MEAT PREP @SINK
3675 | E BROAD ST | 43213-1124 | Not Required by DOW | 77329 | WATTS | 008PCQT | SVB | 0.500 | 104010 | BAKERY
3703 | E BROAD ST | 43213- | Due Install |  |  |  | RP |  | 3377007
3723 | E BROAD ST | 43213-1127 | Due Install |  |  |  | RP |  | 3377008
3733 | E BROAD ST | 43213-1127 | Due Install |  |  |  | RP |  | 3377011
3735 | E BROAD ST | 43213-1127 | Due Install |  |  |  | RP |  | 3377012
3739 | E BROAD ST | 43213-1127 | Due Install |  |  |  | RP |  | 3377013
3741 | E BROAD ST | 43213-1127 | Due Install |  |  |  | RP |  | 3377014
3748 | E BROAD ST | 43213 | Active | YJ-160 | AMES | COLT -400 | RP | 4.000 | 3658636 | IN HOT BOX
3769 | E BROAD ST | 43213-1111 | Active | W255112 | WILKINS | 975XLBMS | RP | 1.000 | 89262 | MECH ROOM
3769 | E BROAD ST | 43213-1111 | Not Required by DOW | W255121 | WILKINS | 975XL | RP | 1.000 | 89263 | MECH ROOM
3812 | E BROAD ST | 43213-1142 | Active | 121609 | AMES | 2000-DCA | DC | 4.000 | 61852 | 3814 E BROAD, REAR IF HOUSES STORE AT LOADING DECK
3812 | E BROAD ST | 43213-1142 | Active | 150881 | WATTS | 009M1QT | RP | 2.000 | 61853 | BACK DOCK AREA AT METER SET
3818 | E BROAD ST | 43213-1142 | Active | 4237754 | WILKINS | 975 | RP | 0.750 | 3377017 | BY WATER METER
3819 | E BROAD ST | 43213-1111 | Active | 758284 | WILKINS | 975XL | RP | 1.500 | 61865 | STORAGE ROOM
3819 | E BROAD ST | 43213-1111 | Not Required by DOW | 881510 | WILKINS | 975 | RP | 1.000 | 61866 | BACK ROOM BY METER
3834 | E BROAD ST | 43213-1142 | Active | 4961262 | WILKINS | 975 | RP | 2.000 | 3377020 | REAR OF BUILDING AT WATER METER.
3849 | E BROAD ST | 43213-1129 | Active | 176049 | WATTS | LF009M2QT | RP | 1.000 | 3377022 | AT METER IN HOT BOX
3861 | E BROAD ST | 43213-1129 | Active | 090074 | WILKINS | 009M2QT | RP | 1.500 | 3377024 | HOTBOX
3861 | E BROAD ST | 43213-1129 | Not Required by DOW | 303373 | WATTS | 009M3QT | RP | 0.750 | 3649667
3870 | E BROAD ST | 43213-1128 | Active | ABA95664 | WILKINS | 975XL | RP | 0.750 | 3377028
3890 | E BROAD ST | 43213-1128 | Active | ACA3706 | WILKINS | 975XL | RP | 2.000 | 3377030 | in basement door behind 3890 East Broad Street Boiler Room
3892 | E BROAD ST | 43213-1128 | Active | 4552240 | WILKINS | 975XL | RP | 0.750 | 3377031 | through back basement door behind 3892 East Broad Street
3911 | E BROAD ST | 43213- | Active | 4301275 | WILKINS | 975XL | RP | 2.000 | 3621121 | @ WATER METER
3911 | E BROAD ST | 43213- | Not Required by DOW | 4295669 | WILKINS | 975XL | RP | 1.000 | 3621122 | @ WATER METER
3911 | E BROAD ST | 43213- | Not Required by DOW | 4245814 | WILKINS | 975XL | RP | 2.000 | 3621123
3923 | E BROAD ST | 43213 | Active | 20372 | WATTS | LF919QT | RP | 1.500 | 3618108 | N WALL STORAGE RM AT METER
3923 | E BROAD ST | 43213 | Not Required by DOW | 56991 | WATTS | LF919QT | RP | 1.000 | 3618136 | N WALL STORAGE RM
3940 | E BROAD ST | 43213- | Active | A30685 | WATTS | 009M2PCQT | RP | 2.000 | 95316 | KITCHEN OVER WALK-IN COOLER
3940 | E BROAD ST | 43213- | Active | W339454 | WILKINS | 975XLBMS | RP | 2.000 | 95400 | MECH ROOM REAR DOOR #339454
3940 | E BROAD ST | 43213- | Active | 159623 | AMES | 2000SS | DC | 4.000 | 96529 | NORTH SIDE OF BLDG IN MECH ROOM
3940 | E BROAD ST | 43213- | Due Install |  |  |  | RP | 6.000 | 3641287
3944 | E BROAD ST | 43213-1143 | Active | 1149842 | WILKINS | 975XLBMS | RP | 1.500 | 62289 | METER ROOM EAST SIDE BUILDING REAR
3944 | E BROAD ST | 43213-1143 | Not Required by DOW | W001782 | WILKINS | 975 | RP | 1.000 | 62290 | METER ROOM EAST SIDE BUILDING REAR (SERIAL #W001782)
3955 | E BROAD ST | 43213-1130 | Active | 1371180704 | AMES | 3000SS | DCDA | 8.000 | 62353 | SPRINKLER ROOM
3955 | E BROAD ST | 43213-1130 | Not Required by DOW | 01460 | AMES | 4000B | RP | 1.250 | 62354 | PHOTO STORAGE
3955 | E BROAD ST | 43213-1130 | Active | L20491 | WILKINS | 375 | RP | 3.000 | 62355 | MECH ROOM SW
3955 | E BROAD ST | 43213-1130 | Active | 39697 | AMES | 2000B | DC | 0.750 | 62356 | SPRINKLER ROOM
3955 | E BROAD ST | 43213-1130 | Not Required by DOW | 4531171 | WILKINS | 975XL | RP | 1.500 | 62357 | UTILITY ROOM
3955 | E BROAD ST | 43213-1130 | Not Required by DOW | B015784 | WILKINS | 375XL | RP | 0.500 | 3611568 | WATER EQUIPMENT, MECHANICAL ROOM
3965 | E BROAD ST | 43213-1130 | Active not linked | W305208 | WILKINS | 975XL | RP | 1.000 | 95934 | TIM HORTONS, STOCK ROOM
3965 | E BROAD ST | 43213-1130 | Not Required by DOW | 2944076XLTCU | WILKINS | 975XL | RP | 1.000 | 96668 | STOCK ROOM
3988 | E BROAD ST | 43213-1138 | Not Required by DOW | 186236 | WATTS | 009M2QT | RP | 1.000 | 62462 | MECH ROOM
3988 | E BROAD ST | 43213-1138 | Removed | 195931REM | WATTS | 009M2QT | RP | 2.000 | 62463 | MECH ROOM
3988 | E BROAD ST | 43213-1138 | Active | ACA03945 | WILKINS | 975XL2 | RP | 1.500 | 3659448 | HOT BOX
4011 | E BROAD ST | 43213- | Active | 253824 | WATTS | LF009M2QT | RP |  | 3377039 | NE wall of service area
4039 | E BROAD ST | 43213-1136 | Active | 4385887 | WILKINS | 975XL2 | RP | 2.000 | 62718 | 4039 E BROAD ST, AT WATER METER IN SUPPLY AREA
4039 | E BROAD ST | 43213-1136 | Active | 4227771 | Wilkins | 975XL2 | RP | 1.500 | 62719 | SOUTH WALL OF BUILDING -ROSYSTEM
4039 | E BROAD ST | 43213-1136 | Active | 4227778 | Wilkins | 950XL2 | RP | 1.500 | 62720 | SOUTH WALL OF BUILDING , RO SYSTEM
4039 | E BROAD ST | 43213-1136 | Active | 56238 | WATTS | 007QT | DC | 1.500 | 62721 | MECH ROOM ABOVE METER BIO-HAZARD ROOM
4040 | E BROAD ST | 43213-1156 | Active | 11873 | WATTS | 919QT | RP | 1.500 | 62730 | SE SMALL FURN/UTLTY ROOM AT WATER METER
4040 | E BROAD ST | 43213-1156 | Active | 1897580416 | AMES | 3000SS | DCDA | 4.000 | 3619887 | SW - MECH/FURNACE RM
4040 | E BROAD ST | 43213-1156 | Active | 76413 | AMES | 2000B | DC | 0.750 | 3619888 | SW - MECH/FURNACE RM
4177 | E BROAD ST | 43213-1217 | Not Required by DOW | 151051 | WILKINS | 950 | DC | 1.250 | 63168 | MECHANCIAL ROOM S.W. CORNER OF BUILDING
4177 | E BROAD ST | 43213-1217 | Active | 455758 | WILKINS | 975XL | RP | 1.500 | 63169 | IN MECHANCIAL ROOM AT WATER METER
4204 | E BROAD ST | 43213-1216 | Active | 145523 | WATTS | 909M1QT | RP | 1.500 | 63286 | AT WTR METER -- IN FRONT OF EQUIPMENT ROOM
4210 | E BROAD ST | 43213-1216 | Active | ABU5706 | WILKINS | 975XL | RP | 1.000 | 3377054
4215 | E BROAD ST | 43213-1269 | Due Install |  |  |  | RP | 4.000 | 3377056 | MTR PIT IN SIDEWALK BETWEEN 2 BUILDINGS .
4220 | E BROAD ST | 43213-1216 | Not Required by DOW | 252871 | WATTS | 909QT | RP | 0.750 | 63329 | BASEMENT BOILER ROOM
4220 | E BROAD ST | 43213-1216 | Not Required by DOW | DA6082 | FEBCO | 765 | PVB | 1.000 | 63330 | FRONT OF BUILDING BETWEEN DOORS
4220 | E BROAD ST | 43213-1216 | Active | 4600180 | WILKINS | 975XL2 | RP | 1.500 | 3633856 | JANITORS ROOM
4222 | E BROAD ST | 43213-1216 | Due Install |  |  |  | RP |  | 3377057
4251 | E BROAD ST | 43213 | Active | N1208290730 | FEBCO | 860 | RP | 4.000 | 102722 | HOT BOX
4251 | E BROAD ST | 43213 | Active | N1201030741 | FEBCO | 856 | DCDA | 6.000 | 103117 | 4237 E BROAD, METER PIT
4251 | E BROAD ST | 43213 | Active | H018058 | FEBCO | 805 | DC | 0.750 | 103118 | 4237 E BROAD, METER PIT
4253 | E BROAD ST | 43213 | Active | N14066190716 | FEBCO | 880V | RP | 3.000 | 3608109 | MECHANICAL ROOM AT METER
4253 | E BROAD ST | 43213 | Active | 1820001113 | AMES | 3000 | DCDA | 4.000 | 3613271 | NORTH MECHANICAL ROOM
4253 | E BROAD ST | 43213 | Active | 71260 | AMES | 2000B | DC | 0.750 | 3613272 | FIRE METER BYPASS
4300 | E BROAD ST | 43213-1243 | Not Required by DOW | 446218 | WATTS | 909QT | RP | 0.750 | 90900 | BOILER ROOM ELEVATED 8
4300 | E BROAD ST | 43213-1243 | Active | 5004029 | WILKINS | 975 | RP | 2.000 | 3632696
4300 | E BROAD ST | 43213-1243 | Active | YH-1287 | WATTS | 757 | DCDA | 6.000 | 3632827 | Pit off of Yearling
4300 | E BROAD ST | 43213-1243 | LPS - Due Install |  |  |  | LST |  | 3632829 | LOW PRESSURE SUSTAINING DEVICE FOR BOOSTER PUMP
4300 | E BROAD ST | 43213-1243 | Active | 09363 | WATTS | LF007M3 | DC | 0.750 | 3656295 | Pit off of Yearling
4345 | E BROAD ST | 43213-1248 | Active | 473137 | WATTS | LF009M3QT | RP | 0.750 | 3377064 | UTULITY ROOM NEXT TO HOT WATER TANK
4352 | E BROAD ST | 43213-1243 | Removed | 39300REM | WATTS | 919QT | RP | 1.000 | 104133 | *****REMOVED*****BASEMENT WALL BY GAS METER
4352 | E BROAD ST | 43213-1243 | Active | 56483 | APOLLO/CONBRACO | 40205T2 | RP | 1.000 | 104134 | IN BASEMENT BY GAS METER AT WATER METER
4367 | E BROAD ST | 43213-1248 | Due Install |  |  |  | RP | 1.000 | 3377065
4369 | E BROAD ST | 43213-1248 | Due Install |  |  |  | RP | 1.500 | 3377066
4374 | E BROAD ST | 43213-1243 | Active | T250654 | WILKINS | 720A | PVB | 0.750 | 63835 | ABOVE WATER METER NEAR HOT WATER HEATER--#638
4374 | E BROAD ST | 43213-1243 | Due Install |  |  |  | RP |  | 3636413
4401 | E BROAD ST | 43213- | Not Required by DOW | 23639 | WATTS | 009M2-FP | RP | 0.500 | 104000 | BSMNT NE MECH ROOM OF CHURCH ABOVE BOILER
4401 | E BROAD ST | 43213- | Active | ACA1455 | WILKINS | 975XL2 | RP | 2.000 | 3635882 | WEST BOILER ROOM AT WATER METER
4445 | E BROAD ST | 43213 | Active | 3737033 | WILKINS | 975 | RP | 2.000 | 3608199 | E SIDE OF BLDG MECH RM
4445 | E BROAD ST | 43213 | Active | 183847 | AMES | 2000CIV | DC | 8.000 | 3613287 | WATER METER RM E SIDE OF BLDG
4445 | E BROAD ST | 43213 | Active | 72648 | AMES | 2000B | DC | 0.750 | 3613288 | WATER METER RM ON E SIDE OF BLDG
4500 | E BROAD ST | 43213-1360 | Active | W059756 | WILKINS | 975XLBMS | RP | 2.000 | 94054 | MECH ROOM IN BACK
4500 | E BROAD ST | 43213-1360 | Not Required by DOW | 52294 | WATTS | 919QT | RP | 1.000 | 101239 | NORTH SIDE OF BUILDING - REAR
4500 | E BROAD ST | 43213-1360 | Active | 7721B | WILKINS | 350 | DCDA | 6.000 | 3632694 | MECH ROOM IN BACK
4500 | E BROAD ST | 43213-1360 | Active | 4339290 | WILKINS | 950 | DC | 0.750 | 3632695 | MECH ROOM IN BACK
4539 | E BROAD ST | 43213-1361 | Active | 152722 | WATTS | LF009M2QT | RP | 1.000 | 3377094
4539 | E BROAD ST | 43213-1361 | Not Required by DOW | 157769 | WATTS | LF009M2QT | RP | 1.000 | 3636197
4550 | E BROAD ST | 43213 | Active | 13325 | WATTS | 919QT | RP | 1.500 | 100711 | IN MECH ROOM AT WATER METER
4550 | E BROAD ST | 43213 | Not Required by DOW | 3572768 | WILKINS | 975XL | RP | 0.750 | 102274 | MECHANICAL ROOM
4590 | E BROAD ST | 43213-1301 | Not Required by DOW | 144282 | WATTS | 009M2QT | RP | 1.500 | 100396 | OUTSIDE
4590 | E BROAD ST | 43213-1301 | Active | TG-0208 | AMES | COLT-400 | RP | 3.000 | 3635290
4590 | E BROAD ST | 43213-1301 | Active | TI-1231 | AMES | COLT-400 | RP | 8.000 | 3654089
4600 | E BROAD ST | 43213-1301 | Inactive | 72764 | WILKINS | 975 | RP | 2.000 | 64530 | IN EQUIPMENT ROOM ON NW CORNER OF BUILDING
4614 | E BROAD ST | 43213-1301 | Active | 12086 | WATTS | 007QT | DC | 1.500 | 64574 | NE CORNER OF BUILDING BY WATER METER
4614 | E BROAD ST | 43213-1301 | Active | 3524468 | WILKINS | 975XL | RP | 1.500 | 64575 | NE CORNER OF BLDG AT WATER METER
4618 | E BROAD ST | 43213-1301 | Due Install |  |  |  | RP | 1.000 | 3377099
4618 | E BROAD ST | 43213-1301 | Due Install |  |  |  | DCDA | 8.000 | 3627964
4657 | E BROAD ST | 43213 | Active | TH-0634 | AMES | COLT400 | RP | 3.000 | 3646229 | 4657-4661 Hotbox North Center
4657 | E BROAD ST | 43213 | Active | TH-0684 | AMES | COLT500GV | RPDA | 4.000 | 3646230 | 4657- 4661 Hotbox North Center
4657 | E BROAD ST | 43213 | Active | 81849 | WATTS | 919 | RP | 0.750 | 3646231 | 4657- 4661 Hotbox North Center
4657 | E BROAD ST | 43213 | Not Required by DOW | TK-1714 | AMES | 300CV | DC | 4.000 | 3650278 | 4657 Building 104 Water Service Rm
4657 | E BROAD ST | 43213 | Not Required by DOW | 59041 | AMES | 2000B | DC | 0.750 | 3650279 | 4657 Building 101 Water Service Rm
4657 | E BROAD ST | 43213 | Not Required by DOW | 59239 | AMES | 2000B | DC | 0.750 | 3650280 | 4657 Building 102 Water Service Rm
4657 | E BROAD ST | 43213 | Not Required by DOW | 59279 | AMES | 2000B | DC | 0.750 | 3650281 | 4657 Building 104 Water Service Rm
4657 | E BROAD ST | 43213 | Not Required by DOW | 82702 | AMES | 2000B | DC | 0.750 | 3650282 | 4657 - 4661 NE Corner Water/Electrical Rm in Restaurant
4657 | E BROAD ST | 43213 | Not Required by DOW | 974290919 | AMES | 3000SS | DC | 4.000 | 3650283 | 4657 - 4661 NE Corner Water/Electrical Rm in Restaurant
4657 | E BROAD ST | 43213 | Not Required by DOW | TK-0158 | AMES | 300CV | DC | 4.000 | 3650284 | 4657 Building 101 Water Service Rm
4700 | E BROAD ST | 43213-1303 | Active | 159108 | WILKINS | 975 | RP | 2.000 | 64841 | ABOVE BUILDING BACKFLOW SERVICE DEPT
4700 | E BROAD ST | 43213-1303 | Active | B05438 | WILKINS | 975 | RP | 3.000 | 64842 | AFTER METER SERVICE DEPT
4700 | E BROAD ST | 43213-1303 | In Review |  |  |  | DC |  | 3635219 | ON FIRE LINE
4775 | E BROAD ST | 43213-3828 | Inactive | 55930 | WILKINS | 975XLBMS | RP | 0.750 | 65023 | IN OFFICE (BEHIND ACCESS PANEL)
4780 | E BROAD ST | 43213-1303 | Active | 401017 | WATTS | 909QT | RP | 0.750 | 65038 | AT WATER METER
4780 | E BROAD ST | 43213-1303 | Active | 4665 | WATTS | 009QT | RP | 1.500 | 65039 | AT WATER METER
4780 | E BROAD ST | 43213-1303 | Active | 4795875 | WILKINS | 975XL | RP | 1.000 | 65040 | AT WATER METER
4790 | E BROAD ST | 43213-3829 | Active | 423069 | WATTS | 909QT | RP | 1.000 | 103239 | ST# 1502
4801 | E BROAD ST | 43213-1348 | Active | 74733 | AMES | 2000B | DC | 0.750 | 3377111 | RISER ROOM
4801 | E BROAD ST | 43213-1348 | Active | 1866570715 | AMES | 3000SS | DCDA | 4.000 | 3616997 | RISER ROOM
4801 | E BROAD ST | 43213-1348 | Active | PL2108 | WATTS | 957 | RP | 4.000 | 3618058 | RISER ROOM
5000 | E BROAD ST | 43213-1352 | Inactive | 193251 | WATTS | 909 | RP | 4.000 | 65682 | IN HOT HOUSE EAST SIDE OF BUILDING
5000 | E BROAD ST | 43213-1352 | Inactive | 300713 | AMES | 3000SS | DCDA | 4.000 | 65683 | WOMEN'S RESTROOM MECHANICAL ROOM
5000 | E BROAD ST | 43213-1352 | Inactive | 331944 | WATTS | 909M1QT | RP | 2.000 | 65684 | WOMENS RESTROOM MECH ROOM
5000 | E BROAD ST | 43213-1352 | Inactive | 4017 | AMES | 2000B | DC | 0.750 | 65685 | WOMENS RESTROOM MECH ROOM
5000 | E BROAD ST | 43213-1352 | Inactive | 476260 | WATTS | 909 | RP | 0.750 | 65686 | WOMENS RESTROOM MECHANICAL ROOM
5199 | E BROAD ST | 43213-3800 | Active | 01276 | WILKINS | 475 | RP | 4.000 | 66300 | 1ST FLOOR GARAGE NORTHSIDE
5199 | E BROAD ST | 43213-3800 | Active | 138002 | WATTS | 709 | DC | 8.000 | 66301 | MAINT. GARAGE
5199 | E BROAD ST | 43213-3800 | Not Required by DOW | 17462 | WILKINS | 375DA | RPDA | 3.000 | 66302 | MECH ROOM 1ST FLOOR/ GARAGE
5199 | E BROAD ST | 43213-3800 | Not Required by DOW | 412995 | WATTS | 909M1QT | RP | 1.250 | 66303 | 2nd Floor Mech Rm
5199 | E BROAD ST | 43213-3800 | Active | 44332 | WATTS | 007QT | DC | 0.500 | 66304 | GARAGE NORTHSIDE BUILDING
5199 | E BROAD ST | 43213-3800 | Not Required by DOW | 580602 | WATTS | 909QT | RP | 1.000 | 66305 | STORAGE ROOM
5199 | E BROAD ST | 43213-3800 | LPS - Active |  |  |  | LST |  | 3635125 | FIRE BOOSTER PUMP
5277 | E BROAD ST | 43213-3800 | Not Required by DOW | 402054a2 | CONBRACO | 450 | RP | 0.750 | 66541 | BOILER ROOM
5277 | E BROAD ST | 43213-3800 | Active | UL-2165 | WATTS | 957 | RP | 6.000 | 3635036 | HOT BOX OFF NOE BIXBY
5419 | E BROAD ST | 43213-1407 | Active | 158089 | WATTS | 909 | RP | 3.000 | 66877 | MECH ROOM SW CORNER OF BUILDING
5419 | E BROAD ST | 43213-1407 | Active | 2C00141 | AMES | 2000SS | DC | 4.000 | 66878 | MECHANICAL ROOM SW CORNER IN BASEMENT
5419 | E BROAD ST | 43213-1407 | Not Required by DOW | 41918 | WATTS | 009M2QT | RP | 1.500 | 66879 | IN BASEMENT MECH ROOM SW CORNER OF BUILDING
5500 | E BROAD ST | 43213-1476 | Active | 308471 | WATTS | 909M1QT | RP | 2.000 | 67106 | MECHANICAL ROOM BY FIRE SPRINKLER
5500 | E BROAD ST | 43213-1476 | Active | 309775 | WATTS | 909M1QT | RP | 2.000 | 67107 | MECHANICAL ROOM BY FIRE SPRINKLER
5500 | E BROAD ST | 43213-1476 | Removed | REM438407 | WATTS | 909QT | RP | 0.750 | 67108 | BEHIND ICE MACHINE IN COMMERCIAL KITCHEN
5500 | E BROAD ST | 43213-1476 | Removed | REM55736 | WATTS | 009QT | RP | 1.500 | 67109 | LAUNDRY
5500 | E BROAD ST | 43213-1476 | Removed | REM85413 | WATTS | 909M1QT | RP | 1.500 | 67110 | LAUNDRY ROOM
5500 | E BROAD ST | 43213-1476 | Due Install |  |  |  | RP | 6.000 | 3636964 | IN VAULT
5500 | E BROAD ST | 43213-1476 | Due Install |  |  |  | RP |  | 3640881
5520 | E BROAD ST | 43213- | Due Install |  |  |  | RP | 4.000 | 3377122
6001 | E BROAD ST | 43213-1502 | Not Required by DOW | 1010001102 | WATTS | 994 | RP | 4.000 | 68585 | LOWER LEVEL MECH ROOM WATER SERVICE
6001 | E BROAD ST | 43213-1502 | Not Required by DOW | 10458 | FEBCO | 765-2 | PVB | 2.000 | 68586 | MECH RM BETWEEN FRONT DOORS - 5965 E BROAD ST
6001 | E BROAD ST | 43213-1502 | Not Required by DOW | 109167 | WATTS | 909 | RP | 2.500 | 68587 | SIEGEL CTR MAIN WATERLINE RM ASSEMBLY 35
6001 | E BROAD ST | 43213-1502 | Removed | 1142REM | WATTS | 008PCQT | SVB | 0.750 | 68588 | REMOVED-1ST FL. INSTR CLEANING SURG. ROOM 1280
6001 | E BROAD ST | 43213-1502 | Not Required by DOW | 581820 | WATTS | 909QT | RP | 1.000 | 68589 | ON ROOF INSIDE AIR HANDLER #27
6001 | E BROAD ST | 43213-1502 | Not Required by DOW | W685068 | WILKINS | 720A | PVB | 1.500 | 68590 | FIRST FL OFFICE AREA MECH RM - 5965 E BROAD ST
6001 | E BROAD ST | 43213-1502 | Not Required by DOW | 159151 | WILKINS | 950XL | DC | 0.750 | 68591 | FIRE SPRINKLER ROOM
6001 | E BROAD ST | 43213-1502 | Not Required by DOW | 159786 | WATTS | 909 | RP | 3.000 | 68592 | BOILER ROOM - I NE CORNER
6001 | E BROAD ST | 43213-1502 | Not Required by DOW | 160712 | WATTS | 909 | RP | 3.000 | 68593 | BOILER ROOM - 1 NE CORNER
6001 | E BROAD ST | 43213-1502 | Not Required by DOW | 19224 | WATTS | LF909 | RP | 4.000 | 68594 | BOILER ROOM #1 NEXT TO CHILLER #5
6001 | E BROAD ST | 43213-1502 | Removed | 175504REM | WATTS | 909 | RP | 4.000 | 68595 | REMOVED-BOILER ROOM #1 NEXT TO CHILLER 5#
6001 | E BROAD ST | 43213-1502 | Duplicate | DUP200005043 |  |  |  | 0.000 | 68596 | DUPLICATE RECORD- SPRINKLER PUMP ROOM -- (SERIAL # B05043)
6001 | E BROAD ST | 43213-1502 | Removed | 20012REM | WATTS | 909QT | RP | 1.000 | 68597 | 2ND FLOOR Room 2T2021 ENDOSCOPY REMOVED
6001 | E BROAD ST | 43213-1502 | Removed | 20281REM | WATTS | 909QT | RP | 0.750 | 68598 | REMOVED-2ND FLOOR O.P.S. AUTO CLAVE BETWEEN ROOMS 5 & 6
6001 | E BROAD ST | 43213-1502 | Removed | 20431REM | WATTS | 009QT | RP | 1.000 | 68599 | REMOVED-2ND FLOOR OPS. AUTO CLAVE BETWEEN ROOMS 1 & 2
6001 | E BROAD ST | 43213-1502 | Not Required by DOW | 22722 | WATTS | 800M2QT | PVB | 1.000 | 68600 | FIRE SPRINKLER ROOM -5955 E BROAD ST
6001 | E BROAD ST | 43213-1502 | Removed | 26125REM | WATTS | 009QT | RP | 1.000 | 68601 | REMOVED-MECHANICAL ROOM #3 SE CORNER
6001 | E BROAD ST | 43213-1502 | Not Required by DOW | 317615 | WATTS | 909M1QT | RP | 1.250 | 68602 | SOUTH TOWER PENTHOUSE #2 EAST WALL, MIDDLE OF BUILDING
6001 | E BROAD ST | 43213-1502 | Removed | 281385REM | WATTS | 909M1QT | RP | 2.000 | 68603 | REMOVED-DEARATOR ROOM
6001 | E BROAD ST | 43213-1502 | Not Required by DOW | 283170 | WATTS | 909M1QT | RP | 2.000 | 68604 | BOILER RM #2
6001 | E BROAD ST | 43213-1502 | Not Required by DOW | 98368 | WATTS | LF919QT | RP | 0.750 | 68605 | 5965 E BROAD ST, FIRE PUMP RM PHYSICIANS OFFICE BLDG #3
6001 | E BROAD ST | 43213-1502 | Not Required by DOW | 413050 | WATTS | 009M1QT | RP | 1.500 | 68606 | UNDER TRAY MACHINE
6001 | E BROAD ST | 43213-1502 | Not Required by DOW | 326024 | WATTS | 909QT | RP | 0.750 | 68607 | PENTHOUSE #1 CLOSED LOOPS HTG. & CLG EXPANSION TANK (5TH FL)
6001 | E BROAD ST | 43213-1502 | Not Required by DOW | 330534 | WILKINS | 975 | RP | 0.750 | 68608 | ON STERLIZER MACHINE IN SUITE 460--5965 E BROAD ST
6001 | E BROAD ST | 43213-1502 | Not Required by DOW | 624574 | WATTS | 909QT | RP | 0.750 | 68609 | MECHANICAL ROOM #3 SE CORNER
6001 | E BROAD ST | 43213-1502 | Not Required by DOW | 3388 | CONBRACO | 40204A2 | RP | 0.750 | 68611 | RISER ROOM (MECHANICAL ROOM)
6001 | E BROAD ST | 43213-1502 | Removed | 342756REM | WATTS | 909QT | RP | 0.750 | 68612 | REMOVED-MECHANIC ROOM #3
6001 | E BROAD ST | 43213-1502 | Not Required by DOW | 347096 | WATTS | 909QT | RP | 0.750 | 68614 | STORAGE ROOM CEILING
6001 | E BROAD ST | 43213-1502 | Not Required by DOW | 409249 | WATTS | 909M1QT | RP | 1.500 | 68615 | EAST PARKING GARAGE (MECH ROOM)
6001 | E BROAD ST | 43213-1502 | Removed | 386109REM | WATTS | 909QT | RP | 0.750 | 68616 | REMOVED-PENTHOUSE #1 ABOVE MATERNITY, NEXT TO RO STORAGE
6001 | E BROAD ST | 43213-1502 | Not Required by DOW | 38812 | WATTS | 009QT | RP | 1.000 | 68617 | ON THE WALL OF FILM SORTING
6001 | E BROAD ST | 43213-1502 | Removed | 393349REM | WATTS | 909QT | RP | 0.750 | 68618 | REMOVED-6TH FLOOR PENTHOUSE BEHIND THE EXPANSION TANKS
6001 | E BROAD ST | 43213-1502 | Not Required by DOW | 63857 | WATTS | 909 | RP | 0.750 | 68619 | BETWEEN ROOMS 3 & 4 OUTSIDE PATIENT SURGERY-2ND FLOOR PROCESSOR
6001 | E BROAD ST | 43213-1502 | Not Required by DOW | 41484 | WATTS | 009QT | RP | 1.000 | 68620 | CAFETERIA DELI - REFRESHMENT STATION (SIZE 1/2")
6001 | E BROAD ST | 43213-1502 | Not Required by DOW | 41495 | WATTS | 009QT | RP | 1.000 | 68621 | EAST WALL OF THE CAFETERIA -- ICE STATION (SIZE 1/2")
6001 | E BROAD ST | 43213-1502 | Not Required by DOW | 41505 | WATTS | 009QT | RP | 1.000 | 68623 | DIETARY--SCOTTSMAN ICE MACHINE (SIZE 1/2")
6001 | E BROAD ST | 43213-1502 | Not Required by DOW | W210347 | WATTS | 009QT | RP | 0.750 | 68624 | POB #1 PENTHOUSE
6001 | E BROAD ST | 43213-1502 | Not Required by DOW | 420738 | WATTS | 909M1QT | RP | 1.250 | 68628 | 4TH FLOOR RM 402.04
6001 | E BROAD ST | 43213-1502 | Not Required by DOW | 420762 | WATTS | 909M1QT | RP | 1.250 | 68629 | 4TH FLOOR RM 402.04
6001 | E BROAD ST | 43213-1502 | Removed | 576555REM | WATTS | 009QT | RP | 0.750 | 68630 | 2ND FLOOR ROOM 2T2021 ENDOSCOPY REMOVED
6001 | E BROAD ST | 43213-1502 | Not Required by DOW | 575856 | WATTS | 909 QT | RP | 1.000 | 68631 | CAFETERIA UNDER TRAY ACCUMULATOR DISHWASHER
6001 | E BROAD ST | 43213-1502 | Removed | 42967REM | WATTS | 009QT | RP | 1.000 | 68632 | REMOVED-3RD FLOOR EAST HALLWAY
6001 | E BROAD ST | 43213-1502 | Removed | 42989REM | WATTS | 009QT | RP | 1.000 | 68633 | REMOVED-3RD FLOOR EAST OF THE NURSE'S STATION
6001 | E BROAD ST | 43213-1502 | Not Required by DOW | 439308 | WATTS | LF009M3QT | RP | 0.750 | 68634 | SOUTH TOWER PENTHOUSE #2 EAST SIDE, MIDDLE OF BUILDING
6001 | E BROAD ST | 43213-1502 | Not Required by DOW | 43997 | WATTS | 009QT | RP | 1.000 | 68635 | 1ST FLOOR SURGURY BETWEEN ROOMS 9 & 10
6001 | E BROAD ST | 43213-1502 | Not Required by DOW | 229928 | WATTS | 007M3QT | DC | 0.75 | 68636 | 1ST FLOOR SURGURY BETWEEN ROOMS 3 & 4--SIZE 1/2 AUTOCLAVE
6001 | E BROAD ST | 43213-1502 | Removed | 46160REM | WATTS | 009QT | RP | 0.750 | 68637 | REMOVED-OUTPATIENT SURGERY/2ND FLOOR
6001 | E BROAD ST | 43213-1502 | Removed | 464831REM | WATTS | 909QT | RP | 0.750 | 68639 | REMOVED-MECH ROOM - III / CEILING
6001 | E BROAD ST | 43213-1502 | Not Required by DOW | 62634 | WATTS | 919QT | RP | 0.750 | 68641 | 1 FLOOR AUTO CLAVE BETWEEN SURGERY RMS 7 & 8
6001 | E BROAD ST | 43213-1502 | Removed | 560007REM | WATTS | 909QT | RP | 1.000 | 68643 | REMOVED-MIDDLE OF MECHANICAL ROOM #3 NEXT TO VACUM RECEIVER
6001 | E BROAD ST | 43213-1502 | Removed | 569REM | FEBCO | 825Y | RP | 1.250 | 68644 | REMOVED-MAIN TUNNEL
6001 | E BROAD ST | 43213-1502 | Removed | 594REM | CONBRACO | 4020802 | RP | 2.000 | 68645 | REMOVED-NEAR CEILING ABOVE MOP SINK IN TRASH COMPACTOR ROOM (S#BZ594)
6001 | E BROAD ST | 43213-1502 | Not Required by DOW | 5KJ1013 | AMES | 5000ss | RP | 4.000 | 68646 | SPRINKLER RISER ROOM
6001 | E BROAD ST | 43213-1502 | Removed | 60036REM | WATTS | 009QT | RP | 0.750 | 68647 | REMOVED-REMOVED-RADIOLOGY DARK ROOM NEXT TO EQUIPMENT
6001 | E BROAD ST | 43213-1502 | Not Required by DOW | WJ-1511 | AMES | COLT 400 | RPDA | 6.000 | 68649 | 5969 E BROAD ST, 1ST FL MECH RM BLDG 4
6001 | E BROAD ST | 43213-1502 | Removed | 825REM | WATTS | 008PCQT | SVB | 0.750 | 68650 | REMOVED- 1ST FL. INSTR. CLEANING SURG. ROOM 1280
6001 | E BROAD ST | 43213-1502 | Not Required by DOW | 94022 | WATTS | 009M1QT | RP | 2.000 | 68651 | EAST BOILER ROOM DOMESTIC COLD WATER
6001 | E BROAD ST | 43213-1502 | Not Required by DOW | 9509061404 | FEBCO | 880 | RP | 3.000 | 68652 | BOILER ROOM #1 ABOVE SOFTNERS
6001 | E BROAD ST | 43213-1502 | Not Required by DOW | 9509061405 | FEBCO | 880 | RP | 3.000 | 68653 | SIEGEL CTR SOUTHEAST MECHANICAL ROOM IN FRONT OF METER
6001 | E BROAD ST | 43213-1502 | Not Required by DOW | 9511101511 | FEBCO | 880 | RP | 3.000 | 68654 | BOILER ROOM #1 ABOVE SOFTNERS
6001 | E BROAD ST | 43213-1502 | Not Required by DOW | XB-0568 | WATTS | 957 | RP | 2.500 | 68655 | FIRE PUMP ROOM FIRST FLOOR - 5965 E BROAD ST
6001 | E BROAD ST | 43213-1502 | Not Required by DOW | 20880 | WILKINS | 375AST | RP | 2.500 | 68656 | VALVE ROOM
6001 | E BROAD ST | 43213-1502 | Not Required by DOW | R3388 | CONBRACO | 4020402 | RP | 0.750 | 68657 | 5955 E BROAD ST-VALVE ROOM
6001 | E BROAD ST | 43213-1502 | Not Required by DOW | ACI1362 | WILKINS | 975XL | RP | 1.250 | 68658 | EAST TWR MECH ROM B910 ANTIFREEZE LOOP
6001 | E BROAD ST | 43213-1502 | Removed | 112990REM | WATTS | 009 | RP | 0.500 | 68660 | REMOVED-EMERGENCY DEPT.CONVENIENT CARE
6001 | E BROAD ST | 43213-1502 | Not Required by DOW | 26603c | WILKINS | 375AST | RP | 3.000 | 68661 | MECH RM BETWEEN FRONT DOORS - 5965 E BROAD ST
6001 | E BROAD ST | 43213-1502 | Not Required by DOW | 130823 | AMES | 2000SS | DC | 10.000 | 68662 | BOILER ROOM -II
6001 | E BROAD ST | 43213-1502 | Removed | 145766REM | WATTS | 009M2QT | RP | 1.000 | 68663 | REMOVED-ROOM 3075, ABOVE CEILING
6001 | E BROAD ST | 43213-1502 | Not Required by DOW | 156790 | WATTS | 909 | RP | 1.250 | 68664 | 5965 E BROAD ST, MECH RM BTWN FR DOORS-PROT BY COOLING TOWER
6001 | E BROAD ST | 43213-1502 | Not Required by DOW | 165004 | WATTS | 909HWM1QT | RP | 1.250 | 68665 | FIRST FLOOR WEST MECHANICAL ROOM
6001 | E BROAD ST | 43213-1502 | Not Required by DOW | 169868 | WATTS | 909QT | RP | 1.000 | 68666 | 4TH FL MECH RM BEHIND BOILER IN CEILING 10' ABOVE FL, - 5965 E BT
6001 | E BROAD ST | 43213-1502 | Not Required by DOW | 295640 | WATTS | 909M1QT | RP | 1.500 | 68667 | 5959 E BROAD ST INSIDE THE REAR DOOR ON THE S SIDE OF BUILDING, KITCHEN
6001 | E BROAD ST | 43213-1502 | Not Required by DOW | 336378 | WATTS | 909HWQT | RP | 0.750 | 68668 | SIEGEL 1ST FLOOR HALLWAY ABOVE CEILING OUTSIDE CONTROL RM
6001 | E BROAD ST | 43213-1502 | Not Required by DOW | 353390 | WATTS | 909M1QT | RP | 1.500 | 68669 | MRI MECH ROOM
6001 | E BROAD ST | 43213-1502 | Removed | 373907REM | WATTS | 909M1QT | RP | 1.500 | 68670 | REMOVED-METER ROOM
6001 | E BROAD ST | 43213-1502 | Not Required by DOW | 42953 | WATTS | 009QT | RP | 0.500 | 68671 | 2ND FLOOR (EAST HALL)
6001 | E BROAD ST | 43213-1502 | Not Required by DOW | 42958 | WATTS | 009QT | RP | 0.500 | 68672 | 2ND FLOOR (NURSES STATION)
6001 | E BROAD ST | 43213-1502 | Not Required by DOW | 42984 | WATTS | 009QT | RP | 0.500 | 68673 | 2ND FLOOR (WEST WALL)
6001 | E BROAD ST | 43213-1502 | Not Required by DOW | 42990 | WATTS | 009QT | RP | 0.500 | 68674 | 3RD FLOOR (WEST HALLWAY )
6001 | E BROAD ST | 43213-1502 | Not Required by DOW | 022854 | WATTS | LF909QTRP2 | RP | 1.000 | 68675 | 1ST FLOOR SURGERY RM 14 AUTOCLAVE
6001 | E BROAD ST | 43213-1502 | Removed | 505831REM | WATTS | 909HWQT | RP | 0.750 | 68676 | REMOVED-MRI CONTROL ROOM
6001 | E BROAD ST | 43213-1502 | Not Required by DOW | 549877 | WATTS | 909HWQT | RP | 0.750 | 68677 | ROOM 1962, ABOVE CEILING
6001 | E BROAD ST | 43213-1502 | Not Required by DOW | 81118 | WATTS | 009M3QT | RP | 0.750 | 68678 | MOB III SUITE #200 (HISTOLOGY) UTILITY ROOM BY WATER HEATER
6001 | E BROAD ST | 43213-1502 | Removed | 2277935REM | WILKINS | 975XL | RP | 0.750 | 88341 | REMOVED-DARK ROOM
6001 | E BROAD ST | 43213-1502 | Removed | 19119REM | WATTS | 919AQT | RP | 0.750 | 96115 | REMOVED-ROOM 1959
6001 | E BROAD ST | 43213-1502 | Removed | 336375REM | WATTS | 909QT | RP | 0.750 | 97242 | REMOVED-MECH ROOM #3
6001 | E BROAD ST | 43213-1502 | Removed | 559994REM | WATTS | 909QT | RP | 1.000 | 97243 | REMOVED-MECH ROOM #3
6001 | E BROAD ST | 43213-1502 | Not Required by DOW | BG0596 | FEBCO | 825YA | RP | 1.000 | 97328 | ROOM B353 COMPRESSOR ROOM ASSEMBLY #9
6001 | E BROAD ST | 43213-1502 | Not Required by DOW | 86055 | WATTS | 009M2QT | RP | 1.500 | 98539 | EAST TOWER MECHANIC ROOM B910
6001 | E BROAD ST | 43213-1502 | Not Required by DOW | 446173 | WATTS | 909HWM1QT | RP | 1.500 | 98540 | MECHANIC BUILDING DA ROOM
6001 | E BROAD ST | 43213-1502 | Not Required by DOW | 85468 | WATTS | 009M1PCQT | RP | 1.500 | 98541 | EAST TOWER PENTHOUSE AT STAIRS
6001 | E BROAD ST | 43213-1502 | Not Required by DOW | 1661360610 | AMES | 2000SS | DC | 4.000 | 99738 | GENERATOR BUILDING
6001 | E BROAD ST | 43213-1502 | Not Required by DOW | BG0594 | FEBCO | 825Y | RP | 1.000 | 99739 | ROOM B535 (COMPRESSOR ROOM) ASSEMBLY #9
6001 | E BROAD ST | 43213-1502 | Not Required by DOW | 85914 | WATTS | 009M2QT | RP | 1.500 | 99740 | EAST TOWER PENTHOUSE
6001 | E BROAD ST | 43213-1502 | Not Required by DOW | 43851 | WATTS | 009M3-FP | RP | 0.750 | 99741 | KITCHEN (DIETARY)
6001 | E BROAD ST | 43213-1502 | Not Required by DOW | 1058560617 | WATTS | 994 | RP | 4.000 | 100039 | EAST TOWER MECHANIC ROOM B910
6001 | E BROAD ST | 43213-1502 | Not Required by DOW | 446795 | WATTS | 909HWM1QT | RP | 1.500 | 100519 | MECHANIC BUILDING DA ROOM
6001 | E BROAD ST | 43213-1502 | Not Required by DOW | W026154 | WILKINS | 975XL | RP | 0.750 | 100776 | ABOVE AUTO CLAVE BY EXIT - 5965 E BROAD, STE 460
6001 | E BROAD ST | 43213-1502 | Not Required by DOW | 1694420112 | AMES | 2000SS | DC | 4.000 | 101177 | SE CHILLER BLDG
6001 | E BROAD ST | 43213-1502 | Removed | 950160644REM | FEBCO | 860 | RP | 3.000 | 101543 | REMOVED-E BOILER RM
6001 | E BROAD ST | 43213-1502 | Not Required by DOW | 225571 | WATTS | 909 | RP | 4.000 | 101544 | W BOILER RM
6001 | E BROAD ST | 43213-1502 | Removed | 464451REM | WATTS | 909QT | RP | 0.750 | 101545 | REMOVED- BOILER RM 3
6001 | E BROAD ST | 43213-1502 | Not Required by DOW | 225627 | WATTS | 909 | RP | 4.000 | 101588 | NW CORNER MCE CHILLER PLANT
6001 | E BROAD ST | 43213-1502 | Not Required by DOW | 35226 | WATTS | 919AQT | RP | 1.000 | 101589 | NW CORNER MCE CHILLER PLANT
6001 | E BROAD ST | 43213-1502 | Not Required by DOW | 551333 | WATTS | 909HWQT | RP | 0.750 | 102244 | SIEGEL CTRT RM 177
6001 | E BROAD ST | 43213-1502 | Not Required by DOW | 330532 | WILKINS | 975XL | RP | 0.750 | 102397 | ABOVE AUTO CLAVE (INSIDE COVER) IN SUB STERILE RM, 5965 E BROAD
6001 | E BROAD ST | 43213-1502 | Duplicate | DUP805043 | WILKINS | 975 | RP | 2.500 | 102798 | DUPLICATE - FIRE PUMP ROOM, FIRST FLOOR - 5965 E BROAD ST
6001 | E BROAD ST | 43213-1502 | Not Required by DOW | 43951 | WATTS | 009M3QT | RP | 0.750 | 103807 | KITCHEN-ICE MACHINE
6001 | E BROAD ST | 43213-1502 | Not Required by DOW | 142063 | WATTS | 009QT | RP | 0.500 | 103808 | 1ST FLOOR-SURGERY RM 14 AUTOCLAVE
6001 | E BROAD ST | 43213-1502 | Not Required by DOW | 013313 | WATTS | 909QT | RP | 0.750 | 3609785 | 2ND FL SURGERY 1-2 AUTOCLAVE
6001 | E BROAD ST | 43213-1502 | Not Required by DOW | 19878 | WATTS | U009M2QT | RP | 1.000 | 3610080 | SPD EQUIPMENT ROOM, DOOR AT LOADING DOCK
6001 | E BROAD ST | 43213-1502 | Not Required by DOW | 19883 | WATTS | U009M2QT | RP | 1.000 | 3610081 | SPD EQUIPMENT ROOM, DOOR AT LOADING DOCK
6001 | E BROAD ST | 43213-1502 | Not Required by DOW | A322122 | WILKINS | 375XL | RP | 0.750 | 3610082 | MRI EQUIPMENT ROOM
6001 | E BROAD ST | 43213-1502 | Not Required by DOW | 617241 | WATTS | 909QT | RP | 1.000 | 3610083 | STERILE PROCESSING
6001 | E BROAD ST | 43213-1502 | Not Required by DOW | W128228 | WILKINS | 975XL | RP | 1.500 | 3610201 | RADIATION ONCOLOGY MAKE UP WATER, SUITE 102 CLOSET
6001 | E BROAD ST | 43213-1502 | Duplicate | DUPLICATE400223 | WATTS | 909QT | RP | 0.750 | 3611549 | STERILIZATION EQUIPMENT, 2ND FL SURGERY 3-4 AUTOCLAVE
6001 | E BROAD ST | 43213-1502 | Not Required by DOW | YD-2650 | WATTS | 957 | RP | 4.000 | 3613655 | LOADING DOCK
6001 | E BROAD ST | 43213-1502 | Not Required by DOW | PH-1600 | WATTS | 957 | RP | 4.000 | 3613656 | LOADING DOCK
6001 | E BROAD ST | 43213-1502 | Not Required by DOW | 049080 | WATTS | LF009M2QT | RP | 2.000 | 3613657 | LOADING DOCK
6001 | E BROAD ST | 43213-1502 | Not Required by DOW | 52775 | WATTS | LF008PCQT | SVB | 0.500 | 3613658 | LOADING DOCK SW CORNER BAY-ON FAUCET IN WASH BAY
6001 | E BROAD ST | 43213-1502 | Not Required by DOW | 12689 | WATTS | LF008PCQT | SVB | 0.500 | 3613659 | LOADING DOCK HW TANK ROOM-ON FAUCET AT MOP SINK
6001 | E BROAD ST | 43213-1502 | Not Required by DOW | 2137B | WILKINS | 350ASTDA | DCDA | 6.000 | 3613789 | ON 1ST FL BY E SIDE DOCK DOORS
6001 | E BROAD ST | 43213-1502 | Not Required by DOW | 3955880 | WILKINS | 950XL | DC | 0.750 | 3613790 | ON 1ST FL BY E SIDE DOCK DOORS
6001 | E BROAD ST | 43213-1502 | Active | 1290060315 | AMES | 4000RP | RP | 8.000 | 3615167 | HOT BOX IN FRONT OF NORTH GARAGE EAST DRIVE WAY
6001 | E BROAD ST | 43213-1502 | Not Required by DOW | PB-0060 | WATTS | 957 | RP | 4.000 | 3615394 | Basement West Mechanical Room
6001 | E BROAD ST | 43213-1502 | Not Required by DOW | PB-2612 | WATTS | 957 | RP | 4.000 | 3615395 | Basement West Mechanical Room
6001 | E BROAD ST | 43213-1502 | Not Required by DOW | 049075 | WATTS | 009M2QT | RP | 2.000 | 3621120 | PARKING GARAGE MECHANICAL ROOM
6001 | E BROAD ST | 43213-1502 | Active | QH-0849 | AMES | COLT 400 | RP | 8.000 | 3622520 | NORTH HOT BOX WEST OF WEST DRIVE
6001 | E BROAD ST | 43213-1502 | Not Required by DOW | 031777 | WATTS | LF909QT | RP | 0.750 | 3622521 | 2ND FLOOR SURGERY AUTOCLAVE BETWEEN 5 & 6
6001 | E BROAD ST | 43213-1502 | Active | 20397 | WATTS | 008PCQT | SVB | 0.500 | 3629358 | MOP SINK FAUCET, LOWER LEVEL, RM N0214-J
6001 | E BROAD ST | 43213-1502 | Active | 20735 | WATTS | 008PCQT | SVB | 0.500 | 3629359 | MOP SINK FAUCET, LOWER LEVEL, RM N0201.M, SE CORNER
6001 | E BROAD ST | 43213-1502 | Active | 20736 | WATTS | 008PCQT | SVB | 0.500 | 3629360 | SINK FAUCET, LOWER LEVEL, RM N0315, NW CORNER
6001 | E BROAD ST | 43213-1502 | Active | 20751 | WATTS | 008PCQT | SVB | 0.500 | 3629361 | SINK FAUCET, LOWER LEVEL, RM N0335, NE CORNER
6001 | E BROAD ST | 43213-1502 | Active | 21858 | WATTS | 008PCQT | SVB | 0.500 | 3629362 | MOP SINK FAUCET, 2ND FL, RM N2172-J
6001 | E BROAD ST | 43213-1502 | Active | 22642 | WATTS | 008PCQT | SVB | 0.500 | 3629363 | MOP SINK FAUCET, 4TH FL, RM N4172-J
6001 | E BROAD ST | 43213-1502 | Active | 22808 | WATTS | 008PCQT | SVB | 0.500 | 3629364 | MOP SINK FAUCET, 1ST FL, RM N1393-J
6001 | E BROAD ST | 43213-1502 | Active | 22809 | WATTS | 008PCQT | SVB | 0.500 | 3629365 | MOP SINK FAUCET, 5TH FL, RM N5175-J
6001 | E BROAD ST | 43213-1502 | Active | 23129 | WATTS | 008PCQT | SVB | 0.500 | 3629366 | MOP SINK FAUCET, LOWER LEVEL, RM N0381-J
6001 | E BROAD ST | 43213-1502 | Active | 23608 | WATTS | 008PCQT | SVB | 0.500 | 3629367 | MOP SINK FAUCET, 1ST FL, RM N1279-J
6001 | E BROAD ST | 43213-1502 | Active | 23704 | WATTS | 008PCQT | SVB | 0.500 | 3629368 | MOP SINK FAUCET, 1ST FL, RM N1404-J
6001 | E BROAD ST | 43213-1502 | Active | 23710 | WATTS | 008PCQT | SVB | 0.500 | 3629369 | MOP SINK FAUCET, 1ST FL, RM N1427-J
6001 | E BROAD ST | 43213-1502 | Active | 23711 | WATTS | 008PCQT | SVB | 0.500 | 3629370 | MOP SINK FAUCET, 3RD FL, RM N3172-J
6001 | E BROAD ST | 43213-1502 | Active | B098640 | WILKINS | 375XL | RP | 1.000 | 3629371 | RO WATER, LOWER LEVEL, RM N0383, SE CORNER
6001 | E BROAD ST | 43213-1502 | Active | B152421 | WILKINS | 375XL | RP | 0.750 | 3629372 | STERILIZERS, 1ST FL, RM N1403, NW CORNER
6001 | E BROAD ST | 43213-1502 | Active | B135215 | WILKINS | 375XL | RP | 1.500 | 3629373 | CART WASHERS DCW, LOWER LEVEL, RM N0385, ABOVE CART WASH
6001 | E BROAD ST | 43213-1502 | Active | B157684 | WILKINS | 375XL | RP | 1.500 | 3629375 | CART WASHERS DHW, LOWER LEVEL, RM N0385, ABOVE CART WASH
6001 | E BROAD ST | 43213-1502 | Active | L107001 | WILKINS | 375 | RP | 4.000 | 3629376 | LOWER LEVEL, RM N0231, BOTTOM ASSEMBLY
6001 | E BROAD ST | 43213-1502 | Active | L107002 | WILKINS | 375 | RP | 4.000 | 3629377 | LOWER LEVEL, RM N0231, NE CORNER, TOP ASSEMBLY
6001 | E BROAD ST | 43213-1502 | Active | B153640 | WILKINS | 375XL | RP | 2.000 | 3629484 | STERILIZER EQPMNT RM, LOWER LEVEL, RM N0400-6, W WALL
6001 | E BROAD ST | 43213-1502 | Not Required by DOW | 137537 | WATTS | LF009M2QT | RP | 1.000 | 3633201 | 2nd Floor Dialysis Rm W2205 Water Treatment Rm, South Wall
6001 | E BROAD ST | 43213-1502 | Not Required by DOW | 141737 | WATTS | LF009M2QT | RP | 1.000 | 3633202 | 2nd Floor Dialysis Rm W2205 Water Treatment Rm, South Wall,Top Device
6001 | E BROAD ST | 43213-1502 | Not Required by DOW | 4305989 | WILKINS | 975XL2 | RP | 1.250 | 3635344 | 5965 E BROAD ST SUITE 460 MECH ROOM
6001 | E BROAD ST | 43213-1502 | Not Required by DOW | B155062 | WILKINS | 375XL | RP | 2.000 | 3649566 | WATER TREATMENT ROOM 311.1 LL
6001 | E BROAD ST | 43213-1502 | Not Required by DOW | 53953 | WATTS | S008 | PVB | 0.500 | 3649567 | WATER HOSE RMM0245.U
6001 | E BROAD ST | 43213-1502 | Not Required by DOW | 53974 | WATTS | S008 | PVB | 0.500 | 3649568 | WATER HOSE RM M0249.1
6001 | E BROAD ST | 43213-1502 | Not Required by DOW | 53972 | WATTS | 800M4QT | PVB | 0.500 | 3649570 | KITCHEN WATER HOSE
6001 | E BROAD ST | 43213-1502 | Not Required by DOW | 001758 | WATTS | LF909 | RP | 2.000 | 3649571 | IRRIGATION IN RM N0231
6001 | E BROAD ST | 43213-1502 | Not Required by DOW | 54309 | WATTS | 800M4QT | PVB | 0.500 | 3649572 | KITCHEN WATER HOSE
6001 | E BROAD ST | 43213-1502 | LPS - Active |  |  |  | LST |  | 3650151 | FIRE PUMP - FIRE PUMP ROOM
6075 | E BROAD ST | 43213-5131 | Active | 328969 | WILKINS | 975XL | RP | 1.250 | 68930 | RISER ROOM
6075 | E BROAD ST | 43213-5131 | Active | 08178 | WATTS | 009M2QT | RP | 1.500 | 68931 | IN MECHANICAL ROOM ON W SIDE OF BLDG
6075 | E BROAD ST | 43213-5131 | Active | 72500 | AMES | 2000BM3 | DC | 0.750 | 3649068 | WEST SPRINKLER RISER ROOM
6075 | E BROAD ST | 43213-5131 | Active | XA-3372 | AMES | COLT | DCDA | 4.000 | 3655683 | WEST SPRINKLER RISE ROOM
6150 | E BROAD ST | 43213-1574 | Active | GJ1564 | WATTS | 957 | RP | 6.000 | 90653 | MECH ROOM AT WATER METER
6150 | E BROAD ST | 43213-1574 | Active | V09097 | WILKINS | 350ADA | DCDA | 8.000 | 90661 | PUMP ROOM 1ST FLOOR E OF MAIN ENTRANCE
6150 | E BROAD ST | 43213-1574 | Active | 2367665 | WILKINS | 950XL | DC | 0.750 | 90662 | PUMP RM 1ST FLOOR E OF MAIN ENTRANCE
6150 | E BROAD ST | 43213-1574 | Not Required by DOW | 434249 | WATTS | 909M1QT | RP | 2.000 | 90663 | MECH ROOM NEAR WATER METER
6150 | E BROAD ST | 43213-1574 | Removed | 633563REM | WATTS | 909QT | RP | 0.750 | 99194 | REMOVED-MECHANIC ROOM (#WC139)
6150 | E BROAD ST | 43213-1574 | Removed | 610547REM | WATTS | 909QT | RP | 0.750 | 99195 | REMOVED-MECHANIC ROOM/ELEVATOR VAULT (#WC176)
6150 | E BROAD ST | 43213-1574 | Removed | 613806REM | WATTS | 909QT | RP | 0.750 | 99196 | REMOVED-MECHANIC ROOM/ELEVATOR VAULT (S.E.)
6150 | E BROAD ST | 43213-1574 | Removed | 628246REM | WATTS | 909QT | RP | 1.000 | 99197 | REMOVED-MECHANIC ROOM (N.E.)
6150 | E BROAD ST | 43213-1574 | Not Required by DOW | 444884 | WATTS | 909M1QT | RP | 1.500 | 99808 | MECHANIC ROOM (3RD FLOOR-WEST)
6150 | E BROAD ST | 43213-1574 | Not Required by DOW | 444205 | WATTS | 909M1QT | RP | 1.500 | 99809 | MECHANIC ROOM (2ND FLOOR-EAST)
6150 | E BROAD ST | 43213-1574 | LPS - Active |  |  |  | LST |  | 3628128 | FIRE PUMP IN MECHANICAL ROOM
6150 | E BROAD ST | 43213-1574 | Not Required by DOW | 110611 | WATTS | LF909M1QT | RP | 1.500 | 3644822 | 2ND FLOOR EAST MECH ROOM IN ISLE C
6201 | E BROAD ST | 43213-5500 | Not Required by DOW | A14879 | WATTS | 009QT | RP | 1.000 | 94480 | WEST WALL OF MECH ROOM
6201 | E BROAD ST | 43213-5500 | Active | 53459 | AMES | 2000BM3 | DC | 0.750 | 95627 | NW ENTRANCE
6201 | E BROAD ST | 43213-5500 | Active | A00338 | WATTS | 009M1PCQT | RP | 1.500 | 95628 | NW ENTRANCE
6201 | E BROAD ST | 43213-5500 | Active | 1560750107 | AMES | 3000CIV | DCDA | 4.000 | 95629 | NW CORNER
6201 | E BROAD ST | 43213-5500 | Not Required by DOW | A07387REM | WATTS | 009QT | RP | 0.500 | 96076 | PHOTO LAB
6206 | E BROAD ST | 43213-1530 | Removed | J040252REM | FEBCO | 825Y | RP | 1.000 | 98145 | REMOVED-MECHANIC ROOM
6206 | E BROAD ST | 43213-1530 | Active | 3143296 | WILKINS | 975XL | RP | 1.500 | 98397 | outside mechanical room
6230 | E BROAD ST | 43213- | Active | 21421 | WATTS | 919AQT | RP | 1.000 | 98144 | MECHANIC ROOM NORTHEAST SIDE OF BUILDING ROOM #16
6230 | E BROAD ST | 43213- | Not Required by DOW | 3169254 | WILKINS | 975XL | RP | 1.000 | 3613665 | OUTSIDE NORTHSIDE OF BUIDING
6240 | E BROAD ST | 43213-1530 | Active | 1695790709 | AMES | 3000SS | DCDA | 6.000 | 98260 | IN HOT BOX FRONT LEFT SIDE OF LOT
6240 | E BROAD ST | 43213-1530 | Active | A534456 | WILKINS | 350XL | DC | 0.750 | 98261 | IN HOT BOX FRONT LEFT SIDE OF LOT
6240 | E BROAD ST | 43213-1530 | Not Required by DOW | 24305 | WATTS | 919AQT | RP | 0.750 | 98262 | MECH ROOM REAR OF BUILDING
6240 | E BROAD ST | 43213-1530 | Not Required by DOW | 24411 | WATTS | 919AQT | RP | 1.000 | 98263 | MECH ROOM REAR OF BUILDING
6240 | E BROAD ST | 43213-1530 | Active | 11007 | WATTS | 919AQT | RP | 1.500 | 99051 | HOT BOX, LEFT FRONT SIDE OF LOT
6240 | E BROAD ST | 43213-1530 | Not Required by DOW | 23489 | WATTS | 919AQT | RP | 1.000 | 99286 | SPRINKLER ROOM
6272 | E BROAD ST | 43213- | Active | 07821 | WATTS | 007M1QT | DC | 0.750 | 97652 | Mech. room
6272 | E BROAD ST | 43213- | Active | 1552900107 | AMES | 3000SS | DCDA | 6.000 | 97653 | Mech room
6272 | E BROAD ST | 43213- | Active | A03781 | WATTS | 009M2QT | RP | 1.500 | 97654 | Mech room
6275 | E BROAD ST | 43213-1504 | Active | 088636 | WILKINS | 975 | RP | 1.000 | 69542 | BASEMENT SW CORNER
6275 | E BROAD ST | 43213-1504 | Active | S0205H02 | AMES | 2000SE | DC | 2.500 | 69543 | EAST WALL OF THE BASEMENT
6288 | E BROAD ST | 43215 | Active | SE-1116 | AMES | COLT400 | RP | 4.000 | 3633504 | DOMESTIC CONTAINMENT IN HOT BOX BETWEEN 6280 AND 6300 E BROAD ST
6288 | E BROAD ST | 43215 | Active | 51597 | WATTS | 2000BM3 | DC | 0.750 | 3633505 | FIRE SIDE CAR IN METER PIT BETWEEN 6280 AND 6300 E BROAD ST
6288 | E BROAD ST | 43215 | Active | SD-0809 | AMES | COLT300GV | DCDA | 8.000 | 3633506 | METER PIT BETWEEN 6280 AND 6300 E BROAD ST
6288 | E BROAD ST | 43215 | Not Required by DOW | 12113C | WILKINS | 375AST | RP | 4.000 | 3638662 | WATER RISER/MECHANICAL ROOM
6288 | E BROAD ST | 43215 | Not Required by DOW | B195562 | WILKINS | 375XL | RP | 2.000 | 3638663 | WATER RISER/MECHANICAL ROOM
6300 | E BROAD ST | 43213 | Active | 11646 | WATTS | 919QT | RP | 2.000 | 96714 | MECH ROOM AT METER
6300 | E BROAD ST | 43213 | Not Required by DOW | 19371 | WATTS | 919AQT | RP | 1.000 | 96734 | MECH ROOM AT WATER METER
6300 | E BROAD ST | 43213 | Not Required by DOW | G212816 | WILKINS | 720A | PVB | 0.750 | 98244 | WEST SIDE OF BUILDING
6305 | E BROAD ST | 43213-1506 | Active | AO15037 | FEBCO | 805YB | DC | 0.750 | 69629 | OUTSIDE PIT
6305 | E BROAD ST | 43213-1506 | Active | 132259 | AMES | 4000SS | RP | 4.000 | 69630 | MECH ROOM EAST SIDE
6305 | E BROAD ST | 43213-1506 | Not Required by DOW | 369120 | WATTS | 909HWM1QT | RP | 1.500 | 69631 | MECH ROOM EAST SIDE
6305 | E BROAD ST | 43213-1506 | Active | 7311518 | FEBCO | 856 | DCDA | 6.000 | 69632 | OUTSIDE PIT
6315 | E BROAD ST | 43213-1506 | Active | L110352 | WILKINS | 375 | RP | 3.000 | 3625044 | WATER RISER ROOM #022
6315 | E BROAD ST | 43213-1506 | Active | 190746 | AMES | 3000SS | DCDA | 6.000 | 3625060 | SPRINKLER RISER ROOM/SPRINKLER MAIN
6315 | E BROAD ST | 43213-1506 | Active | 26270 | WATTS | 007M1QT | DC | 0.750 | 3625061 | SPRINKLER RISER ROOM/SPRINKLER BYPASS
6315 | E BROAD ST | 43213-1506 | Not Required by DOW | B074474 | WILKINS | 375XL | RP | 1.000 | 3626399 | POOL EQUIPMENT ROOM
6325 | E BROAD ST | 43213 | Active | 27768011 | WILKINS | 975XLBMS | RP | 1.000 | 93182 | MID W/SIDE -AT WTR METER SAFE/LIQUIR RM (OFFICE) -BUFFALO W & R
6325 | E BROAD ST | 43213 | Not Required by DOW | 672865 | WATTS | 800M4FR | PVB | 1.000 | 99463 | RIGHT FRONT W/SIDE BY GAS -BUFFALO WNGS/RINGS
6335 | E BROAD ST | 43213 | Active | PB1572 | WATTS | 957 | RP | 3.000 | 3613318 | AT HOT BOX BY METER PIT
6335 | E BROAD ST | 43213 | Active | 115800 | WATTS | 774 | DCDA | 6.000 | 3614948 | METER PIT BY ENTRY OFF OF BROAD ST
6335 | E BROAD ST | 43213 | Active | 22963 | WATTS | 007M1PCQT | DC | 0.750 | 3614949 | METER PIT OFF OF E BROAD ST
6335 | E BROAD ST | 43213 | Active | 105671 | WATTS | 009M2QT | RP | 1.500 | 3653055 | In Mechanical room of Dentist Office
6400 | E BROAD ST | 43213-1505 | Removed | 30042REM | WATTS | 009M2PCQT | RP | 0.750 | 69892 | REMOVED-PENTHOUSE MECHANICAL ROOM
6400 | E BROAD ST | 43213-1505 | Active | 18490 | WATTS | LF919QT | RP | 1.500 | 3605900 | BASEMENT AFTER METER SETTING
6400 | E BROAD ST | 43213-1505 | Active | 1807620413 | AMES | 3000SS | DCDA | 6.000 | 3606044 | BASEMENT
6400 | E BROAD ST | 43213-1505 | Active | 20889 | WATTS | 007M1QT | DC | 0.750 | 3606045 | BASEMENT
6400 | E BROAD ST | 43213-1505 | LPS - Active |  |  |  | LST |  | 3636587 | BASEMENT
6425 | E BROAD ST | 43213-1507 | Active | 313430 | WATTS | 909QT | RP | 1.000 | 69913 | IN BACK STORAGE ROOM OF BUILDING
6425 | E BROAD ST | 43213-1507 | Active | 349185 | WILKINS | 975XLBMS | RP | 1.500 | 69915 | AT METER IN CAR WASH
6425 | E BROAD ST | 43213-1507 | Not Required by DOW | W279478 | WILKINS | 975XLBMS | RP | 0.750 | 92662 | BY METER IN BACK OF STORE
6435 | E BROAD ST | 43213-1507 | Active | 400617 | WATTS | 909M1QT | RP | 2.000 | 69932 | 6435 East Broad St. - EQ ROOM, MECH ROOM
6435 | E BROAD ST | 43213-1507 | Active | 46703 | WATTS | 007M1QT | DC | 0.750 | 69933 | 6435 East Broad St, METER PIT NEAR ENTRANCE OFF OF BROAD STREET
6435 | E BROAD ST | 43213-1507 | Active | 7789 | AMES | 3000SS | DCDA | 6.000 | 69934 | 6435 East Broad St, METER PIT, NEAR ENTRANCE OFF OF BROAD STREET
6435 | E BROAD ST | 43213-1507 | Not Required by DOW | 1195326 | WILKINS | 975XLBMS | RP | 1.000 | 69935 | METER ROOM - EQ ROOM
6440 | E BROAD ST | 43213 | Active | XA-0832 | AMES | COLT 400 | RP | 4.000 | 3656226
6440 | E BROAD ST | 43213 | Active | WE-1910 | AMES | 300-GV | DCDA | 4.000 | 3656241
6440 | E BROAD ST | 43213 | Active | 69773 | AMES | 2000BM3 | DC | 0.750 | 3656242
6460 | E BROAD ST | 43213-1508 | Active | ABN7993 | WILKINS | 975XL2 | RP | 0.750 | 3377128
6460 | E BROAD ST | 43213-1508 | Active | VF-0537 | AMES | 300GV | DCDA | 6.000 | 3651091
6460 | E BROAD ST | 43213-1508 | Active | 65786 | AMES | 2000BM3 | DC | 0.750 | 3653581
6484 | E BROAD ST | 43213 | Active | 521892 | WATTS | 909QT | RP | 1.000 | 70025 | MECH ROOM ON EAST SIDE OF BUILIDING
6495 | E BROAD ST | 43213-1541 | Active | 1298406 | WILKINS | 975 | RP | 2.000 | 70039 | WTR MTR RM W. END OF BLDG (6465 E. BROAD ST)
6495 | E BROAD ST | 43213-1541 | Active | 159496 | WATTS | 009M2QT | RP | 1.000 | 70040 | POOL EQUIPMENT (6465 E. BROAD ST)
6495 | E BROAD ST | 43213-1541 | Active | 228665 | WATTS | 009M2QT | RP | 1.000 | 70041 | MECH ROOM 6499
6495 | E BROAD ST | 43213-1541 | Active | 403489 | WATTS | 909M1QT | RP | 2.00 | 70042 | MECH ROOM OF 6499
6495 | E BROAD ST | 43213-1541 | Active | 404782 | WATTS | 909M1QT | RP | 2.000 | 70043 | MECH ROOM WEST SIDE OF BUILDING (Removed)
6495 | E BROAD ST | 43213-1541 | Active | W149893 | WILKINS | 975XL | RP | 1.500 | 70044 | MECHANICAL ROOM 6499
6495 | E BROAD ST | 43213-1541 | Active | A08187 | WATTS | 009QT | RP | 0.500 | 93478 | Mechanical room of suite 110 building 6499 E Broad
6495 | E BROAD ST | 43213-1541 | Removed | 172199REM | WATTS | 009M3QT | RP | 0.750 | 96532 | 6499 E BROAD ST, ROOM CENTER OF OFFICE
6495 | E BROAD ST | 43213-1541 | Active | 2871763 | WILKINS | 975XL | RP | 1.500 | 97682 | mechanical rm. west side of building of 6503
6495 | E BROAD ST | 43213-1541 | Due Install |  |  |  | RP | 6.000 | 3636604
6511 | E BROAD ST | 43213 | Active | 3627075 | WILKINS | 975XL | RP | 1.500 | 102139 | REAR OF STORE EAST CORNER
6511 | E BROAD ST | 43213 | Not Required by DOW | J081133 | FEBCO | 825Y | RP | 1.000 | 3606035 | REAR OF STORE EAST CORNER
6520 | E BROAD ST | 43004 | Active | 542601 | WATTS | 909QT | RP | 1.000 | 70170 | NEXT TO WATER METER
6531 | E BROAD ST | 43213 | Active | J002136 | FEBCO | LF825YA | RP | 1.500 | 3616564 | 6555-IN RISER CLOSET-N OUTSIDE DR (BEHIND POTBELLYS)
6531 | E BROAD ST | 43213 | Active | PL-2921 | AMES | COLT 300GV | DCDA | 6.000 | 3616599 | 6555-W OF BROAD ST MALL ENTRANCE IN MTR PIT UNDER SIGN (IFO POTBELLYS)
6531 | E BROAD ST | 43213 | Active | 41581 | AMES | 2000BM3 | DC | 0.750 | 3616600 | 6555-PIT W OF BROAD ST ENTRANCE UNDER MALL SIGN (IFO POTBELLYS)
6532 | E BROAD ST | 43213-1510 | Active | 114067 | WATTS | 009M2QT | RP | 1.500 | 70206 | SE CORNER OF MECHANICAL ROOM AT METER
6532 | E BROAD ST | 43213-1510 | Not Required by DOW | 52902 | APOLLO/CONBRACO | 40205A2 | RP | 1.000 | 70207 | SE CORNER OF MECHANICAL ROOM ABOVE WATER METER
6533 | E BROAD ST | 43213 | Active | 3942719 | WILKINS | 975XL | RP | 1.500 | 3607431 | MECHANICAL ROOM
6573 | E BROAD ST | 43213 | Active | 4698647 | WILKINS | 975XL2 | RP | 2.000 | 3639148 | HOT BOX
6573 | E BROAD ST | 43213 | Active | SL-1445 | AMES | COLT300GV | DCDA | 6.000 | 3641174 | PIT AT E BROAD ST NEAR HOT BOX
6573 | E BROAD ST | 43213 | Active | 54615 | AMES | 2000BMS | DC | 0.750 | 3641231 | PIT AT E BROAD ST NEAR HOT BOX
6591 | E BROAD ST | 43213 | Active | L92084 | WILKINS | 375 | RP | 3.000 | 3607673 | IN MECH RM AT W SIDE OF BLDG
6591 | E BROAD ST | 43213 | Active | 179992 | AMES | 3000SS | DCDA | 6.000 | 3607971 | IN PIT
6591 | E BROAD ST | 43213 | Active | 19764 | WATTS | 007M1QT | DC | 0.750 | 3607972 | IN PIT
6591 | E BROAD ST | 43213 | Not Required by DOW | A315799 | WILKINS | 375 | RP | 1.000 | 3619713 | CHLORINE ROOM (POOL)
6596 | E BROAD ST | 43213 | Active | 001678 | WATTS | 909 | RP | 3.000 | 3607632 | NW MECH/RISER ROOM OF E BLDG AT WATER METER OUTSIDE DOOR
6596 | E BROAD ST | 43213 | Active | OG-0652 | AMES | COLT 300NGV | DCDA | 4.000 | 3607966 | NW MECH/RISER ROOM OF E BLDG
6596 | E BROAD ST | 43213 | Active | 34966 | AMES | 2000BM3 | DC | 0.750 | 3607967 | NW MECH/RISER ROOM OF E BLDG
6601 | E BROAD ST | 43213 | Active | 3967912 | WILKINS | 975XL | RP | 1.500 | 3607562 | MECHANICAL ROOM IN REAR
6601 | E BROAD ST | 43213 | Active | 183236 | AMES | 3000SS | DCDA | 6.000 | 3607964 | MECHANICAL ROOM IN REAR
6601 | E BROAD ST | 43213 | Active | 22914 | WATTS | 007M1PCQT | DC | 0.750 | 3607965 | MECHANICAL ROOM IN REAR
6601 | E BROAD ST | 43213 | Not Required by DOW | 3982242 | WILKINS | 975XL | RP | 2.000 | 3608009 | MECHANICAL AREA OF KITCHEN
6601 | E BROAD ST | 43213 | Not Required by DOW | 3956771 | WILKINS | 975XL2 | RP | 0.750 | 3608093 | ABOVE MOP SINK
6601 | E BROAD ST | 43213 | LPS - Active |  |  |  | LPC |  | 3626240 | DOMESTIC PUMP -
6601 | E BROAD ST | 43213 | Not Required by DOW | 39102 | Watts | 919AQT | RP | 2.000 | 3650533
6631 | E BROAD ST | 43004 | Removed | T199312REM |  |  | PVB | 0.750 | 100491 | ON SPIGOT BACKSIDE OF CLUB HOUSE
6631 | E BROAD ST | 43004 | Active | 1204020402 | AMES | 3000SS | DCDA | 6.000 | 3639197 | IN PIT 60' S OF BROAD ST W SIDE OF SHADYMERE
6631 | E BROAD ST | 43004 | Active | 52053 | WATTS | 007M1QT | DC | 0.750 | 3639207 | IN PIT 60' S OF BROAD ST W SIDE OF SHADYMERE
6631 | E BROAD ST | 43004 | Due Install |  |  |  | RP | 3.000 | 3641172
6791 | E BROAD ST | 43213-1514 | Not Required by DOW | 453209 | WILKINS | 975 | RP | 0.750 | 70690 | AT ICE MACHINE
6791 | E BROAD ST | 43213-1514 | Not Required by DOW | 577255 | WILKINS | 975 | RP | 1.000 | 70691 | IN METER ROOM
6791 | E BROAD ST | 43213-1514 | Active | 695621 | WILKINS | 975XL | RP | 1.500 | 70692 | SE CORNER
6799 | E BROAD ST | 43213-1514 | Not Required by DOW | 353065 | WILKINS | 975 | RP | 1.000 | 70696 | MECH ROOM AT WATER METER
6799 | E BROAD ST | 43213-1514 | Active | 571154 | WILKINS | 975 | RP | 1.500 | 70697 | MECHANICAL ROOM
6800 | E BROAD ST | 43213 | Active | 3439812 | WILKINS | 975XL | RP | 2.000 | 101572 | WATER HEATER ROOM, FIRE
6800 | E BROAD ST | 43213 | Active | 3482334 | WILKINS | 975XL | RP | 2.000 | 101573 | IN FIRE ROOM
6800 | E BROAD ST | 43213 | Active | 1768380112 | AMES | 3000SS | DCDA | 10.000 | 101574 | Meter Pit SE Corner of Parking Lot
6800 | E BROAD ST | 43213 | Active | 67858 | AMES | 2000B | DC | 0.750 | 101575 | PIT SE CORNER
6805 | E BROAD ST | 43213- | Active | 2DN1488 | AMES | 2000SS | DC | 8.000 | 70741 | 6867 E BROAD ST, EAST SIDE SPRINKLER RISER ROOM
6805 | E BROAD ST | 43213- | Active | B21745 | WILKINS | 975 | RP | 3.000 | 70742 | 6867 E BROAD ST - GIANT EAGLE, RISER ROOM
6805 | E BROAD ST | 43213- | Active | W255113 | WILKINS | 975XL | RP | 1.000 | 90341 | BACK STOCK ROOM get go gas station
6805 | E BROAD ST | 43213- | Active | 3442107 | WILKINS | 975XLBMS | RP | 1.500 | 100119 | MECH ROOM-6939 (FIVE GUYS)
6805 | E BROAD ST | 43213- | Active | 05448 | WATTS | 007 | DC | 0.750 | 3633301 | 6951 E BROAD (UNDER PREP SINK) OF FIVE GUYS
6805 | E BROAD ST | 43213- | Due Install |  |  |  | RP |  | 3641173
6896 | E BROAD ST | 43213- | Active | L10588 | WILKINS | 375 | RP | 3.000 | 70896 | 58 EAST POINT RIDGE, GARAGE NW CORNER OF PROPERTY
6896 | E BROAD ST | 43213- | Active | 1490894 | WILKINS | 950 | DC | 0.750 | 70897 | GARAGE NW CORNER OF PROPERTY - 58 EAST POINT RIDGE
6896 | E BROAD ST | 43213- | Active | N07249 | WILKINS | 350 DA | DC | 8.000 | 70898 | 58 EAST POINT RIDGE, GARAGE NW CORNER OF PROPERTY
6896 | E BROAD ST | 43213- | Active | CB016825 | WILKINS | 720A | PVB | 0.750 | 103101 | RIGHT SIDE CLUB HOUSE - 55 E POINTE RIDGE DR
6900 | E BROAD ST | 43213-1517 | Not Required by DOW | 4768893 | WILKINS | 975XL | RP | 1.000 | 70909 | MECH ROOM
6900 | E BROAD ST | 43213-1517 | Active | 1071474 | WILKINS | 975XL | RP | 1.500 | 70910 | BACK ROOM
6900 | E BROAD ST | 43213-1517 | Not Required by DOW | W139657 | WILKINS | 975 | RP | 0.750 | 70911 | BEHIND ICE MACHINE
6914 | E BROAD ST | 43213-1517 | Active | 130479 | WATTS | 800QT | PVB | 1.500 | 70932 | STORAGE AREA
6914 | E BROAD ST | 43213-1517 | Active | 66078 | WATTS | 009QT | RP | 2.000 | 70933 | STORAGE AREA AT METER
6940 | E BROAD ST | 43213-1517 | Active | 294382 | WATTS | 909M1QT | RP | 1.500 | 70986 | NE CORNER OF BLDG BY METER
6940 | E BROAD ST | 43213-1517 | Active | 252498 | WATTS | LF009M3QT | RP | 0.750 | 70987 | at water meter
6959 | E BROAD ST | 43213-1567 | Removed | 1315310104REM | AMES | 3000SS | DCDA | 4.000 | 71026 | 0 USE 6/3/15 CAG. REMOVED - WATER METER ROOM-OUTSIDE ENTRANCE EAST WALL
6959 | E BROAD ST | 43213-1567 | Removed | 222621REM | WATTS | 007M3QT | DC | 0.750 | 71027 | REMOVED - MECH ROOM/OUTISDE ENTRANCE ON E WALL
6959 | E BROAD ST | 43213-1567 | Removed | W069378REM | WILKINS | 975XL | RP | 1.500 | 71028 | REMOVED - MECH ROOM BY METER
6959 | E BROAD ST | 43213-1567 | Active | 4102448 | WILKINS | 975XL2 | RP | 1.500 | 3614899 | SE MECH/COMPRESSOR RM AT METER
6959 | E BROAD ST | 43213-1567 | Active | N1605190951 | FEBCO | LF876V | DCDA | 8.000 | 3615099 | SE MECH/COMPRESSOR RM
6959 | E BROAD ST | 43213-1567 | Active | 01798 | WATTS | LF619 | DC | 0.750 | 3615100 | SE MECH/COMPRESSOR RM
6959 | E BROAD ST | 43213-1567 | Not Required by DOW | 373902 | WILKINS | 420LF | PVB | 1.000 | 3615101 | BACK CENTER S WALL OUTSIDE
6965 | E BROAD ST | 43213-1567 | Not Required by DOW | 577994 | WILKINS | 975 | RP | 1.000 | 71038 | REAR OF BUILDING AT WATER METER -- SW CORNER
6965 | E BROAD ST | 43213-1567 | Active | 756686 | WILKINS | 975 | RP | 1.000 | 71039 | KITCHEN @ METER
6970 | E BROAD ST | 43213-1517 | Active | 156597 | WATTS | 009M2PCQT | RP | 0.750 | 71051 | BY REAR DOOR NEXT TO WATER METER
6970 | E BROAD ST | 43213-1517 | Active | CH1965 | FEBCO | 765 | PVB | 0.750 | 91534 | REAR IN BOX
6971 | E BROAD ST | 43213-1567 | Active | 38568 | WATTS | 919QT | RP | 1.000 | 71053 | AT WATER METER LOCATION
6977 | E BROAD ST | 43213-1567 | Removed | 28495REM | WATTS | 009QT | RP | 1.500 | 71059 | ***REMOVED***CAR WASH MECHANICAL ROOM
6977 | E BROAD ST | 43213-1567 | Removed | 28508REM | WATTS | 009QT | RP | 1.500 | 71060 | ***REMOVED***SW CORNER AT METER
6977 | E BROAD ST | 43213-1567 | Removed | 589312REM | WILKINS | 975 | RP | 1.000 | 71061 | ***REMOVED***SW CORNER AT METER
6977 | E BROAD ST | 43213-1567 | Removed | 6600REM | WATTS | 800QT | PVB | 1.500 | 71062 | ***REMOVED***CAR WASH MECHANICAL ROOM
6977 | E BROAD ST | 43213-1567 | Active | 03673 | WATTS | 909M1QT | RP | 1.500 | 3609740 | SW -AT METER OUTSIDE DR -2 RETAIL STORES (CHARLIES & BIBBOP)
6990 | E BROAD ST | 43213 | Active | ACG4637 | WILKINS | 975XL2 | RP | 1.500 | 3613201 | MID W AT WATER METER -SW OF WAREHOUSE AREA
6990 | E BROAD ST | 43213 | Not Required by DOW | 4091779 | WILKINS | 975 | RP | 1.000 | 3613220 | MID W ABOVE METER -SW OF WAREHOUSE AREA
6990 | E BROAD ST | 43213 | Not Required by DOW | W403754 | WILKINS | 975 | RP | 0.750 | 3613221 | ON WALL ACROSS FROM 3 COMPARTMENT SINK -FILTRATION
7002 | E BROAD ST | 43213- | Removed | 18734REM | WATTS | 800QT | PVB | 1.000 | 71250 | MECH/MAINT ROOM REAR OF BUILDING
7002 | E BROAD ST | 43213- | Active | 21272 | WATTS | 009QT | RP | 2.000 | 71251 | 7000 E BROAD ST - KROGERS, STOCK ROOM NW CORNER
7002 | E BROAD ST | 43213- | Active | 316857 | WILKINS | 975 | RP | 1.000 | 71252 | NE CORNER OF TIRE STORAGE ROOM- GOODYEAR TIRES BUILD
7002 | E BROAD ST | 43213- | Active | 432888 | WATTS | 009QT | RP | 2.000 | 71253 | MECHANICAL ROOM REAR OF CENTER
7002 | E BROAD ST | 43213- | Removed | 21715REM | WATTS | 008PCQT | SVB | 0.500 | 90435 | REMOVED-7000 E BROAD ST, AT SINK IN DELI
7002 | E BROAD ST | 43213- | Removed | 27949REM | WATTS | 008PCQT | SVB | 0.500 | 90436 | REMOVED- 7000 E BROAD ST, AT SINK IN SEAFOOD DEPT
7002 | E BROAD ST | 43213- | Removed | 41493REM | WATTS | 008PCQT | PVB | 0.500 | 90437 | 7000 E BROAD ST, AT SINK IN PRODUCE PREP
7002 | E BROAD ST | 43213- | Removed | 63118REM | WATTS | 008PCQT | SVB | 0.500 | 99330 | REMOVED-7000 E BROAD ST, MEAT PREP @ SINK
7002 | E BROAD ST | 43213- | Active | J46558 | WILKINS | 350 | DC | 6.000 | 104141 | 7000 E BROAD ST, SW CORNER OF STORE/LOADING DOCK
7002 | E BROAD ST | 43213- | Active | 79782 | WATTS | 008PCQT | PVB | 0.500 | 3609415 | 7000 E BROAD ST, Bakery Hand sink
7002 | E BROAD ST | 43213- | Removed | 79776REM | WATTS | 008PCQT | PVB | 0.500 | 3609416 | 7000 E BROAD ST, Meat Prep Hand Sink
7002 | E BROAD ST | 43213- | Due Install |  |  |  | RP | 8.000 | 3626644 | METER PIT IN FRONT OF 6990 E BROAD ST
7002 | E BROAD ST | 43213- | Active | 11949 | WATTS | 800QT | PVB | 1.000 | 3655418 | MECH/MAINT ROOM REAR OF BUILDING
7007 | E BROAD ST | 43004 | Active | 26308 | WATTS | 009M3QT | RP | 0.750 | 71257 | MECHANICAL STORAGE ROOM
7007 | E BROAD ST | 43004 | Not Required by DOW | 361963 | WATTS | 009M3 | RP | 0.750 | 3653885 | MECHANICAL STORAGE ROOM
7026 | E BROAD ST | 43213-1519 | Active | 11964 | WATTS | 009M3QT | RP | 1.500 | 71296 | WATER ROOM---MECHANICAL ROOM
7040 | E BROAD ST | 43213-1519 | Active | 3366189 | WILKINS | 975XL2 | RP | 1.000 | 71306 | IN KITCHEN AREA NEAR WATER METER
7077 | E BROAD ST | 43213-1520 | Active | 201173 | WATTS | 009M2QT | RP | 0.750 | 95632 | IN SE SIDE OF BLDG IN MECH ROOM
7095 | E BROAD ST | 43213-7500 | Active | W001790 | WILKINS | 975 | RP | 1.000 | 71406 | BATHROOM - BEHIND DOOR
7141 | E BROAD ST | 43213-1522 | Active | 117686 | WATTS | 009QT | RP | 1.500 | 71488 | NEXT TO MAIN WATER METER
7141 | E BROAD ST | 43213-1522 | Active | 117568 | WATTS | 009QT | RP | 1.500 | 71489 | NEXT TO MAIN WATER METER
7181 | E BROAD ST | 43213- | Active | 84729 | WILKINS | 975XL | RP | 1.500 | 71558 | MECH.RM NEXT TO WTR MTR-REAR OF 7183
7210 | E BROAD ST | 43213 | Active | TK-1696 | AMES | COLT-400 | RP | 4.000 | 3646467 | METER ROOM END OF BASEMENT OF 7155 CORSICA AVE
7210 | E BROAD ST | 43213 | Active | TL-2485 | AMES | 300-GV | DCDA | 8.000 | 3646468 | METER ROOM END OF BASEMENT OF 7155 CORSICA AVE - FIRE
7210 | E BROAD ST | 43213 | Active | 59499 | AMES | 2000BM3 | DC | 0.750 | 3646469 | METER ROOM END OF BASEMENT OF 7155 CORSICA AVE - FIRE 3/4" SIDE CAR
7210 | E BROAD ST | 43213 | Not Required by DOW | 25687 | WATTS | 919QT | RP | 1.500 | 3648778 | MECH ROOM
7252 | E BROAD ST | 43004 | Active | NK-1628 | AMES | COLT 400 | RP | 3.000 | 3652190 | HOT BOX
7252 | E BROAD ST | 43004 | Active | VI-0761 | AMES | COLT 500GV | RPDA | 8.000 | 3652199 | HOT BOX
7252 | E BROAD ST | 43004 | Active | 92143 | WATTS | LF-919QT | RP | 0.750 | 3652200 | HOT BOX
7334 | E BROAD ST | 43004-9239 | Active | 01373 | AMES | 4000B | RP | 2.000 | 71823 | MECHANICAL ROOM ABOVE WATER METER
7334 | E BROAD ST | 43004-9239 | Not Required by DOW | 82561 | WATTS | 009QT | RP | 1.000 | 71825 | IN MECH ROOM BEHIND WATER METER
7334 | E BROAD ST | 43004-9239 | Active | 914343 | WILKINS | 975XL | RP | 1.500 | 71827 | MECHANICAL ROOM 1ST FLOOR
7334 | E BROAD ST | 43004-9239 | Not Required by DOW | 953048 | WILKINS | 975XLBMS | RP | 1.000 | 71828 | MECH ROOM TO LEFT OF WATER METER
7340 | E BROAD ST | 43004-9625 | Active | 1162702 | WILKINS | 975XL | RP | 1.000 | 71833 | MECH ROOOM ABOVE MOP SINK
7340 | E BROAD ST | 43004-9625 | Active | 10377 | WATTS | 919QT | RP | 1.500 | 71834 | MECH ROOM ABOVE MOP SINK
7426 | E BROAD ST | 43004-9655 | Active | WB -1256 | AMES | COLT- 400 | RP | 3.000 | 3579568
7426 | E BROAD ST | 43004-9655 | Active | WO- 1705 | AMES | COLT 300GV | DCDA | 6.000 | 3651076
7426 | E BROAD ST | 43004-9655 | Active | 69094 | AMES | 2000M3 | DC | 0.750 | 3652498
7426 | E BROAD ST | 43004-9655 | Not Required by DOW | ABM6240 | WILKINS | 975XL2 | RP |  | 3652917 | Club House Mech Room
7448 | E BROAD ST | 43004- | Active | 180382 | WATTS | 909 | RP | 3.000 | 93267 | SOUTH ENTRANCE
7448 | E BROAD ST | 43004- | Active | 110484 | WATTS | 774DCDA | DCDA | 6.000 | 93333 | SOUTH ENT. IN HOT BOX
7448 | E BROAD ST | 43004- | Active | 06978 | WATTS | 007M1QT | DC | 0.750 | 93334 | SOUTH ENTRANCE OF PROPERTY IN HOT BOX
7448 | E BROAD ST | 43004- | Not Required by DOW | W328299 | WILKINS | 975XLBMS | RP | 1.500 | 98834 | BY METER HOUSE
7448 | E BROAD ST | 43004- | Not Required by DOW | T197651 | WILKINS | 720A | PVB | 0.750 | 3620114 | 36 BROADSTONE CIRCLE E RIGHT SIDE NEXT TO GAS METER
7510 | E BROAD ST | 43004-9655 | Active | 11138 | WATTS | 919AQT | RP | 1.500 | 72145 | MECHANICAL ROOM AT WATER METER
7510 | E BROAD ST | 43004-9655 | Active | 12683 | WATTS | 919QT | RP | 2.000 | 97775 | mech. room
7510 | E BROAD ST | 43004-9655 | Active | 159837 | AMES | 3000SS | DCDA | 6.000 | 97776 | front of building by sidewalk in (pit) close to road
7510 | E BROAD ST | 43004-9655 | Active | 058695 | WATTS | 007 | DC | 0.750 | 97777 | PIT- CLOSE TO ROAD BY SIDEWALK
7510 | E BROAD ST | 43004-9655 | Safe storage | [5 empty] | 3636258
7860 | E BROAD ST | 43068- | Not Required by DOW | 2929641 | WILKINS | 975XL | RP | 1.000 | 95315 | NORTH WALL
7860 | E BROAD ST | 43068- | Active | 2730216 | WILKINS | 975XL | RP | 1.500 | 95396 | NORTH WALL
7860 | E BROAD ST | 43068- | Not Required by DOW | A20210 | WATTS | 007M1QT | DC | 0.750 | 95399 | BEHIND BAY ROCK
7900 | E BROAD ST | 43068- | Active | 1161320801 | AMES | 3000SS | DCDA | 4.000 | 72964 | REAR EXIT
7900 | E BROAD ST | 43068- | Active | 20779 | AMES | 2000B | DC | 0.750 | 72965 | REAR EXIT
7900 | E BROAD ST | 43068- | Active | 22295 | WATTS | 919QT | RP | 1.500 | 72966 | NEXT TO METER (RISER ROOM)
7900 | E BROAD ST | 43068- | Not Required by DOW | W008801 | WILKINS | 975XLBMS | RP | 1.500 | 72967 | IN REAR UTILITY ROOM
7900 | E BROAD ST | 43068- | Removed | REMA04943 | WATTS | 009QT | RP | 0.500 | 89057 | REMOVED-PHOTO LAB OVER SINK
7930 | E BROAD ST | 43068 | Active | 2571968 | WILKINS | 975XL | RP | 1.000 | 73058 | MECH ROOM
7980 | E BROAD ST | 43215- | Not Required by DOW | A00256 | WATTS | 919QT | RP | 1.000 | 95633 | Mechanical Room
7980 | E BROAD ST | 43215- | Active | 16275 | WATTS | 919QT | RP | 1.000 | 95654 | Mechanical Room
8000 | E BROAD ST | 43068-8000 | Active | 1167861101 | AMES | 3000SS | DCDA | 8.000 | 73185 | WATER SERVICE METER ROOM
8000 | E BROAD ST | 43068-8000 | Not Required by DOW | 144900 | WATTS | 800M4QT | PVB | 0.750 | 73186 | ABOVE MEAT, SEAFOOD AND PRODUCE COOLER
8000 | E BROAD ST | 43068-8000 | Not Required by DOW | 146643 | WATTS | 800M4QT | PVB | 0.750 | 73187 | ABOVE MEAT, SEAFOOD AND PRODUCE COOLER
8000 | E BROAD ST | 43068-8000 | Not Required by DOW | 175949 | WATTS | 009M1PCQT | RP | 2.000 | 73188 | FRONT OF BLDG IN JAN. CLOSET NEXT TO TEAM LEADERS OFFICE
8000 | E BROAD ST | 43068-8000 | Active | 200169 | WATTS | 909 | RP | 4.000 | 73189 | FIRE SPRINKLER RISER MECH ROOM
8000 | E BROAD ST | 43068-8000 | Active | 21223 | AMES | 2000SS | DC | 0.750 | 73190 | WATER SERVICE METER ROOM
8000 | E BROAD ST | 43068-8000 | Not Required by DOW | B251468 | WILKINS | 375XL | RP | 0.750 | 73191 | ABOVE MEAT SEAFOOD, PRODUCE COOLER
8000 | E BROAD ST | 43068-8000 | Not Required by DOW | ABA68177 | WILKINS | 975XL2 | RP | 0.750 | 87554 | ABOVE DELI FREEZER
8010 | E BROAD ST | 43068 | Active | 19034 | WATTS | 919QT | RP | 1.500 | 3608205 | MECHANICAL ROOM
8010 | E BROAD ST | 43068 | Not Required by DOW | 493647 | WATTS | 919QT | RP | 1.000 | 3613284 | MECHANICAL ROOM
8050 | E BROAD ST | 43213 | Active | 1176471 | WILKINS | 975 | RP | 2.000 | 73255 | MECH ROOM
8050 | E BROAD ST | 43213 | Removed | REM861392 | WILKINS | 720A | PVB | 1.000 | 73256 | REMOVED - SIDE OF BUILDING
8064 | E BROAD ST | 43068-8024 | Active | W216458 | WILKINS | 975XL | RP | 1.500 | 73268 | NORTHEAST CORNER (Mechanical Room)
8064 | E BROAD ST | 43068-8024 | Not Required by DOW | 31346 | WATTS | 919AQT | RP | 1.000 | 75006 | REAR OF BUILDING (Mechanical Room)
8088 | E BROAD ST | 43068- | Active | 409773 | WATTS | 909HWM1QT | RP | 2.000 | 73286 | METER ROOM BACK OF BUILDING
8088 | E BROAD ST | 43068- | Not Required by DOW | 278856 | WATTS | 009PCQT | RP | 1.000 | 89205 | REAR DOOR 8088 (SPRINT HAS KEY FOR ACCESS)
8088 | E BROAD ST | 43068- | Not Required by DOW | 41284 | WATTS | 919AQT | RP | 0.750 | 101936 | REAR - MECHANICAL ROOM - 8080 E BROAD ST
8088 | E BROAD ST | 43068- | Not Required by DOW | 41321 | WATTS | 919AQT | RP | 0.750 | 101937 | REAR - MECHANICAL ROOM - 8080 E BROAD ST
8088 | E BROAD ST | 43068- | Not Required by DOW | 225445 | WATTS | 009M3QT | RP | 0.750 | 103179 | ABOVE CEILING NW CORNER
8100 | E BROAD ST | 43068-8019 | Active | 1401011204 | AMES | 3000SS | DCDA | 10.000 | 73316 | RISER ROOM
8100 | E BROAD ST | 43068-8019 | Active | 42258 | AMES | 2000B | DC | 0.750 | 73317 | RISER ROOM
8100 | E BROAD ST | 43068-8019 | Active | L22449 | WILKINS | 375 | RP | 3.000 | 73318 | WATER ROOM 134 EAST SIDE OF BUILDING
8100 | E BROAD ST | 43068-8019 | Not Required by DOW | W177879 | WILKINS | 975XL | RP | 2.000 | 73319 | MECHANICAL ROOM 119 MIDDLE SOUTH WALL
8144 | E BROAD ST | 43068- | Active | 3EL0846 | AMES | 3000SS | DCDA | 8.000 | 73407 | IN PIT OFFICE IS LOCATED 8337 PRESTINE BY POOL GO NORTH
8144 | E BROAD ST | 43068- | Active | 174 | AMES | 2000B | DC | 0.750 | 73408 | IN PIT ON CORNER OF DRYDEN AND WYNANT
8144 | E BROAD ST | 43068- | Due Install |  |  |  | RP | 3.000 | 3658381 | IN PIT ON CORNER OF DRYDEN AND WYNANT
8146 | E BROAD ST | 43068 | Active | 3803506 | WILKINS | 975XL | RP | 0.750 | 103617 | REAR OF BUILDING
8160 | E BROAD ST | 43068 | Active | 15799 | WATTS | 919QT | RP | 1.500 | 103959 | BY SIDE DOOR
8160 | E BROAD ST | 43068 | Active | N1210160837 | FEBCO | 876V | DCDA | 6.000 | 103960 | MIDDLE EAST WALL
8160 | E BROAD ST | 43068 | Active | H018690 | FEBCO | 805YB | DC | 0.750 | 103961 | MIDDLE EAST WALL
8160 | E BROAD ST | 43068 | Not Required by DOW | 3668182 | WILKINS | 975XL | RP | 0.750 | 103962 | BY SIDE DOOR
8200 | E BROAD ST | 43068-8020 | Active | 1347860705 | AMES | 3000SS | DCDA | 8.000 | 87929 | IN METER VAULT IN FRONT OF OFFICE MAX
8200 | E BROAD ST | 43068-8020 | Active | 45002 | AMES | 2000B | DC | 0.750 | 88252 | METER VAULT FRONT OF OFFICE MAX
8200 | E BROAD ST | 43068-8020 | Active | 259228 | WATTS | 009M1QT | RP | 2.000 | 88253 | MECH ROOM BACK OF BLDG
8200 | E BROAD ST | 43068-8020 | Active | 427037 | WATTS | 909M1QT | RP | 2.000 | 88254 | Ross Stores @ LOADING DOCK
8200 | E BROAD ST | 43068-8020 | Active | 259225 | WATTS | 009M2PCQT | RP | 2.000 | 88255 | PROTECTS UNITS 8150-8170 IN MECK ROOM
8200 | E BROAD ST | 43068-8020 | Active | H032717 | FEBCO | 765 | PVB | 2.000 | 88404 | LOCATED @ METER VAULT
8200 | E BROAD ST | 43068-8020 | Due Install |  |  |  | RP |  | 3638732
8220 | E BROAD ST | 43068-8020 | Active | A082450 | WILKINS | 720A | PVB | 0.750 | 87533 | BOILER ROOM
8290 | E BROAD ST | 43068- | Active | 1176660806 | AMES | 4000SS | RP | 4.000 | 103265 | POOL HOUSE METER ROOM - 20 HALLOWELL DR
8290 | E BROAD ST | 43068- | Removed | REM51546 | AMES | 2000B | DC | 0.750 | 103269 | POOL HOUSE METER ROOM - 20 HALLOWELL DR
8290 | E BROAD ST | 43068- | Removed | REM1535930006 | AMES | 3000SS | DCDA | 8.000 | 103271 | POOL HOUSE METER ROOM - 20 HALLOWELL DR
8290 | E BROAD ST | 43068- | Removed | W167511REM | WILKINS | 975XL | RP | 2.000 | 103347 | REMOVED-8458 E BROAD ST, SHIPPING
926 | E BROAD ST _ REAR | 43205-1157 | Not Required by DOW | 464295 | WATTS | 009M3QT | RP | 0.750 | 74648 | WEST PENTHOUSE
926 | E BROAD ST _ REAR | 43205-1157 | Active | WD-1209 | WATTS |  | DCDA | 6.000 | 3650859 | BASEMENT FIRE ROOM
926 | E BROAD ST _ REAR | 43205-1157 | Active | 231453 | WATTS |  | DC | 0.750 | 3654609
926 | E BROAD ST _ REAR | 43205-1157 | Active | 15827 | ZURN | 475V | RP | 3.000 | 3655535 | BASEMENT WEST METER ROOM(HALLWAY)
470 | E BROAD ST BLDG A 2 | 43213-1368 | Active | TG-1989 | AMES | COLT 400 | RP | 6.000 | 3377106 | EAST PIT IN HOT BOX AT PIT PER WATER SERVICE PLAN
4607 | E BROAD ST BLDG A1 | 43213 | Active | SG-1073 | WATTS | 957 | RP | 6.000 | 3646674 | HOTBOX NW CORNER OF PROPERTY
1234 | E BROAD ST BLDG B | 43205-1405 | Active | L46786 | WILKINS | 375DA | RP | 3.000 | 95376 | SE CORNER OF BLDG MECH ROOM
1234 | E BROAD ST BLDG B | 43205-1405 | Not Required by DOW | 622710 | WATTS | 909QT | RP | 0.750 | 96609 | WESTSIDE BASEMENT BOILER ROOM
1234 | E BROAD ST BLDG B | 43205-1405 | Active | 1627101207 | AMES | 3000SS | DCDA | 4.000 | 96746 | SOUTH MECH ROOM
1234 | E BROAD ST BLDG B | 43205-1405 | Active | 87041 | AMES | 2000B | DC | 0.750 | 96747 | SOUTH EAST MECH ROOM
250 | E BROAD ST UNIT A | 43215-3708 | Removed | 140606060REM | AMES | 2000SS | DC | 6.000 | 58467 | REMOVED-BASEMENT MECH ROOM
250 | E BROAD ST UNIT A | 43215-3708 | Active | 1414670804 | AMES | 2000SS | DC | 6.000 | 58468 | BASEMENT STORAGE ROOM (METERS)
250 | E BROAD ST UNIT A | 43215-3708 | Not Required by DOW | 243601 | WATTS | 909M1QT | RP | 1.500 | 58469 | Lower Level Mechanical RM Duct Chase
250 | E BROAD ST UNIT A | 43215-3708 | Not Required by DOW | 3119290 | WILKINS | 975XL | RP | 1.250 | 58470 | 22ND FLR MECHANICAL RM BEHIND BOILERS, Boilers and Main Chillers
250 | E BROAD ST UNIT A | 43215-3708 | Active | 3405 | WILKINS | 375AST | RP | 4.000 | 3608059 | LL WATER METER ROOM
250 | E BROAD ST UNIT A | 43215-3708 | Not Required by DOW | ABA69883 | WILKINS | 975XL2 | RP | 1.000 | 3613444 | 22ND FLR MECH RM NEAR HEATING PUMPS
250 | E BROAD ST UNIT A | 43215-3708 | LPS - Active | [5 empty] | 3641383 | FIRE PUMP - FIRE PUMP ROOM
471 | E BROAD ST UNIT A | 43215-3842 | Removed | 440296REM | WATTS | 009QT | RP | 0.750 | 87328 | REMOVED-BOILER WALKWAY ON RAMP
471 | E BROAD ST UNIT A | 43215-3842 | Active | 226117 | WATTS | 909 | RP | 4.000 | 3608052 | BASEMENT CHILLER ROOM
471 | E BROAD ST UNIT A | 43215-3842 | Due Install |  |  |  | DC | 4.000 | 3629982 | FIRE SIDE OF COMBO METER
518 | E BROAD ST UNIT A | 43215-3901 | Removed | 388627REM | WATTS | 909M1QT | RP | 2.000 | 66264 | 555 BOONE ST, NW CORNER OF BLDG @ WATER METER
518 | E BROAD ST UNIT A | 43215-3901 | Active | 66747 | AMES | 2000B | DC | 0.750 | 102617 | BASEMENT E END
518 | E BROAD ST UNIT A | 43215-3901 | Active | 1752710611 | AMES | 3000SS | DCDA | 8.000 | 102618
518 | E BROAD ST UNIT A | 43215-3901 | Active | 16293 | WILKINS | 375AST | RP | 4.000 | 3638873 | AT WATER METER
518 | E BROAD ST UNIT A | 43215-3901 | LPS - Active |  |  |  | LST |  | 3659288 | FIRE PUMP - FIRE PUMP ROOM PAVILLION
700 | E BROAD ST UNIT A | 43215-3946 | Active | 180244 | AMES | 3000SS | DCDA | 4.000 | 103073 | BASEMENT NORTHWEST CORNER
700 | E BROAD ST UNIT A | 43215-3946 | Active | 69823 | AMES | 2000B | DC | 0.750 | 103074 | BASEMENT NORTHWEST CORNER
700 | E BROAD ST UNIT A | 43215-3946 | Active | 11198 | WATTS | 919 | RP | 2.000 | 3636595 | BASEMENT SOUTHEAST SECTION IN CAGE
995 | E BROAD ST UNIT A | 43205-1322 | Active | NC344 | APOLLO/CONBRACO | 4020902 | RP | 2.500 | 74957 | SOUTH MECHANICAL ROOM IN BASEMENT
995 | E BROAD ST UNIT A | 43205-1322 | Active | N3719 | CONBRACO | 4020602 | RP | 2.500 | 74958 | LOWER MECHANICAL ROOM 8FT OFF FLOOR
995 | E BROAD ST UNIT A | 43205-1322 | Due Install |  |  |  | DC | 6.000 | 3639365
111 | E BROAD ST UNIT A | 43205-1303 | Not Required by DOW | 136317 | WATTS | 800QT | PVB | 0.750 | 53970 | NW CORNER
1111 | E BROAD ST UNIT A | 43205-1303 | Active | 17204 | WILKINS | 975 | RP | 6.000 | 53971 | IN BASEMENT AT WATER METER
1111 | E BROAD ST UNIT A | 43205-1303 | Not Required by DOW | 17631 | WILKINS | 975 | RP | 3.000 | 53972 | 4TH FLOOR MECHANICAL ROOM
1111 | E BROAD ST UNIT A | 43205-1303 | Not Required by DOW | 430947 | WILKINS | 975XLBMS | RP | 1.000 | 53973 | 4TH FLOOR ABOVE CHILLER
1111 | E BROAD ST UNIT A | 43205-1303 | Not Required by DOW | 443135 | WILKINS | 975XL | RP | 1.500 | 53974 | 4TH FLOOR BOILER ROOM NORTH BOILERS
1111 | E BROAD ST UNIT A | 43205-1303 | Due Install |  |  |  | DC | 6.000 | 3654035 | IN BASEMENT AT WATER METER
3245 | E BROAD ST UNIT A | 43209-2059 | Active | ALA85891 | WILKINS | 975XL3 | RP | 0.750 | 60284 | BACK ROOM S/W --SERIAL # 260578
3729 | E BROAD ST UNIT A | 43213-1127 | Due Install |  |  |  | RP | 1.500 | 3377010
4545 | E BROAD ST UNIT A | 43213-1361 | Active | 4237964 | WILKINS | 975XL | RP | 1.500 | 3603510 | SW MECH ROOM AT WATER METER
4831 | E BROAD ST UNIT A | 43213-1348 | Not Required by DOW | 249772 | WATTS | LF009M3QT | RP | 0.750 | 65177 | Basement Boiler Room - Ceiling by Boilers
4831 | E BROAD ST UNIT A | 43213-1348 | Not Required by DOW | 69247 | WATTS | LF009M3QT | RP | 0.750 | 65178 | Kitchen 1st Floor - South Wall Under Sink
4831 | E BROAD ST UNIT A | 43213-1348 | Not Required by DOW | 442808 | WATTS | 007M3QT | DC | 0.750 | 65179 | Basement Center Hall
4831 | E BROAD ST UNIT A | 43213-1348 | Not Required by DOW | 42967 | WATTS | 007M3QT | DC | 0.750 | 65180 | Basement Boiler Room
4831 | E BROAD ST UNIT A | 43213-1348 | Active | 980401331 | FEBCO | 880 | RP | 6.000 | 65181 | Broad Street Entrance - Hotbox West Side
180 | E BROAD ST UNIT B | 43215-3707 | Active | 102357 | WATTS | 009QT | RP | 0.750 | 56171 | 17TH FLOOR JANITOR CLOSET 8FT OFF FLOOR
180 | E BROAD ST UNIT B | 43215-3707 | Active | 180 | XX | XX | AG | 0.750 | 56172 | BOILER & CHILLER WATER MAKE-UP
180 | E BROAD ST UNIT B | 43215-3707 | Active | A32857 | WATTS | 009QT | RP | 0.500 | 56173 | 8TH FLOOR SPRINKLER CLOSET DOMINION TELECOM
180 | E BROAD ST UNIT B | 43215-3707 | Active | 2056 | WILKINS | 375 | RP | 4.000 | 56174 | B-2 PUMP ROOM
180 | E BROAD ST UNIT B | 43215-3707 | Active | 355843 | WATTS | 909M1QT | RP | 2.000 | 56175 | 18TH FLOOR
180 | E BROAD ST UNIT B | 43215-3707 | Active | 498754 | WATTS | 909QT | RP | 0.750 | 56176 | 18TH FLOOR
180 | E BROAD ST UNIT B | 43215-3707 | Active | 559989 | WATTS | 909QT | RP | 1.000 | 56179 | B-2 LEVEL PLUMBING ROOM
180 | E BROAD ST UNIT B | 43215-3707 | Active | 565827 | WILKINS | 975A | RP | 1.500 | 56180 | B2 LEVEL PUMP ROOM
180 | E BROAD ST UNIT B | 43215-3707 | Active | 06125 | AMES | 4000B | RP | 1.000 | 3608095 | 7TH FLOOR JANITORS CLOSET
180 | E BROAD ST UNIT B | 43215-3707 | Due Install |  |  |  | RP | 6.000 | 3633305 | IN PARKING GARAGE AT DOMESTIC WATER METER
180 | E BROAD ST UNIT B | 43215-3707 | Due Install |  |  |  | DCDA | 8.000 | 3633306
180 | E BROAD ST UNIT B | 43215-3707 | LPS - Active |  |  |  | LST |  | 3654943 | FIRE PUMP - (HIGH ZONE) PUMP ROOM
180 | E BROAD ST UNIT B | 43215-3707 | LPS - Active |  |  |  | LST |  | 3658501 | FIRE PUMP - (LOW ZONE) PUMP ROOM
471 | E BROAD ST UNIT B | 43215-3842 | Active | 226120 | WATTS | 909 | RP | 4.000 | 64855 | MAIN WATER METER ROOM (HIGH RISE, LOWER LEVEL)
471 | E BROAD ST UNIT B | 43215-3842 | Removed | 67922REM | WATTS | 009M1PCQT | RP | 2.000 | 64862 | 5TH FLOOR HIGH RISE MECH ROOM REMOVED
471 | E BROAD ST UNIT B | 43215-3842 | Due Install |  |  |  | DC | 6.000 | 3629954
471 | E BROAD ST UNIT B | 43215-3842 | LPS - Active |  |  |  | LPC |  | 3629955 | DOMESTIC PUMP - PUMP ROOM
471 | E BROAD ST UNIT B | 43215-3842 | LPS - Active |  |  |  | LST |  | 3629957 | FIRE PUMP - FIRE PUMP ROOM
111 | E BROAD ST UNIT B | 43205-1303 | Active | F0310181110 | FEBCO | 870 | DC | 4.000 | 53968 | BASEMENT NORTH MECH ROOM
1111 | E BROAD ST UNIT B | 43205-1303 | Active | 12531 | WILKINS | 375ASTR | RP | 4.000 | 53969 | BASEMENT (NORTH) MECH ROOM
5410 | E BYERS CIR | 43229-5006 | Removed | 63762REM | WATTS | 909 | RP | 1.500 | 66857
5410 | E BYERS CIR | 43229-5006 | Active | ACN0201 | WILKINS | 975XL2 | RP | 1.500 | 3654908 | ON WEST WALL IN SHOP UNDER BENCH
5410 | E BYERS CIR | 43229-5006 | In Review |  |  |  | RP | 0.750 | 3656553 | IN BASEMENT FRONT OFFICE AREA 5393 SINCLAIR ON BLDG
5416 | E BYERS CIR | 43229-5006 | Active | B475004 | WILKINS | 375XL | RP | 0.750 | 3382292 | AT METER
25 | E CALIFORNIA AVE | 43202 | Active | 28190 | WATTS | LF919QT | RP | 1.500 | 3653041
1 | E CAMPUS VIEW BLVD | 43235-5691 | Not Required by DOW | W433331 | WILKINS | 975XL | RP | 0.500 | 53510 | DENTAL EQUIPMENT MECHANICAL ROOM
1 | E CAMPUS VIEW BLVD | 43235-5691 | Not Required by DOW | 170065 | WATTS | 909M1QT | RP | 1.250 | 94816 | Penthouse - Boiler Room NE Corner (Ceiling on Left)
1 | E CAMPUS VIEW BLVD | 43235-5691 | Active | TH-0066 | WATTS | 957 | RP | 3.000 | 3635191 | 1st Floor - Fire Sprinkler - Meter Room SW Corner
1 | E CAMPUS VIEW BLVD | 43235-5691 | Active | TG-1461 | AMES | COLT | DCDA | 6.000 | 3635272 | 1st Floor - Fire Sprinkler - Meter Room SW Corner
1 | E CAMPUS VIEW BLVD | 43235-5691 | Active | 55788 | AMES | 2000BM3 | DC | 0.750 | 3639616 | 1st Floor - Fire Sprinkler - Meter Room SW Corner
1 | E CAMPUS VIEW BLVD | 43235-4647 | Active | 4518312 | WILKINS | 975XL | RP | 2.000 | 53538 | BOILER ROOM
100 | E CAMPUS VIEW BLVD | 43235-4647 | Active | 21120 | WATTS | 919AQT | RP | 0.750 | 53539 | BOILER ROOM BEHIND BOILER BY STACK
100 | E CAMPUS VIEW BLVD | 43235-4647 | Active | 25303 | WATTS | 009M2QT | RP | 1.000 | 89942 | BASEMENT UNDER FIRST FLOOR STAIRS
100 | E CAMPUS VIEW BLVD | 43235-4647 | Due Install |  |  |  | RP | 3.000 | 3636284 | MID S MECH/RISER ROOM AT WATER METER
100 | E CAMPUS VIEW BLVD | 43235-4647 | Due Install |  |  |  | DCDA | 8.000 | 3649850 | ON FIRE LINE
100 | E CAMPUS VIEW BLVD | 43235-4647 | LPS - Active |  |  |  | LST |  | 3649865 | FIRE PUMP - S RISER ROOM/FIRE PUMP ROOM
121 | E CAMPUS VIEW BLVD | 43235-4615 | Active | 77704 | WATTS | 009M1QT | RP | 2.000 | 54309 | NE KITCHEN AT WATER MTR AT WALL PASTIMES BAR & GRILL
121 | E CAMPUS VIEW BLVD | 43235-4615 | Removed | BB4958REM | FEBCO | 765 | PVB | 0.750 | 54310 | **REMOVED** NE CORNER OF BUILDING
150 | E CAMPUS VIEW BLVD | 43235-4648 | Active | 457356 | WATTS | 909QT | RP | 1.000 | 55163 | 1ST FLOOR LOWER LEVEL EQUIPMENT ROOM FOR FOUNTAIN
150 | E CAMPUS VIEW BLVD | 43235-4648 | Active | 26127 | WATTS | 919ZQT | RP | 0.750 | 55164 | BOILER ROOM APPROX 10' OFF FLOOR
150 | E CAMPUS VIEW BLVD | 43235-4648 | Active | W109217 | WILKINS | 975 | RP | 2.000 | 55165 | BASEMENT BOILER ROOM
150 | E CAMPUS VIEW BLVD | 43235-4648 | Due Install |  |  |  | RP | 3.000 | 3632781
150 | E CAMPUS VIEW BLVD | 43235-4648 | Due Install |  |  |  | DCDA | 6.000 | 3632783
150 | E CAMPUS VIEW BLVD | 43235-4648 | LPS - Active |  |  |  | LST |  | 3632784 | FIRE PUMP - BASEMENT PUMP ROOM
161 | E CAMPUS VIEW BLVD | 43235-6614 | Removed | 409791REM | WILKINS | 720A | PVB | 1.500 | 55600
161 | E CAMPUS VIEW BLVD | 43235-6614 | Removed | 4291066REM | WILKINS | 975XL2 | RP | 2.000 | 55601 | WOODYS WINGS
161 | E CAMPUS VIEW BLVD | 43235-6614 | Not Required by DOW | AJAR2867 | WILKINS | 375XL | RP | 1.500 | 3656506 | INSIDE BUILING
161 | E CAMPUS VIEW BLVD | 43235-6614 | Active | 242786 | WATTS | LF009M2QT | RP | 2.000 | 3656688 | HOT BOX FOR SHEETZ GAS STATION S/W SIDE OF PROPERTY
171 | E CAMPUS VIEW BLVD | 43235-6604 | Active | 86045 | WATTS | 009QT | RP | 1.500 | 55918 | IN REAR OF 177
171 | E CAMPUS VIEW BLVD | 43235-6604 | Active | 35004 | WATTS | 919AQT | RP | 0.750 | 103250 | 173 CAMPUS VIEW BLVD, STORAGE ROOM ABOVE MOP SINK
191 | E CAMPUS VIEW BLVD | 43235-6604 | Active | 87962 | WATTS | 009QT | RP | 1.500 | 56593 | IN REAR OF 191
191 | E CAMPUS VIEW BLVD | 43235-6604 | Not Required by DOW | 34146 | WATTS | 919AQT | RP | 0.750 | 104035 | 193 E CAMPUS VIEW BLVD, MEN'S RESTROOM, ABOVE MOP SINK
191 | E CAMPUS VIEW BLVD | 43235-6604 | Not Required by DOW | 08935 | WATTS | 919QT | RP | 0.500 | 3635509 | ACROSS FROM 4 COMPARTMENT SINK 10' ABOVE
200 | E CAMPUS VIEW BLVD | 43235-4678 | Active | 103828 | WATTS | 909HWQT | RP | 1.000 | 56957 | BASEMENT SW CORNER
200 | E CAMPUS VIEW BLVD | 43235-4678 | Active | 98328 | WATTS | 909QT | RP | 0.750 | 56958 | BOILER ROOM
200 | E CAMPUS VIEW BLVD | 43235-4678 | Active | 99915 | FEBCO | 765 | PVB | 2.000 | 56959 | BOILER ROOM
200 | E CAMPUS VIEW BLVD | 43235-4678 | Due Install |  |  |  | RP | 3.000 | 3632777
200 | E CAMPUS VIEW BLVD | 43235-4678 | Due Install |  |  |  | DCDA | 6.000 | 3632778
200 | E CAMPUS VIEW BLVD | 43235-4678 | LPS - Active |  |  |  | LST |  | 3632969 | FIRE BOOSTER PUMP - PUMP ROOM
222 | E CAMPUS VIEW BLVD | 43235-4634 | Active | 4418853 | WILKINS | 975XL | RP | 1.500 | 57646 | OUTSIDE MECHANICAL ROOM
222 | E CAMPUS VIEW BLVD | 43235-4634 | Active | 136402 | WATTS | LF009M2QT | RP | 1.500 | 3635095
225 | E CAMPUS VIEW BLVD | 43235-4635 | Removed | 20843REM | WATTS | 009QT | RP | 1.500 | 57755 | REMOVED - MECH ROOM E SIDE OF BLDG
225 | E CAMPUS VIEW BLVD | 43235-4635 | Removed | 27517REM | WATTS | 009PCQT | RP | 1.500 | 57756 | REMOVED - 0 USE 6/3/15 CAG. MECHANICAL ROOM
225 | E CAMPUS VIEW BLVD | 43235-4635 | Removed | 44592REM | WATTS | 007QT | DC | 2.000 | 57757 | REMOVED - 0 USE 6/3/15 CAG. MECH ROOM
225 | E CAMPUS VIEW BLVD | 43235-4635 | Removed | 95275REM | WATTS | 009QT | RP | 2.000 | 57758 | REMOVED - 0 USE 6/3/15 CAG. NE CORNER OUTSIDE ENTRANCE MECH RM @ METER
225 | E CAMPUS VIEW BLVD | 43235-4635 | Removed | 95775REM | WATTS | 007QT | DC | 2.000 | 57759 | REMOVED - 0 USE 6/3/15 CAG. MECHANICAL ROOM
246 | E CAMPUS VIEW BLVD | 43235-4634 | Active | 98457 | WATTS | 909M1QT | RP | 1.500 | 58364 | OUTSIDE MECHANICAL ROOM
246 | E CAMPUS VIEW BLVD | 43235-4634 | Due Install |  |  |  | DCDA | 8.000 | 3633391 | OUTSIDE MECHANICAL ROOM
246 | E CAMPUS VIEW BLVD | 43235-4634 | Due Install |  |  |  | RP | 1.500 | 3636323 | OUTSIDE MECHANICAL ROOM
355 | E CAMPUS VIEW BLVD | 43235-5616 | Active | 4434644 | WILKINS | 975XLTCU | RP | 1.000 | 61044 | BOILER ROOM
355 | E CAMPUS VIEW BLVD | 43235-5616 | Active | 327243 | WILKINS | 720A | PVB | 2.000 | 61045 | MECHANICAL ROOM
355 | E CAMPUS VIEW BLVD | 43235-5616 | Due Install |  |  |  | RP | 3.000 | 3640942
355 | E CAMPUS VIEW BLVD | 43235-5616 | Due Install |  |  |  | DCDA | 8.000 | 3640943
400 | E CAMPUS VIEW BLVD | 43235-4685 | Removed | 271609REM | WATTS | 909M1QT | RP | 1.500 | 62546 | BOILER ROOM
400 | E CAMPUS VIEW BLVD | 43235-4685 | Removed | W046938REM | WILKINS | 975 | RP | 0.750 | 62547 | BOILER ROOM NORTH SIDE OF BUILDING
400 | E CAMPUS VIEW BLVD | 43235-4685 | Removed | TL-0536REM | WATTS | 957 | RP | 3.000 | 3633745 | HOT BOX S/E OF BUILDING
400 | E CAMPUS VIEW BLVD | 43235-4685 | Removed | 199367REM | AMES | 3000SS | DCDA | 6.000 | 3633746 | HOT BOX S/E OF BUILDING
400 | E CAMPUS VIEW BLVD | 43235-4685 | Removed | 30572REM | WATTS | 007M1QT | DC | 0.750 | 3648597 | HOT BOX S/E OF BUILDING
400 | E CAMPUS VIEW BLVD | 43235-4685 | New Construction |  |  |  | RP | 8.000 | 3659581
400 | E CAMPUS VIEW BLVD | 43235-4685 | New Construction |  |  |  | DCDA | 8.000 | 3659582
400 | E CAMPUS VIEW BLVD | 43235-4685 | New Construction |  |  |  | DC | 0.750 | 3659583
195 | E CAPITAL ST | 43215- | Due Install |  |  |  | DCDA | 8.000 | 3384015
195 | E CAPITAL ST | 43215- | Due Install |  |  |  | RP | 4.000 | 3640879
321 | E CAPITAL ST | 43215-4320 | Active | TB-1492 | WATTS | 957 | RP | 4.000 | 3604500 | SE MECH/RISER ROOM OFF GARAGE AT WATER METER
321 | E CAPITAL ST | 43215-4320 | Active | V52407 | WILKINS | 350ADA | DCDA | 6.000 | 3635895 | SE MECH/RISER ROOM OFF GARAGE
321 | E CAPITAL ST | 43215-4320 | Active | HC20388 | WILKINS | 950XLD | DC | 0.750 | 3635896 | SE MECH/RISER ROOM OFF GARAGE
321 | E CAPITAL ST | 43215-4320 | LPS - Active |  |  |  | LST |  | 3635898 | FIRE PUMP SE MECH/RISER ROOM OFF GARAGE
404 | E CAPITAL ST | 43215- | Active | ALA54864 | WILKINS | 975XL3 | RP | 1.000 | 3384016
865 | E CAPITAL ST | 43205 | Active | WB-2846 | AMES | COLT 400 | RP | 4.000 | 3656835 | HOT BOX
865 | E CAPITAL ST | 43205 | Active | XD-1467 | AMES | COLT 300GV | DCDA | 6.000 | 3656843 | HOT BOX
865 | E CAPITAL ST | 43205 | Active | 73253 | AMES | 2000BM3 | DC | 0.750 | 3656844 | HOT BOX
865 | E CAPITAL ST | 43205 | Not Required by DOW | J-69097 | WILKINS | 350 | DC | 6.000 | 3656845
183 | E CASE RD | 43224-2204 | Active | 4560295 | WILKINS | 975XL2 | RP | 0.750 | 3616613 | IN WOODEN BOX NEXT TO YARD HYDRANT
246 | E CHAPEL ST | 43215 | Active | TK-2106 | WATTS | 957 | RP | 4.000 | 3646396 | MECH ROOM IN LOWER LEVEL PARKING GARAGE
246 | E CHAPEL ST | 43215 | Not Required by DOW | B336433 | WILKINS | 375XL | RP | 1.500 | 3646481 | MECH ROOM IN LOWER LEVEL PARKING GARAGE
246 | E CHAPEL ST | 43215 | Active | 1966630519 | AMES | 3000SS | DCDA | 6.000 | 3646482 | METER ROOM
246 | E CHAPEL ST | 43215 | Active | 29396 | WATTS | 007M1QT | DC | 0.750 | 3646483 | METER ROOM FIRE BYPASS
246 | E CHAPEL ST | 43215 | LPS - Active |  |  |  | LPC |  | 3646484 | DOMESTIC PUMP - PUMP ROOM
246 | E CHAPEL ST | 43215 | Not Required by DOW | 4833084 | WILKINS | 975XL2 | RP | 0.750 | 3648664 | 6TH FLOOR NEAR ELEVATORS IN MAINTENANCE CLOSET AT POP SINK
108 | E CHAPEL ST | 43215 | Active | 111648 | WATTS | LF009MWQT | RP | 2.000 | 3635683 | METER ROOM
456 | E CHERRY ST | 43215-5306 | NULL | [5 empty] | 3389420
910 | E CHERRY ST | 43205- | Not Required by DOW | 121601 | WATTS | 009QT | RP | 0.750 | 74546 | 2ND FLOOR BOILER ROOM
910 | E CHERRY ST | 43205- | Not Required by DOW | 50807 | WATTS | 007M2PCQT | DC | 1.250 | 96862 | 263 CARPENTER, MECH ROOM
910 | E CHERRY ST | 43205- | Removed | 109121REM | WATTS | 009QT | RP | 0.750 | 96863 | REMOVED-MECH ROOM
910 | E CHERRY ST | 43205- | Active | 3439804 | WILKINS | 975XL | RP | 2.000 | 3641444 | BLACKBURN COMMUNITY REC CENTER
44 | E CHESTNUT ST | 43215-2560 | Active | 10773 | WATTS | 919QT | RP | 1.500 | 63898 | METER ROOM - FOR IRRIGATION
44 | E CHESTNUT ST | 43215-2560 | Active | 395 | APOLLO/CONBRACO | 4020402 | RP | 0.750 | 63899 | BASEMENT
44 | E CHESTNUT ST | 43215-2560 | Active | 02736 | AMES | LF2000BM3 | DC | 0.750 | 3608174 | NW CORNER GARAGE BASEMENT MECH RM
44 | E CHESTNUT ST | 43215-2560 | Active | OJ1816 | AMES | 3000 | DCDA | 4.000 | 3608175 | NW CORNER GARAGE BASEMENT MECH RM
57 | E CHESTNUT ST | 43215-2505 | Active | 465179 | WATTS | 009M3-FP | RP | 0.750 | 3390707 | BOTTOM FLOOR @ MAINT
57 | E CHESTNUT ST | 43215-2505 | Due Install |  |  |  | DCDA |  | 3636139 | ON FIRE LINE
78 | E CHESTNUT ST | 43215-2585 | Active | QK2418 | WATTS | 957 | RP | 3.000 | 72820 | BASEMENT REAR BOILER ROOM
78 | E CHESTNUT ST | 43215-2585 | Active | 144459 | AMES | 3000SS | DCDA | 6.000 | 88791 | BASEMENT EAST WALL
78 | E CHESTNUT ST | 43215-2585 | Active | 67038 | WATTS | 007QT | DC | 0.750 | 88792 | BASEMENT EAST-WALL
78 | E CHESTNUT ST | 43215-2585 | Not Required by DOW | 477834 | WATTS | 909HWQT | RP | 0.750 | 98609 | FIRST FLOOR PUMP ROOM
35 | E CHESTNUT ST UNIT A | 43215-2541 | Active | GJ-2724 | WATTS | 957 | RP | 6.000 | 3646040 | Sump Pump/ Domestic Pump Room
35 | E CHESTNUT ST UNIT A | 43215-2541 | Active | 11043310423 | AMES | 3000SS | DCDA | 6.000 | 3653882 | PUMP ROOM
35 | E CHESTNUT ST UNIT A | 43215-2541 | Active | 33255 | WATTS | 007M1 | DC | 0.750 | 3655521 | PUMP ROOM
11 | E CHESTNUT ST UNIT A | 43215-2507 | Active | TE-1766 | AMES | COLT300GV | DCDA | 4.000 | 3390708 | SIDE OF BUILDING EAST WALL
117 | E CHESTNUT ST UNIT A | 43215-2507 | Active | 56726 | AMES | 2000BM3 | DC | 0.750 | 3639133 | SIDE OF BUILDING - FIRE BYPASS EAST WALL
117 | E CHESTNUT ST UNIT A | 43215-2507 | Active | 4728597 | WILKINS | 975XL2 | RP | 2.000 | 3639195 | EAST WALL OF BLDG
117 | E CHESTNUT ST UNIT B | 43215 | [6 empty] | 3657798
101 | E COLUMBUS ST | 43206-2010 | Active | BH0940 | FEBCO | 825Y | RP | 1.000 | 99668 | BASEMENT BY METER
143 | E COLUMBUS ST | 43206-2137 | Active | 3973362 | WILKINS | 975 | RP | 0.750 | 3396060 | IN BASEMENT AT SUMP PUMP
182 | E COLUMBUS ST | 43206-2158 | Active | ABE9505 | WILKINS | 975XL | RP | 0.750 | 3396063 | REAR OF HOUSE, NORTH SIDE
234 | E COLUMBUS ST | 43206-2139 | Active | 005668 | WATTS | 800 | PVB | 1.000 | 3396066 | FRONT OF HOUSE RIGHT OF THE FRONT DOOR
500 | E COLUMBUS ST | 43206-2337 | Active | 25864 | WATTS | LF919QT | RP | 1.500 | 3396096 | MECH ROOM, east side building
500 | E COLUMBUS ST | 43206-2337 | Not Required by DOW | 24715 | WATTS | LF009M2QT | RP | 1.500 | 3648792 | MECH ROOM, east side building
155 | E COOKE RD | 43214- | Active | 179806 | WATTS | 909 | RP | 3.000 | 87698 | 99 E COOKE RD, BOILER ROOM
155 | E COOKE RD | 43214- | Active | J20320 | WILKINS | 350 | DC | 2.500 | 91058 | 99 E COOKE RD, BOILER ROOM
155 | E COOKE RD | 43214- | Not Required by DOW | 86365 | WATTS | 009M3QT | RP | 0.750 | 92344 | 99 E COOKE RD, BOILER ROOM AT REAR OF BOILERS
155 | E COOKE RD | 43214- | Active | 1A-0514 | WATTS | 757 | DCDA | 8.000 | 3636580 | IN HOTBOX BEHIND 4250 N HIGH ST
155 | E COOKE RD | 43214- | Active | 476981 | WATTS | 007M3QT | DC | 0.750 | 3636581 | IN HOTBOX BEHIND 4250 N HIGH ST
190 | E COOKE RD | 43214-3169 | Active | CAA67119 | WILKINS | 720A | PVB | 0.750 | 101272 | BACK PATIO
266 | E COOKE RD | 43214-3114 | Active | CG1843 | FEBCO | 765 | PVB | 0.750 | 96208 | FRONT OF HOUSE
800 | E COOKE RD | 43214-2804 | Active | 104737 | WATTS | LF0092MQT | RP | 1.500 | 73178 | MAIN FLOOR AGAINST FRONT WALL MAIN BUILDING.. DANCE STUDIO
810 | E COOKE RD | 43214-2804 | Active | E00216 | WILKINS | 350ADAR | DCDA | 6.000 | 103715 | OLD OFFICE
810 | E COOKE RD | 43214-2804 | Active | 3671529 | WILKINS | 950XL | DC | 0.750 | 3606061 | OLD OFFICE
999 | E COOKE RD | 43224-1944 | Active | 4557938 | WILKINS | 975 | RP | 0.750 | 3397165 | IN BASEMENT TOWARDS REAR OF HOUSE
171 | E COOKE RD | 43224-5213 | Removed | 67230REM | WATTS | 909QT | RP | 0.750 | 55943 | BOILER ROOM - North Linden E.S.
67 | E DESHLER AVE | 43206-2655 | Active | t231710 | WILKINS | 720A | PVB | 0.750 | 99059 | OUTSIDE, RIGHT SIDE OF HOUSE
85 | E DESHLER AVE | 43206-2655 | Active | 337644 | WATTS | 800CMQT | PVB | 0.750 | 99774 | RIGHT OF HOUSE
10 | E DESHLER AVE | 43206- | Due Install |  |  |  | RP | 1.000 | 3405261 | FORD BOX N OF DESHLER AT SCHILLER PARK - APPEARS TO SERVICE LAKE
107 | E DESHLER AVE | 43206-2655 | Active | H654850 | FEBCO | 765 | PVB | 1.000 | 97475
117 | E DESHLER AVE | 43206-2655 | Active | CB078780 | WILKINS | 720 | PVB | 0.750 | 3405263 | LEFT SIDE OF HOUSE
123 | E DESHLER AVE | 43206-2655 | Active | F006161 | WILKINS | 720A | PVB | 0.750 | 98518 | NE corner-side of house
133 | E DESHLER AVE | 43206-2655 | Active | H448108 | FEBCO | 765 | PVB | 0.750 | 91356 | FRONT OF HOUSE
147 | E DESHLER AVE | 43206-2623 | Active | 049362 | WATTS | 800M4QT | PVB | 0.750 | 55097 | OUTSIDE ON WEST WALL
157 | E DESHLER AVE | 43206-2623 | Active | J039994 | FEBCO | 825YA | RP | 1.000 | 96699 | BASEMENT
165 | E DESHLER AVE | 43206-2623 | Active | 210204 | WATTS | 800M4QT | PVB | 1.000 | 55712 | FRONT HOUSE
175 | E DESHLER AVE | 43206-2623 | Active | 205648 | WATTS | 800M4QT | PVB | 1.000 | 56016 | FRONT
179 | E DESHLER AVE | 43206-2623 | Active | T294884 | WILKINS | 720A | PVB | 0.750 | 93108 | RIGHT FRONT
189 | E DESHLER AVE | 43206-2623 | Active | 158279 | WATTS | 800M4QT | PVB | 1.000 | 56456 | RIGHT SIDE
199 | E DESHLER AVE | 43206-2623 | Active | CE0402 | FEBCO | 765 | PVB | 0.750 | 56871 | FRONT WEST SIDE OF HOUSE
247 | E DESHLER AVE | 43206-2710 | Active | T484180 | WILKINS | 720A | PVB | 0.750 | 3405276 | RT SIDE
304 | E DESHLER AVE | 43206-2711 | NULL | [5 empty] | 3630135
326 | E DESHLER AVE | 43206-2713 | Active | F137519 | WILKINS | 720A | PVB | 0.750 | 90837 | EAST SIDE OF HOUSE
376 | E DESHLER AVE | 43206-2715 | Active | CB489494 | WILKINS | 720 | PVB | 0.750 | 3405313
123 | E DESHLER AVE | 43206- | Inactive | 316858 | WILKINS | 975 | RP | 1.000 | 54380 | BOILER ROOM - Deshler E.S.
1234 | E DESHLER AVE | 43206- | Inactive | 4074975 | WILKINS | 975XL | RP | 1.500 | 3613107 | BOILER ROOM
1234 | E DESHLER AVE | 43206- | Inactive | 4074978 | WILKINS | 975XL | RP | 1.500 | 3613108 | BOILER ROOM
3242 | E DESHLER AVE | 43227-3534 | Active | 196864 | WATTS | 800M4QT | PVB | 1.000 | 60273 | WEST
207 | E DESHLER AVE UNIT A | 43206-2623 | Active | A037576 | WILKINS | 720A | PVB | 0.750 | 3405266 | LEFT SIDE OF HOUSE
111 | E DESHLER AVE UNIT FRONT | 43206-2655 | Active | 148726 | WILKINS | 720A | PVB | 0.750 | 53903 | NW CORNER OF HOUSE OUTSIDE
40 | E DOMINION BLVD | 43214-2737 | Active | 32225 | WATTS | LF919QT | RP | 2.000 | 3629357 | SCHOOL BSMNT BOILER RM AT WATER METER
40 | E DOMINION BLVD | 43214-2737 | Not Required by DOW | CB333213 | WILKINS | 720A | PVB | 0.750 | 3630090 | SE CORNER OF SCHOOL
40 | E DOMINION BLVD | 43214-2737 | Not Required by DOW | 170962 | WATTS | 909 | RP | 0.750 | 3632515 | SCHOOL BSMNT BOILER RM ABOVE BOILERS
16 | E DOMINION BLVD | 43214-2756 | Active | T146655 | WILKINS | 720A | PVB | 0.750 | 103166 | LEFT SIDE OF HOUSE
330 | E DOMINION BLVD | 43214-2212 | Active | 531280 | WATTS | 909QT | RP | 0.750 | 60407 | BOILER ROOM - Dominion M.S.
330 | E DOMINION BLVD | 43214-2212 | Due Install |  |  |  | RP | 4.000 | 3636283
477 | E DOMINION BLVD | 43214-2216 | Removed | T505217REM | WILKINS | 720A | PVB | 1.000 | 90149 | FRONT LEFT OF HOUSE BY DRIVEWAY
477 | E DOMINION BLVD | 43214-2216 | Removed | T505284REM | WILKINS | 720A | PVB | 1.000 | 3616707 | BACK OF HOUSE
20 | E DOMINION BLVD UNIT A | 43214 | Active | 31503 | WATTS | LF919QT | RP | 2.000 | 3628152 | CHURCH BSMNT BOILER RM AT WATER METER
58 | E DUBLIN GRANVILLE RD | 43085-3166 | Active | B382802 | WILKINS | 375 | RP | 0.750 | 3432284 | basement next to water meter
580 | E DUBLIN GRANVILLE RD | 43085-3166 | Due Install |  |  |  | DCDA | 6.000 | 3650864
777 | E DUBLIN GRANVILLE RD | 43229-3209 | Due Install |  |  |  | RP | 1.500 | 3408932
826 | E DUBLIN GRANVILLE RD | 43229-2416 | Active | 4678694 | WILKINS | 975 | RP | 0.750 | 3636582 | BASEMENT SOUTHEAST CORNER
888 | E DUBLIN GRANVILLE RD | 43229-2416 | Due Install |  |  |  | RP | 6.000 | 3408937
890 | E DUBLIN GRANVILLE RD | 43229-2416 | Not Required by DOW | 548310 | WATTS | 909QT | RP | 1.000 | 74396 | BY WATER HEATER IN BACK ROOM
890 | E DUBLIN GRANVILLE RD | 43229-2416 | Active | AMA13184 | WATTS | 975XL3 | RP | 1.500 | 74397 | BY WATER HEATER IN BACKROOM
890 | E DUBLIN GRANVILLE RD | 43229-2416 | LPS - Active |  |  |  | LPC |  | 3626480 | DOMESTIC PUMP -
895 | e dublin granville rd |  | Active | 237724 | WATTS | 007M3QT | DC | 0.750 | 3656979 | RISER ROOM/AUTO ZONE N/W CORNER/DOMESTIC FOR 903 E DUBLIN GRANVILLE RD SAME BLDG
895 | e dublin granville rd |  | Active | YD-0173 | WATTS | 757DCDA-GV | DCDA | 6.000 | 3656982 | RISER ROOM N/W CORNER AUTO ZONE
900 | E DUBLIN GRANVILLE RD | 43229-2452 | Removed | 604667REM | RAINBIRD | AC4000 | DC | 0.750 | 3619938 | REMOVED-BOILER ROOM BEHIND KITCHEN
900 | E DUBLIN GRANVILLE RD | 43229-2452 | Active | 190265 | AMES | 3000SS | DCDA | 6.000 | 3619939 | W SIDE OF BLDG IN FIRE PUMP RM
900 | E DUBLIN GRANVILLE RD | 43229-2452 | Active | 26047 | WATTS | 007M1QT | DC | 0.750 | 3619940 | W SIDE OF BLDG IN FIRE PUMP RM
900 | E DUBLIN GRANVILLE RD | 43229-2452 | Active | QJ-0922 | WATTS | 957 | RP | 4.000 | 3622609 | MECHANICAL ROOM AT WATER METER
900 | E DUBLIN GRANVILLE RD | 43229-2452 | Not Required by DOW | 56659 | WATTS | LF919QT | RP | 1.000 | 3636660 | NE MECHANICAL ROOM
900 | E DUBLIN GRANVILLE RD | 43229-2452 | Not Required by DOW | 21164 | Watts | 919 QT | RP | 1.500 | 3650622 | GYM MECHANICAL ROOM
900 | E DUBLIN GRANVILLE RD | 43229-2452 | LPS - Active |  |  |  | LPC |  | 3659543 | DOMESTIC PUMP - MECHANICAL ROOM
903 | E DUBLIN GRANVILLE RD | 43229-2417 | Active | 3650517 | WILKINS | 975XL | RP | 2.000 | 74503 | BACK STOCK ROOM AUTO ZONE/FIRE FOR 895 E DUBLIN GRANVILLE RD SAME BLDG
925 | E DUBLIN GRANVILLE RD | 43229-2417 | Active | 55999 | WILKINS | 975XLBMS | RP | 2.000 | 74640 | BACKROOM SOUTH WALL rear of 925. s/w corner by playground door
927 | E DUBLIN GRANVILLE RD | 43229-2417 | Active | 2536061 | WILKINS | 975XL | RP | 1.500 | 74649 | WATER METER rear of 939
927 | E DUBLIN GRANVILLE RD | 43229-2417 | Active | YA1279 | AMES |  | DCDA | 6.000 | 3654650 | MTR PIT S/E CORNER OF LOT
927 | E DUBLIN GRANVILLE RD | 43229-2417 | Active | 75322 | AMES |  | DC | 0.750 | 3657255 | MTR PIT S/E CORNER OF LOT
955 | E DUBLIN GRANVILLE RD | 43229-2417 | Active | A09651 | WATTS | 009M2QT | RP | 1.500 | 92474 | WEST WALL AT METER
955 | E DUBLIN GRANVILLE RD | 43229-2417 | Not Required by DOW | A03738 | WATTS | 009M2QT | RP | 1.500 | 92506 | AT METER
960 | E DUBLIN GRANVILLE RD | 43229-2503 | Removed | REM237286 | WILKINS | 950 | DC | 1.500 | 74816 | BUILDING RAZED - IN MECHANICAL ROOM BY WATER METER REMOVED
960 | E DUBLIN GRANVILLE RD | 43229-2503 | Removed | REM276368 | WILKINS | 950 | DC | 2.000 | 74817 | BUILDING RAZED - IN WATER METER ROOM REMOVED
960 | E DUBLIN GRANVILLE RD | 43229-2503 | Removed | REM37669 | WATTS | 800QT | PVB | 1.000 | 74818 | BUILDING RAZED - NORTHEAST CORNER OF BUILDING REMOVED
960 | E DUBLIN GRANVILLE RD | 43229-2503 | Active | 215852 | WATTS | LF009M2QT | RP | 2.000 | 3640921
960 | E DUBLIN GRANVILLE RD | 43229-2503 | Active | TH-0973 | AMES | 300-GV | DCDA | 6.000 | 3640922 | IN HOTBOX
960 | E DUBLIN GRANVILLE RD | 43229-2503 | Active | 57918 | AMES | 2000BM3 | DC | 0.750 | 3640923
960 | E DUBLIN GRANVILLE RD | 43229-2503 | Not Required by DOW | 70271 | WATTS | 919QT | RP | 1.000 | 3641141 | NEXT TO WATER HEATER
975 | E DUBLIN GRANVILLE RD | 43229-2504 | Removed | 114608REM | WATTS | 009M2QT | RP | 0.750 | 74880 | **REMOVED** NEXT TO WATER METER/BACK ROOM
975 | E DUBLIN GRANVILLE RD | 43229-2504 | Removed | 1405680405REM | AMES | 3000SS | DCDA | 4.000 | 74881 | **REMOVED**
975 | E DUBLIN GRANVILLE RD | 43229-2504 | Removed | 265796REM | WATTS | 009M2QT | RP | 1.000 | 74882 | **REMOVED** BACK ROOM 3 FT ABOVE WATER METER
975 | E DUBLIN GRANVILLE RD | 43229-2504 | Removed | 287384REM | WATTS | 009QT | RP | 0.500 | 74883 | **REMOVED** SOUTHEAST WALL IN CLOSET IN PHOTO LAB ABOVE SINK
975 | E DUBLIN GRANVILLE RD | 43229-2504 | Removed | 43330REM | AMES | 2000B | DC | 0.750 | 74884 | **REMOVED** ATTACHED TO 4 INCH AMES
975 | E DUBLIN GRANVILLE RD | 43229-2504 | Active | 177646 | WATTS | LF009M2QT | RP | 2.000 | 3650748 | NE HOT BOX BY DUMPSTERS AT WATER METER SHEETZ GAS STAION
987 | E DUBLIN GRANVILLE RD | 43229-2504 | Removed | REM249671 | WATTS | 800M4QT | PVB | 0.750 | 88313 | ***REMOVED***SIDE MIDDLE
987 | E DUBLIN GRANVILLE RD | 43229-2504 | Active | 603425 | WATTS | 909QT | RP | 1.000 | 88416 | BACK OF BUILDING BY RESTROOMS
987 | E DUBLIN GRANVILLE RD | 43229-2504 | Not required by DOW | 2277956 | WILKINS | 975XLSEU | RP | 0.750 | 88469 | NEXT TO REST ROOM
100 | E DUBLIN GRANVILLE RD | 43229-2503 | Not Required by DOW | 197043 | WATTS | 909QTFDA | RP | 4.000 | 53569 | STOCK ROOM NORTH SIDE
1000 | E DUBLIN GRANVILLE RD | 43229-2503 | Not Required by DOW | 107873 | AMES | 2000SS | DC | 6.000 | 53571 | NORTH CONER OF LOADING DOCK
1000 | E DUBLIN GRANVILLE RD | 43229-2503 | Not Required by DOW | 1263131112 | AMES | 4000SS | RP | 4.000 | 53572 | FRONT ENTRANCE
1000 | E DUBLIN GRANVILLE RD | 43229-2503 | Active | TI-1257 | AMES | 400 | RP | 6.000 | 3638753 | IN HOTBOX
1009 | E DUBLIN GRANVILLE RD | 43229 | Active | 33257 | WILKINS | 375AST | RP | 3.000 | 3653851 | Riser Room / SE Corner
1009 | E DUBLIN GRANVILLE RD | 43229 | Active | 29749B | WILKINS | 350ASTDA | DCDA | 4.000 | 3653852 | S/E RISER ROOM
1009 | E DUBLIN GRANVILLE RD | 43229 | Active | HC66599 | WILKINS | 950XLD | DC | 0.750 | 3653853 | S/E RISER ROOM
1050 | E DUBLIN GRANVILLE RD | 43229-2503 | Replaced | REP49803 | WATTS | 009QT | RP | 1.000 | 53724 | REPLACED- MECHANICAL ROOM ABOVE WATER METER
1050 | E DUBLIN GRANVILLE RD | 43229-2503 | Active | 49675 | WATTS | 919QT | RP | 1.000 | 3613395 | MECHANICAL ROOM ABOVE WATER METER
1050 | E DUBLIN GRANVILLE RD | 43229-2503 | LPS - Active |  |  |  | LPC |  | 3626259 | DOMESTIC PUMP -
1078 | E DUBLIN GRANVILLE RD | 43229-2503 | Active | 276950 | WATTS | 009M2QT | RP | 2.000 | 53792 | MECHANICAL ROOM NE (OUTSIDE ROOM)
1078 | E DUBLIN GRANVILLE RD | 43229-2503 | Active | 2FL0209 | AMES | 2000SS | DC | 3.000 | 53793 | BASEMENT
1078 | E DUBLIN GRANVILLE RD | 43229-2503 | Due Install |  |  |  | RP |  | 3639499
1078 | E DUBLIN GRANVILLE RD | 43229-2503 | Active | 09784 | WATTS | 919 | RP | 0.500 | 3653665
1212 | E DUBLIN GRANVILLE RD | 43229-3302 | Due Install |  |  |  | RP | 4.000 | 3408938
1213 | E DUBLIN GRANVILLE RD | 43229-3301 | Active | 09770 | WATTS | 919AQT | RP | 1.500 | 54320 | UILITY ROOM (POOL RM)
1213 | E DUBLIN GRANVILLE RD | 43229-3301 | Active | 01421 | WATTS | 007 | DC | 3.000 | 54321 | MECH RM OFF LAUNDRY
1213 | E DUBLIN GRANVILLE RD | 43229-3301 | LPS - Due Install |  |  |  | LPC |  | 3628190
1213 | E DUBLIN GRANVILLE RD | 43229-3301 | Due Install |  |  |  | RP | 4.000 | 3638301 | IN PIT NORTH OF BLDG
1213 | E DUBLIN GRANVILLE RD | 43229-3301 | Due Install |  |  |  | RP | 3.000 | 3656238 | MECH RM OFF LAUNDRY
1248 | E DUBLIN GRANVILLE RD | 43229-3302 | Due Install |  |  |  | RP | 0.750 | 3408939
1264 | E DUBLIN GRANVILLE RD | 43229-3302 | Active | 70069 | WATTS | 919AQT | RP | 1.000 | 97860 | mechanical room at water meter
1275 | E DUBLIN GRANVILLE RD | 43229-3301 | Active | 319454 | WATTS | 909M1QT | RP | 1.500 | 54508 | EAST SIDE AT WATER METER POPEYES CHICKEN
1275 | E DUBLIN GRANVILLE RD | 43229-3301 | LPS - Active |  |  |  | LPC |  | 3632976 | DOMESTIC PUMP - PUMP ON DOM ABOVE METER
1279 | E DUBLIN GRANVILLE RD | 43229-3300 | Active | 22853 | WATTS | 009QT | RP | 1.500 | 54513 | SE MECH ROOM AT WATER METER
1325 | E DUBLIN GRANVILLE RD | 43229-3301 | Not Required by DOW | 053175 | WATTS | 800M4QT | PVB | 1.000 | 88638 | BACK OF BLDG
1325 | E DUBLIN GRANVILLE RD | 43229-3301 | Active | 630896 | WATTS | 909QT | RP | 1.000 | 99372 | BASEMENT MECHANICAL ROOM EAST WALL
1395 | E DUBLIN GRANVILLE RD | 43229-3313 | Active | W4351 | APOLLO/CONBRACO | 4020302 | RP | 2.000 | 54884 | 1ST FLOOR JANITOR'S CLOSET
1395 | E DUBLIN GRANVILLE RD | 43229-3313 | Not Required by DOW | 9386 | APOLLO/CONBRACO | 40204A2 | RP | 0.750 | 54885 | BASEMENT
1405 | E DUBLIN GRANVILLE RD | 43229-3305 | Active | 342328 | WILKINS | 975 | RP | 0.750 | 54928 | WATER METER BASEMENT NORTH WALL
1501 | E DUBLIN GRANVILLE RD | 43229-3307 | Not Required by DOW | 1865 | AMES | 4000SS | RP | 4.000 | 55237 | CEILING INSIDE STORE
1501 | E DUBLIN GRANVILLE RD | 43229-3307 | Not Required by DOW | 2508 | AMES | 4000SS | RP | 4.000 | 55238 | SAME MECH MEZZ
1501 | E DUBLIN GRANVILLE RD | 43229-3307 | Active | 129889 | WATTS | 009QT | RP | 2.000 | 55239 | IN ROSSES 1501 NW MECH/RISER AREA AT WATER RISER
1501 | E DUBLIN GRANVILLE RD | 43229-3307 | Active | 1556960107 | AMES | 3000CIV | DCDA | 8.000 | 55240 | IN ROSSES 1501 NW MECH/RISER AREA AT WATER RISER
1501 | E DUBLIN GRANVILLE RD | 43229-3307 | Not Required by DOW | 803 | AMES | 4000B | RP | 2.000 | 55241 | CEILING INSIDE STORE
1501 | E DUBLIN GRANVILLE RD | 43229-3307 | Active | 53708 | AMES | 2000B | DC | 0.750 | 99595 | IN ROSSES 1501 NW MECH/RISER AREA AT WATER RISER
1501 | E DUBLIN GRANVILLE RD | 43229-3307 | Due Install |  |  |  | RP | 6.000 | 3658954
1575 | E DUBLIN GRANVILLE RD | 43229-3307 | Active | 299991 | WATTS | 909M1QT | RP | 1.500 | 67869 | SW OF 5757 IN CLOSET AT WTR MTR 2 MTRS IN CLOSET (1575 E DUB-GRAN & 5763 KARL)
1585 | E DUBLIN GRANVILLE RD | 43229-3307 | Replaced | REP62711 | WATTS | 009QT | RP | 1.000 | 55477 | REPLACED- CENTER OF BUILDING PARTS ROOM
1585 | E DUBLIN GRANVILLE RD | 43229-3307 | Active | 38640 | WATTS | 919QT | RP | 1.000 | 3612984 | CENTER OF BLDG OFFICE MECH/ELECT ROOM SHELL GAS AND CONVENIENCE STORE
1616 | E DUBLIN GRANVILLE RD | 43229-3503 | Not Required by DOW | A151112 | WILKINS | 720A | PVB | 0.750 | 55614 | FRONT OF BUILDING - WEST SIDE
1616 | E DUBLIN GRANVILLE RD | 43229-3503 | Not Required by DOW | A151114 | WILKINS | 720A | PVB | 0.750 | 55615 | Northside of building (outside)
1616 | E DUBLIN GRANVILLE RD | 43229-3503 | Active | W226334 | WILKINS | 975XL | RP | 1.000 | 55616 | IN BASEMENT MECHANICAL ROOM AT WATER METER
1634 | E DUBLIN GRANVILLE RD | 43229-3503 | Active | 966258 | APOLLO | RPLF4A | RP | 0.750 | 3408964
1638 | E DUBLIN GRANVILLE RD | 43229-3503 | Active | 777157 | APOLLO | RPLF4A | RP | 0.750 | 3408966
1644 | E DUBLIN GRANVILLE RD | 43229-3503 | Removed | 520841REM | WATTS | 909QTFDA | RP | 4.000 | 55692 | ***REMOVED*** BACK BUILDING MECHANICAL @ NOODLES, IN UNIT NEXT TO 1644
1644 | E DUBLIN GRANVILLE RD | 43229-3503 | Removed | 128794REM | WATTS | 009QT | RP | 0.500 | 55693 | ***REMOVED*** ABOVE ICE CUBE
1644 | E DUBLIN GRANVILLE RD | 43229-3503 | Removed | 357319REM | WILKINS | 975XL2 | RP | 1.000 | 102342 | REMOVED-BASEMENT LEFT OF STAIRWAY
1644 | E DUBLIN GRANVILLE RD | 43229-3503 | Due Install |  |  |  | RP |  | 3632443 | IN 1648 AT METER IN 1648 BATHROOM.
1648 | E DUBLIN GRANVILLE RD | 43229-3503 | Active | 69587 | WATTS | LF009M3QT | RP | 0.750 | 3408968 | NW MECH AREA OF 1648 AT WATER METER (1.5")
1662 | E DUBLIN GRANVILLE RD | 43229-3503 | Active | 176818 | WATTS | LF009M2QT | RP | 2.000 | 3408972 | NORTH SIDE EAST OF RISER ROOM
1662 | E DUBLIN GRANVILLE RD | 43229-3503 | Active | WL-0943 | AMES | COLT 300GV | DCDA | 8.000 | 3650463 | NORTH SIDE RISER ROOM
1662 | E DUBLIN GRANVILLE RD | 43229-3503 | Active | 71924 | AMES | 2000BM3 | DC | 0.750 | 3654189 | NORTH SIDE RISER ROOM
1666 | E DUBLIN GRANVILLE RD | 43229-3503 | Active | 74384 | WATTS | 919QT | RP | 1.000 | 3408973 | After meter setting rear of 1666
1671 | E DUBLIN GRANVILLE RD | 43229-3501 | Not Required by DOW | 124287 | WATTS | 009QT | RP | 1.000 | 55801 | AT METER AT BACK ENTRANCE
1671 | E DUBLIN GRANVILLE RD | 43229-3501 | Active | 55583 | WATTS | 009QT | RP | 1.500 | 55803 | AT WATER METER INSIDE LEFT OF WEST REAR DOOR
1691 | E DUBLIN GRANVILLE RD | 43229-3501 | Active | B188300 | WILKINS | 375XL | RP | 2.000 | 55843 | WATER HEATER MECHANICAL ROOM
1691 | E DUBLIN GRANVILLE RD | 43229-3501 | Active | 124728 | WILKINS | 950 | DC | 1.500 | 55844 | METER ROOM SOUTH SIDE OF BUILDING
1691 | E DUBLIN GRANVILLE RD | 43229-3501 | Removed | G191917REM | WILKINS | 720A | PVB | 1.000 | 55845 | REMOVED-BACK LEFT SIDE OF BUILDING
1748 | E DUBLIN GRANVILLE RD | 43229-3525 | Active | 21200 | WATTS | LF919 | RP | 1.500 | 56014 | MECH ROOM NEXT TO METER
1755 | E DUBLIN GRANVILLE RD | 43229-3502 | Active | 18175 | WATTS | 919AQT | RP | 2.000 | 56041 | USE 6/3/15 CAG. OUTSIDE DOOR EASTSIDE OF BUILDING BY METER
1760 | E DUBLIN GRANVILLE RD | 43229-3525 | Inactive | 084725 |  |  |  | 0.000 | 56066 | DRY STORAGE AREA REAR
1760 | E DUBLIN GRANVILLE RD | 43229-3525 | Active | 3652041 | WILKINS | 975XL2 | RP | 1.500 | 3635212 | BACK OFFICE
1771 | E DUBLIN GRANVILLE RD | 43229- | Not Required by DOW | cb243572 | WILKINS | 720A | PVB | 1.000 | 56097 | 1761 RIGHT CENTER BGR KING
1771 | E DUBLIN GRANVILLE RD | 43229- | Active | 2862415 | WILKINS | 975XLBMS | RP | 1.000 | 95687 | 1761 BGR KING SW AREA AT WATER METER
1771 | E DUBLIN GRANVILLE RD | 43229- | Removed |  |  |  | LPC |  | 3624672 | 1761 BGR KING SW AREA AT WATER METER DOMESTIC BOOSTER PUMP
1774 | E DUBLIN GRANVILLE RD | 43229-3525 | Active | 494741 | WILKINS | 975 | RP | 0.750 | 56100 | BACK UTILITY ROOM AT WATER METER IN 1776
1774 | E DUBLIN GRANVILLE RD | 43229-3525 | Not Required by DOW | 223802 | WATTS | 009QT | RP | 0.500 | 56101 | IN ROOM AT NE CORNER OF BLDG ABOVE ICE MACHINE
1777 | E DUBLIN GRANVILLE RD | 43229-3502 | Active | 16652 | WATTS | 919QT | RP | 1.500 | 56113 | REAR SPRINKLER ROOM THROUGH OFFICE
1777 | E DUBLIN GRANVILLE RD | 43229-3502 | Active | 1817751213 | AMES | 3000SS | DCDA | 6.000 | 3605895 | REAR SPRINKLER ROOM THROUGH OFFICE
1777 | E DUBLIN GRANVILLE RD | 43229-3502 | Active | 32913 | WATTS | 007M1QT | DC | 0.750 | 3605896 | REAR SPRINKLER ROOM THROUGH OFFICE
1780 | E DUBLIN GRANVILLE RD | 43229-3525 | Active | ALA31220 | WILKINS | 975XL3 | RP | 0.750 | 3408981 | CLOSET IN RESTROOM
1790 | E DUBLIN GRANVILLE RD | 43229-3525 | Active | 41064 | WATTS | LF919QT | RP | 2.000 | 56150 | NW CORNER OF BUILDING BESIDE WATER METER
1800 | E DUBLIN GRANVILLE RD | 43229-3533 | Active | 2270837 | WILKINS | 975XL | RP | 0.750 | 87620 | BASEMENT @ WATER METER
1855 | E DUBLIN GRANVILLE RD | 43229-3516 | Removed | 128760 | WATTS | 009QT | RP | 0.500 | 56426 | 2ND FLOOR JANITORS CLOSET
1855 | E DUBLIN GRANVILLE RD | 43229-3516 | Not Required by DOW | 16779 | WATTS | 009M3 | RP | 0.750 | 56427 | PENTHOUSE BOILER ROOM
1855 | E DUBLIN GRANVILLE RD | 43229-3516 | Not Required by DOW | 16782 | WATTS | 009M3 | RP | 0.750 | 56428 | PENTHOUSE MECHANICAL ROOM
1855 | E DUBLIN GRANVILLE RD | 43229-3516 | Active | 19040 | WILKINS | 375AST | RP | 3.000 | 3633662 | COMPLETE BUILDING - IN CRAWL SPACE
1880 | E DUBLIN GRANVILLE RD | 43229-3523 | Due Install | [5 empty] | 3408985 | UNDER FRONT STAIRS
1881 | E DUBLIN GRANVILLE RD | 43229-3514 | Active | 168010 | WATTS | 009M2 | RP | 1.000 | 3408986 | BASEMENT SUMP PUMP ROOM
1901 | E DUBLIN GRANVILLE RD | 43229-3539 | Active | 495254 | WATTS | 909QT | RP | 0.750 | 56573 | BOILER ROOM
1930 | E DUBLIN GRANVILLE RD | 43229-3509 | Active | 571141 | WILKINS | 975XL | RP | 1.500 | 56668 | UTILITY ROOM. MTR IS IN FB R OF EAST ENTRANCE
1960 | E DUBLIN GRANVILLE RD | 43229-3509 | Not required by DOW | 265146 | WATTS | 009QT | RP | 1.000 | 56758 | MECHANICAL ROOM
1960 | E DUBLIN GRANVILLE RD | 43229-3509 | Active | 4976745XLTCU | WILKINS | 975XL | RP | 1.500 | 56759 | WEST END OF BUILDING AT METER SET
1990 | E DUBLIN GRANVILLE RD | 43229-3509 | Not Required by DOW | 75422 | WATTS | LF919QT | RP | 1.000 | 56884 | BASEMENT
1990 | E DUBLIN GRANVILLE RD | 43229-3509 | Active | 97944 | WATTS | 919QT | RP | 0.750 | 3652728 | DOWNSTAIRS NEAR WATER METER
2040 | E DUBLIN GRANVILLE RD | 43229-3518 | Active | ALA22286 | WILKINS | 975XL3 | RP | 0.750 | 3408993 | IN UTILITY ROOM NORTH SIDE OF BLDG BETWEEN 2040B &2040C
2061 | E DUBLIN GRANVILLE RD | 43229-3524 | Active | ALA10294 | WILKINS | 975XL2 | RP | 0.750 | 3408994 | AT WATER METER SW IN OFFICE BEHIND DESK
2090 | E DUBLIN GRANVILLE RD | 43229-3518 | Active | 125359 | WATTS | 007QT | DC | 0.750 | 57244 | METER PIT REAR OF PROPERTY N OF/ BEHIND CVS ON MOUND IN EVERGREENS
2090 | E DUBLIN GRANVILLE RD | 43229-3518 | Removed | REMA03891 | FEBCO | 860 | RP | 2.000 | 57245 | ***REMOVED***IN MECH ROOM IN REAR OF BUILDING BKFLW # A03891
2090 | E DUBLIN GRANVILLE RD | 43229-3518 | Active | 3JM0028 | AMES | 3000SS | DCDA | 6.000 | 57246 | METER PIT REAR OF PROPERTY
2090 | E DUBLIN GRANVILLE RD | 43229-3518 | Active | 312568 | WATTS | 909M1QT | RP | 1.500 | 57247 | NE CORNER OF BLDG
2090 | E DUBLIN GRANVILLE RD | 43229-3518 | Not Required by DOW | 45188 | WATTS | 919QT | RP | 0.750 | 57248 | REAR OF BUILDING
2090 | E DUBLIN GRANVILLE RD | 43229-3518 | Removed | REM909712 | WILKINS | 975XLBMS | RP | 0.750 | 57250 | ***REMOVED***CAR WASH-2050 E DUB GRANVILLE
2090 | E DUBLIN GRANVILLE RD | 43229-3518 | Not Required by DOW | 67069 | WATTS | 919QT | RP | 0.750 | 3619767 | 2086 E DUBLIN GRANVILLE RD, IN CEILING AT REAR BREAK ROOM AT METER
2091 | E DUBLIN GRANVILLE RD | 43229-3524 | Not Required by DOW | 3940131 | WILKINS | 975XL | RP | 1.000 | 3408995 | INSIDE DOOR
2091 | E DUBLIN GRANVILLE RD | 43229-3524 | Not Required by DOW | 4140763 | WILKINS | 975XL | RP | 0.750 | 3612994 | INSIDE SIDE DOOR
2091 | E DUBLIN GRANVILLE RD | 43229-3524 | Active | 4113873 | WILKINS | 975XL | RP | 2.000 | 3612995 | AT METER INSIDE BACK DOOR
2091 | E DUBLIN GRANVILLE RD | 43229-3524 | Active | 1864880616 | AMES | 3000SS | DCDA | 4.000 | 3613177 | BACK STORE ROOM BY EXIT
2091 | E DUBLIN GRANVILLE RD | 43229-3524 | Active | 74588 | AMES | 2000B | DC | 0.750 | 3613178 | BACK STORE ROOM BY EXIT
2091 | E DUBLIN GRANVILLE RD | 43229-3524 | LPS - Active |  |  |  | LPC |  | 3636850 | DOMESTIC PUMP - INSIDE SIDE DOOR
2100 | E DUBLIN GRANVILLE RD | 43229-3518 | Active | 604122 | WATTS | 909HWQT | RP | 0.750 | 89195 | BACK STOCK AREA, BIG BREAK ROOM
2150 | E DUBLIN GRANVILLE RD | 43229-3513 | Active | 1247600103 | AMES | 3000 | DCDA | 4.000 | 57453 | NW INTERIOR CORNER OF BUILDING
2150 | E DUBLIN GRANVILLE RD | 43229-3513 | Not Required by DOW | 198489 | WATTS | 009M2QT | RP | 1.000 | 57454 | N SIDE OF BUILDING MECH AREA
2150 | E DUBLIN GRANVILLE RD | 43229-3513 | Active | 89066 | WATTS | 009QT | RP | 1.500 | 57455 | MECH ROOM NW CORNER OF BUILDING
2150 | E DUBLIN GRANVILLE RD | 43229-3513 | Active | 29575 | AMES | 2000B | DC | 0.750 | 57456 | NW INTERIOR-BYPASS ON DETECTOR DOUBLE CHECK
2150 | E DUBLIN GRANVILLE RD | 43229-3513 | Active | 01941 | AMES | 4000B | RP | 1.500 | 3607692 | STOCK ROOM
2150 | E DUBLIN GRANVILLE RD | 43229-3513 | Not Required by DOW |  |  |  | RPDA |  | 3635322 | NW INTERIOR CORNER OF BUILDING
2171 | E DUBLIN GRANVILLE RD | 43229-3512 | Active | 2831330 | WILKINS | 975XLBMS | RP | 1.500 | 57515 | WOMENS RESTROOM UNDER SINK
2200 | E DUBLIN GRANVILLE RD | 43229-3585 | Active | 3649109 | WILKINS | 975XL2 | RP | 2.000 | 57612 | North mechanical room
2200 | E DUBLIN GRANVILLE RD | 43229-3585 | Active | 32244 | WILKINS | 350ASTDA | DCDA | 4.000 | 3652265 | PIT NEXT TO FIRE HOUSE
2200 | E DUBLIN GRANVILLE RD | 43229-3585 | Active | HC66699 | WILKINS |  | DC | 0.750 | 3655411 | PIT NEXT TO FIRE HOUSE
2210 | E DUBLIN GRANVILLE RD | 43229-3513 | Removed | REMN23695 | WILKINS | 350ADA | DCDA | 4.000 | 90641 | ***REMOVED***Sprinkler room outside rear
2210 | E DUBLIN GRANVILLE RD | 43229-3513 | Removed | REM3410227 | WILKINS | 950 | DC | 0.750 | 90643 | ***REMOVED***Sprinkler room outside rear door
2210 | E DUBLIN GRANVILLE RD | 43229-3513 | Active | 19372 | WATTS | 909 | RP | 4.000 | 3619732 | REAR WATER METER ROOM
2210 | E DUBLIN GRANVILLE RD | 43229-3513 | Active | 004829 | WATTS | 909 | RP | 3.000 | 3619733 | REAR WATER ROOM
2225 | E DUBLIN GRANVILLE RD | 43229-3512 | Not Required by DOW | 129454 | WATTS | 009QT | RP | 1.000 | 57672 | STORAGE ROOM WEST SIDE
2225 | E DUBLIN GRANVILLE RD | 43229-3512 | Active | 54104 | WATTS | 009QT | RP | 1.500 | 57673 | STORAGE ROOM WEST SIDE
2255 | E DUBLIN GRANVILLE RD | 43229-3512 | Active | 48885 | WILKINS | 975XLBMS | RP | 1.000 | 57792 | NEXT TO WATER HEATER. BASKIN ROBINS
2300 | E DUBLIN GRANVILLE RD | 43229-3534 | Due Install |  |  |  | RP | 1.500 | 3408998
2300 | E DUBLIN GRANVILLE RD | 43229-3534 | Due Install |  |  |  | DCDA | 4.000 | 3658046
2345 | E DUBLIN GRANVILLE RD | 43229-3506 | Active | 27403 | WATTS | 919QT | RP | 0.750 | 3409000 | MTR IN BACK SE CORNER
2350 | E DUBLIN GRANVILLE RD | 43229-3507 | Inactive | 260432 | WILKINS | 975 | RP | 2.000 | 58045 | FRONT STORAGE ROOM NEXT TO WATER METER
2374 | E DUBLIN GRANVILLE RD | 43229-3507 | Active | 08659 | WATTS | 919 | RP | 1.500 | 90508 | AT WATER METER ON NE SIDE OF BUILDING
2400 | E DUBLIN GRANVILLE RD | 43229-3520 | Active | 108231 | WATTS | 007QT | DC | 0.750 | 58216 | METER PIT IN PARKING LOT NORTHEAST CORNER
2400 | E DUBLIN GRANVILLE RD | 43229-3520 | Active | 3EM0013 | AMES | 3000SS | DCDA | 4.000 | 58217 | METER PIT IN PARKING LOT NORTHEAST CORNER
2400 | E DUBLIN GRANVILLE RD | 43229-3520 | Active | 4809128 | WILKINS | 975XL2 | RP | 2.000 | 58219 | EAST RIGHT REAR MECH ROOM AT WATER METER Outside Door
2420 | E DUBLIN GRANVILLE RD | 43229-3520 | Active | 2168020 | FEBCO | 805 | DC | 0.750 | 58246 | METER PIT FOR FIRE PROTECTION SOURCE
2420 | E DUBLIN GRANVILLE RD | 43229-3520 | Active | 9707071313 | FEBCO | 856 | DCDA | 4.000 | 58247 | IN METER PIT FOR FIRE PROTECTION SOURCE
2420 | E DUBLIN GRANVILLE RD | 43229-3520 | Due Install |  |  |  | RP |  | 3626685
2491 | E DUBLIN GRANVILLE RD | 43229-3521 | Active | 80675 | WATTS | 009M1QT | RP | 2.000 | 58447 | AT METER
2491 | E DUBLIN GRANVILLE RD | 43229-3521 | Active | RA1491 | AMES | COLT 300-GV | DCDA | 6.000 | 3633578 | MECH RM NORTHEAST CORNER OF BLDG
2491 | E DUBLIN GRANVILLE RD | 43229-3521 | Active | 46541 | AMES | 2000B | DCDA | 0.750 | 3633928 | MECH RM NORTHEAST CORNER OF BLDG
2500 | E DUBLIN GRANVILLE RD | 43231-4024 | Not Required by DOW | 64056 | WATTS | 007M1QT | DC | 1.000 | 58501 | EAST MECHANICAL ROOM
2500 | E DUBLIN GRANVILLE RD | 43231-4024 | Active | 756876 | WILKINS | 975XL | RP | 1.000 | 58502 | N WALL OF MECHANICAL ROOM
2600 | E DUBLIN GRANVILLE RD | 43231-4000 | Removed | 17238REM | WATTS | 009QT | RP | 1.000 | 58722 | REMOVED-BACK OF BLDG BY DOOR INSIDE, BACK CORNER OF STOCK ROOM BY METER
2600 | E DUBLIN GRANVILLE RD | 43231-4000 | Active | 3940114 | WILKINS | 975 | RP | 1.000 | 3607389 | BACK OF BLDG BY DOOR INSIDE, BACK CORNER OF STOCK ROOM BY METER
2601 | E DUBLIN GRANVILLE RD | 43231-4039 | Active | 228468 | WATTS | LF009M3QT | RP | 1.000 | 3409006
2610 | E DUBLIN GRANVILLE RD | 43231-4000 | Active | 88971 | WATTS | 009QT | RP | 1.000 | 58761 | BACK ROOM NEXT TO PUMP
2661 | E DUBLIN GRANVILLE RD | 43231-4039 | NULL |  |  |  | RP | 1.000 | 3409008 | RESTROOM
2700 | E DUBLIN GRANVILLE RD | 43231-4094 | Due Install |  |  |  | RP | 6.000 | 3409010
2700 | E DUBLIN GRANVILLE RD | 43231-4094 | Due Install |  |  |  | DC | 6.000 | 3640751
2760 | E DUBLIN GRANVILLE RD | 43231-4081 | Active | 4753756 | WILKINS | 975XL | RP | 1.500 | 3409011 | BASEMENT NEXT TO METER
2819 | E DUBLIN GRANVILLE RD | 43231-4055 | Not Required by DOW | 2GM1625 | AMES | 2000SS | DC | 4.000 | 59379 | S.END OF BLDG E.SIDE OF HALL IN RISER ROOM
2819 | E DUBLIN GRANVILLE RD | 43231-4055 | Not Required by DOW | W342196 | WILKINS | 975XL | RP | 1.500 | 59380 | IN DINNING HALL BY KITCHEN DOOR
2819 | E DUBLIN GRANVILLE RD | 43231-4055 | Active | YE-2073 | AMES | COLT 400 | RP | 6.000 | 3651967 | PIT AT NE CORNER OF PROPERTY BY DUMPSTER
2827 | E DUBLIN GRANVILLE RD | 43231 | Active | 24393 | WATTS | 919AQT | RP | 0.750 | 99251 | BASEMENT
2841 | E DUBLIN GRANVILLE RD | 43231-4037 | Removed | 22892REM | WATTS | 007QT | DC | 1.000 | 59427 | REMOVED-IN ACTIVITY OFFICE WEST WALL BY CHAPEL / AUDITORIUM
2841 | E DUBLIN GRANVILLE RD | 43231-4037 | Active | 258886 | WATTS | 909M1QT | RP | 2.000 | 59428 | DIETARY OFFICE
2841 | E DUBLIN GRANVILLE RD | 43231-4037 | Active | 268580 | WATTS | 909M1QT | RP | 2.000 | 59429 | HOUSEKEEPERS OFFICE BEHIND ACCESS PANEL
2841 | E DUBLIN GRANVILLE RD | 43231-4037 | Due Install |  |  |  | DCDA | 8.000 | 3636136 | ON FIRE LINE
2841 | E DUBLIN GRANVILLE RD | 43231-4037 | Due Install |  |  |  | DC | 0.750 | 3636137 | ON FIRE LINE
2841 | E DUBLIN GRANVILLE RD | 43231-4037 | Due Install |  |  |  | RP | 3.000 | 3641232
2891 | E DUBLIN GRANVILLE RD | 43231-4037 | Active | 46996 | WATTS | 009M1QT | RP | 1.500 | 59528 | IN BASEMENT AT WATER METER ON NORTH EAST WALL
2965 | E DUBLIN GRANVILLE RD | 43231-4036 | Active | 442478 | WATTS | 909M1QT | RP | 1.500 | 97771 | ROOM 103 IN METER CLOSET AT WATER METER
3047 | E DUBLIN GRANVILLE RD | 43231-4007 | Not Required by DOW | 106222 | WATTS | 009QT | RP | 1.000 | 59873 | IN BOMBING ROOM
3047 | E DUBLIN GRANVILLE RD | 43231-4007 | Not Required by DOW | 120983 | WATTS | 009M2QT | RP | 1.000 | 59874 | IN BOMBING ROOM
3047 | E DUBLIN GRANVILLE RD | 43231-4007 | Not Required by DOW | 190774 | WATTS | 009QT | RP | 0.750 | 59875 | IN BOMBING ROOM
3047 | E DUBLIN GRANVILLE RD | 43231-4007 | Active | 355286 | WATTS | 909M1QT | RP | 1.500 | 59876 | MECHANICAL ROOM
3047 | E DUBLIN GRANVILLE RD | 43231-4007 | Not Required by DOW | T649714 | WILKINS | 720A | PVB | 1.000 | 59877 | NORTH EAST BACK SIDE OF BUILDING
3385 | E DUBLIN GRANVILLE RD | 43235- | Active | 3786469 | WILKINS | 975XL2 | RP | 1.250 | 104055 | MECHANICAL/METER ROOM
3408 | E DUBLIN GRANVILLE RD | 43081-9722 | Active | 792383 | WATTS | 800M2QT | PVB | 1.000 | 60632 | FRONT RIGHT OF 3420 HOUSE
3408 | E DUBLIN GRANVILLE RD | 43081-9722 | Removed | 328030REM | WATTS | 909QT | RP | 1.000 | 60633 | BASEMENT ADJACENT TO WATER METER REMOVED
3419 | E DUBLIN GRANVILLE RD | 43081-9359 | Active | 19162 | WATTS | 919AQT | RP | 0.750 | 98153 | NW CORNER IN BATHROOM
3419 | E DUBLIN GRANVILLE RD | 43081-9359 | Not Required by DOW | A642118 | WILKINS | 350XL | DC | 1.000 | 3653105 | NW CORNER IN BATHROOM
3419 | E DUBLIN GRANVILLE RD | 43081-9359 | Active | AMA09591 | WILKINS | 975XL3 | RP |  | 3657049 | IN THE MECHANICAL ROOM BY THE RESTROOMS
3476 | E DUBLIN GRANVILLE RD | 43081-9000 | Active | 56584 | WATTS | 009QT | RP | 0.750 | 60816 | IN GARAGE AREA
4341 | E DUBLIN GRANVILLE RD | 43081 | Active | A205133 | FEBCO | 825Y | RP | 2.000 | 63738 | VALVE ROOM NEXT TO ROOM 4995 - 4993-4999 BRELFORD WOODS DR
4341 | E DUBLIN GRANVILLE RD | 43081 | Active | A036846 | FEBCO | 825YA | RP | 2.000 | 63739 | 4902 YOEST DR - 4902-4908 BRELFORD WOODS DR VALVE RM NEXT TO RM 4944
4341 | E DUBLIN GRANVILLE RD | 43081 | Active | W053742 | WILKINS | 975XL | RP | 2.000 | 63740 | 4939 YOEST DR, RISER ROOM UNDER STAIRS
4341 | E DUBLIN GRANVILLE RD | 43081 | Active | W053743 | WILKINS | 975XL | RP | 2.000 | 63741 | 4835 YOEST DR - 4788-4814 BRELFORD WOODS DR, RISER ROOM UNDER STAIRS
4341 | E DUBLIN GRANVILLE RD | 43081 | Active | W053744 | WILKINS | 975XL | RP | 2.000 | 63742 | 4794 YOEST DR - 4835-4841 BRELSFORD WOODS DR, RISER ROOM UNDER STAIRS
4341 | E DUBLIN GRANVILLE RD | 43081 | Due Install |  |  |  | RP | 3.000 | 3650706
4341 | E DUBLIN GRANVILLE RD | 43081 | Due Install |  |  |  | DCDA | 6.000 | 3654333 | MTR PIT RIGHT ON MAIN ENTRANCE
4371 | E DUBLIN GRANVILLE RD | 43229- | Due Install |  |  |  |  | 6.000 | 3409025 | MTR PIT LEFT OF ENTRANCE
4431 | E DUBLIN GRANVILLE RD | 43081- | Active | H873104 | FEBCO | 765 | PVB | 1.000 | 3409027 | CLUB HOUSE/POOL
4431 | E DUBLIN GRANVILLE RD | 43081- | Active | H898452 | FEBCO | 765 | PVB | 1.000 | 3610214 | ENTRY WAY
4431 | E DUBLIN GRANVILLE RD | 43081- | Due Install |  |  |  | RP | 6.000 | 3657639
4481 | E DUBLIN GRANVILLE RD | 43081-4800 | Active | 075061 | WATTS | LF009M2QT | RP | 1.500 | 3409028 | MECH ROOM AT WATER METER
4481 | E DUBLIN GRANVILLE RD | 43081-4800 | Due Install |  |  |  | DCDA | 6.000 | 3656433
4535 | E DUBLIN GRANVILLE RD | 43230 | Active | 264074 | WATTS | LF009M2QT | RP | 2.000 | 3389447 | HOTBOX EAST OF 4515
4730 | E DUBLIN GRANVILLE RD | 43081 | Active | 1204040402 | AMES | 3000SS | DCDA | 6.000 | 64899 | SOUTH WALL
4730 | E DUBLIN GRANVILLE RD | 43081 | Not Required by DOW | 1327513 | WILKINS | 975XL | RP | 2.000 | 64900 | TRUCK FILL STATION
4730 | E DUBLIN GRANVILLE RD | 43081 | Active | 52033 | WATTS | 007M1 | DC | 0.750 | 64901 | SOUTH WALL
4730 | E DUBLIN GRANVILLE RD | 43081 | Active | L06000 | WILKINS | 375 | RP | 2.50 | 64902 | SE CORNER IN MAINTL. BUILDING BY METER
4730 | E DUBLIN GRANVILLE RD | 43081 | Not Required by DOW | W026001 | WILKINS | 975XL | RP | 1.000 | 64903 | WALL NEXT TO WASH STALL
4900 | E DUBLIN GRANVILLE RD | 43230 | Active | QK0382 | AMES | COLT 400 | RP | 4.000 | 3409222 | Hot Box. front of building near road
4900 | E DUBLIN GRANVILLE RD | 43230 | Active | QE-0941 | AMES | COLT 300GV | DCDA | 8.000 | 3625087 | Meter Pit. front of building near road, next to hot box
4900 | E DUBLIN GRANVILLE RD | 43230 | Active | 43913 | AMES | 2000BM3 | DC | 0.750 | 3625088 | Meter Pit. front of building near road, next to hot box
4960 | E DUBLIN GRANVILLE RD | 43081 | Active | VA-2060 | AMES | COLT 400 | RP | 3.000 | 3649610 | HOTBOX
4960 | E DUBLIN GRANVILLE RD | 43081 | Active | UL-2251 | AMES | COLT 300 | DCDA | 8.000 | 3649611 | METER PIT
4960 | E DUBLIN GRANVILLE RD | 43081 | Active | 63815 | AMES | 2000B | DC | 0.750 | 3649612 | METER PIT 3/4 SIDE CAR
4976 | E DUBLIN GRANVILLE RD | 43081 | Active | SF-1332 | WATTS | 957 | RP | 3.000 | 3642498 | Hot Box
4976 | E DUBLIN GRANVILLE RD | 43081 | Active | 1168291218 | WATTS | 774DCDA | DCDA | 6.000 | 3642504 | Pit
4976 | E DUBLIN GRANVILLE RD | 43081 | Active | 28555 | WATTS | 007M1-QT | DC | 0.750 | 3642505 | Pit
4977 | E DUBLIN GRANVILLE RD | 43230- | Active | 08758 | WATTS | 919QT | RP | 1.500 | 93273 | NEXT TO WATER METER - 5959 N HAMILTON RD
4977 | E DUBLIN GRANVILLE RD | 43230- | Active | V13741 | WILKINS | 350ADA | DCDA | 4.000 | 93327 | 5959 N HAMILTON RD, FIRE SPRINKLER RM
4977 | E DUBLIN GRANVILLE RD | 43230- | Active | 2718306 | FEBCO | 850 | DC | 0.750 | 93391 | 5959 N HAMILTON RD, FIRE SPRINKLER CONTROL ROOM
4980 | E DUBLIN GRANVILLE RD | 43081 | Active | ACM5477 | WILKINS | 975XL2 | RP | 2.000 | 3656431 | NEXT TO REAR DOOR
4985 | E DUBLIN GRANVILLE RD | 43081 | Active | AKB9093 | WILKINS | 375 XL | RP | 2.000 | 3652607 | E WALL TOWARDS FRONT
4985 | E DUBLIN GRANVILLE RD | 43081 | Not Required by DOW | AKC3495 | WILKINS | 375 XL | RP | 2.000 | 3652608
4985 | E DUBLIN GRANVILLE RD | 43081 | Not Required by DOW | 2126 | WILKINS | 375XL | RP | 2.000 | 3652668
5150 | E DUBLIN GRANVILLE RD | 43081-8701 | Removed | 4341714REM | WILKINS | 975XL2 | RP | 2.000 | 66147 | ABOVE METER PIT A SW CORNER OF PROPERTY REMOVED
5150 | E DUBLIN GRANVILLE RD | 43081-8701 | Active | 21861 | WILKINS | 975 | RP | 3.000 | 66148 | INSIDE NW CORNER
5150 | E DUBLIN GRANVILLE RD | 43081-8701 | Active | 338520 | WATTS | 909M1QT | RP | 1.500 | 66149 | INSIDE MECHANICAL ROOM, NORTHWEST CORNER
5150 | E DUBLIN GRANVILLE RD | 43081-8701 | Active | 8260 | FEBCO | 805 | DC | 0.750 | 66150 | METER PIT IN FRONT OF STORE CLOSE TO PKG LT BY FENCE
5150 | E DUBLIN GRANVILLE RD | 43081-8701 | Active | 9808201350 | FEBCO | 856 | DCDA | 6.000 | 66151 | METER PIT IN FRONT BT STREET CLOSE TO PKG LT BY FENCE
5150 | E DUBLIN GRANVILLE RD | 43081-8701 | Active | 205977 | WILKINS | LF009M2QT | RP | 2.000 | 3650362 | HOTBOX IN ISLAND N OF PIT
5526 | E DUBLIN GRANVILLE RD | 43081 | Active | 244593 | WATTS | LF009M2QT | RP | 2.000 | 3657922 | HOTBOX AT SOUTHWEST CORNER OF PARK
5526 | E DUBLIN GRANVILLE RD | 43081 | Active | XI-1413 | AMES | COLT | DCDA | 6.000 | 3657923 | VAULT AT SOUTHWEST CORNER OF PARK
5526 | E DUBLIN GRANVILLE RD | 43081 | Active | 74773 | AMES | 2000BM3 | DC | 0.750 | 3657925 | VAULT AT SOUTHWEST CORNER OF PARK
5885 | E DUBLIN GRANVILLE RD | 43054 | Active | 257216 | WATTS | LF009M2QT | RP | 2.000 | 3655945 | HOT BOX SOUTH OF 5321 HARLEM RD
5885 | E DUBLIN GRANVILLE RD | 43054 | Active | WE-1801 | AMES | 300-GV | DCDA | 6.000 | 3655947 | HOT BOX SOUTH OF 5321 HARLEM RD
5885 | E DUBLIN GRANVILLE RD | 43054 | Active | 03101 | AMES | LF2000BM3 | DC | 0.750 | 3655948 | HOT BOX SOUTH OF 5321 HARLEM RD
5891 | E DUBLIN GRANVILLE RD | 43081 | Active | 12109 | AMES | 2000B | DC | 2.000 | 68235 | FIRE SPRINKLER ROOM BUILDING #3 4817/4855 ENCLAVE BLVD
5891 | E DUBLIN GRANVILLE RD | 43081 | Active | 12122 | AMES | 2000B | DC | 2.000 | 68236 | FIRE SPRINKLER ROOM 1ST FLOOR BUILDING 4977/4855 ENCLAVE
5891 | E DUBLIN GRANVILLE RD | 43081 | Active | 92842 | WATTS | 007M1QT | DC | 2.000 | 68237 | BUILDING #2 4830 4855 ENCLAVE BLVD
5891 | E DUBLIN GRANVILLE RD | 43081 | Due Install |  |  |  | RP |  | 3641144 | PIT NORTHWEST CORNER OF PROPERTY
5969 | E DUBLIN GRANVILLE RD | 43054 | Active | 189536 | WATTS | 009M3QT | RP | 0.750 | 68428 | BASEMENT
6220 | E DUBLIN GRANVILLE RD | 43054-9381 | Active | 3224870 | WILKINS | 975XL2 | RP | 1.500 | 99403 | MECHANICAL ROOM, NORTH WALL
6220 | E DUBLIN GRANVILLE RD | 43054-9381 | Active | 1736550810 | AMES | 3000SS | DCDA | 4.000 | 99404 | MECHANIC ROOM
6220 | E DUBLIN GRANVILLE RD | 43054-9381 | Active | 64369 | AMES | 2000B | DC | 0.750 | 99405 | MECHANIC ROOM
6224 | E DUBLIN GRANVILLE RD | 43054 | Active | 4690764 | WILKINS | 975XL2 | RP | 1.000 | 3639530 | CLOSET BACK OF BUILDING
6229 | E DUBLIN GRANVILLE RD | 43054 | Removed | 165102REM | WATTS | LF009M2QT | RP | 1.500 | 3650998 | HOTBOX OFF N HAMILTON RD
6229 | E DUBLIN GRANVILLE RD | 43054 | Active | 182675 | Watts | 009 | RP | 2.000 | 3651002 | HOTBOX BY DUMPSTER CORRAL
6229 | E DUBLIN GRANVILLE RD | 43054 | Not Required by DOW | ABJ1924 | Wilkins | 975XL | RP | 1.000 | 3651003 | HOTBOX BY DUMPSTER CORRAL
6265 | E DUBLIN GRANVILLE RD | 43054-9328 | Active | H022176 | FEBCO | 765 | PVB | 0.750 | 104140 | FRONT OF HOUSE RIGHT OF FRONT DOOR
6278 | E DUBLIN GRANVILLE RD | 43054 | Active | 134078 | WATTS | LF009M2QT | RP | 2.000 | 3641159 | INSIDE BUILDING AT WATER METER SW CORNER
6278 | E DUBLIN GRANVILLE RD | 43054 | Active | 1962210319 | AMES | 3000SS | DCDA | 8.000 | 3644550 | RISE ROOM 6278-6294
6278 | E DUBLIN GRANVILLE RD | 43054 | Active | 81933 | AMES | 2000B | DC | 0.750 | 3644551 | RISE ROOM 6278-6294
6278 | E DUBLIN GRANVILLE RD | 43054 | Not Required by DOW | 076216 | WATTS | LF009M2QT | RP | 1.500 | 3646174 | Shred 415 (6314) - Storage space back of building above mop sink
6299 | E DUBLIN GRANVILLE RD | 43230 | Active | 178336 | WATTS | LF009M2QT | RP | 2.000 | 3650818 | HOTBOX AT PIT
6299 | E DUBLIN GRANVILLE RD | 43230 | Active | VD-0733 | AMES | 300GV | DCDA | 10.000 | 3650885
6299 | E DUBLIN GRANVILLE RD | 43230 | Active | 65055 | AMES | 2000BM3 | DC | 0.750 | 3650886
6302 | E DUBLIN GRANVILLE RD | 43054 | Active | TE1036 | WATTS | 957 | RP | 3.000 | 3640720 | SOUTHWEST OUTSIDE METER ROOM
6302 | E DUBLIN GRANVILLE RD | 43054 | Active | TH-1551 | AMES | COLT 500GV | RPDA | 8.000 | 3640721 | SOUTHWEST OUTSIDE METER ROOM
6302 | E DUBLIN GRANVILLE RD | 43054 | Active | 82131 | WATTS | LF 919- QT | RP | 0.750 | 3640722 | SOUTHWEST OUTSIDE METER RO0M
6302 | E DUBLIN GRANVILLE RD | 43054 | Not Required by DOW | 4767113 | WILKINS | 975XL2 | RP | 2.000 | 3641192 | WATER RISER ROOM BACK OF BUILDING WESTSIDE
6460 | E DUBLIN GRANVILLE RD | 43054- | Not Required by DOW | 09444 | WATTS | 009 | RP | 3.000 | 69966 | Stadium - Water / Mechanical / Fire Panel Rm
6460 | E DUBLIN GRANVILLE RD | 43054- | Not Required by DOW | W199037 | Wilkins | 975XL | RP | 2.000 | 69967 | Stadium - Closet in Old Concession Booth
6460 | E DUBLIN GRANVILLE RD | 43054- | Not Required by DOW | 120226 | WATTS | 909 | RP | 2.500 | 69968 | Stadium - Closet in Old Concession Booth
6460 | E DUBLIN GRANVILLE RD | 43054- | Not Required by DOW | 1237910801 | AMES | 2000SS | DC | 6.000 | 69969 | High-Middle Cafeteria NE Sprinkler-Water Rm
6460 | E DUBLIN GRANVILLE RD | 43054- | Not Required by DOW | 133424 | WATTS | 709 | DC | 6.000 | 69970 | Middle School Building - Mech Room 163
6460 | E DUBLIN GRANVILLE RD | 43054- | Not Required by DOW | 143241 | WATTS | 919QT | RP | 1.000 | 69971 | High-Middle Cafeteria - NW Room 409B by Electrical Rm
6460 | E DUBLIN GRANVILLE RD | 43054- | Not Required by DOW | 147193 | WATTS | 909 | RP | 3.000 | 69972 | High School - Library - Janitors Closet
6460 | E DUBLIN GRANVILLE RD | 43054- | Not Required by DOW | 147194 | WATTS | 909 | RP | 3.000 | 69973 | HS-Maintenance Building D - Boiler Rm D-106
6460 | E DUBLIN GRANVILLE RD | 43054- | Not Required by DOW | 147195 | WATTS | 909 | RP | 3.000 | 69974 | HS - Natarorium Building - by Pool NE Mechanical Rm
6460 | E DUBLIN GRANVILLE RD | 43054- | Not Required by DOW | 147204 | WATTS | 909 | RP | 3.00 | 69975 | High School - Arts/Music Building - Janitors Closet N. Hall
6460 | E DUBLIN GRANVILLE RD | 43054- | Not Required by DOW | 147205 | WATTS | 909 | RP | 3.000 | 69976 | HS - Gymnasium Building A - SE Corner Janitor's Closet
6460 | E DUBLIN GRANVILLE RD | 43054- | Not Required by DOW | 183679 | WATTS | 909 | RP | 4.000 | 69977 | HS - Maintenance Building D - Room off Custodian Storage
6460 | E DUBLIN GRANVILLE RD | 43054- | Not Required by DOW | 184124 | WATTS | 909 | RP | 4.000 | 69978 | High School-Section E Janitors - Hall by F/G
6460 | E DUBLIN GRANVILLE RD | 43054- | Not Required by DOW | 2HL0458 | AMES | 2000SS | DC | 4.000 | 69979 | High School-Section E Janitors - Hall by F/G
6460 | E DUBLIN GRANVILLE RD | 43054- | Not Required by DOW | L02400 | WILKINS | 375 | RP | 4.000 | 69980 | Middle School Building - Mech Room 163
6460 | E DUBLIN GRANVILLE RD | 43054- | Not Required by DOW | 735764 | WATTS | 909HWQT | RP | 0.750 | 69981 | High School - Arts/Music Building - 2nd Flr Mechanical Rm
6460 | E DUBLIN GRANVILLE RD | 43054- | Not Required by DOW | 635633 | WATTS | 909HWQT | RP | 0.750 | 69982 | High School-Section E - 3rd Flr Mechanical Rm #5-300
6460 | E DUBLIN GRANVILLE RD | 43054- | Not Required by DOW | 401105 | WATTS | 909QT | RP | 0.750 | 69983 | HS - Natarorium Building - by Pool NE Mechanical Rm
6460 | E DUBLIN GRANVILLE RD | 43054- | Not Required by DOW | 402853 | WATTS | 909QT | RP | 1.000 | 69984 | HS - Maintenance Building D - Boiler Rm D-106
6460 | E DUBLIN GRANVILLE RD | 43054- | Not Required by DOW | A06472 | WILKINS | 950 | DC | 4.000 | 69985 | High School - Library - Janitors Closet
6460 | E DUBLIN GRANVILLE RD | 43054- | Not Required by DOW | A06467 | WILKINS | 950 | DC | 4.000 | 69987 | HS - Natarorium Building - by Pool NE Mechanical Rm
6460 | E DUBLIN GRANVILLE RD | 43054- | Not Required by DOW | A06470 | WILKINS | 950 | DC | 4.000 | 69988 | HS - Gymnasium Building A - SE Corner Janitor's Closet
6460 | E DUBLIN GRANVILLE RD | 43054- | Not Required by DOW | A06631 | WILKINS | 950 | DC | 4.000 | 69989 | High School - Arts/Music Building - Janitors Closet N. Hall
6460 | E DUBLIN GRANVILLE RD | 43054- | Not Required by DOW | 61206 | WATTS | 919QT | RP | 0.750 | 69990 | High-Middle Cafeteria 2nd Flr HVAC Room -
6460 | E DUBLIN GRANVILLE RD | 43054- | Not Required by DOW | 19880 | WATTS | 007QT | DC | 0.500 | 69991 | Middle School Building - Mech Room 163
6460 | E DUBLIN GRANVILLE RD | 43054- | Not Required by DOW | L02398 | WILKINS | 375ADA | RPDA | 4.000 | 69992 | High-Middle Cafeteria NE Sprinkler-Water Rm
6460 | E DUBLIN GRANVILLE RD | 43054- | Not Required by DOW | W236365 | WILKINS | 975XL | RP | 2.000 | 87705 | High School-Section E Janitors - Hall by F/G
6460 | E DUBLIN GRANVILLE RD | 43054- | Not Required by DOW | 218870 | WATTS | 009M2QT | RP | 1.000 | 88521 | High School-Section J Mechanical Room
6460 | E DUBLIN GRANVILLE RD | 43054- | Not Required by DOW | DL1536 | WATTS | 957 | RP | 3.000 | 88522 | High School-Section J Janitors Closet
6460 | E DUBLIN GRANVILLE RD | 43054- | Not Required by DOW | A06465 | WILKINS | 950 | DC | 4.000 | 91792 | HS - Maintenance Building D - Room off Custodian Storage
6460 | E DUBLIN GRANVILLE RD | 43054- | Not Required by DOW | U05287 | WILKINS | 350A | DC | 6.000 | 96783 | 100 W Granville (McCoy) - Fire Sprinkler Rm - Off Loading Dock
6460 | E DUBLIN GRANVILLE RD | 43054- | Not Required by DOW | 53241 | WATTS | 919QT | RP | 1.000 | 98576 | 100 W Granville (McCoy) - Basement Boiler Room
6460 | E DUBLIN GRANVILLE RD | 43054- | Not Required by DOW | A09420 | WATTS | 009M3QT | RP | 0.750 | 98577 | 100 W Granville (McCoy) - Fire Sprinkler Rm - Off Loading Dock
6460 | E DUBLIN GRANVILLE RD | 43054- | Not Required by DOW | 186356 | WATTS | 909 | RP | 3.000 | 98588 | 100 W Granville (McCoy) - Fire Sprinkler Rm - Off Loading Dock
6460 | E DUBLIN GRANVILLE RD | 43054- | Active | 34519 | WILKINS | 375 | RP | 6.000 | 3622660 | High School (HotBox) Campus iby Courtyard - Main Building
7103 | E DUBLIN GRANVILLE RD | 43054 | Active | 67220 | WATTS | 919QT | RP | 1.000 | 71417 | MECH ROOM
777 | E DUBLIN GRANVILLE RD UNIT A | 43229-3209 | Removed | 1276638REM | WILKINS | 975 | RP | 1.000 | 72757 | INSIDE CAR WASH BLDG
777 | E DUBLIN GRANVILLE RD UNIT A | 43229-3209 | Removed | 55848REM | WATTS | 009QT | RP | 1.000 | 72758 | INSIDE CAR WASH BUILDING
777 | E DUBLIN GRANVILLE RD UNIT A | 43229-3209 | Removed | 67504REM | WATTS | 009PCQT | RP | 2.000 | 72759 | INSIDE CAR WASH BLDG
777 | E DUBLIN GRANVILLE RD UNIT A | 43229-3209 | Removed | 001M06D0001REM | Sta-Rite | JBHF3T-515 | LPC |  | 3636848 | DOMESTIC PUMP - IN THE CAR WASH
821 | E DUBLIN GRANVILLE RD UNIT A | 43229-2415 | Removed | REM1346153 | WILKINS | 975 | RP | 1.000 | 73524 | MOP SINK AREA BY METER ST# 9775
821 | E DUBLIN GRANVILLE RD UNIT A | 43229-2415 | Removed | 39244REM | WATTS | 009M3QT | RP | 0.750 | 73525 | REMOVED-EAST WALL OF MECH ROOM ST# 9775
821 | E DUBLIN GRANVILLE RD UNIT A | 43229-2415 | Active | ALA84314 | WILKINS | 975XL3 | RP | 1.000 | 3636165
821 | E DUBLIN GRANVILLE RD UNIT A | 43229-2415 | LPS - Due Install |  |  |  | LPC |  | 3636166
122 | E DUBLIN GRANVILLE RD UNIT A | 43229-3301 | Active | 1419 | WATTS | 007 | DC | 3.000 | 54319 | RED ROOF INN, NE CORNER CLOSET, 1221 E. DUBLIN GRANVILLE RD
1221 | E DUBLIN GRANVILLE RD UNIT A | 43229-3301 | Due Install |  |  |  | RP | 3.000 | 3626643 | CLOSET ON NE CORNER BY EXIT DOOR
1435 | E DUBLIN GRANVILLE RD UNIT A | 43229-3305 | Not Required by DOW | 2862319 | WILKINS | 975XLBMS | RP | 1.000 | 55017 | NE CORNER OF BASEMENT -ABOVE WATER MTR
1435 | E DUBLIN GRANVILLE RD UNIT A | 43229-3305 | Not Required by DOW | W377532 | WILKINS | 975XL | RP | 0.500 | 55018 | UNDER MECH IN BASEMENT UP IN CEILING NEAR WATER METER
1435 | E DUBLIN GRANVILLE RD UNIT A | 43229-3305 | Removed | 442297REM | WATTS | 009QT | RP | 0.500 | 55019 | ***REMOVED*** IN CABINET UNDER POP MACHINE IN FRONT OF BUILD IN DINING
1435 | E DUBLIN GRANVILLE RD UNIT A | 43229-3305 | Active | Aca04000 | WILKINS | 975XL2 | RP | 1.500 | 55020 | NE BASMNT AT WATER MTR
1435 | E DUBLIN GRANVILLE RD UNIT A | 43229-3305 | Removed | 17075REM | WATTS | 009 | RP | 0.500 | 3603875 | AT METER BASEMENT REMOVED
1575 | E DUBLIN GRANVILLE RD UNIT A | 43229-3307 | Active | 3808759 | WILKINS | 975 | RP | 2.000 | 55444 | IN HOT BOX AT WATER METER SW PROP XST FROM 1479 HEMPWOOD
1700 | E DUBLIN GRANVILLE RD UNIT A | 43229-3525 | Active | A07083 | WATTS | 909M2QT | RP | 2.000 | 55907 | NW Rear Water - Riser Room
1700 | E DUBLIN GRANVILLE RD UNIT A | 43229-3525 | Active | 2271629 | WILKINS | 950XL | DC | 0.750 | 92289 | NW Rear Water - Riser Room
1700 | E DUBLIN GRANVILLE RD UNIT A | 43229-3525 | Active | V07608 | WILKINS | 350ADA | DC | 6.000 | 92290 | NW Rear Water - Riser Room
6300 | E DUBLIN GRANVILLE RD UNIT A | 43054-8592 | Active | 1303281003 | AMES | 3000SS | DCDA | 6.000 | 69608 | MECH ROOM 1ST FLOOR METER ROOM
6300 | E DUBLIN GRANVILLE RD UNIT A | 43054-8592 | Active | 215497 | WATTS | 009M2QT | RP | 2.000 | 69610 | MECH ROOM EAST SIDE OF BUILDING
6300 | E DUBLIN GRANVILLE RD UNIT A | 43054-8592 | Active | 58589 | WATTS | 007M1PCQT | DC | 0.750 | 69611 | METER ROOM
6300 | E DUBLIN GRANVILLE RD UNIT B | 43054 | Active | 14165 | WILKINS | 975 | RP | 3.000 | 69609 | MECHANICAL ROOM SOUTHWEST CORNER
44 | E DUNCAN ST | 43202-2656 | Under renovation |  |  |  | RP | 0.750 | 3409537
44 | E DUNCAN ST | 43202-2656 | New Construction |  |  |  | DCDA | 2.000 | 3659146
44 | E DUNCAN ST | 43202-2656 | New Construction |  |  |  | DC | 0.750 | 3659147
27 | E DUNEDIN RD | 43214-3803 | Active | 035879 | WATTS | 800M4QT | PVB | 0.750 | 90184 | FRONT OF HOUSE
43 | E ELM ST | 43217 | Active | 345787 | WATTS | 909M1QT | RP | 1.500 | 63562 | UNDER N ENTRANCE STAIRWELL, AT THE WATER METER.
43 | E ELM ST | 43217 | Active | 348376 | WATTS | 909M1QT | RP | 1.500 | 63563 | UNDER N ENRANCE STAIRWELL, AT WATER METER
43 | E ELM ST | 43217 | Active | 358758 | WATTS | 909QT | RP | 1.000 | 63565 | IN THE BASEMENT MECH. RM ABOVE THE WTR SOFTNER
12 | E ELM ST | 43215- | NULL | [5 empty] | 3629419
306 | E FIFTH AVE | 43201-2820 | Active | AB10737 | WILKINS | 975XL2 | RP | 0.750 | 3421822
212 | E FIFTH AVE | 43219-2577 | Active | 153205 | WATTS | 909 | RP | 3.000 | 87199 | MECH ROOM AT WATER METER
2120 | E FIFTH AVE | 43219-2577 | Active | 161615 | AMES | 2000SS | DC | 4.000 | 97361 | BASEMENT MECH ROOM
306 | E FIFTH AVE UNIT A | 43201-2820 | Active | ABF2048 | WILKINS | 975XL | RP | 0.750 | 3421823
306 | E FIFTH AVE UNIT A | 43201-2820 | Active | AEA3961 | WILKINS | 950XLT2 | DC | 2.000 | 3650471
138 | E FRANKFORT ST UNIT A | 43206-2148 | Active | 27956 | WATTS | 919ZQT | RP | 1.000 | 98720 | BASEMENT WEST WALL
80 | E FULTON ST | 43215-5128 | Active | 12210104 | AMES | 5000 | RP | 4.000 | 73127 | WATER METER MECH ROOM BASEMENT SW SIDE
80 | E FULTON ST | 43215-5128 | Not Required by DOW | 264582 | WATTS | 909M1QT | RP | 1.250 | 73128 | IN BASEMENT BY HOT WATER TANKS
80 | E FULTON ST | 43215-5128 | Not Required by DOW | 279710 | WATTS | 909M1QT | RP | 2.000 | 73129 | IN ADMIN. PARKING GARAGE -BASEMENT (60 E FULTON ST)
80 | E FULTON ST | 43215-5128 | Active | TI-1081 | AMES | COLT200 | DC | 6.000 | 3633207 | WATER METER MECH ROOM BASEMENT SW SIDE
34 | E FULTON ST | 43215-5418 | Active | 51310 | WILKINS | 375AST | RP | 4.000 | 3425794
340 | E FULTON ST | 43215-5418 | New Construction |  |  |  | DCDA | 6.000 | 3659013
340 | E FULTON ST | 43215-5418 | New Construction |  |  |  | DC | 0.750 | 3659039
340 | E FULTON ST | 43215-5418 | New Construction |  |  |  | LPC |  | 3659528
340 | E FULTON ST | 43215-5418 | New Construction |  |  |  | LST |  | 3659529
450 | E FULTON ST | 43215-5527 | Active | 143457 | WILKINS | 375 | RP | 2.500 | 64206 | BOILER ROOM - Food Prod
450 | E FULTON ST | 43215-5527 | Active | 192694 | WILKINS | 975 | RP | 1.500 | 64207 | BASEMENT BOILER ROOM ABOVE WATER METER - Food Prod Cntr
450 | E FULTON ST | 43215-5527 | Active | 3607727 | WILKINS | 975XL | RP | 1.000 | 64208 | 2ND FL CHASE BEHIND STEAM KETTLES - Food Prod Cntr
450 | E FULTON ST | 43215-5527 | Active | B09897 | WILKINS | 975 | RP | 2.500 | 99398 | BOILER ROOM BASEMENT - Food Prod.
345 | E FULTON ST | 43227 | Active | 65878 | WATTS | 919 | RP | 1.000 | 3635174 | AT WATER METER
3483 | E FULTON ST | 43227-1126 | Active | 4777165 | WILKINS | 975XL2 | RP | 0.750 | 3425900 | BACK OF BUILDING NEAR RESTROOM
3485 | E FULTON ST | 43227-1126 | Active | 3366179 | WILKINS | 975 | RP | 1.000 | 60834 | IN BUCKEYE RECYCLING SW CORNER AT H2O METER
3492 | E FULTON ST | 43227-1125 | Active | 4775060 | WILKINS | 975XL | RP | 2.000 | 3425901 | AT FRONT OF BUILDING NEAR FRONT DOOR
3530 | E FULTON ST | 43227- | Due Install |  |  |  | RP | 0.750 | 3425903
3530 | E FULTON ST | 43227- | Due Install |  |  |  | DCDA | 6.000 | 3639487
3540 | E FULTON ST | 43227-1125 | Active | 4777163 | WILKINS | 975XL | RP | 0.750 | 3425904 | NEXT TO SHOP
3540 | E FULTON ST | 43227-1125 | Active | 4775055 | WILKINS | 975XL | RP | 2.000 | 3640729 | FRONT OFFICE NEAR FILE ROOM
3551 | E FULTON ST | 43227-1195 | Active | 4653515 | WILKINS | 975XL-2 | RP | 2.00 | 3425905
3540 | E FULTON ST UNIT D | 43227-1125 | Due Install |  |  |  | DCDA | 10.000 | 3605698
3540 | E FULTON ST UNIT D | 43227-1125 | Due Install |  |  |  | DC | 0.750 | 3652744
150 | E FULTON ST UNIT NO 2 | 43215-5439 | Removed | 2703198REM | WILKINS | 375XL | RP | 0.750 | 87509 | ***REMOVED***BASEMENT
150 | E FULTON ST UNIT NO 2 | 43215-5439 | Removed | 2736526REM | WILKINS | 375 | RP | 0.750 | 96952 | ***REMOVED***SOUTH WALL BASEMENT IN BOILER AREA
150 | E FULTON ST UNIT NO 2 | 43215-5439 | Removed | A09099REM | WATTS | 007M1DCDA | DCDA | 2.000 | 3605899 | ***REMOVED***BASEMENT
150 | E FULTON ST UNIT NO 2 | 43215-5439 | Active | 4142589 | WILKINS | 950XLD | DC | 0.750 | 3622575 | BASEMENT MECHANICAL ROOM
150 | E FULTON ST UNIT NO 2 | 43215-5439 | Active | 4115B | WILKINS | 350ASTDA | DCDA | 6.000 | 3622576 | BASEMENT MECHANICAL ROOM
150 | E FULTON ST UNIT NO 2 | 43215-5439 | Active | Q1-2434 | WATTS | 957 | RP | 3.000 | 3622744 | Basement East
150 | E FULTON ST UNIT NO 2 | 43215-5439 | Not Required by DOW | 27390 | WATTS | LF919QT | RP | 2.000 | 3622745 | BASEMENT MECH RM
199 | E GATES ST | 43206-3625 | [6 empty] | 3657774
461 | E GATES ST | 43206-2888 | Active | 084473 | WATTS | LF009M2QT | RP | 1.500 | 3427231 | HOT BOX N/W CORNER OF BUILDING
19 | E GAY ST | 43215-3101 | Active | 18618 | WATTS | 009QT | RP | 1.500 | 56548 | IN BASEMENT AT WATER METER
19 | E GAY ST | 43215-3101 | Not Required by DOW | 149436 | WATTS | 009M3QT | RP | 0.750 | 101135 | IN BASEMENT BY BOILER
19 | E GAY ST | 43215-3101 | Not Required by DOW | 217322 | WATTS | 009M2-FP | RP | 2.000 | 101136 | BASEMENT BY METER
22 | E GAY ST | 43215-3175 | Active | 09965 | WATTS | 919AQT | RP | 1.500 | 92920 | Under stairwell-BASEMENT EASTSIDE
25 | E GAY ST | 43215- | Inactive | W304878 | WILKINS | 975XLBMS | RP | 1.000 | 100451 | 0 USE 6/3/15 CAG. IRRIGATION MEDIAN, E OF PEARL ST ON GAY - 23 N 4TH ST
31 | E GAY ST | 43215-3103 | Due Install |  |  |  | RP | 4.000 | 3427522
36 | E GAY ST | 43215-3108 | Active | x50560 | WILKINS | 375A | RP | 4.000 | 92548 | IN BASEMENT BY ELECTRICAL ROOM
36 | E GAY ST | 43215-3108 | Not Required by DOW | 12962 | WATTS | 919QT | RP | 0.750 | 92906 | 4TH FLOOR BOILER RM
36 | E GAY ST | 43215-3108 | Active | 160144 | AMES | 3000SS | DCDA | 6.000 | 94419 | BASMENT
36 | E GAY ST | 43215-3108 | Active | 09344 | WATTS | 007M1QT | DC | 0.750 | 94420 | BASEMENT
36 | E GAY ST | 43215-3108 | Not Required by DOW | W295448 | WILKINS | 975XL | RP | 0.500 | 96175 | PREP KITCHEN
36 | E GAY ST | 43215-3108 | LPS - Active |  |  |  | LPC |  | 3636239 | DOMESTIC PUMP - BASEMENT
36 | E GAY ST | 43215-3108 | LPS - Active |  |  |  | LST |  | 3639523 | FIRE PUMP
43 | E GAY ST | 43215-3103 | Active | A05630 | WATTS | 009M2QT | RP | 1.500 | 90545 | BASEMENT
43 | E GAY ST | 43215-3103 | Active | 1513070606 | AMES | 3000SS | DCDA | 3.000 | 90547 | NORTH END OF BASEMENT
43 | E GAY ST | 43215-3103 | Active | 50513 | AMES | 2000B | DC | 0.750 | 90548 | NORTH END OF BASEMENT
43 | E GAY ST | 43215-3103 | Not Required by DOW | 610575 | WATTS | 909QT | RP | 0.750 | 90549 | BASEMENT
43 | E GAY ST | 43215-3103 | Active | A25675 | WATTS | 009M2QT | RP | 1.500 | 93358 | AT THE WATER METER
52 | E GAY ST | 43215-3108 | Active | 299858 | WATTS | 909M1QT | RP | 1.500 | 63564 | IN THE BASEMENT MECHANICAL RM AT THE WTR MTR
52 | E GAY ST | 43215-3108 | Not Required by DOW | 201717 | WATTS | 009QT | RP | 0.500 | 65584 | IN 2ND FLOOR LARGER MENS RESTROOM, UNDER LAVATORY
52 | E GAY ST | 43215-3108 | Not Required by DOW | 4258769 | WILKINS | 975XL2 | RP | 0.750 | 65585 | IN THE PENTHOUSE MECH RM OUTSIDE THE 4TH FL. MAINT. AREA
52 | E GAY ST | 43215-3108 | Active | 17744B | WILKINS | 350ASTDA | DCDA | 6.000 | 3635473 | FIRE PUMP ROOM BASEMENT
52 | E GAY ST | 43215-3108 | Active | HC34569 | WILKINS | 950XLD | DC | 0.750 | 3646738 | FIRE PUMP ROOM BASEMENT FIRE BYPASS
53 | E GAY ST | 43215-3103 | Active | 36481 |  |  | RP | 1.000 | 3427524 | AFTER THE DOMESTIC WATER METER
56 | E GAY ST | 43215- | Active | 1289715 | WILKINS | 975XL | RP | 1.500 | 67364 | NE CORNER OF THE BLDG IN THE BASEMENT @ WTR MTR
56 | E GAY ST | 43215- | Active | 301448 | WATTS | 909M1QT | RP | 2.000 | 67365 | IN THE BASEMENT, BY FREIGHT ELEVATOR
62 | E GAY ST | 43215- | Active | 300311 | WATTS | 909M1QT | RP | 2.000 | 69340 | IN THE BASEMENT S. SIDE FILE ROOM--68 E GAY ST
62 | E GAY ST | 43215- | Active | 390367 | WATTS | 909M1QT | RP | 1.500 | 69341 | IN THE BASEMENT SOUTHSIDE FILE ROOM
62 | E GAY ST | 43215- | Not Required by DOW | 409750 | WATTS | 909QT | RP | 0.750 | 69342 | IN THE BASEMENT MECH. RM, AT THE E. WALL --68 E GAY ST
62 | E GAY ST | 43215- | Not Required by DOW | 612241 | WATTS | 909QT | RP | 1.000 | 96427 | IN THE 68 E GAY BASEMENT MECH ROOM
65 | E GAY ST | 43215-3127 | Active | 249091202 | AMES | 3000SS | DCDA | 3.000 | 70051 | BASEMENT NW CORNER WEST UNIT
65 | E GAY ST | 43215-3127 | Active | 28669 | AMES | 2000SS | DC | 0.750 | 70052 | BASEMENT NW CORNER WEST UNIT
65 | E GAY ST | 43215-3127 | Due Install |  |  |  | RP | 2.000 | 3639000 | BASEMENT NW CORNER WEST UNIT
83 | E GAY ST | 43215- | Inactive | W304867 | WILKINS | 975XLBMS | RP | 1.000 | 100450 | IRRIGATIOM MEDIAN 83 1/2 E GAY
85 | E GAY ST | 43215-3118 | Active | 5032511 | WILKINS | 975 | RP | 0.750 | 73911 | PREP AREA AT ICE MACHINE - 45 N THIRD ST
85 | E GAY ST | 43215-3118 | Removed | 3641203REM | WILKINS | 975XL2 | RP | 0.750 | 102295 | REMOVED-45 N THIRD ST
85 | E GAY ST | 43215-3118 | Replaced | REP458294 | WATTS | 909HWQT | RP | 0.750 | 102341 | REPLACED- IN PLUMBING CHASE
85 | E GAY ST | 43215-3118 | Removed | 96219REM | WATTS | 009 | RP | 0.500 | 3608176 | REMOVED - BASEMENT BEHIND
85 | E GAY ST | 43215-3118 | Due Install |  |  |  | RP | 4.000 | 3628307 | AT METER
85 | E GAY ST | 43215-3118 | LPS - Due Install |  |  |  | LPC |  | 3628308 | BOOSTER ON DOM
85 | E GAY ST | 43215-3118 | LPS - Active |  |  |  | LST |  | 3628310 | PUMP ON FIRE
85 | E GAY ST | 43215-3118 | Removed | 462854REM | WATTS | 909QT | RP | 0.750 | 3638616 | SUB BASEMENT IN CEILING
85 | E GAY ST | 43215-3118 | Active | 374921 | WATTS | 009M3QT | RP | 0.750 | 3644616 | SUB BASEMENT WALL
10 | E GAY ST | 43215-3109 | Active | UL-3048 | AMES | COLT 400 | RP | 4.000 | 91083 | SW CORNER OF BLDG NEXT TO PARKING GARAGE
100 | E GAY ST | 43215-3109 | Active | 68661 | WATTS | 007M1QT | DC | 0.750 | 91853 | SW CORNER OF BASEMENT
100 | E GAY ST | 43215-3109 | Active | 148602 | AMES | 3000SS | DCDA | 6.000 | 91854 | SW CORNER OF BASEMENT
100 | E GAY ST | 43215-3109 | LPS - In Review | [5 empty] | 3636914
100 | E GAY ST | 43215-3109 | LPS - In Review |  |  |  | LPC |  | 3636915
117 | E GAY ST | 43215- | Inactive | W304880 | WILKINS | 975XLBMS | RP | 1.000 | 100447 | IRRIGATION MEDIAN - 17 1/2, W OF LAZELLE & GAY - 23 N 4TH ST
133 | E GAY ST | 43215- | Inactive | W304799 | WILKINS | 975XLBMS | RP | 1.000 | 100448 | IRRIGATION MEDIAN - 133 1/2 GAY
150 | E GAY ST | 43215-3130 | Under renovation | 117678 | WATTS | 909 | RP | 2.500 | 55166 | 26TH FLOOR CHILLER ROOM
150 | E GAY ST | 43215-3130 | Active | 142517 | WATTS | 909 | RP | 3.000 | 55167 | SUB-BASEMENT-TRASH RM OFF TURN-AROUND & LOADING DOCK
150 | E GAY ST | 43215-3130 | Active | 186342 | WATTS | 909M1QT | RP | 1.500 | 55168 | 26TH FLOOR -HALLWAY SW END-(MECH ROOM)
150 | E GAY ST | 43215-3130 | Active | 188474 | WATTS | 909M1QT | RP | 1.500 | 55169 | 2ND FLOOR SOUTH --MAKE UP ON SECONDARY HOT WATER LOOP
150 | E GAY ST | 43215-3130 | Active | 260061 | WATTS | 909M1QT | RP | 2.000 | 55170 | BASEMENT TRASH RM OFF LOADING DOCK AND TURN AROUND
150 | E GAY ST | 43215-3130 | Active | 328433 | WATTS | 909M1QT | RP | 2.000 | 55171 | 26TH FLOOR CHILLER ROOM
150 | E GAY ST | 43215-3130 | Active | 446563 | WATTS | 909QT | RP | 1.000 | 55174 | DOCK - L-2
150 | E GAY ST | 43215-3130 | Active | 498411 | WATTS | 909QT | RP | 1.000 | 55175 | 26 TH FLOOR BOILER ROOM
150 | E GAY ST | 43215-3130 | Active | 68211 | WATTS | 009PCQT | RP | 0.500 | 55176 | BEHIND DISHWASHER
150 | E GAY ST | 43215-3130 | Active | 629443 | WATTS | 909QT | RP | 1.000 | 99021 | 26TH FLOOR BOILER ROOM
150 | E GAY ST | 43215-3130 | Due Install |  |  |  | RP | 6.000 | 3647131
150 | E GAY ST | 43215-3130 | Due Install |  |  |  | DC | 8.000 | 3656504
187 | E GAY ST | 43215- | Inactive | 2686505 | WILKINS | 975XL2 | RP | 1.500 | 99697 | IN MEDIAN BETWEEN N 4TH ST AND N YOUNG ST
197 | E GAY ST | 43215-3229 | Not Required by DOW | A67529 | WATTS | 009QT | RP | 0.750 | 56795 | BOILER ROOM
197 | E GAY ST | 43215-3229 | Active | 38434 | WILKINS | 375AST | RP | 3.000 | 3646166 | BOILER ROOM
214 | E GAY ST | 43215 | Active | N0807310938 | FEBCO | 880V | RP | 4.000 | 100397 | WATER METER ROOM UNIT 220
214 | E GAY ST | 43215 | Active | JL-0697 | WATTS | 957 | RP | 4.000 | 100398 | MECHANICAL ROOM UNDER STAIRS - 220
214 | E GAY ST | 43215 | Not Required by DOW | W187019 | WILKINS | 975XL | RP | 1.000 | 100399 | IRRIGATION MECHANIC ROOM, UNDER STAIRWELL, UNIT 266
214 | E GAY ST | 43215 | Not Required by DOW | 12358 | WATTS | 919 | RP | 2.000 | 3638435
214 | E GAY ST | 43215 | Not Required by DOW | ABB5112 | WILKINS | 975XL2 | RP | 1.000 | 3652800 | MECH ROOM UNDER STAIRS BY 266 E GAY STREET
247 | E GAY ST | 43215- | Inactive | 26761 | WATTS | 919 | RP | 1.500 | 99698 | IN MEDIAN JUST EAST OF N 5TH ST
247 | E GAY ST | 43215- | Duplicate | 2686505 | WILKINS | 975XLBMS | RP | 1.500 | 100446 | IRRG MEDIAN - 247 1/2 E GAY
280 | E GAY ST | 43215- | Active | 1290190315 | AMES | 4000SS | RP | 4.000 | 3613005 | RISER ROOM
280 | E GAY ST | 43215- | Active | 1290170315 | AMES | 4000SS | RP | 4.000 | 3613186 | RISER ROOM
293 | E GAY ST | 43215- | Active | 27354 | WATTS | 919 | RP | 1.500 | 99699 | IN MEDIAN ACROSS STREET FROM 294 E GAY ST
340 | E GAY ST | 43215-3213 | Active | 18737 | WATTS | 919AQT | RP | 1.500 | 3427532 | AFTER WATER METER
369 | E GAY ST | 43215 | Active | LC-1761 | WATTS | 957 | RP | 4.000 | 100202 | MECHANIC ROOM
369 | E GAY ST | 43215 | Active | V28485 | WILKINS | 350ADA | DCDA | 6.000 | 100261 | 1ST SOUTHWEST MECHANICAL ROOM
369 | E GAY ST | 43215 | Active | 3409189 | WILKINS | 950XL | DC | 0.750 | 100262
470 | E GAY ST | 43215-3834 | Active | 8131 | WATTS | 009QT | RP | 1.500 | 64828 | ROOF PENTHOUSE - MECHANICAL ROOM
470 | E GAY ST | 43215-3834 | Active | 52422 | WILKINS | 375AST | RP | 3.000 | 3639297 | MECH/BOILRE ROOM AT WATER METER
470 | E GAY ST | 43215-3834 | Active | 57267 | WILKINS | 350AST | DC | 4.000 | 3639298 | MECH/BOILRE ROOM AT WATER METER FOR FIRE LINE TO MAKE DUAL SETTING
490 | E GAY ST | 43215- | Not Required by DOW | 36476 | WATTS | 919AQT | RP | 0.750 | 103462 | 101 N WASHINGTON, BASEMENT BOILER ROOM SOUTH WALL
490 | E GAY ST | 43215- | Active | 22920 | WATTS | LF919QT | RP | 1.500 | 3635993 | 101 N WASHINGTON, BASEMENT BOILER RM AT WATER METER
933 | E GAY ST | 43203-1823 | Active | 420528 | WATTS | 909M1QT | RP | 1.500 | 74682 | FRONT OF BUILDING - GAY ST SIDE OF BLDG, IN KITCHENETTE CLOSET.
933 | E GAY ST | 43203-1823 | In Review |  |  |  | RP |  | 3636404
933 | E GAY ST | 43203-1823 | In Review |  |  |  | DCDA |  | 3636405
933 | E GAY ST | 43203-1823 | LPS - In Review | [5 empty] | 3636406
933 | E GAY ST | 43203-1823 | LPS - In Review |  |  |  | LPC |  | 3636407
934 | E GAY ST | 43203 | Active | V58377 | WILKINS | 350ADA | DCDA | 4.000 | 3652823
934 | E GAY ST | 43203 | Active | HC51471 | WILKINS | 950XLD | DC | 0.750 | 3652824
934 | E GAY ST | 43203 | Active | 41756C | WILKINS | 375AST | RP | 3.000 | 3655427 | MAIN ENTRANCE DOORS TO THE RIGHT
8 | E GOODALE ST | 43215- | Removed | 270206REM | WATTS | 009M2QT | RP | 0.750 | 54893 | REMOVED-KITCHEN
8 | E GOODALE ST | 43215- | Active | 287060903 | AMES | 3000SS | DCDA | 4.000 | 54894 | MECH ROOM
8 | E GOODALE ST | 43215- | Active | 32575 | AMES | 2000SS | DC | 0.750 | 54895 | MECH ROOM
8 | E GOODALE ST | 43215- | Active | W100103 | WILKINS | 975XL | RP | 2.000 | 54896 | NE CORNER OF BUILDING MECH ROOM
7 | E GOODALE ST | 43215 | Active | 028062 | WATTS | LF909M1QT | RP | 1.500 | 3613748 | WATER ROOM ON GROUND LEVEL
13 | E GOODALE ST | 43215- | Active | W175248 | WILKINS | 975 | RP | 0.750 | 54740 | MECH ROOM NW CORNER OF BUILDING
50 | E GRANVILLE RD | 43085-3101 | Active | 180684 | WATTS | 909 | RP | 3.000 | 65586 | Boiler Room - Kilbourne M. S.
50 | E GRANVILLE RD | 43085-3101 | Not Required by DOW | REMOVED 282025 | WATTS | 909M1QT | RP | 2.000 | 65587 | Boiler Room - Kilbourne M. S.
50 | E GRANVILLE RD | 43085-3101 | Not Required by DOW | 373006 | WATTS | 009M3QT | RP | 1.000 | 65588 | BOILER ROOM - Kilbourne Middle School
50 | E GRANVILLE RD | 43085-3101 | Active | 3GK0193 | AMES | 3000SS | DCDA | 6.000 | 65589 | Boiler Room - Kilbourne M. S.
50 | E GRANVILLE RD | 43085-3101 | Active | 49377 | WATTS | 007M1QT | DC | 0.750 | 65591 | Boiler Room - Kilbourne M. S.
50 | E GRANVILLE RD | 43085-3101 | Removed | REMA06137 | WATTS | 009QT | RP | 0.500 | 90497 | ***REMOVED*** Boiler Room - Kilbourne M. S.
50 | E GRANVILLE RD | 43085-3101 | Not Required by DOW | 87701 | WATTS | 919AQT | RP | 0.750 | 3650350 | 2ND FLOOR BOILER ROOM
15 | E GRANVILLE RD | 43054-8593 | Active | 09523 | WATTS | LF009 | RP | 3.000 | 97229 | METER ROOM
150 | E GRANVILLE RD | 43054-8593 | Active | 1048750209 | AMES | 5000ss | RPDA | 6.000 | 97230 | SW MECH ROOM
150 | E GRANVILLE RD | 43054-8593 | Active | 10483 | AMES | 4000B | RP | 0.750 | 97231 | SW MECH ROOM
362 | E GRANVILLE RD | 43085-3123 | Active | CB154118 | WILKINS | 720A | PVB | 0.750 | 3432279 | LEFT SIDE OF HOUSE
385 | E GRANVILLE RD | 43085 | Active | 20070 | AMES | 2000B | DC | 0.750 | 61940 | SE MECH ROOM - BASEMENT PUMP ROOM
385 | E GRANVILLE RD | 43085 | Active | 1147540601 | AMES | 3000SS | DCDA | 4.000 | 61941 | SE MECH ROOM - BASEMENT PUMP ROOM
430 | E GRANVILLE RD | 43085-3166 | Active | HB11842 | FEBCO | 765 | PVB | 0.750 | 63568 | LEFT SIDE OF HOUSE
445 | E GRANVILLE RD | 43085-3192 | Active | 3769128 | WILKINS | 975 | RP | 0.750 | 64051 | BUILDING H BOILER ROOM
445 | E GRANVILLE RD | 43085-3192 | Active | 178163 | WATTS | 009M3QT | RP | 0.750 | 64052 | BUILDING G BOILER ROOM?-removed
445 | E GRANVILLE RD | 43085-3192 | Active | 229777 | WATTS | 009M2QT | RP | 1.000 | 64053 | BUILDING I MECHANICAL ROOM
445 | E GRANVILLE RD | 43085-3192 | Active | 305335 | WATTS | 909HWM1QT | RP | 1.500 | 64054 | BUILDING I BOILER ROOM
445 | E GRANVILLE RD | 43085-3192 | Replaced | REP96466 | WATTS | 909HWQT | RP | 0.750 | 88592 | REPLACED- BOILER ROOM
445 | E GRANVILLE RD | 43085-3192 | Active | 1N1111 | WILKINS | 975XL2 | RP | 0.750 | 3611533 | BUILDING ?O? BASEMENT BOILER ROOM
445 | E GRANVILLE RD | 43085-3192 | Active | 11019180322 | AMES | 3000SS | DCDA | 6.000 | 3651218
445 | E GRANVILLE RD | 43085-3192 | Active | 86422 | Ames | 2000B | DC | 0.750 | 3651774 | BUILDING G BOILER ROOM
445 | E GRANVILLE RD | 43085-3192 | Due Install |  |  |  | RP | 4.000 | 3656683 | BUILDING G BOILER ROOM
700 | E GRANVILLE RD | 43229-3210 | Not Required by DOW | 294469 | WATTS | 909M1QT | RP | 1.250 | 71231 | MAIN BLDG, BASEMENT LAUNDRY ROOM - SOUTH WALL
700 | E GRANVILLE RD | 43229-3210 | Active | 29989 | WATTS | LF919QT | RP | 2.000 | 71232 | MAIN BLDG, BASEMENT LAUNDRY ROOM - SOUTH WALL
700 | E GRANVILLE RD | 43229-3210 | Not Required by DOW | 319436 | WATTS | 909M1QT | RP | 1.500 | 71233 | IN FRONT OF CAR WASH OVER HEAD
780 | E GRANVILLE RD | 43229- | Inactive |  |  |  | RP |  | 3636669
445 | E GRANVILLE RD REAR | 43085-3192 | Due Install |  |  |  | RP | 1.000 | 3589257
445 | E GRANVILLE RD UNIT B | 43085-3192 | Active | 538918 | WATTS | 009M2PCQT | RP | 0.750 | 64055 | BOILER ROOM
445 | E GRANVILLE RD UNIT B | 43085-3192 | Due Install |  |  |  | RP | 4.000 | 3639245
445 | E GRANVILLE RD UNIT C | 43085-3192 | Due Install |  |  |  | RP | 4.000 | 3432283
716 | E GREENWICH ST | 43085-3705 | Active | 813404 | WILKINS | 720A | PVB | 0.750 | 71518 | NORTH SIDE OF HOUSE
50 | E HENDERSON RD | 43214-2715 | Removed | 4351279REM | WILKINS | 975XL | RP | 1.000 | 65592 | BOILER ROOM - Indian Springs E.S.
50 | E HENDERSON RD | 43214-2715 | Due Install |  |  |  | RP |  | 3638649
30 | E HUBBARD AVE | 43215 | Active | 3728039 | WILKINS | 975XL | RP | 0.750 | 103610 | LOWER LEVEL
35 | E HUBBARD AVE | 43215 | Active | J56672 | BARRACUDA | 40 | RP | 4.000 | 3655419 | S/W MECH ROOM
35 | E HUBBARD AVE | 43215 | Active | 11052261123 | AMES | 3000SS | DCDA | 6.000 | 3657111 | S/W MECH ROOM
35 | E HUBBARD AVE | 43215 | Active | 33573 | WATTS | 007M1QT | DC | 0.750 | 3657112 | S/W MECH ROOM
35 | E HUBBARD AVE | 43215 | LPS - Active |  |  |  | LPC |  | 3657969 | DOMESTIC PUMP -
35 | E HUBBARD AVE | 43215 | LPS - Active |  |  |  | LST |  | 3657970 | FIRE PUMP -
49 | e hubbard ave |  | Active | 3085482 | WILKINS | 975XL | RP | 1.000 | 3659513 | HEATED ENCLSOURE IN FLOWER GARDEN
58 | E HUBBARD AVE | 43215 | Active | 20621 | WATTS | 919AQT | RP | 1.500 | 3615190 | METER ROOMO ON SE CORNER OF BLDG.
32 | E HUDSON ST | 43202-2763 | Active | 79365 | WATTS | LF919-QT | RP | 0.750 | 3448600
327 | E HUDSON ST | 43202-2763 | Active | 37780 | WATTS | 919AQT | RP | 0.750 | 100736 | BACK STOCK ROOM BY METER
367 | E HUDSON ST | 43202- | Active | 28930 | WATTS | LF919QT | RP | 1.500 | 3448604 | BASEMENT
644 | E HUDSON ST | 43211- | Active | 78795 | WATTS | 909QT | RP | 1.000 | 70448 | NEAR WATER METER IN SERVICE AREA
644 | E HUDSON ST | 43211- | Due Install |  |  |  | RP | 1.000 | 3638304
666 | E HUDSON ST | 43211-1033 | Not Required by DOW | [5 empty] | 3647137
685 | E HUDSON ST | 43211-1034 | Not Required by DOW | 1111111685 | HYDRO-GAP | XX | AG | 10.000 | 70826 | ABOVE 3 COMPARTMENT SINK (AIR GAP)
685 | E HUDSON ST | 43211-1034 | Active | 24298 | WATTS | LF919QT | RP | 1.500 | 3633368 | AT WATER METER
686 | E HUDSON ST | 43211-1035 | Due Install | [5 empty] | 3448617
694 | E HUDSON ST | 43211-1035 | Inactive | W208442 |  |  |  | 0.000 | 70982 | REAR STORAGE ROOM
696 | E HUDSON ST | 43211-1035 | Due Install | [5 empty] | 3448618
701 | E HUDSON ST | 43211-1034 | Active | 118840 | AMES | 3000SS | DCDA | 6.000 | 71277 | MECH ROOM/SOUTH END BUILDING 1ST FLOOR
701 | E HUDSON ST | 43211-1034 | Active | 165136 | WATTS | 909 | RP | 3.000 | 71278 | MECHANICAL ROOM
701 | E HUDSON ST | 43211-1034 | Active | 52445 | WATTS | 007QT | DC | 0.750 | 71279 | SE MECH ROOM
744 | E HUDSON ST | 43211-1130 | Active | 4742512 | WILKINS | 975XL2 | RP | 1.000 | 71979 | AT WATER METER -MDDLE UNDER BOX
759 | E HUDSON ST | 43211-1129 | Active | 35207 | WATTS | 919AQT | RP | 1.000 | 72283 | BEHIND CHECK OUT COUNTER IN CUBBY HOLE AT WATER METER
815 | E HUDSON ST | 43211-1133 | Active | 218285 | WATTS | 009M3QT | RP | 0.750 | 3448626 | Mech. Room at water meter.
841 | E HUDSON ST | 43211-1161 | Active | ABA96380 | WILKINS | 975 | RP | 0.750 | 3448630 | AT METER
852 | E HUDSON ST | 43211-1162 | Due Install |  |  |  | RP |  | 3448632
883 | E HUDSON ST | 43211-1163 | Due Install |  |  |  | RP | 0.750 | 3448636
883 | E HUDSON ST | 43211-1163 | Due Install |  |  |  | DCDA | 8.000 | 3648918
910 | E HUDSON ST | 43211-1164 | Active | 537374 | WILKINS | 975 | RP | 0.750 | 74547 | SE IN OFFICE AT WATER METER
954 | E HUDSON ST | 43211-1263 | Removed | ABH7963REM | WILKINS | 975XL | RP | 0.750 | 3448648 | BATHROOM
101 | E HUDSON ST | 43211-1245 | Due Install |  |  |  | RP | 0.750 | 3448655 | MID W BATHROOM AT WATER METER
1045 | E HUDSON ST | 43211-1246 | Active | 48395 | WATTS | 919QT | RP | 1.000 | 3448659 | INSIDE MECHANICAL ROOM
1062 | E HUDSON ST | 43211-1247 | Active | ALA22726 | WILKINS | 975 | RP | 0.750 | 3448661 | METER IN 1064 MOP/SINK AREA
1065 | E HUDSON ST | 43211-1246 | Due Install |  |  |  | RP |  | 3448662
1066 | E HUDSON ST | 43211-1247 | Active | ABA17399 | WILKINS |  | RP | 0.750 | 3448663 | AT WATER METER BACK WALL BY HWT MCGUFFY MARKET
1080 | E HUDSON ST | 43211-1360 | Active | ABF2908 | WILKINS | 975 | RP | 0.750 | 3448664 | SOUTHWEST CORNER OF STORE IN OFFICE
1125 | E HUDSON ST | 43211-1361 | Due Install |  |  |  | RP | 0.750 | 3448670
1173 | E HUDSON ST | 43211-1307 | Inactive | A72989 | WATTS | 009M2PCQT | RP | 0.750 | 97956 | BEHIND BOILER AT WATER METER
1190 | E HUDSON ST | 43211-1308 | Removed | 655849REM | WATTS | 800M4QT | PVB | 1.000 | 93580 | BY METER REMOVED
1190 | E HUDSON ST | 43211-1308 | Active | 655849 | WATTS | 800M4 | PVB | 1.000 | 3658249 | BY METER S/E CORNER
1212 | E HUDSON ST | 43211-1310 | Active | 101942 | WATTS | 919QT | RP | 0.750 | 3448682 | W WALL AT WATER METER BY TOILET
1555 | E HUDSON ST | 43211-1543 | Active | 141192 | WATTS | 009M3QT | RP | 0.750 | 55394 | OUTSIDE
1555 | E HUDSON ST | 43211-1543 | Active | 567158 | WATTS | 909QT | RP | 1.000 | 55395 | MECH ROOM FRONT OF BUILDING IN BASEMENT
1645 | E HUDSON ST | 43211-1621 | Inactive | 79280 | WATTS | 009M2PCQT | RP | 0.750 | 55695 | IN BOILER ROOM AT METER
1821 | E HUDSON ST | 43211- | Due Install |  |  |  | RP |  | 3448802
1891 | E HUDSON ST | 43211-2323 | Active | 122914 | AMES | 4000SS | RP | 4.000 | 99087 | HOT BOX AT GATE CORNER OF PARKWOOD AND ROBENA LN
1891 | E HUDSON ST | 43211-2323 | Active | 167523 | AMES | 3000SS | DCDA | 6.000 | 99088 | IN PIT
1891 | E HUDSON ST | 43211-2323 | Active | 13749 | WATTS | 007M1PCQT | DC | 0.750 | 99089 | IN PIT
1891 | E HUDSON ST | 43211-2323 | Removed | 027089REM | WATTS | LF800M4 | PVB | 1.000 | 100010 | REMOVED - WEST OF 1976 VANSHOOR
3131 | E HUDSON ST | 43219-1632 | Active | H496154 | FEBCO | 765 | PVB | 0.750 | 95586 | RIGHT SIDE OF HOUSE
3138 | E HUDSON ST | 43219-1633 | Active | ZK581 | CONBRACO | PVB | PVB | 1.000 | 93179 | RIGHT SIDE OF HOUSE
3141 | E HUDSON ST | 43219-1632 | Active | 181287 | WILKINS | 420 | PVB | 1.000 | 60048 | RIGHT HAND SIDE OF HOUSE
3149 | E HUDSON ST | 43219-1632 | Active | 181258 | WILKINS | 420 | PVB | 1.000 | 60056 | LEFT HAND SIDE OF HOUSE
3152 | E HUDSON ST | 43219-1633 | Active | H025089 | FEBCO | 765 | PVB | 1.000 | 94829 | LEFT SIDE OF HOUSE
675 | E HUDSON ST _ | 43211-1034 | Active | 3509138 | WILKINS | 975XL | RP | 1.000 | 100708 | SW MECH ROOM AT METER
675 | E HUDSON ST _ | 43211-1034 | Not Required by DOW | 3509150 | WILKINS | 975XL | RP | 1.000 | 102317 | STOCK ROOM
14 | E HUDSON ST UNIT A | 43202-2610 | Active | 3554745 | WILKINS | 975XL | RP | 1.500 | 100871 | NE CORNER OF BUILDING AT WATER METER ADDRESS IS 22
14 | E HUDSON ST UNIT B | 43202-2610 | Active | 47222 | WATTS | 919AQT | RP | 1.000 | 3609434 | BEHIND COOLER ON WEST WALL
14 | E HUDSON ST UNIT B | 43202-2610 | Due Install |  |  |  | RP | 1.500 | 3638401 | NE CORNER BLDG... UNIT 22
49 | E INNIS AVE | 43207- | Active | 34416 | WATTS | 009M1PCQT | RP | 2.000 | 65400 | AT WATER METER & GAS ROOM BY N/W LOADING DOCKS
515 | E INNIS AVE | 43207- | Active | 1932121217 | AMES | 3000SS | DCDA | 8.000 | 3451227 | PUMP HOUSE AT INNIS AND WAGER
515 | E INNIS AVE | 43207- | LPS - Active |  | FIRETROL | FTA1000 | LST |  | 3628057 | LOW PRESSURE SUSTAINING DEVICE FOR FIRE BOOSTER PUMP
515 | E INNIS AVE | 43207- | Active | 79407 | AMES | 2000B | DC | 0.750 | 3652747 | PUMP HOUSE AT INNIS AND WAGER
160 | E INTEGRITY DR | 43209-2731 | Active | 114423 | WATTS | LF009M2 | RP | 1.500 | 3451459 | IN CLOSET OFF LOBBY
1600 | E INTEGRITY DR | 43209-2731 | Due Install |  |  |  | DCDA |  | 3650830
840 | E JENKINS AVE | 43207- | Active | 246739 | WATTS | LF009M2QT | RP | 1.000 | 3453794 | WALL BETWEEN DOOR 6 AND 7
851 | E JENKINS AVE | 43207-1318 | Active | 356394 | WATTS | LF009M3QT | RP | 0.750 | 3453796 | In Storage Room, Ground Level
857 | E JENKINS AVE | 43207-1318 | Active | 4718561 | WATTS | 975XL2 | RP | 0.750 | 3453798 | AT WATER METER EAST WALL
860 | E JENKINS AVE | 43207- | Active | 246714 | WATTS | LF009M2QT | RP | 1.000 | 3638723 | UTILITY CLOSET BEHIND OFFICE EAST OF DOOR 3. BEHIND EAST BATHROOMS
860 | E JENKINS AVE | 43207- | Active | WC-1587 | AMES | COLT 300BF | DCDA | 8.000 | 3650181 | EAST SIDE PUMP ROOM
860 | E JENKINS AVE | 43207- | Active | 69089 | AMES | 2000B | DC | 0.750 | 3652762 | EAST SIDE PUMP ROOM
199 | E KANAWHA AVE | 43214-1209 | Active | T239596 | WILKINS | 720 | PVB | 0.750 | 3455400 | RIGHT SIDE OF HOUSE
493 | E KANAWHA AVE | 43214-1213 | Active | G050753 | WILKINS | 720A | PVB | 0.750 | 91579 | REAR OF HOME
134 | E KELSO RD | 43202-2362 | Active | EAE7901 | WILKINS | 720A | PVB | 1.000 | 54741 | W SIDE OF HOUSE
135 | E KOSSUTH ST | 43206-2172 | Active | CB027873 | WILKINS | 720A | PVB | 0.750 | 3462198 | RIGHT SIDE OF HOUSE
140 | E KOSSUTH ST | 43206-2102 | Active | T291402 | WILKINS | 720A | PVB | 0.750 | 3462199
240 | E KOSSUTH ST | 43206-2119 | Active | 226873 | WATTS | LF009M3QT | RP | 0.750 | 3632565 | AT WATER METER DRY STORAGE AREA ICE MACHIINE 2 MTRS (808 PURDY ST UNIT A)
303 | E KOSSUTH ST | 43206 | Active | 266923 | WATTS | LF009M2QT | RP | 1.000 | 3654439 | HOT BOX IRRIGATION
43 | E LAFAYETTE ST | 43215- | Active | 3414026 | WILKINS | 975XL2 | RP | 0.750 | 99565 | NEXT TO WATER METER
15 | E LANE AVE | 43201-1226 | Active | 13582C | WILKINS | 375AST | RP | 4.000 | 3464067 | LOWER LEVEL PARKING GARAGE NORTH (LANE WATER ROOM)
15 | E LANE AVE | 43201-1226 | Active | 3065D | WILKINS | 375AST | RPDA | 4.000 | 3632889 | LOWER LEVEL PARKING GARAGE NORTH (LANE WATER ROOM)
15 | E LANE AVE | 43201-1226 | Active | 1557091 | WILKINS | 975AST | RP | 0.750 | 3632890 | LOWER LEVEL PARKING GARAGE NORTH (LANE WATER ROOM)
24 | E LANSING ST | 43206-2660 | Active | CB030198 | WILKINS | 720 | PVB | 0.750 | 3464638 | BACK LEFT CORNER OF HOUSE
615 | E LINCOLN AVE | 43214 | Active | EAC0024 | WILKINS | 720A | PVB | 0.750 | 3653344 | LEFT SIDE
709 | E LINCOLN AVE | 43229-5021 | Due Install |  |  |  | RP | 0.750 | 3468370
726 | E LINCOLN AVE | 43229-5024 | Active | B475005 | WILKINS | 375 | RP | 0.750 | 3468371 | AT METER IN BATHROOM
728 | E LINCOLN AVE | 43229-5024 | Due Install |  |  |  | RP | 0.750 | 3468372
40 | E LINCOLN ST | 43215 | Active | ACA3548 | WILKINS | 975XL2 | RP | 2.000 | 3646730 | MECH ROOM AT METER SOUTHWEST CORNER
40 | E LINCOLN ST | 43215 | Not Required by DOW | 4857191 | WILKINS | 975XL2 | RP | 1.000 | 3646731 | MECH ROOM AFTER CITY WATER METER
40 | E LINCOLN ST | 43215 | Active | 17867B | WILKINS | 350ASTDA | DCDA | 6.000 | 3646732 | MECH ROOM SOUTHWEST CORNER
40 | E LINCOLN ST | 43215 | Active | HC33749 | WILKINS | 950XLD | DC | 0.750 | 3646733 | MECH ROOM FIRE BYPASS
45 | E LINCOLN ST | 43215-1515 | Active | 336357 | WATTS | LF009M3QT | RP | 0.750 | 3468587 | AT METER
16 | E LINCOLN ST | 43215- | Due Install |  |  |  | RP | 1.500 | 3639225
216 | E LIVINGSTON AV | 43209-2853 | Active | 99452 | WATTS | 009M2QT | RP | 1.500 | 57500 | NE AT WATER METER CATERING/BANQUET HALL
1 | E LIVINGSTON AVE | 43215-7700 | Active | 78167 | WATTS | 919QT | RP | 0.750 | 3470400 | AT METER. UNDER STEPS
3 | E LIVINGSTON AVE | 43215-5762 | Due Install |  |  |  | RP | 0.750 | 3470401 | 2 MTRS AT THIS BUILDING 1" MTR #190503727
35 | E LIVINGSTON AVE | 43215-5762 | Due Install |  |  |  | RP |  | 3470402
63 | E LIVINGSTON AVE | 43215- | Active | ABA08194 | WILKENS | 975XL2 | RP | 1.000 | 3470403 | BASEMENT
69 | E LIVINGSTON AVE | 43215- | Active | ALA50609 | WILKINS | 975XL3 | RP | 0.750 | 3470404
19 | E LIVINGSTON AVE | 43215-5745 | Active | 4733616 | WILKINS | 975XL2 | RP | 1.000 | 56728 | BASEMENT NEXT TO WATER METER
211 | E LIVINGSTON AVE | 43215-5745 | Due Install |  |  |  | RP | 0.750 | 3470418 | basement n side
247 | E LIVINGSTON AVE | 43215-5747 | Active | 30028 | WATTS | 919QT | RP | 1.500 | 3655184
253 | E LIVINGSTON AVE | 43215-5747 | Active | 4815911 | WILKINS | 975XL2 | RP | 1.000 | 3470423
259 | E LIVINGSTON AVE | 43215-5748 | Active | 107021 | WATTS | 009M2QT | RP | 1.500 | 3470422
286 | E LIVINGSTON AVE | 43215 | Active | 149485 | WATTS | 009M2 | RP | 1.000 | 3635689 | IN HOTBOX S SIDE OF PARKING LOT BY GATE
325 | E LIVINGSTON AVE | 43215-5760 | Not Required by DOW | [5 empty] | 3470435
369 | E LIVINGSTON AVE | 43215-5531 | Active | 75843 | WATTS | LF919QT | RP | 0.750 | 3470440 | AT METER BSMNT MECH/FURN ROOM EAST METER
369 | E LIVINGSTON AVE | 43215-5531 | Not Required by DOW | CB077035 | WILKINS | 720A | PVB | 0.750 | 3470441 | RIGHT OF BACK DOOR (MAIN ENTRANCE)
369 | E LIVINGSTON AVE | 43215-5531 | Active | 75517 | WATTS | LF919QT | RP | 0.750 | 3629781 | AT METER BSMNT MECH/FURN ROOM WEST METER
386 | E LIVINGSTON AVE | 43215 | Not Required by DOW | B030941 | WILKINS | 375XL | RP | 1.500 | 3621127 | PENTHOUSE 12' OFF GROUND IN BOILER RM ABOVE EXPANSION TANKS
386 | E LIVINGSTON AVE | 43215 | Not Required by DOW | L101346 | WILKINS | 375 | RP | 2.500 | 3621128 | PENTHOUSE 8' OFF GROUND IN FRONT OF ELECT RM DOOR
386 | E LIVINGSTON AVE | 43215 | Active | X35873 | WILKINS | 375A | RP | 4.000 | 3621129 | BASEMENT WATER SERVICE ROOM TOP DEVICE
386 | E LIVINGSTON AVE | 43215 | Active | X35874 | WILKINS | 375A | RP | 4.000 | 3621130 | BASEMENT WATER SERVICE ROOM BOTTOM DEVICE
386 | E LIVINGSTON AVE | 43215 | Active | Y12453 | WILKINS | 375ADA | RPDA | 8.000 | 3621131 | BASEMENT WATER SERVICE ROOM
386 | E LIVINGSTON AVE | 43215 | Active | 4326521 | WILKINS | 975 | RP | 0.750 | 3621191 | SOUTHEAST BASEMENT IN MECH ROOM
386 | E LIVINGSTON AVE | 43215 | LPS - Active |  |  |  | LST |  | 3639140 | FIRE BOOSTER PUMP - LA/LAC BASEMENT MECHANICAL ROOM
386 | E LIVINGSTON AVE | 43215 | LPS - Active |  |  |  | LPC |  | 3639141 | DOMESTIC PUMP -
391 | E LIVINGSTON AVE | 43215-5531 | [6 empty] | 3657779
425 | E LIVINGSTON AVE | 43215- | Active | 4054043 | WILKINS | 975XL | RP | 1.000 | 3470448
447 | E LIVINGSTON AVE | 43215-5534 | Inactive | 47014 | WATTS | 009QT | RP | 1.000 | 64117 | MECH ROOM AT METER
447 | E LIVINGSTON AVE | 43215-5534 | Inactive |  |  |  | LPC |  | 3635751 | DOM PUMP
485 | E LIVINGSTON AVE | 43215-5543 | Inactive | 412388 | WATTS | 909MO | RP | 0.750 | 65226 | AT WATER METER IN WALL CABINET AT E SIDE FRT DOOR
505 | E LIVINGSTON AVE | 43215-5544 | Active | 16646 | WATTS | 919QT | RP | 1.500 | 103764 | BY BACK DOOR
505 | E LIVINGSTON AVE | 43215-5544 | Not Required by DOW | 3789051 | WILKINS | 975XL | RP | 1.000 | 3607718 | REAR EXIT
535 | E LIVINGSTON AVE | 43215-5545 | Active | 215886 | WILKINS | 975 | RP | 0.750 | 66709 | BASEMENT AT METER
567 | E LIVINGSTON AVE | 43215-5546 | Active | 3442092 | WILKINS | 975XL | RP | 1.500 | 102743 | MECH ROOM S/E
567 | E LIVINGSTON AVE | 43215-5546 | Active | 123D | WILKINS | 375 | RP | 4.000 | 103026 | MECH ROOM S/E
567 | E LIVINGSTON AVE | 43215-5546 | Active | 3507552 | WILKINS | 975 | RP | 0.750 | 103027 | 581 E LIVINGSTON AVE - MECH ROOM
591 | E LIVINGSTON AVE | 43215-5546 | Active | 3129391 | WILKINS | 975XL | RP | 1.500 | 98176 | Stock Room
591 | E LIVINGSTON AVE | 43215-5546 | Active | V23251 | WILKINS | 350ADA | DCDA | 4.000 | 98454 | Stock Room
591 | E LIVINGSTON AVE | 43215-5546 | Not Required by DOW | 3103689 | WILKINS | 975XL | RP | 1.000 | 98456 | Stock Room
591 | E LIVINGSTON AVE | 43215-5546 | Active | 3144346 | WILKINS | 950XL | DC | 0.750 | 99332 | Stock Room
611 | E LIVINGSTON AVE | 43205- | Active | X35199 | WILKINS | 375A | RP | 3.000 | 3618319 | FB0232 MECH/METER RM
611 | E LIVINGSTON AVE | 43205- | Active | X35200 | WILKINS | 375A | RP | 3.000 | 3618542 | FB0232 MECH/METER RM
611 | E LIVINGSTON AVE | 43205- | Active | V43151 | WILKINS | 350ADA | DCDA | 6.000 | 3618543 | FIRE/RISER RM NW BSMNT-room FB0233
611 | E LIVINGSTON AVE | 43205- | Active | 4058988 | WILKINS | 950XLD | DC | 0.750 | 3618544 | FIRE/RISER RM NW BSMNT-room FB0233
611 | E LIVINGSTON AVE | 43205- | Not Required by DOW | 4251125 | WILKINS | 950XLT | DC | 0.750 | 3618651 | CEILING BY PROOFERS
611 | E LIVINGSTON AVE | 43205- | Not Required by DOW | 4126061 | WILKINS | 975XL | RP | 2.000 | 3618652 | PANERA MAIN, IN MECHANICAL - IN CENTER OF STORE
611 | E LIVINGSTON AVE | 43205- | LPS - Active |  |  |  | LST |  | 3628227 | FIRE PUMP - FB/FOB BASEMENT MECHANICAL ROOM
611 | E LIVINGSTON AVE | 43205- | LPS - Active |  |  |  | LPC |  | 3628228 | DOMESTIC PUMP - PANERA MAIN, IN MECHANICAL
635 | E LIVINGSTON AVE | 43205- | Active | 56711 | AMES | 2000B | DC | 0.750 | 94411 | "L" Garage EQ RM
635 | E LIVINGSTON AVE | 43205- | Active | 159702 | AMES | 3000SS | DCDA | 4.000 | 94412 | "L" Garage EQ RM
635 | E LIVINGSTON AVE | 43205- | Active | 441773 | WATTS | 909HWM1QT | RP | 2.000 | 95475 | "L" Garage -EQ RM
635 | E LIVINGSTON AVE | 43205- | Not Required by DOW | 435104 | WATTS | 909HWM1QT | RP | 1.500 | 95476 | L Garage-EQ RM
635 | E LIVINGSTON AVE | 43205- | Not Required by DOW | 18082 | WILKINS | 375 | RP | 2.500 | 100361 | C-Bldg 6th Floor
635 | E LIVINGSTON AVE | 43205- | Replaced | REPW310369 | WILKINS | 975XL | RP | 1.500 | 100362 | REPLACED- C-Bldg PENTHOUSE
635 | E LIVINGSTON AVE | 43205- | Not Required by DOW | 3894304 | WILKINS | 975XL2 | RP | 1.500 | 3611474 | C-Bldg PENTHOUSE
643 | E LIVINGSTON AVE | 43205 | Active | 3209633 | WILKINS | 975XLBMS | RP | 2.000 | 101679 | IN HOT BOX
655 | E LIVINGSTON AVE | 43205-2618 | Active | 1312820104 | AMES | 3000SS | DCDA | 3.000 | 70225 | BASEMENT MECH ROOM - AC0139
655 | E LIVINGSTON AVE | 43205-2618 | Not Required by DOW | 1635632 | WILKINS | 975 | RP | 1.250 | 70226 | AC-BLDG -AC0139, BASEMENT METER ROOM
655 | E LIVINGSTON AVE | 43205-2618 | Active | 35664 | AMES | 2000SS | DC | 0.750 | 70227 | AC-BLDG MECH - AC 0139, BASEMENT
655 | E LIVINGSTON AVE | 43205-2618 | Active | L15564 | WILKINS | 375 | RP | 2.500 | 70228 | AC-BLDG RM - AC0139, BASEMENT METER ROOM
711 | E LIVINGSTON AVE | 43205-2640 | Active | 184547 | WATTS | 909QTFDA | RP | 3.000 | 96246 | NEXT TO WATER
711 | E LIVINGSTON AVE | 43205-2640 | Active | V12806 | WILKINS | 350 | DCDA | 4.000 | 96301 | MECH ROOM IN BASEMENT
711 | E LIVINGSTON AVE | 43205-2640 | Active | 2597849 | WILKINS | 950XL | DC | 0.750 | 96302 | MECH ROOM IN BASEMENT
711 | E LIVINGSTON AVE | 43205-2640 | Not Required by DOW | 06891 | WATTS | 009M2QT | RP | 1.250 | 96303 | NEXT TO WATER METER
711 | E LIVINGSTON AVE | 43205-2640 | Active | 16093 | WATTS | 919AQT | RP | 1.000 | 96304 | IN BOILER ROOM
760 | E LIVINGSTON AVE | 43205 | Inactive | 05182 | AMES | 4000B | RP | 1.500 | 103490 | HOT BOX
825 | E LIVINGSTON AVE | 43205-2672 | Active | L38704 | WILKINS | 375DA | RPDA | 3.000 | 96763 | MECH ROOM SOUTH SIDE OF BLDG - Livingston E. S.
825 | E LIVINGSTON AVE | 43205-2672 | Active | 623218 | WATTS | 909QT | RP | 0.750 | 96764 | IN PUMP ROOM B120 MECH ROOM - Livingston E. S.
825 | E LIVINGSTON AVE | 43205-2672 | Active | 623571 | WATTS | 909QT | RP | 0.750 | 96765 | IN PUMP ROOM B120 MECH ROOM - Livingston E. S.
825 | E LIVINGSTON AVE | 43205-2672 | Active | 163566 | AMES | 3000SS | DCDA | 4.000 | 98139 | BOILER ROOM - LIVINGSTON E.S.
825 | E LIVINGSTON AVE | 43205-2672 | Active | 56994 | AMES | 2000B | DC | 0.750 | 98140 | BOILER ROOM - LIVINGSTON E.S.
855 | E LIVINGSTON AVE | 43205-2653 | Active | 168153 | WATTS | LF009M2QT | RP | 1.000 | 3470456 | MECH ROOM MID BUILDING
994 | E LIVINGSTON AVE | 43205-2750 | Inactive | W175376 | WILKINS | 975XLBMS | RP | 0.750 | 74952 | 0 USE 6/3/15 CAG. BESEMENT AREA ON SOUTH WALL
100 | E LIVINGSTON AVE | 43205-2750 | Active | 83281 | WATTS | 919 | RP | 0.750 | 3470485
1015 | E LIVINGSTON AVE | 43205-2739 | Not Required by DOW | [5 empty] | 3470487
1058 | E LIVINGSTON AVE | 43205- | Inactive | 11216 | WATTS | 919QT | RP | 1.500 | 97609 | 0 use 6/3/16 cag. rear of building in mech room
1266 | E LIVINGSTON AVE | 43205-2841 | Active | 3826289 | WILKINS | 975XL2 | RP | 0.750 | 54482 | MECH RM
1324 | E LIVINGSTON AVE | 43205- | Active | 65827 | WATTS | 919QT | RP | 0.750 | 3618669 | BASEMENT AFTER METER SETTING
1330 | E LIVINGSTON AVE | 43205-2854 | Active | 65824 | WATTS | 919QT | RP | 0.750 | 3619694 | UTILITY ROOM AFTER METER
1362 | E LIVINGSTON AVE | 43205-2922 | Due Install |  |  |  | RP |  | 3470550
1378 | E LIVINGSTON AVE | 43205-2922 | Due Install |  |  |  | RP | 0.750 | 3470554
1422 | E LIVINGSTON AVE | 43205-2922 | Active | 22368 | WATTS | 919QT | RP | 2.000 | 3603534 | MECHANICAL ROOM NW CORNER OF BUILDING
1422 | E LIVINGSTON AVE | 43205-2922 | Active | 1811230913 | AMES | 3000SS | DCDA | 6.000 | 3603662 | SPRINKLER ROOM NW CORNER OF BUILDING
1422 | E LIVINGSTON AVE | 43205-2922 | Active | 318167 | WATTS | 007M3QT | DC | 0.750 | 3603663 | SPRINKLER BYPASS WEST END OF BUILDING
1422 | E LIVINGSTON AVE | 43205-2922 | Not Required by DOW | 3868948 | WILKINS | 975XL | RP | 0.750 | 3626372 | BOILER MAKE UP, MECHANICAL ROOM MEP
1440 | E LIVINGSTON AVE | 43205-2914 | Active | 4783164 | WILKINS |  | RP | 1.000 | 3470560 | AT METER
1472 | E LIVINGSTON AVE | 43205-2914 | Active | 81068 | WATTS | 919QT | RP | 0.750 | 3470566
1485 | E LIVINGSTON AVE | 43205-2931 | Active | AMA09301 | WILKINS | 975XL3 | RP | 1.500 | 3470567
1500 | E LIVINGSTON AVE | 43205-2925 | Active | 3862201 | WILKINS | 975 | RP | 1.000 | 3470569 | ON RIGHT INSIDE FRONT DOOR
1533 | E LIVINGSTON AVE | 43205-2915 | Active | ALA08279 | WILKINS | 975XL | RP | 0.750 | 3470570
1565 | E LIVINGSTON AVE | 43205- |  |  |  |  | RP | 2.000 | 3470574
1566 | E LIVINGSTON AVE | 43205-2916 | Removed | REM19616 | WATTS | 009QT | RP | 1.000 | 55422 | E WALL OF MECHANICAL ROOM
1566 | E LIVINGSTON AVE | 43205-2916 | Active | AMA12799 | WILKINS | 975 XL | RP | 1.500 | 3638224
1573 | E LIVINGSTON AVE | 43205 | Active | 70321 | APOLLO | RPLF4A | RP | 3.000 | 3643517 | BASEMENT AT WATER METER
1573 | E LIVINGSTON AVE | 43205 | Active | 198538 | AMES | 3000SS | DCDA | 6.000 | 3646426 | NORTHWEST CORNER OF BASEMENT
1573 | E LIVINGSTON AVE | 43205 | Active | 29858 | WATTS | 007M1QT | DC | 0.750 | 3646427 | NORTHWEST CORNER OF BASEMENT FIRE BYPASS
1573 | E LIVINGSTON AVE | 43205 | LPS - Active |  |  |  | LPC |  | 3646439 | DOMESTIC PUMP -
1593 | E LIVINGSTON AVE | 43205-2930 | Active | ALA232347 | WILKINS | 975-XL | RP | 0.750 | 3470578 | MTR BEHIND COUNTER UNDER SMALL TABLE IN NE CORNER
1626 | E LIVINGSTON AVE | 43205-3021 | Removed | REM249771 | WATTS | LFOO9M3QT | RP | 0.750 | 3470585 | AT METER IN RESTROOM
1626 | E LIVINGSTON AVE | 43205-3021 | Active | 418930 | WATTS | 009QT | RP | 0.500 | 3656881 | AT METER IN RESTROOM
1701 | E LIVINGSTON AVE | 43205-3071 | In Review | [5 empty] | 3470621
1734 | E LIVINGSTON AVE | 43205-3023 | Active | 233779 | WATTS | 009M3 | RP | 0.750 | 3470639 | IN REAR STOOR ROOM
1744 | E LIVINGSTON AVE | 43205-3023 | Active | 233787 | WATTS | 009M3 | RP | 0.750 | 3470640
1800 | E LIVINGSTON AVE | 43205-3023 | Active | A12576 | WATTS | 007M1-FP | DC | 2.000 | 87515
1900 | E LIVINGSTON AVE | 43209 | Active | 3914271 | WILKINS | 975XL2 | RP | 1.000 | 3604158 | MECHANICAL ROOM IN REAR OF BUILDING
1900 | E LIVINGSTON AVE | 43209 | Not Required by DOW | 3862196 | WILKINS | 975XL2 | RP | 1.000 | 3604476 | MECHANICAL ROOM
1909 | E LIVINGSTON AVE | 43209-2733 | Active | 214507 | WATTS | LF009M2QT | RP | 1.000 | 3470667 | N/W SIDE BY METER
1937 | E LIVINGSTON AVE | 43209-2733 | Not Required by DOW | 442921 | WATTS | 909QT | RP | 0.750 | 56687 | NEXT TO THE WATER METER IN MECH ROOM
1937 | E LIVINGSTON AVE | 43209-2733 | Active | 64566 | WATTS | 009M1QT | RP | 2.000 | 56688 | ADJACENT TO MEN'S OFFICE IN EQUIP ROOM
1971 | E LIVINGSTON AVE | 43209-2734 | Removed | 109632REM | WATTS | 009QT | RP | 0.750 | 56803 | 0 USE 6/3/16 CAG. IN WATER HEATER ROOM BY METER
1971 | E LIVINGSTON AVE | 43209-2734 | Due Install |  |  |  | RP |  | 3659002
2063 | E LIVINGSTON AVE | 43209-2851 | Not Required by DOW | 07774REM | WATTS | 009QT | RP | 0.750 | 57142 | 0 USE 6/3/15 CAG. BY FRONT DOOR
2063 | E LIVINGSTON AVE | 43209-2851 | Due Install |  |  |  | RP |  | 3658634
2087 | E LIVINGSTON AVE | 43209-2851 | Active | ACG3891 | WILKINS | 975XL2 | RP | 1.500 | 3470672
2097 | E LIVINGSTON AVE | 43209-2851 | Active | 1289713 | WILKINS | 975XL | RP | 1.500 | 57203 | IN THE STORAGE RM AT THE SE CORNER @ THE WATER METER
2111 | E LIVINGSTON AVE | 43209-2853 | Active | 15752 | WATTS | 919AQT | RP | 1.500 | 102276 | REAR OF STORE AFTER METER
2111 | E LIVINGSTON AVE | 43209-2853 | Removed | 375812REM | WATTS | 919AQT | RP | 1.000 | 104145 | REMOVED-IN KITCHEN BEHIND ICE MAKER
2111 | E LIVINGSTON AVE | 43209-2853 | Not Required by DOW | 40192 | WATTS | 919AQT | RP | 1.000 | 3607356 | IN KITCHEN BEHIND ICE MAKER
2127 | E LIVINGSTON AVE | 43209-2853 | Active | 29324 | WATTS | 919 | RP | 1.500 | 3470673
2133 | E LIVINGSTON AVE | 43209-2853 | Active | 1111112133 | HYDRO-GAP | XX | AG | 10.000 | 57408 | ABOVE 3 COMPARTMENT SINK -- AIR GAP
2133 | E LIVINGSTON AVE | 43209-2853 | Due Install |  |  |  | RP |  | 3638495 | AT METER
2135 | E LIVINGSTON AVE | 43209-2853 | Active | 99370 | WATTS | 009M2QT | RP | 1.000 | 57409 | AT WATER METER
2253 | E LIVINGSTON AVE | 43209-2857 | Active | 79823 | WATTS | 009M2QT | RP | 1.000 | 57783 | IN MECH ROOM AT WATER METER
2295 | E LIVINGSTON AVE | 43209-2844 | Active | 143710 | WATTS | LF009M2QT | RP | 1.500 | 3470678 | SW CORNER
2687 | E LIVINGSTON AVE | 43209 | Active | WA-2574 | AMES | COLT 400 | RP | 4.000 | 3636837 | IN HOT BOX
2687 | E LIVINGSTON AVE | 43209 | Active | 91284 | WATTS | 919-QT | RP | 0.750 | 3652042 | IN HOT BOX
2687 | E LIVINGSTON AVE | 43209 | Active | VK-1043 | AMES | COLT 500GV | RPDA | 6.000 | 3656514 | IN HOT BOX
2777 | E LIVINGSTON AVE | 43209-3039 | Active | 193275 | WATTS | LF009M2QT | RP | 2.000 | 3470721 | BASEMENT MECH ROOM
2851 | E LIVINGSTON AVE | 43209- | Active | 66498 | WILKINS | 375A | RP | 3.000 | 3470730 | NEXT TO WATER METER NE CORNER OF BASEMENT
2867 | E LIVINGSTON AVE | 43209 | Active | 4973353 | WILKINS | 975XL2 | RP | 2.000 | 3654912 | MECH ROOM / ROOM #104
2875 | E LIVINGSTON AVE | 43209-3041 | Removed | H974443REM | FEBCO | 765 | PVB | 1.000 | 102511 | BACK OF BUILDING AT BACK DOOR
2875 | E LIVINGSTON AVE | 43209-3041 | In Review | [5 empty] | 3638410
3005 | E LIVINGSTON AVE | 43209-3047 | Not Required by DOW | 1078708 | WILKINS | 950 | DC | 1.250 | 59788 | AT METER
3005 | E LIVINGSTON AVE | 43209-3047 | Active | 1186234 | WILKINS | 975XLBMS | RP | 1.500 | 59789 | SW CORNER OF MECH STORAGE ROOM
3005 | E LIVINGSTON AVE | 43209-3047 | Not Required by DOW | 1191113 | WILKINS | 975 | RP | 0.750 | 59790 | AT METER
3005 | E LIVINGSTON AVE | 43209-3047 | Not Required by DOW | 244802 | WATTS | 800QT | PVB | 0.750 | 59791 | OUTSIDE WEST WALL
3015 | E LIVINGSTON AVE | 43209-3047 | Active | 13329 | AMES | 2000SS | DC | 0.750 | 59809 | NW SIDE OF BUILDING ON OUTSIDE WALL
3015 | E LIVINGSTON AVE | 43209-3047 | Active | 56954 | WATTS | 009M2QT | RP | 1.500 | 59810 | ON WEST SIDE OF BUILDING AT WATER METER
3015 | E LIVINGSTON AVE | 43209-3047 | Not Required by DOW | 57952 | WATTS | 009M2QT | RP | 1.500 | 59811 | BACK OF BUILDING IN HALLWAY BY RESTROOMS
3015 | E LIVINGSTON AVE | 43209-3047 | Active | 106200 | AMES | 3000SS | DCDA | 3.000 | 59812 | N WEST SIDE OF BUILDING ON OUTSIDE WALL
3015 | E LIVINGSTON AVE | 43209-3047 | Removed | REMW224348 | WILKINS | 975XLST | RP | 0.500 | 88984 | REMOVED PHOTO LAB ABOVE SINK
3090 | E LIVINGSTON AVE | 43227-1890 | Due Install |  |  |  | RP | 0.750 | 3470763
3094 | E LIVINGSTON AVE | 43227-1875 | Due Install |  |  |  | RP | 3.000 | 3470764
3110 | E LIVINGSTON AVE | 43227-1876 | Due Install |  |  |  | RP | 1.500 | 3470767
3192 | E LIVINGSTON AVE | 43227-1945 | Due Install |  |  |  | RP | 0.750 | 3470773
3227 | E LIVINGSTON AVE | 43227-1923 | Active | 306232 | WATTS | 009 | RP | 0.750 | 3470775 | UNDER STAIRWAY
3227 | E LIVINGSTON AVE | 43227-1923 | Active | 239639 | WATTS | LF007M3QT | DC | 0.750 | 3636329
3227 | E LIVINGSTON AVE | 43227-1923 | Active | N2406050136 | FEBCO | LF856 | DCDA | 3.000 | 3657348
3355 | E LIVINGSTON AVE | 43227-1926 | Active | AB18012 | WILKINS | 975XL | RP | 1.000 | 3470787 | IN PHARMACY
3355 | E LIVINGSTON AVE | 43227-1926 | Active | 102225C122 | AMES | 3000SS | DCDA | 3.000 | 3650897 | STOREROOM
3355 | E LIVINGSTON AVE | 43227-1926 | Active | 86080 | AMES | 2000B | DC | 0.750 | 3652091 | STOREROOM
3355 | E LIVINGSTON AVE | 43227-1926 | Removed | REM1207246 | WILKINS | 975XL | RP | 1.000 | 3653985 | BACK ROOM
3423 | E LIVINGSTON AVE | 43227-2207 | Due Install |  |  |  | RP |  | 3470790
3423 | E LIVINGSTON AVE | 43227-2207 | Not Required by DOW |  |  |  | RP |  | 3626609
3434 | E LIVINGSTON AVE | 43227-2208 | Removed | 54383REM | FEBCO | 765 | PVB | 1.250 | 60731 | EAST SIDE OF BLDG/OUTSIDE MECHANICAL ROOM DOOR
3434 | E LIVINGSTON AVE | 43227-2208 | Active | YG-2018 | WATTS | 957 | RP | 4.000 | 3635915
3434 | E LIVINGSTON AVE | 43227-2208 | Active | 11026530522 | AMES | 2000B | DCDA | 4.000 | 3658050
3434 | E LIVINGSTON AVE | 43227-2208 | Active | 86568 | AMES | 2000B | DC | 0.750 | 3658051
3435 | E LIVINGSTON AVE | 43227-2266 | NULL | [5 empty] | 3470791
3474 | E LIVINGSTON AVE | 43227-2219 | Active | A03255 | AMES | 2000B | DC | 2.000 | 97010 | ABOVE METER IN BASEMENT
3474 | E LIVINGSTON AVE | 43227-2219 | Active | 2860956 | WILKINS | 975XL | RP | 2.000 | 97051 | LOWER MECH ROOM
3500 | E LIVINGSTON AVE | 43227-2219 | Active | 11354 | AMES | 2000B | DC | 0.750 | 60920 | MECH ROOM BASEMENT
3500 | E LIVINGSTON AVE | 43227-2219 | Active | 113784 | AMES | 3000SS | DCDA | 4.000 | 60921 | MECH ROOM BASEMENT
3500 | E LIVINGSTON AVE | 43227-2219 | Active | 67693 | WATTS | 009QT | RP | 0.750 | 60922 | METER ROOM IN BASEMENT
3575 | E LIVINGSTON AVE | 43227-2228 | Due Install |  |  |  | RP | 8.000 | 3470797
3635 | E LIVINGSTON AVE | 43227- | Active | 16025 | WATTS | 009QT | RP | 2.000 | 61330 | S REAR WALL BY SPRINKLER RISER - 3611 E LIVINGSTON AVE
3635 | E LIVINGSTON AVE | 43227- | Active | N0804070521 | FEBCO | 876V | DCDA | 6.000 | 96627 | @ SPRINKLER - 3611 E LIVINGSTON AVE
3635 | E LIVINGSTON AVE | 43227- | Active | H011421 | FEBCO | 805YB | DC | 0.750 | 96628 | @ SPRINKLER RISER - 3611 E LIVINGSTON AVE
3637 | E LIVINGSTON AVE | 43227-2235 | Due Install |  |  |  | RP |  | 3470798
3669 | E LIVINGSTON AVE | 43227-2243 | Active | 454717 | WATTS | 909QT | RP | 0.750 | 3470805 | WATER HEATER ROOM AT METER
3671 | E LIVINGSTON AVE | 43227-2243 | Active | B34101 | WATTS | 009M2PCQT | RP | 0.750 | 61441 | S.E. CORNER OF BLDG IN BASEMENT
3716 | E LIVINGSTON AVE | 43227-2246 | Active | 101793 | WATTS | 919AQT | RP | 0.750 | 3470811 | IN STORAGE ROOM
3750 | E LIVINGSTON AVE | 43227-2246 | Not Required by DOW | [5 empty] | 3470812
3765 | E LIVINGSTON AVE | 43227-2247 | Due Install | [5 empty] | 3470813
3770 | E LIVINGSTON AVE | 43227-2246 | Due Install |  |  |  | RP |  | 3470814
3777 | E LIVINGSTON AVE | 43227-2247 | Active | ALA08091 | WILKINS | 975XL3 | RP | 0.750 | 93028 | rear of bldg at the water meter
3796 | E LIVINGSTON AVE | 43227-2246 | Not Required by DOW | [5 empty] | 3470817
3799 | E LIVINGSTON AVE | 43227-2386 | Due Install |  |  |  | RP | 1.500 | 3470818
3799 | E LIVINGSTON AVE | 43227-2386 | Due Install |  |  |  | DCDA | 6.000 | 3650873
3799 | E LIVINGSTON AVE | 43227-2386 | Due Install |  |  |  | DC | 0.750 | 3658658
3850 | E LIVINGSTON AVE | 43227-7000 | Due Install | [5 empty] | 3470822
3870 | E LIVINGSTON AVE | 43227-2396 | Active | 03662 | WATTS | 007M2QT | DC | 1.500 | 61990 | BASEMENT MECHANICAL ROOM ON NORTH WALL
3870 | E LIVINGSTON AVE | 43227-2396 | Active | 204760 | WATTS | LF009M2QT | RP | 2.000 | 3652238 | BASEMENT MECHANICAL ROOM ON NORTH WALL
3877 | E LIVINGSTON AVE | 43227-2359 | Active | 06387 | WATTS | 919QT | RP | 1.500 | 3470825 | MECHANICAL ROOM
3901 | E LIVINGSTON AVE | 43227-2302 | Active | 301308 | WATTS | LF009M2QT | RP | 1.000 | 3470827 | Riser Room
3955 | E LIVINGSTON AVE | 43227-2305 | Active | 70964 | WATTS | 009M2QT | RP | 0.750 | 3470832
4019 | E LIVINGSTON AVE | 43227-2305 | Active | 366987 | WATTS | 009M2QT | RP | 1.000 | 62697 | SOUTH OF BUILDING IN GARAGE
4049 | E LIVINGSTON AVE | 43227-2307 | Active | 169983 | WATTS | 009M3QT | RP | 0.750 | 62758 | MECH ROOM AT METER
4171 | E LIVINGSTON AVE | 43227-2323 | Replaced | REP281726 | WATTS | 909M1QT | RP | 2.000 | 63149 | REPLACED- BASEMENT ABOVE WATER METER
4171 | E LIVINGSTON AVE | 43227-2323 | Active | 3204042 | WILKINS | 975 | RP | 1.500 | 3611573 | BASEMENT ABOVE WATER METER
4343 | E LIVINGSTON AVE | 43227-2432 | Due Install |  |  |  | RP |  | 3470904
4400 | E LIVINGSTON AVE | 43227-2433 | Inactive | 42724 | WATTS | 009QT | RP | 1.000 | 63927 | 0 USE 6/3/15 CAG. AT METER
4455 | E LIVINGSTON AVE | 43227- | Not Required by DOW | A09089 | WATTS | 007QT | DC | 2.000 | 87519 | 4155 E LIVINGSTON AVE, N TUNNEL BY WATER METER
4455 | E LIVINGSTON AVE | 43227- | Not Required by DOW | 60055 | WATTS | 919QT | RP | 0.750 | 94053 | BASEMENT
4455 | E LIVINGSTON AVE | 43227- | Active | 206907 | WATTS | LF009M2QT | RP | 2.000 | 3624900 | FIRE STATION # 23
4841 | E LIVINGSTON AVE | 43227-2172 | Not Required by DOW | 3313818REM | WILKINS | 975XLBMS | RP | 1.500 | 65202 | BOILER ROOM - Walnut Ridge H.S.
4841 | E LIVINGSTON AVE | 43227-2172 | Not Required by DOW | 361846 | WATTS | 909QT | RP | 0.750 | 65203 | MECHANICAL ROOM UNDER LIB cooling Walnut Ridge H. S.
4841 | E LIVINGSTON AVE | 43227-2172 | Active | 222753 | WATTS | 909 | RP | 4.000 | 98992 | WEST BASEMENT MECHANICAL ROOM - WALNUT RIDGE HIGH SCHOOL
5000 | E LIVINGSTON AVE | 43227-2176 | Active | 242783 | WATTS | LF009M2QT | RP | 2.000 | 3658187 | HOT BOX S SIDE OF MAIN DRIVE
5303 | E LIVINGSTON AVE | 43232-2864 | Active | ABP9753 | WILKINS | 975XL2 | RP | 0.750 | 3470987 | FURNANCE CLOSET @ WATER METER
5321 | E LIVINGSTON AVE | 43232-2864 | Active | 140039 | WATTS | 009QT | RP | 1.000 | 66655 | BOILER ROOM - Woodcrest E.S.
5321 | E LIVINGSTON AVE | 43232-2864 | Active | 3913197 | WILKINS | 975XL | RP | 2.000 | 66656 | BOILER ROOM - Woodcrest E.S.
5321 | E LIVINGSTON AVE | 43232-2864 | Active | 2862151 | WILKINS | 975XLBMS | RP | 0.750 | 90967 | BOILER ROOM - Woodcrest E. S.
5360 | E LIVINGSTON AVE | 43232-2865 | Active | 358005 | WATTS | 909QT | RP | 1.000 | 66734 | EAST WALL BY WATER METER
5360 | E LIVINGSTON AVE | 43232-2865 | Not Required by DOW | EJ4473 | FEBCO | 765 | PVB | 1.000 | 66735 | REAR OF BUILDING
5430 | E LIVINGSTON AVE | 43232-2866 | Active | AB6452 | ARI | RP 500 | RP | 1.500 | 66895 | USE 6/3/15 CAG. METER ROOM BACK OF BUILDING
5456 | E LIVINGSTON AVE | 43232 | Active | ACN1301 | WILKINS | 975XL2 | RP | 2.000 | 67123 | AT SERVICE ENTRANCE
5470 | E LIVINGSTON AVE | 43232- | Active | W198121 | WILKINS | 975XLBMS | RP | 2.000 | 66967 | MECHANICAL ROOM EAST WALL
5504 | E LIVINGSTON AVE | 43232-2866 | Active | 10238 | WATTS | 007QT | DC | 1.500 | 67122 | AFTER METER -- 1640 LONSDALE RD
5504 | E LIVINGSTON AVE | 43232-2866 | Active | 47439 | WILKINS | 375 | RP | 8.000 | 3629669 | AT METER
5600 | E LIVINGSTON AVE | 43232-2924 | Removed | 53250REM | WATTS | 909QT | RP | 1.000 | 67389 | BOILER ROOM - Yorktown M.S.
5950 | E LIVINGSTON AVE | 43232 | Active | 4238544 | WILKINS | 975XL2 | RP | 1.000 | 3616945 | MID E STOCK RM AT WATER METER DOLLAR GENERAL
5950 | E LIVINGSTON AVE | 43232 | Not Required by DOW | 4144209 | WILKINS | 975XL2 | RP | 1.000 | 3618195 | MID E STOCK RM
5960 | E LIVINGSTON AVE | 43232 | Active | 63211 | WATTS | 919QT | RP | 1.000 | 3629562 | THROUGH OFFICE, IN STORAGE ROOM NEXT TO RESTROOM
5960 | E LIVINGSTON AVE | 43232 | Active | 1165830917 | WATTS | 709DCDA | DCDA | 8.000 | 3629563 | THROUGH OFFICE, IN STORAGE ROOM NEXT TO RESTROOM
5960 | E LIVINGSTON AVE | 43232 | Active | 21881 | WATTS | 007M2QT | DC | 0.750 | 3629564 | THROUGH OFFICE, IN STORAGE ROOM NEXT TO RESTROOM
6115 | E LIVINGSTON AVE | 43232-2947 | Active | 431990 | WILKINS | 975 | RP | 0.750 | 69050 | S WALL IN KITCHEN ABOVE MOP SINK (AT ICE MACHINE) SERIAL #431980
6115 | E LIVINGSTON AVE | 43232-2947 | Removed | 432313REM | WILKINS | 975 | RP | 0.750 | 69051 | REMOVED-CENTER OF W WALL IN BASEMENT
6115 | E LIVINGSTON AVE | 43232-2947 | Due Install |  |  |  | RP | 1.000 | 3639056 | AT METER, BASEMENT
6115 | E LIVINGSTON AVE | 43232-2947 | Not Required by DOW |  |  |  | DC |  | 3650125 | AT METER
6121 | E LIVINGSTON AVE | 43232-2947 | Removed | 809423REM | WILKINS | 720A | PVB | 1.000 | 69073 | *****REMOVED*****FRONT OF BANK
6121 | E LIVINGSTON AVE | 43232-2947 | Due Install |  |  |  | RP |  | 3636931
6127 | E LIVINGSTON AVE | 43232-2947 | Active | 11338 | WATTS | 919QT | RP | 1.500 | 99324 | MECH ROOM LOCATED W BASEMENT
6175 | E LIVINGSTON AVE | 43232-2947 | Active | 14825 | WATTS | 919AQT | RP | 1.000 | 103016 | BACK STORE ROOM SW CORNER ST# 1216
399 | E LIVINGSTON AVE UNIT A | 43215-5531 | Active | 1661743 | WILKINS | 975XL2 | RP | 1.500 | 3470442 | IN CRAWL SPACE AT WATER METER, basement of 393
334 | e livingston ave unit wtr |  | New Construction |  |  |  | RP | 4.000 | 3659547
3341 | e livingston ave unit wtr |  | New Construction |  |  |  | DCDA | 6.000 | 3659548
3341 | e livingston ave unit wtr |  | New Construction |  |  |  | DC | 0.750 | 3659549
1260 | E LONDON GROVEPORT RD | 43137 | Active | 114464 | WATTS | LF009M2QT | RP | 1.500 | 3646014 | HOT BOX
1260 | E LONDON GROVEPORT RD | 43137 | Active | TH-1133 | AMES | COLT500GV | RPDA | 8.000 | 3646028 | HOT BOX
1260 | E LONDON GROVEPORT RD | 43137 | Active | 81997 | WATTS | LF919 QT | RP | 0.750 | 3646029 | HOT BOX
1260 | E LONDON GROVEPORT RD | 43137 | Not Required by DOW | CB639288 | WILKINS | 720A | PVB | 1.000 | 3648261 | EAST SIDE OF BUILDING 1
1302 | E LONDON GROVEPORT RD | 43137 | Active | 073779 | WATTS | LF009M2QT | RP | 1.500 | 3646015 | HOT BOX
1302 | E LONDON GROVEPORT RD | 43137 | Active | TJ-0175 | AMES | COLT300GV | DCDA | 8.000 | 3646030 | HOT BOX
1302 | E LONDON GROVEPORT RD | 43137 | Active | 72379 | AMES | 2000BM3 | DC | 0.750 | 3646031 | HOT BOX
1302 | E LONDON GROVEPORT RD | 43137 | Not Required by DOW | T494720 | WILKINS | 720A | PVB | 1.000 | 3648262 | WEST SIDE OF BUILDING 2
2166 | E LONDON GROVEPORT RD | 43137- | Inactive | 09696 | WATTS | 919AQT | RP | 1.500 | 95998 | IN CLOSET ON EAST SIDE OF BLDG
2600 | E LONDON GROVEPORT RD | 43125 | Active | 41195 | WILKINS | 975XL | RP | 2.000 | 90583 | METER ROOM
2650 | E LONDON GROVEPORT RD | 43125-9414 | Active | 5027142 | WILKINS | 975 | RP | 0.750 | 58892 | OUTSIDE
8 | E LONG ST | 43215-2914 | Not Required by DOW | 25051 | WATTS | LF919AQT | RP | 2.000 | 3471922 | BASEMENT BOILER ROOM
8 | E LONG ST | 43215-2914 | Active | 01-0412 | WATTS | 957 | RP | 4.000 | 3607824 | SUB BASEMENT
8 | E LONG ST | 43215-2914 | Active | 252691 | WATTS | 709 | DC | 6.000 | 3607928 | SUB BASEMENT
8 | E LONG ST | 43215-2914 | LPS - Active |  |  |  | LST |  | 3638390 | FIRE PUMP - SUB BASEMENT
8 | E LONG ST | 43215-2914 | LPS - Active |  |  |  | LPC |  | 3638391 | DOMESTIC PUMP - SUB BASEMENT
9 | E LONG ST | 43215-2936 | Active | 103933 | WATTS | LF919QT | RP | 0.750 | 74449 | BOILER ROOM IN BASEMENT
9 | E LONG ST | 43215-2936 | Active | 2E10528 | AMES | 2000SS | DC | 2.500 | 3638950 | BOILER ROOM IN BASEMENT
4 | E LONG ST | 43215-2911 | Active | 3224874 | WILKINS | 975XL | RP | 1.500 | 101052 | BASEMENT
46 | E LONG ST | 43215- | Active | W001698 | WILKINS | 975XL | RP | 1.000 | 100771 | BASEMENT
56 | E LONG ST | 43215-2911 | Active | 4006930 | WILKINS | 975XL | RP | 1.500 | 3471924 | BASEMENT AT THE METER
56 | E LONG ST | 43215-2911 | Not Required by DOW | 4334572 | WILKINS | 975XL | RP | 1.500 | 3624411 | MECHANICAL ROOM
56 | E LONG ST | 43215-2911 | Not Required by DOW | 4400985 | WILKINS | 975XL2 | RP | 0.750 | 3635475 | WOMENS BATHROOM CLOSET 1ST FLOOR
60 | E LONG ST | 43215-2911 | Active | 26110 | WATTS | 007M1QT | DC | 0.750 | 3471925 | MECHANICAL ROOM
60 | E LONG ST | 43215-2911 | Active | 190806 | AMES | 3000SS | DCDA | 6.000 | 3621340 | MECHANICAL ROOM
13 | E LONG ST | 43215- | Active | B314946 | WILKINS | 375 | RP | 1.000 | 3471927 | IN BASEMENT AT WATER METER
134 | E LONG ST | 43215- | Active | 107462 | AMES | 5000SS | RPDA | 4.000 | 3639697 | NW CORNER OF BASEMENT
134 | E LONG ST | 43215- | Active | 14519 | AMES | 4000B | RP | 0.750 | 3639698 | NW CORNER OF BASEMENT - FIRE BYPASS
150 | E LONG ST | 43215-2913 | Active | 361787 | WATTS | 909M1QT | RP | 1.500 | 55178 | 141 N 4TH ST (PINS MECHANICAL), DOWN IN BASEMENT ON WEST WALL
150 | E LONG ST | 43215-2913 | Active | 25445 | WATTS | 007M1QT | DC | 0.750 | 3618089 | 141 N 4TH ST (PINS MECHANICAL), DOWN IN BASEMENT ON WEST WALL
150 | E LONG ST | 43215-2913 | Active | 1897720416 | AMES | 3000SS | DCDA | 6.000 | 3618090 | 141 N 4TH ST (PINS MECHANICAL), DOWN IN BASEMENT ON WEST WALL
174 | E LONG ST | 43215-1809 | Not Required by DOW | 464844 | WATTS | 909QT | RP | 0.750 | 94485 | boiler room in front of boiler
174 | E LONG ST | 43215-1809 | Active | ACN3556 | WILKINS | 975XL2 | RP | 2.000 | 3635394
174 | E LONG ST | 43215-1809 | Active | 185288 | AMES | 2000SS | DCDA | 6.000 | 3654454
174 | E LONG ST | 43215-1809 | Active | 78943 | AMES | 2000B | DC | 0.750 | 3654455
174 | E LONG ST | 43215-1809 | LPS - Active |  |  |  | LST |  | 3654456 | FIRE PUMP - BASEMENT PUMP ROOM
182 | E LONG ST | 43215- | Removed | 103509REM | WATTS | 009QT | RP | 0.750 | 56368 | IN CLOSET SW CORNER OF BLDG SUITE 100 - 182 E LONG ST
182 | E LONG ST | 43215- | Active | 3AM1153 | AMES | 3000SS | DCDA | 3.000 | 56369 | IN CLOSET SW CORNER OF BLDG STUIE #100 - 182 E LONG ST
182 | E LONG ST | 43215- | Active | 97538 | WATTS | 007QT | DC | 0.750 | 56370 | SW CORNER OF BLDG IN CLOSET SUITE #100 - 182 E LONG ST
182 | E LONG ST | 43215- | Active | 276844 | WATTS | LF009M3QT | RP | 0.750 | 3646449 | IN CLOSET SW CORNER OF BLDG SUITE 100 - 182 E LONG ST
195 | E LONG ST | 43215 | Active | 53573 | WATTS | LF919QT | RP | 1.000 | 3615222 | BSMNT NW in Meter / Riser Room
195 | E LONG ST | 43215 | Active | 1871921015 | AMES | 3000SS | DCDA | 6.000 | 3615448 | BSMNT NW in Meter / Riser Room
195 | E LONG ST | 43215 | Active | 24643 | WATTS | 007M1QT | DC | 0.750 | 3615449 | BSMNT NW in Meter / Riser Room
202 | E LONG ST | 43215-1830 | Inactive | 152895 | WATTS | 009QT | RP | 0.500 | 57034 | NE OF BUILDING - 145 N 5TH ST
202 | E LONG ST | 43215-1830 | Due Install |  |  |  | RP | 1.000 | 3629943
255 | E LONG ST | 43215 | Active | QD-0988 | WATTS | 957 | RP | 3.000 | 3625140 | RISER RM LOCATED IN LOWER LEVEL PARKING GARAGE
255 | E LONG ST | 43215 | Active | 189086 | AMES | 3000SS | DCDA | 6.000 | 3625152 | RISER ROOM LOCATED IN LOWER LEVEL PARKING GARAGE
255 | E LONG ST | 43215 | Active | 25453 | WATTS | 007M1QT | DC | 0.750 | 3625153 | RISER ROOM LOCATED IN LOWER LEVEL PARKING GARAGE
255 | E LONG ST | 43215 | Not Required by DOW | 20820 | WATTS | LF919QT | RP | 1.500 | 3629804 | PARKING GARAGE SW CORNER
295 | E LONG ST | 43215 | Active | 179120 | AMES | 3000SS | DCDA | 6.000 | 3606116 | N SIDE BASEMENT IN MECHANICAL ROOM
295 | E LONG ST | 43215 | Active | 20235 | WATTS | 007M1QT | DC | 0.750 | 3607939 | N SIDE BASEMENT IN MECHANICAL ROOM
295 | E LONG ST | 43215 | Active | L81206 | WILKINS | 375 | RP | 3.000 | 3607940 | PARKING GARAGE NORTH WALL
295 | E LONG ST | 43215 | Not Required by DOW | 3918792 | WILKINS | 975XL | RP | 0.750 | 3607953 | SPRINKLER ROOM IN PARKING GARAGE
315 | E LONG ST | 43215-1828 | Not Required by DOW | CA00153 | CASH ACME | RP200 | RP | 0.750 | 3607473 | BASEMENT BY METER
315 | E LONG ST | 43215-1828 | Active | 24309 | WATTS | LF919QT | RP | 2.000 | 3613113 | BASEMENT BY METER
315 | E LONG ST | 43215-1828 | Active | NK-0343 | AMES | COLT 300GV | DCDA | 6.000 | 3613114 | BASEMENT BY METER
315 | E LONG ST | 43215-1828 | Active | 32264 | AMES | 2000BM3 | DC | 0.750 | 3613115 | BASEMENT BY METER
315 | E LONG ST | 43215-1828 | Not Required by DOW | 55482 | WATTS | LF919QT | RP | 0.750 | 3618273 | POOL ROOM (BASEMENT)
316 | E LONG ST | 43215 | Active | 29142 | WATTS | 919AQT | RP | 1.500 | 3655635 | AT WATER METER
323 | E LONG ST | 43215- | Active | 3971893 | WILKINS | 950XL2 | RP | 2.000 | 3615313 | BASEMENT
323 | E LONG ST | 43215- | Not Required by DOW | 07536 | WATTS | 919 | RP | 0.500 | 3618537 | BEHIND ICE MACHINE BY WATER METER
323 | E LONG ST | 43215- | Not Required by DOW | B046426 | WATTS | 919 | RP | 0.500 | 3618538 | BASEMENT
329 | E LONG ST | 43215-1828 | Active | 20600 | WATTS | LF919QT | RP | 1.500 | 3615250 | BASEMENT
342 | E LONG ST | 43215-1832 | Active | 4931702 | WILKINS | 975XL2 | RP | 0.750 | 3652128 | UTILITY ROOM NORTH CENTER
360 | E LONG ST | 43215- | Active | 4728564 | WILKINS | 975XL2 | RP | 1.000 | 3471933 | AT WATER METER
534 | E LONG ST | 43215- | Not Required by DOW | 141317 | WILKINS | 720A | PVB | 1.500 | 66682 | 2ND FLOOR SOUTH - GARAGE
534 | E LONG ST | 43215- | Not Required by DOW | 305312 | WILKINS | 720A | PVB | 1.500 | 66683 | 2nd FLOOR NORTH - Garage
534 | E LONG ST | 43215- | Not Required by DOW | 305325 | WILKINS | 720A | PVB | 1.500 | 66684 | 3RD FLOOR SOUTH - Garage
534 | E LONG ST | 43215- | Not Required by DOW | 310469 | WATTS | 909HWM1QT | RP | 1.500 | 66685 | SOUTHWEST CORNER OF BUILDING Garage
534 | E LONG ST | 43215- | Not Required by DOW | 320897 | WILKINS | 720A | PVB | 1.500 | 66686 | 3RD FLOOR NORTH - Garage
534 | E LONG ST | 43215- | Not Required by DOW | 328181 | WILKINS | 720A | PVB | 1.500 | 66687 | 1ST FLOOR SOUTH - Garage
534 | E LONG ST | 43215- | Not Required by DOW | 422773 | WILKINS | 720A | PVB | 1.500 | 66688 | 1ST FLOOR NORTH - Garage
534 | E LONG ST | 43215- | Not Required by DOW | 508737 | WILKINS | 720A | PVB | 1.500 | 66689 | 4TH FLOOR NORTH - Garage
534 | E LONG ST | 43215- | Not Required by DOW | 508751 | WILKINS | 720A | PVB | 1.500 | 66690 | 4TH FLOOR SOUTH - Garage
534 | E LONG ST | 43215- | Removed | J038458REM | FEBCO | 825Y | RP | 1.000 | 66691 | PARKING LOT ---WASHINGTON STREET
534 | E LONG ST | 43215- | Active | ALA64139 | WILKINS | 975XL3 | RP | 1.000 | 3633396 | SOUTHWEST CORNER OF GARAGE
639 | E LONG ST | 43215-1746 | NULL | [5 empty] | 3629819
640 | E LONG ST | 43215 | Active | 17243 | WATTS | 919QT | RP | 1.500 | 3605878 | HOT BOX AT METER
700 | e long st |  | New Construction |  |  |  | RP | 4.000 | 3659609
700 | e long st |  | New Construction |  |  |  | DCDA | 6.000 | 3659610
700 | e long st |  | New Construction |  |  |  | DC | 0.750 | 3659611
720 | E LONG ST | 43203-1842 | Inactive | REM31292 | AMES | 3000SS | DCDA | 2.500 | 71610 | BASEMENT MECHANICAL ROOM--SERIAL # 3GN1292
720 | E LONG ST | 43203-1842 | Inactive | REM400449 | WATTS | 909QT | RP | 1.000 | 71611 | GARAGE AREA MAIN WATER LINE TO BUILDING
720 | E LONG ST | 43203-1842 | Inactive | REM7119 | AMES | 2000B | DC | 0.750 | 71612 | BASEMENT MECHANICAL ROOM
750 | E LONG ST | 43203-1846 | Active | 178205 | WATTS | 909 | RP | 3.000 | 87990 | MECH RM
750 | E LONG ST | 43203-1846 | Active | 108054 | WATTS | 774DCDA | DCDA | 4.000 | 88201 | MECH RM UNDER STAIRWELL
750 | E LONG ST | 43203-1846 | Active | 11694 | WATTS | 007M2QT | DC | 0.750 | 88202 | MECH RM UNDER STAIRWELL
750 | E LONG ST | 43203-1846 | Not Required by DOW | 137592 | WATTS | LF009M3QT | RP | 0.750 | 3622571 | MECH RM 3RD FL
750 | E LONG ST | 43203-1846 | Not Required by DOW | 116119 | WATTS | LF009M3QT | RP | 0.750 | 3622572 | MECH RM 3RD FL
771 | E LONG ST | 43203-1844 | Active | V13915 | WILKINS | 350A | DC | 4.000 | 72523 | RM L02 IN BASEMENT FIRE PUMP ROOM
771 | E LONG ST | 43203-1844 | Active | 186571 | WATTS | 909 | RP | 3.000 | 96956 | BASEMENT WATER METER
771 | E LONG ST | 43203-1844 | Active | 2731246 | WILKINS | 950XLD | DC | 0.750 | 97154 | RM L02 BASEMENT FIRE PUMP ROOM
805 | E LONG ST | 43203-1848 | Active | 134722C523 | AMES | 4000SS | RP | 4.000 | 3656589
805 | E LONG ST | 43203-1848 | Active | 1141930823 | AMES | 3000SS | DCDA | 6.000 | 3656678
805 | E LONG ST | 43203-1848 | Active | 33081 | WATTS | 007M1QT | DC | 0.750 | 3656679
818 | E LONG ST | 43203-1847 | Active | 1986420420 | AMES | 3000SS | DCDA | 6.000 | 3471942 | NW MECH/RISER ROOM OF 830 - BLDG B Outside Door
818 | E LONG ST | 43203-1847 | Active | 30276 | WATTS | 007MI | DC | 0.750 | 3647204 | METER ROOM WEST WALL
818 | E LONG ST | 43203-1847 | Active | 24856 | WATTS | LF909 | RP | 4.000 | 3649118 | NW MECH/RISER RM OF 830 - BLDG B AT WATER METER Outside Door
818 | E LONG ST | 43203-1847 | Removed | 4235831 | WILKINS | 975XL2 | RP | 1.000 | 3649119 | NW MECH/RISER RM OF 830 - BLDG B AT WATER METER Outside Door
821 | E LONG ST | 43203-1849 | Active | 509837 | WATTS | LF009M3QT | RP | 0.750 | 3471943 | BASEMENT IN 827 BACK STAIRS NORTH WALL
859 | E LONG ST | 43203-1851 | Active | W250609 | WILKINS | 975XL | RP | 0.500 | 74104 | AT BOILER
859 | E LONG ST | 43203-1851 | Active | 324177 | WATTS | LF009PCQT | RP | 0.500 | 74105 | AT ICE MAKER BEHIND BAR--SIZE 1/2"
859 | E LONG ST | 43203-1851 | Active | 4825726 | WILKINS | 975XL2 | RP | 0.750 | 74106 | NEXT TO WATER METER
879 | E LONG ST | 43203-1854 | Active | AKH8286 | WILKINS | 375XL | RP | 2.000 | 3471945
879 | E LONG ST | 43203-1854 | Active | 869811223 | AMES | 2000SS | DC | 4.000 | 3658178
889 | E LONG ST | 43203-1854 | Removed | W343437REM | WILKINS | 975XL | RP | 0.500 | 96670 | BEHIND HAND SINK IN 893 E LONG, 893 E LONG
889 | E LONG ST | 43203-1854 | Removed | REM25446 | WATTS | 719QT | DC | 0.750 | 96671 | MIDDLE OF BLDG, IN BASEMENT
889 | E LONG ST | 43203-1854 | Due Install |  |  |  | RP |  | 3639136 | MIDDLE OF BLDG, IN BASEMENT
905 | E LONG ST | 43203-1861 | Active | 19164 | WATTS | 919AQT | RP | 2.000 | 101775 | BASEMENT BY METER
905 | E LONG ST | 43203-1861 | Active | 1074611016 | AMES | 5000SS | RPDA | 4.000 | 101798 | BASEMENT
905 | E LONG ST | 43203-1861 | Active | 14587 | AMES | 4000B | RP | 0.750 | 101799 | BASEMENT
905 | E LONG ST | 43203-1861 | Not Required by DOW | 12107 | AMES | 4000B | RP | 2.000 | 101800 | 3RD FL CUSTODIAN CLOSET
905 | E LONG ST | 43203-1861 | Not Required by DOW | 13182 | WATTS | 919QT | RP | 1.500 | 102713 | BASEMENT
100 | E LONG ST | 43203 | Active | AKE0059 | WILKINS | 375XL | RP | 1.500 | 3656188 | SOUTHWEST CORNER OUTSIDE WATER METER ROOM
1005 | E LONG ST | 43203-1835 | Active | 4855969 | WILKINS | 975XL2 | RP | 1.500 | 3471959
1020 | E LONG ST | 43203-1865 | Active | ABU5896 | WILKINS | 975XL2 | RP | 1.000 | 3471960
1072 | E LONG ST | 43203-1916 | Active | 446784 | WATTS | 909M1QT | RP | 1.500 | 103951 | DOOR JUST S OF 145 N 21ST CAR GARAGE DOOR
1240 | E LONG ST | 43203-1943 | Active | A09098 | WATTS | 007M1QT | DCDA | 2.00 | 87514 | BASEMENT Above meter
1467 | E LONG ST | 43203- | Active | 095306 | WATTS | LF009M2QT | RP | 2.000 | 3633533 | Mech. Room at water meter
1467 | E LONG ST | 43203- | Active | 9872 | WILKINS | 350 | DCDA | 6.000 | 3633563
1467 | E LONG ST | 43203- | Active | HC12485 | WILKINS | 950 | DC | 0.750 | 3633564
1600 | E LONG ST | 43203-1966 | Removed | REM19222 | WATTS | 009QT | RP | 1.000 | 55558 | MECHANICAL ROOM AT METER
1600 | E LONG ST | 43203-1966 | Active | 033042 | WATTS | LF909 | RP | 2.000 | 3657971
1728 | E LONG ST | 43203-2073 | Active | 336352 | WATTS | 800M4FR | PVB | 0.750 | 99043 | LAUNDRY ROOM/MECHANIC LOWER LEVEL
1820 | E LONG ST | 43219 | Active | 052160 | WATTS | 009 | RP | 1.500 | 3632699 | GREEN HOT BOX 40 FEET OFF OF LONG ST
1886 | E LONG ST | 43203 | Active | 195590 | WATTS | 909 | RP | 3.000 | 103703 | W SIDE OF BUILDING IN GARAGE AT WATER METER
1886 | E LONG ST | 43203 | Active | 1775570312 | AMES | 3000SS | DCDA | 4.000 | 103718 | GARAGE
1886 | E LONG ST | 43203 | Active | 68056 | AMES | 2000B | DC | 0.750 | 103719 | GARAGE
1886 | E LONG ST | 43203 | Active | 34938 | WATTS | 919AQT | RP | 0.750 | 103720 | 61 N NELSON, IN GARAGE BESIDE MAIN WATER WATER
1886 | E LONG ST | 43203 | Active | T172563 | WILKINS | 720A | PVB | 1.000 | 103743 | 61 N NELSON, IN GARAGE BY FIRE MAIN
342 | E LONG ST REAR | 43215 | Active | 4401568 | WILKINS | 975XL2 | RP | 1.500 | 3624382 | SOUTHWEST
278 | E LONGVIEW AVE | 43202-1240 | Active | 026596 | WATTS | LF800M4QT | PVB | 1.000 | 89267 | IN THE BACK OF THE HOUSE
320 | E LONGVIEW AVE | 43202-1255 | Active | H176676 | FEBCO | 765 | PVB | 0.750 | 60186 | RR OF HSE
335 | E LONGVIEW AVE | 43202-1256 | Active | G251912 | WILKINS | 720A | PVB | 0.750 | 98971 | FRONT OF HOUSE
449 | E LOOS CIR | 43214-2435 | Active | T432689 | WILKINS | 720A | PVB | 0.750 | 3472907
4502 | E LOOS CIR | 43214-2438 | Active | t278487 | WILKINS | 720A | PVB | 0.750 | 64241 | FRONT OF HOUSE
4506 | E LOOS CIR | 43214-2438 | Active | H544586 | FEBCO | 765 | PVB | 0.750 | 98175 | LEFT REAR OF HOUSE
52 | E LYNN ST | 43215-3551 | Due Install |  |  |  | DCDA | 4.000 | 3474101
52 | E LYNN ST | 43215-3551 | Due Install |  |  |  | RP | 1.500 | 3658045
66 | E LYNN ST | 43215-3541 | Active | 48534 | WATTS | 009M2QT | RP | 1.500 | 70309 | UNDER STEPS AT WATER METER
21 | E MAIN ST | 43215-5115 | Active | 02341 | WATTS | 919 | RP | 0.500 | 57208 | ICE
21 | E MAIN ST | 43215-5115 | Active | 437383 | WATTS | 909QT | RP | 0.750 | 57209 | 2ND FLOOR MECHANICAL ROOM, ROOM #304
21 | E MAIN ST | 43215-5115 | Active | 437388 | WATTS | 909QT | RP | 0.750 | 57210 | BASEMENT MECHANICAL ROOM, ROOM 99.0 WATER METER ROOM
21 | E MAIN ST | 43215-5115 | Active | 01802 | WATTS | 719QT | DC | 0.750 | 91120 | BASEMENT STORAGE
21 | E MAIN ST | 43215-5115 | Active | 3BM0670 | AMES | 3000SS | DCDA | 8.000 | 91374 | BASEMENT STORAGE
21 | E MAIN ST | 43215-5115 | In Review | [5 empty] | 3638493
21 | E MAIN ST | 43215-5115 | LPS - Active |  |  |  | LST |  | 3638494
24 | E MAIN ST | 43054- | Not Required by DOW | 374645 | WATTS | 009 | RP | 0.500 | 3475068 | Behind Dishwasher
24 | E MAIN ST | 43054- | Active | 239776 | WATTS | 009 | RP | 2.000 | 3656027 | Basement at Meter
57 | E MAIN ST | 43215-5135 | Active | 135726 | WATTS | 009QT | RP | 2.000 | 67630 | IN FRONT OF BUILDING IN BASEMENT
57 | E MAIN ST | 43215-5135 | Active | 101836 | AMES | 3000SS | DCDA | 6.000 | 100738 | IN FRONT OF BUILDING IN BASEMENT
57 | E MAIN ST | 43215-5135 | Active | 42467 | WATTS | 007QT | DC | 0.750 | 100739 | IN FRONT OF BUILDING IN BASEMENT
85 | E MAIN ST | 43054-9466 | Active | 59602 | WATTS | 009QT | RP | 1.000 | 73912 | BASEMENT SW CORNER
99 | E MAIN ST | 43215-5115 | Active | 2248392 | WILKINS | 975XL | RP | 2.000 | 93136 | RISER ROOM S END OF BUILDING
99 | E MAIN ST | 43215-5115 | Active | 1106494 | AMES | 3000SS | DCDA | 3.000 | 3634961 | RISER ROOM
99 | E MAIN ST | 43215-5115 | Active | 89549 | AMES | 2000 | DC | 0.750 | 3658496 | RISER ROOM
10 | E MAIN ST | 43215-5207 | [6 empty] | 3475073
105 | E MAIN ST | 43215- | Active | 4468341 | WILKINS | 975 XL2 | RP | 1.000 | 3475074 | IN STORE ROOM IN KITCHEN ( BLD ADDRESS IS 113)
114 | E MAIN ST | 43215- | NULL | [5 empty] | 3475078
122 | E MAIN ST | 43215-5208 | Active | 1289710 | WILKINS | 975 | RP | 1.500 | 54332 | BASEMENT @ METER
122 | E MAIN ST | 43215-5208 | Active | 07008 | AMES | 2000B | DC | 1.000 | 87581 | IN ULITLITY ROOM NEAR GAS METERS
139 | E MAIN ST | 43215-5432 | Active | 184741 | WATTS | 909QTFDA | RP | 3.000 | 96539
139 | E MAIN ST | 43215-5432 | Active | 153358 | AMES | 3000SS | DCDA | 6.000 | 96560 | BASEMENT
139 | E MAIN ST | 43215-5432 | Active | 07874 | WATTS | 007M1QT | DC | 0.750 | 96561 | BASEMENT PUMP ROOM
139 | E MAIN ST | 43215-5432 | LPS - Active |  |  |  | LST |  | 3639004 | BASEMENT PUMP ROOM
156 | E MAIN ST | 43054- | Not Required by DOW | 08954 | WATTS | 919QT | RP | 1.000 | 90687 | MECH ROOM 156
156 | E MAIN ST | 43054- | Active | 2279810 | WILKINS | 975XL | RP | 2.000 | 92224 | METER ROOM 156
156 | E MAIN ST | 43054- | Active | 153536 | AMES | 3000SS | DCDA | 4.000 | 92225 | UTILITY ROOM
156 | E MAIN ST | 43054- | Active | 51462 | AMES | 2000B | DC | 0.750 | 93024 | mech room 156
175 | E MAIN ST | 43054 | Active | 20456 | WATTS | 919AQT | RP | 1.500 | 3617012 | MECHANICAL ROOM RIGHT OF FRONT DOOR
175 | E MAIN ST | 43054 | Active | QG2075 | AMES | COLT 300GV | DCDA | 6.000 | 3618198 | MECHANICAL ROOM RIGHT OF FRONT DOOR
175 | E MAIN ST | 43054 | Active | 43545 | AMES | 2000B | DC | 0.750 | 3618199 | MECHANICAL ROOM RIGHT OF FRONT DOOR
175 | E MAIN ST | 43054 | Not Required by DOW | 20742 | WATTS | 919AQT | RP | 1.500 | 3618200 | MECHANICAL ROOM RIGHT OF FRONT DOOR
195 | E MAIN ST | 43215-5210 | Active | L129906 | WILKINS | 375 | RP | 4.000 | 3646025 | AT WATER METER
195 | E MAIN ST | 43215-5210 | Active | 1074301218 | AMES | 5000SS | RPDA | 6.000 | 3646041 | METER ROOM BASEMENT
195 | E MAIN ST | 43215-5210 | Active | 14620 | AMES | 4000B | RP | 0.750 | 3646042 | METER ROOM BASEMENT
195 | E MAIN ST | 43215-5210 | LPS - Active |  |  |  | LST |  | 3646188 | METER ROOM BASEMENT - FIRE PUMP
195 | E MAIN ST | 43215-5210 | LPS - Active |  |  |  | LPC |  | 3646189 | DOMESTIC PUMP - METER ROOM BASEMENT - IN ROOM B101
216 | E MAIN ST | 43215-5213 | Active | AJAU5979 | WILKINS | 375 | RP | 1.000 | 3475084
220 | E MAIN ST | 43215- | Active | 28121 | WATTS | LF919AQT | RP | 1.500 | 3647002
220 | E MAIN ST | 43215- | Active | 17320B | WILKINS | 350-ASTDA | DCDA | 4.000 | 3647003
220 | E MAIN ST | 43215- | Active | HC33243 | WILKINS | 950-XLD | DC | 0.750 | 3647004
245 | E MAIN ST | 43054 | Active | QJ-0165 | AMES | COLT 300GV | DCDA | 8.000 | 3621268 | Mechanical Room Rear North
245 | E MAIN ST | 43054 | Active | 7264 | WILKINS | 375AST | RP | 4.000 | 3621269 | Mechanical Room Rear North
245 | E MAIN ST | 43054 | Not Required by DOW | 13227 | WATTS | 009M2QT | RP | 1.250 | 3621270 | Mechanical Room Rear North
245 | E MAIN ST | 43054 | Active | 45172 | AMES | 2000BMS | DC | 0.750 | 3621271 | Mechanical Room Rear North
247 | E MAIN ST | 43054-9797 | Removed | 3285419REM | WILKINS | 975XL2 | RP | 0.750 | 58397 | REMOVED-AT THE WATER METER SOUTH WALL
255 | E MAIN ST | 43215-5222 | Not Required by DOW | ABE3738 | WILKINS | 975XL2 | RP | 0.750 | 58606 | BOILER ROOM--BASEMENT
255 | E MAIN ST | 43215-5222 | Active | RH1054 | WATTS | 957 | RP | 4.000 | 58607 | 255 E. Main St. LL EQ RM
255 | E MAIN ST | 43215-5222 | Removed | 627799REM | WATTS | 909QT | RP | 0.750 | 58609 | REMOVED-255 E Main St. LL MECH ROOM
255 | E MAIN ST | 43215-5222 | Not Required by DOW | 35471 | WATTS | 909QT | RP | 1.000 | 58610 | PENTHOUSE
255 | E MAIN ST | 43215-5222 | Not Required by DOW | 3393207 | WATTS | 909QT | RP | 0.750 | 3603674 | BOILER ROOM--BASEMENT
255 | E MAIN ST | 43215-5222 | Not Required by DOW | 3813491 | WILKINS | 975XL | RP | 1.000 | 3603675 | 255 E. Main St PENTHOUSE
256 | E MAIN ST | 43054-9746 | Replaced | REP522760 | WATTS | 800M4QT | PVB | 0.750 | 92744 | REPLACED- SOUTH SIDE OF BLDG NEXT TO CONDO
256 | E MAIN ST | 43054-9746 | Active | W187048 | WILKINS | 975XL | RP | 1.000 | 95208 | NW MECH/METER ROOM/CLOSET AT METER
256 | E MAIN ST | 43054-9746 | Not Required by DOW | CB112546 | WILKINS | 720A | PVB | 1.000 | 3611775 | W SIDE @ AC UNITS
266 | E MAIN ST | 43054-9746 | Active | 124249 | WATTS | 009M2QT | RP | 1.500 | 88008 | SIDE OF BLDG IN UTILITY RM
266 | E MAIN ST | 43054-9746 | Not Required by DOW | G186033 | WILKINS | 720 | PVB | 0.750 | 3607930 | OUTSIDE OF BLDG UTILITY RM
266 | E MAIN ST | 43054-9746 | Not Required by DOW | 30671 | WATTS | 919QT | RP | 1.000 | 3621389 | Kitchen mop sink
266 | E MAIN ST | 43215-5235 | Active | B06750 | WILKINS | 975 | RP | 4.000 | 3608010 | BASEMENT PUMP ROOM
266 | E MAIN ST | 43215-5235 | Active | ZE-1099 | AMES | 200 | DC | 6.000 | 3650895 | BASEMENT PUMP ROOM
266 | E MAIN ST | 43215-5235 | LPS - Active |  |  |  | LPC |  | 3650896 | DOMESTIC PUMP - BASEMENT PUMP ROOM
285 | E MAIN ST | 43215-5295 | Not Required by DOW | 487671 | WATTS | 909QT | RP | 0.750 | 59433 | BASEMENT BOILER ROOM ABOVE BOILER
285 | E MAIN ST | 43215-5295 | Not Required by DOW | 492256 | WATTS | 909QT | RP | 0.750 | 59434 | BASEMENT BOILER ROOM ABOVE BOILER
285 | E MAIN ST | 43215-5295 | Not Required by DOW | 2856938 | WILKINS | 975XL2 | RP | 1.000 | 95473 | LOWER LEFT BOILER ROOM
285 | E MAIN ST | 43215-5295 | Active | 2872530 | WILKINS | 975XL2 | RP | 2.000 | 99397 | IN BASEMENT BEHIND BOILERS @ WATER METER
381 | E MAIN ST | 43215-5346 | Active | T002811 | WATTS | 800QT | PVB | 1.500 | 61833 | BACK OF STORE BY METER
381 | E MAIN ST | 43215-5346 | Active | 455757 | WILKINS | 975 | RP | 1.500 | 61834 | AT METER
381 | E MAIN ST | 43215-5346 | Due Install |  |  |  | RP |  | 3636635 | AT METER
399 | E MAIN ST | 43215-5384 | Active | 3AN0266 | AMES | 3000SS | DCDA | 6.000 | 62468 | FRONT CORNER NORTH WEST
399 | E MAIN ST | 43215-5384 | Active | 35458 | WATTS | 007M1QT | DC | 0.750 | 62469 | FRONT CORNER NORTHWEST
399 | E MAIN ST | 43215-5384 | Active | 584253 | WILKINS | 975 | RP | 1.000 | 62470 | AT WATER BY REAR FIRE EXIT
412 | E MAIN ST | 43215 | Removed | 1289719REM | WILKINS | 975XL | RP | 1.500 | 62723 | **REMOVED****CHEMICAL - MECH ROOM
412 | E MAIN ST | 43215 | Removed | 71096REM | WATTS | 009QT | RP | 2.000 | 62724 | **REMOVED****MECHANICAL ROOM BY WATER METER
412 | E MAIN ST | 43215 | Active | 12130C | WILKINS | 375AST | RP | 4.000 | 3626782 | Utilities room basement level
412 | E MAIN ST | 43215 | Active | 4080127 | WILKINS | 350XL | DC | 0.750 | 3628025 | SPRINKLER RISER ROOM
412 | E MAIN ST | 43215 | Active | N46662 | WILKINS | 350DA | DCDA | 6.000 | 3628026 | SPRINKLER RISER ROOM
412 | E MAIN ST | 43215 | Not Required by DOW | 13169723 | WILKINS | 350XL | DC | 2.000 | 3629827 | 1ST FLOOR PLUMBING ROOM
415 | E MAIN ST | 43215-5349 | Active | ABB20702 | WILKINS | 975XL2 | RP | 0.750 | 3475089
427 | E MAIN ST | 43215-5349 | Not Required by DOW | T044123 | WILKINS | 720A | PVB | 1.000 | 63468 | REAR OF BUILDING
427 | E MAIN ST | 43215-5349 | Active | 4465 | WILKINS | 975XLBMS | RP | 0.750 | 63469 | SOUTHEND OF BUILDING 309 MARSDALE PASSAGE
428 | E MAIN ST | 43215-5344 | Active | AMA28327 | WILKINS | 975XL3 | RP | 2.000 | 3475090
447 | E MAIN ST | 43215-5661 | Active | 1074179 | WILKINS | 975 | RP | 1.500 | 64118 | SW CORNER OF BUILDING IN BREAKROOM
495 | E MAIN ST | 43215-5349 | Active | 12559 | WATTS | 919QT | RP | 2.000 | 99137 | SOUTHWEST CORNER - MECHANICAL ROOM AT WATER METER
500 | E MAIN ST | 43215-5369 | Active | 1132320501 | AMES | 3000SS | DCDA | 4.000 | 65629 | Mechanical-Water Room North by Rear Entrance
500 | E MAIN ST | 43215-5369 | Active | 19328 | AMES | 2000B | DC | 0.750 | 65630 | Mechanical-Water Room North by Rear Entrance
500 | E MAIN ST | 43215-5369 | Active | 33611 | WILKINS | 975 | RP | 3.000 | 65631 | Mechanical-Water Room North by Rear Entrance
500 | E MAIN ST | 43215-5369 | LPS - Active |  |  |  | LPC |  | 3636613 | DOMESTIC PUMP - MECH ROOM
762 | E MAIN ST | 43205-1715 | Active | 476867 | WATTS | LF009M3QT | RP | 0.750 | 3475103 | BASEMENT AT WATER METER
770 | E MAIN ST | 43205-1715 | Active | 482841 | WATTS | LF009M3QT | RP | 0.750 | 3475105 | BASEMENT AT WATER METER
881 | E MAIN ST | 43205-1713 | Active | B15151 | WATTS | 009M2PCQT | RP | 0.750 | 98183 | EAST OF FRONT DOOR (CLOSET)
881 | E MAIN ST | 43205-1713 | Not Required by DOW | A95398 | WATTS | 007M1PCQT | DC | 1.000 | 99599 | EAST OF FRONT DOOR (CLOSET)
924 | E MAIN ST | 43205-2338 | Not Required by DOW | [5 empty] | 3475118
924 | E MAIN ST | 43205-2338 | Active | UI-1765 | WATTS | 757 | DCDA | 6.000 | 3628051
924 | E MAIN ST | 43205-2338 | Active | 225877 | WATTS | 007M3 | DC | 0.750 | 3628052
950 | E MAIN ST | 43205-2339 | Active | 455768 | WILKINS | 975XL | RP | 1.500 | 74767 | NORTH EAST MECH ROOM
950 | E MAIN ST | 43205-2339 | Active | 880034 | WILKINS | 975XL | RP | 1.500 | 74768 | NE MECH ROOM
950 | E MAIN ST | 43205-2339 | Not Required by DOW | 04184 | AMES | 2000B | DC | 1.250 | 74769 | MECH ROOM 1ST FLOOR
966 | E MAIN ST | 43205-2339 | Active | 434031 | WATTS | 909M1QT | RP | 2.000 | 89435 | EAST SIDE OF BUILDING/IN MECH ROOM
966 | E MAIN ST | 43205-2339 | Active | N06177 | WILKINS | 350DA | DCDA | 3.000 | 89436 | MECH ROOM
966 | E MAIN ST | 43205-2339 | Active | W054869 | WILKINS | 950XL | DC | 0.750 | 89437 | MECH ROOM
966 | E MAIN ST | 43205-2339 | Not Required by DOW | CB289903 | WILKINS | 720A | PVB | 0.750 | 3623214 | FRONT OF BUILDING
983 | E MAIN ST | 43205-2342 | Active | 418753 | WATTS | 009M3-FP | RP | 0.750 | 3475122 | BASEMENT @ WATER METER
989 | E MAIN ST | 43205-2342 | Active | ALA53378 | WILKINS | 975XL3 | RP | 0.750 | 3475123 | STAFF RESTROOM, NORTH END OF BUILDING AT WATER METER BOX
993 | E MAIN ST | 43205-2342 | Not Required by DOW | [5 empty] | 3475124
993 | E MAIN ST | 43205-2342 | Active | A1A50298 | WIKINS | 975XL3 | RP | 0.750 | 3658395
100 | E MAIN ST | 43205-2339 | Active | 332170 | WATTS | 909M1QT | RP | 1.500 | 53573 | SOUTHWEST CORNER BASEMENT
1021 | E MAIN ST | 43205- | Active | 64178 | WATTS | 009QT | RP | 0.750 | 53644 | BOILER ROOM--1015 E MAIN ST
1021 | E MAIN ST | 43205- | Active | 35856 | WATTS | 919QT | RP | 0.750 | 3603876 | 1015 E MAIN ST, BOILER ROOM #2
1044 | E MAIN ST | 43205-2340 | Due Install |  |  |  | RP |  | 3475130
1092 | E MAIN ST | 43205 | Active | 48246 | WATTS | 919QT | RP | 1.000 | 3609895 | STOCK ROOM BACK WALL -SW AT WATER METER
1092 | E MAIN ST | 43205 | Not Required by DOW | 50077 | WATTS | 919QT | RP | 1.000 | 3610150 | STORAGE
1125 | E MAIN ST | 43205-1931 | Active | 409774 | WATTS | 909M1QT | RP | 2.000 | 54010 | MECH ROOM COTA SIDE AFTER BUILDING WATER METER
1130 | E MAIN ST | 43205-1902 | Active | 230462 | WATTS | LF009M3QT | RP | 0.750 | 3475138 | WEST SIDE OF BUILDING NEAR HOT WATER TANK
1150 | E MAIN ST | 43205-1902 | Active | N18952 | WILKINS | 350DA | DCDA | 4.000 | 54063 | SPRINKLER RISER ROOM
1150 | E MAIN ST | 43205-1902 | Active | 1975949 | WILKINS | 950XL | DC | 0.750 | 54064 | SPRINKLER RISER ROOM
1150 | E MAIN ST | 43205-1902 | Active | L20313 | WILKINS | 375 | RP | 3.000 | 54065 | 1ST FL WEST EQUIP ROOM
1179 | E MAIN ST | 43205-1932 | Removed | N0711050554REM | FEBCO | 876V | DCDA | 4.000 | 95079 | BACK STOCK ROOM, SAVE A LOT
1179 | E MAIN ST | 43205-1932 | Removed | H013833REM | FEBCO | 805YB | DC | 0.750 | 95261 | BACK STOCK ROOM
1179 | E MAIN ST | 43205-1932 | Removed | 130207REM | WATTS | 009QT | RP | 1.000 | 95262 | IN MECH ROOM BY WATER METER
1179 | E MAIN ST | 43205-1932 | Active | 9347 | WILKINS | 375ASTDA | RPDA | 6.000 | 3656459 | 1ST FLOOR RISER ROOM
1179 | E MAIN ST | 43205-1932 | Active | 43134 | WILKINS | AST | RP | 3.000 | 3656509 | IN MECH ROOM BY WATER METER
1179 | E MAIN ST | 43205-1932 | Active | ABA46053 | WILKINS | 975XLD | RP | 0.750 | 3656552 | 1ST FLOOR RISER ROOM
1180 | E MAIN ST | 43205 | Not Required by DOW | 164416 | WATTS | 800QT | PVB | 0.750 | 54189 | DENTAL LAB
1180 | E MAIN ST | 43205 | Active | 123330 | AMES | 2000SS | DCDA | 4.000 | 54190 | CLOSET FRONT LOBBEY
1180 | E MAIN ST | 43205 | Active | 28366 | AMES | 2000B | DC | 0.750 | 54191 | CLOSET MAIN ENTRY
1180 | E MAIN ST | 43205 | Active | 375770 | WATTS | 909M1QT | RP | 2.000 | 54192 | ROOM #191, SWITCH GEAR
1180 | E MAIN ST | 43205 | Active | 375972 | WATTS | 909M1QT | RP | 2.000 | 54193 | SWITCH GEAR RM 157
1180 | E MAIN ST | 43205 | Not Required by DOW | 45145 | WATTS | 008PCQT | PVB | 0.500 | 95884 | DENTAL LAB IN RM 205
1205 | E MAIN ST | 43205- | Active | 56097 | WATTS | 919QT | RP | 1.000 | 3618281 | RESTROOM AT METER
1205 | E MAIN ST | 43205- | Not Required by DOW | 56090 | WATTS | LF919QT | RP | 1.000 | 3618290 | RESTROOM
1252 | E MAIN ST | 43205-2022 | Active | 88530 | WATTS | LF 919-QT | RP | 0.750 | 3475149 | BASEMENT @ WATER METER
1278 | E MAIN ST | 43205-2063 | Active | 4867732 | WILKINS | 975XL2 | RP | 1.000 | 3475152 | BASEMENT AT MTR
1303 | E MAIN ST | 43205-2047 | Not Required by DOW | [5 empty] | 3475154
1303 | E MAIN ST | 43205-2047 | Due Install |  |  |  | DCDA | 4.000 | 3639273
1370 | E MAIN ST | 43205-2062 | Active | 11788 | WATTS | 009QT | RP | 1.000 | 54826 | NE MECH/FURN ROOM AT WATER TURN UP
1375 | E MAIN ST | 43205- | Due Install |  |  |  | RP |  | 3475157
1391 | E MAIN ST | 43205-2035 | Active | 42668 | WATTS | 919ZQT | RP | 0.750 | 102750 | IN REAR BY METER
1450 | E MAIN ST | 43205-2140 | Not Required by DOW | 126914 | WATTS | 007M1 | DC | 1.000 | 3475167 | SMALL BASEMENT AREA
1450 | E MAIN ST | 43205-2140 | Active | 213738 | WATTS | 009M2QT | RP | 1.000 | 3649917 | AT METER
1469 | E MAIN ST | 43205-2152 | Active | ABQ3349 | WILKINS | 975 | RP | 0.750 | 55094 | BOILER ROOM - Main E.S.
1490 | E MAIN ST | 43205-2140 | Due Install |  |  |  | RP | 3.000 | 3647202
1490 | E MAIN ST | 43205-2140 | Due Install |  |  |  | DCDA | 6.000 | 3647203
1490 | E MAIN ST | 43205-2140 | Active | 215522 | WATTS | LF009M3QT | RP | 0.750 | 3651305
1540 | E MAIN ST | 43205 | Active | 48099 | WATTS | 375AST | RP | 4.000 | 3656976
1540 | E MAIN ST | 43205 | Active | 32674 | WATTS | 007 | DC | 0.750 | 3656980 | WATER ROOM
1540 | E MAIN ST | 43205 | Active | 103872 | AMES | 3000SS | DC | 6.000 | 3656981 | WATER ROOM
1560 | E MAIN ST | 43205- | Active | 47020 | WILKINS |  | RP | 4.000 | 3656937
1560 | E MAIN ST | 43205- | Active | 1048630823 | AMES | 3000CIV | DCDA | 6.000 | 3656961 | WATER ROOM
1560 | E MAIN ST | 43205- | Active | 33097 | WATTS | 007M1PCQT | DC | 0.750 | 3656962 | WATER ROOM
1600 | E MAIN ST | 43205-2153 | Due Install |  |  |  | RP |  | 3475180
1689 | E MAIN ST | 43205-2267 | NULL | [5 empty] | 3475190
1726 | E MAIN ST | 43205- | Due Install |  |  |  | RP |  | 3475195
1741 | E MAIN ST | 43205- | Not Required by DOW |  |  |  | RP |  | 3475197
1774 | E MAIN ST | 43205 | Active | 67736 | APOLLO | RPLF4A | RP | 3.000 | 3633524 | Water Room
1774 | E MAIN ST | 43205 | Active | 1922840817 | AMES | 3000SS | DCDA | 6.000 | 3633742 | Water Room
1774 | E MAIN ST | 43205 | Active | 27029 | WATTS | 007MQ1QT | DC | 0.750 | 3633743 | Water Room
1774 | E MAIN ST | 43205 | Not Required by DOW | 1929981117 | WATTS | LF009M3QT | DC | 8.000 | 3635181 | 3rd floor trash rm
1774 | E MAIN ST | 43205 | Not Required by DOW | 111672 | WATTS | LF007M3QT | DC | 0.750 | 3640770 | 3rd floor trash rm
1805 | E MAIN ST | 43205 | Not Required by DOW | 81971 | WATTS | 009M2QT | RP | 1.500 | 56280 | 1811 E MAIN ST, IN MECH ROOM BESIDE WATER SOFTENER
1805 | E MAIN ST | 43205 | Active | 152084 | WATTS | 009M2QT | RP | 1.500 | 56281 | 1811 E MAIN ST, NE CORNER OF BUILDING
1805 | E MAIN ST | 43205 | Not Required by DOW | 82696 | WATTS | 009M2QT | RP | 1.500 | 56282 | 1811 E MAIN ST, IN MECH ROOM BESIDE WATER SOFTENER
1805 | E MAIN ST | 43205 | Active | 176485 | AMES | 3000SS | DCDA | 4.000 | 102254 | 1811 E MAIN ST, SPRINKLER RISER ROOM
1805 | E MAIN ST | 43205 | Active | 67293 | AMES | 2000B | DC | 0.750 | 102255 | FIRE SPRINKLER ROOM
1841 | E MAIN ST | 43205 | Active | 14007 | AMES | 4000B | RP | 0.750 | 3621374 | HOT BOX OFF OF E MAIN IN FRONT OF SILOS INSIDE FENCE
1841 | E MAIN ST | 43205 | Active | 1069951016 | AMES | 5000SS | RPDA | 6.000 | 3621375 | HOT BOX OFF OF E MAIN FRONT OF SILOS
1841 | E MAIN ST | 43205 | Active | 134136 | WATTS | 009M3QT | RP | 0.750 | 3621420 | AT WATER MTR IN HOT BOX INSIDE FENCE IN FRONT OF SILOS
1855 | E MAIN ST | 43205-2207 | NULL | [5 empty] | 3628237
1875 | E MAIN ST | 43205- | Due Install |  |  |  | RP |  | 3475211
1892 | E MAIN ST | 43205- | Active | 25596 | WATTS | 919QT | RP | 2.000 | 56529 | MECH ROOM
1940 | E MAIN ST | 43205-1613 | Active | 104495 | WILKINS | 975XLBMS | RP | 0.750 | 56697 | MECH ROOM
1940 | E MAIN ST | 43205-1613 | Active | W111143 | WILKINS | 975 | RP | 1.500 | 56698 | MECH ROOM
1954 | E MAIN ST | 43205-1637 | Active | AJAR3264 | WILKINS | 375 | RP | 1.000 | 3475213 | AT WATER METER
1965 | E MAIN ST | 43205-1612 | Active | 25282 | WATTS | LF919QT | RP | 1.500 | 3475215 | MIDDLE/CENTER AT WATER METER
1975 | E MAIN ST | 43205-1612 | Active | 69875 | WATTS | LF919QT | RP | 0.750 | 3641120 | W WALL AT WATER METER
1985 | E MAIN ST | 43205-1612 | Removed | 102989REM | WATTS | 009M3QT | RP | 0.750 | 56860 | MANAGERS OFFICE
1985 | E MAIN ST | 43205-1612 | Active | ACG8443 | WILKINS | 975XL2 | RP | 2.000 | 3650397
2000 | E MAIN ST | 43205-1629 | Not Required by DOW | 47608 | WATTS | 008PCQT | PVB | 0.750 | 95907 | PRODUCE PREP SINK
2000 | E MAIN ST | 43205-1629 | Not Required by DOW | 60956 | WATTS | 008PCQT | PVB | 0.500 | 95909 | BACK ROOM AT SLOP SINK
2000 | E MAIN ST | 43205-1629 | Not Required by DOW | 61969 | WATTS | 008PCQT | PVB | 0.500 | 95910 | deli at sink
2000 | E MAIN ST | 43205-1629 | Not Required by DOW | 69876 | WATTS | 008 | PVB | 0.500 | 95912 | SEAFOOD SEPT @ SINK
2000 | E MAIN ST | 43205-1629 | Not Required by DOW | 61957 | WATTS | 008PCQT | PVB | 0.500 | 98773 | MEAT DEPT @ SINK
2000 | E MAIN ST | 43205-1629 | Not Required by DOW | 69744 | WATTS | 008PCQT | PVB | 0.500 | 100223 | WOMEN'S RESTROOM FRONT OF STORE
2000 | E MAIN ST | 43205-1629 | Not Required by DOW | 69939 | WATTS | 008PCQT | PVB | 0.500 | 100224 | MEN'S RESTROOM FRONT OF STORE
2000 | E MAIN ST | 43205-1629 | Not Required by DOW | 53583 | WATTS | 008PCQT | PVB | 0.500 | 100225 | MEAT
2000 | E MAIN ST | 43205-1629 | Replaced | REP42111 | WATTS | 008PCQT | SVB | 0.500 | 100282 | REPLACED- NORTHEAST BACK DOCK
2000 | E MAIN ST | 43205-1629 | Not Required by DOW | 395793 | WILKINS | 460XL | PVB | 0.500 | 3611839 | NORTHEAST BACK DOCK
2000 | E MAIN ST | 43205-1629 | Active | 1915160517 | AMES | 3000 | DCDA | 4.000 | 3622851 | NORTHWEST CORNER OF STORE BY STORAGE AREA
2000 | E MAIN ST | 43205-1629 | Active | 78344 | AMES | 2000B | DC | 0.750 | 3622852 | NORTHWEST CORNER OF STORE IN STOCK AREA
2000 | E MAIN ST | 43205-1629 | Active | 4415758 | WILKINS | 975 | RP | 1.500 | 3624349 | NW STORE IN STOCK AREA AT WATER METER
2005 | E MAIN ST | 43205 | Active | 4092193 | WILKINS | 975XL2 | RP | 0.750 | 92350 | SE CORNER OF BUILDING
2005 | E MAIN ST | 43205 | Inactive | 110151C32 | AMES | 3000SS | DCDA | 3.000 | 92351 | SE CORNER OF BUILDING
2005 | E MAIN ST | 43205 | Inactive | 85626 | AMES | 2000B | DC | 0.750 | 92352 | SE CORNER OF BUILDING
2780 | E MAIN ST | 43209-2551 | Active | B252280 | WILKINS | 375 | RP | 0.750 | 3475216 | AT METER
2800 | E MAIN ST | 43209-2551 | Active | 1135068 | WILKINS | 975 | RP | 0.750 | 59330 | METER ROOM BY OFFICE
2800 | E MAIN ST | 43209-2551 | Active | 1298171 | WILKINS | 975XLBMS | RP | 0.750 | 59331 | METER ROOM BY OFFICE
2815 | E MAIN ST | 43209-2520 | Active | 89684 | WATTS | LF 919-QT | RP | 0.750 | 3475219
2831 | E MAIN ST | 43209-2587 | In Review |  |  |  | RP |  | 3475221 | AT METER
2855 | E MAIN ST | 43209-2601 | Active | 130139 | WATTS | 800M4QT | PVB | 1.000 | 59453 | FRONT RIGHT
2862 | E MAIN ST | 43209-3709 | Not Required by DOW | 792864 | WILKINS | 720A | PVB | 0.750 | 59460 | AT WATER METER
2862 | E MAIN ST | 43209-3709 | Active | ABA1007 | WILKINS | 975XL2 | RP | 0.750 | 3626759 | AT WATER METER
2869 | E MAIN ST | 43209-3715 | Active | ABH0082 | WILKINS | 975XL2 | RP | 1.000 | 59472 | SW CORNER OF COMPRESSOR
2894 | E MAIN ST | 43209-2613 | Active | 26750 | WATTS | 919QT | RP | 1.500 | 59534 | DINING ROOM NORTH WALL @ METER
2914 | E MAIN ST | 43209-2613 | Active | 617345 | WATTS | 909QT | RP | 0.750 | 3475227 | IN 2906 PAPA JOHN'S -ABOVE CEILING IN BATHROOM
2914 | E MAIN ST | 43209-2613 | Due Install | [5 empty] | 3641422
2924 | E MAIN ST | 43209-2613 | Active | 13824 | WATTS | 919AQT | RP | 0.750 | 59584 | NW AT WATER METER UNDER TABLE
2935 | E MAIN ST | 43209-6000 | Due Install |  |  |  | RP |  | 3475228
2965 | E MAIN ST | 43209-2696 | Not Required by DOW | 37061 | WILKINS | 975 | RP | 0.750 | 59620 | AT METER
2965 | E MAIN ST | 43209-2696 | Removed | F0592204REM | WILKINS | 720A | PVB | 1.000 | 59621 | REMOVED-ON OUTSIDE WEST WALL OF BUILD UNDER REMOTE WATER READS
2965 | E MAIN ST | 43209-2696 | Active | ABR6111 | WILKINS | 975XL | RP | 1.000 | 3652441 | AT METER
3000 | E MAIN ST | 43209-3717 | Not Required by DOW | 62149 | WATTS | 919AQT | RP | 0.750 | 3475235
3000 | E MAIN ST | 43209-3717 | Not Required by DOW | 64214 | WATTS | 919QT | RP | 0.750 | 3613801 | IN MECH RM OVER METER
3000 | E MAIN ST | 43209-3717 | Active | 375853 | WATTS | LF009M3QT | RP | 0.750 | 3648818
3015 | E MAIN ST | 43209-2616 | Active | T060819 | WILKINS | 720A | PVB | 0.750 | 59813 | SOUTH SIDE
3015 | E MAIN ST | 43209-2616 | Active | 3509230XLTCU | WILKINS | 975XL | RP | 1.000 | 101526 | MECHANICAL ROOM
3040 | E MAIN ST | 43209-2644 | Not Required by DOW | 4833377 | WILKINS | 975XL2 | RP | 0.750 | 59859 | IN BASEMENT--MECHANICAL ROOM
3040 | E MAIN ST | 43209-2644 | Active | 129487 | WATTS | LF009M2QT | RP | 1.500 | 3633189 | AT THE WATER METER BASEENT UNDER STEPS
3080 | E MAIN ST | 43209-2619 | Active | W305085 | WILKINS | 975XL | RP | 1.000 | 59924 | HOT WATER TANK ROOM
3101 | E MAIN ST | 43209-2618 | Active | 598229 | WATTS | 909QT | RP | 0.750 | 59978 | BASEMENT - MECHANICAL ROOM
3101 | E MAIN ST | 43209-2618 | In Review |  |  |  | RP |  | 3636555
3120 | E MAIN ST | 43209-3707 | Active | 180263 | WATTS | LF009M3QT | RP | 0.750 | 3475244 | UNDER WATER HEATERS .3333333
3131 | E MAIN ST | 43213-2733 | Active | 464138 | WATTS | 909QT | RP | 0.750 | 60025 | MTR IS ALONG N WALL IN NW CORNER THIS IS SEPERATE BLDG..
3140 | E MAIN ST | 43213-2734 | Active | 135213 | WATTS | 009M3QT | RP | 0.750 | 60045 | UNDER 3 COMP SINK
3140 | E MAIN ST | 43213-2734 | Removed | 99370REM | WILKINS | 975XL | RP | 2.000 | 101035 | REMOVED-IN CAR WASH BY EXIT DOOR
3143 | E MAIN ST | 43213- | Active | W175281 | WILKINS | 975 | RP | 0.750 | 60026 | BY METER IN REPAIR SHOP
3163 | E MAIN ST | 43213-2733 | Active | 1825808 | WILKINS | 975XL2 | RP | 0.750 | 3475248 | REAR OF BUILDING AT WATER METER
3180 | E MAIN ST | 43213-2735 | Removed | 736665REM | WILKINS | 975XLBMS | RP | 0.750 | 60159 | ***REMOVED*** 0 USE 6/3/15 CAG. REAR STORAGE R
3190 | E MAIN ST | 43213-2735 | Active | 26749 | WATTS | 919QT | RP | 1.500 | 3648479 | AT HOTBOX
3190 | E MAIN ST | 43213-2735 | Not Required by DOW | 26749 | WATTS | LF919QT | RP | 1.500 | 3649166 | AT HOTBOX
3191 | E MAIN ST | 43213-2736 | Active | W210475 | WILKINS | 975XLBMS | RP | 0.750 | 60171 | WATER METER
3210 | E MAIN ST | 43213-2737 | Due Install |  |  |  | RP |  | 3475251
3240 | E MAIN ST | 43213- | Due Install |  |  |  | RP |  | 3475254
3246 | E MAIN ST | 43213-2738 | Due Install |  |  |  | RP |  | 3475255
3252 | E MAIN ST | 43213-2738 | Due Install |  |  |  | RP |  | 3475257
3255 | E MAIN ST | 43213-2739 | Active | 326634 | WATTS | 909M1QT | RP | 1.500 | 60320 | IN BASEMENT
3258 | E MAIN ST | 43213-2738 | Due Install |  |  |  | RP |  | 3475258
3270 | E MAIN ST | 43213- | Due Install |  |  |  | RP |  | 3475259
3280 | E MAIN ST | 43213-2738 | Due Install |  |  |  | RP |  | 3475261
3377 | E MAIN ST | 43213-2744 | Due Install |  |  |  | RP | 0.750 | 3475272
3381 | E MAIN ST | 43213-2744 | Due Install |  |  |  | RP | 0.750 | 3475275
3450 | E MAIN ST | 43213-2746 | Active | ABA32876 | WILKINS | 975 | RP | 0.750 | 3475287 | BACK RESTROOM
3500 | E MAIN ST | 43213-2910 | Active | 4933663 | WILKINS | 975XL2 | RP | 1.000 | 3475290 | Front of by bay door
3500 | E MAIN ST | 43213-2910 | Active | VK-2402 | AMES | COLT 300GV | DCDA | 6.000 | 3651038 | Pit back of propane refill station
3500 | E MAIN ST | 43213-2910 | Active | 67692 | AMES | 2000BM3 | DC | 0.750 | 3652489
3535 | E MAIN ST | 43213-2911 | Active | W423306 | WILKINS | 975XL2 | RP | 0.500 | 3475292 | UNDER SINK IN BATHROOM
3540 | E MAIN ST | 43213-2968 | Active | V60914 | WILKINS | 350ADA | DCDA | 6.000 | 3475293 | SW CORNER WATER ROOM
3540 | E MAIN ST | 43213-2968 | Active | HC74161 | WILKINS | 950XLD | DC | 0.750 | 3657531 | SW CORNER WATER ROOM
3540 | E MAIN ST | 43213-2968 | Active | 86763 | APOLLO | RPLF4A | RP | 4.000 | 3657914 | SW CORNER WATER ROOM
3552 | E MAIN ST | 43213-2913 | Active | 33512 | WATTS | LF919QT | RP | 2.000 | 3475295 | NW BY BACK DOOR IN CABINET AT WATER METER
3557 | E MAIN ST | 43213-2912 | Active | W423154 | WILKINS | 975XL2 | RP | 0.500 | 3475296 | GARAGE
3558 | E MAIN ST | 43213- | Due Install |  |  |  | RP |  | 3475297
3569 | E MAIN ST | 43213-2912 | Due Install |  |  |  | RP | 0.750 | 3475299
3569 | E MAIN ST | 43213-2912 | Due Install |  |  |  | DC | 0.750 | 3652525
3569 | E MAIN ST | 43213-2912 | Due Install |  |  |  | DCDA | 6.000 | 3652526
3588 | E MAIN ST | 43213 | Active | 40219 | WATTS | 909 | RP | 1.500 | 3653292
3589 | E MAIN ST | 43213-2912 | Active | 411099 | WATTS | LF009M3 | RP | 0.750 | 92572 | UTILITY ROOM REAR ENTRANCE MINI GAS STATION NW WALLMART LOT
3599 | E MAIN ST | 43213 | Active | 22777 | WATTS | 919QT | RP | 1.500 | 3629811 | BACK ROOM AT WATER METER
3601 | E MAIN ST | 43213-2912 | Active | 212671 | WILKINS | 550 | DC | 0.750 | 61260 | LADIES RM UNDER SINK AT METER
3618 | E MAIN ST | 43213-2913 | Active | 180559 | WATTS | 909QTFDA | RP | 3.000 | 90588 | MECH ROOM
3618 | E MAIN ST | 43213-2913 | Active | 4144402 | WILKINS | 975XL2 | RP | 1.500 | 3613802
3650 | E MAIN ST | 43213-2993 | Active | 208370 | WILKINS | 975XLBMS | RP | 1.500 | 88002 | @ WATER MTR
3650 | E MAIN ST | 43213-2993 | Active | 242875 | WATTS | 009M3QT | RP | 0.750 | 99335 | REAR OF KITCHEN - 3674 E MAIN
3657 | E MAIN ST | 43213-2924 | Active | 1078200405 | WATTS | 774X | DCDA | 8.000 | 89457 | METER PIT NE CORNER OF LOT
3657 | E MAIN ST | 43213-2924 | Active | 11333 | WATTS | 007SSM1PCQT | DC | 0.750 | 89458 | METER PIT NE CORNER OF LOT
3657 | E MAIN ST | 43213-2924 | Not Required by DOW | 2256775 | WILKINS | 975XLBMS | RP | 2.000 | 89488 | MECH ROOM IN GARDEN CENTER
3657 | E MAIN ST | 43213-2924 | Active | L32261 | WILKINS | 375 | RP | 3.000 | 89489 | BIG REAR DOOR BY BREAK ROOM IN FENCED IN AREA
3659 | E MAIN ST | 43213 | Inactive | 85737 | WATTS | LF009M3QT | RP | 0.750 | 3613262 | HOT BOX W OF W ENTRANCE TO WALMART
3661 | E MAIN ST | 43213-2924 | Not Required by DOW | 4413221 | WILKINS | 975XL2 | RP | 1.000 | 91129 | WEST SIDE OF BUILDING IN MECH ROOM
3661 | E MAIN ST | 43213-2924 | Inactive | 4312600 | WILKINS | 975XL2 | RP | 1.500 | 91621 | WEST SIDE OF BUILDING IN MECH ROOM -SONIC
3661 | E MAIN ST | 43213-2924 | Active | 198263 | WATTS | LF009M2QT | RP | 2.000 | 3653416 | IN HOT BOX
3661 | E MAIN ST | 43213-2924 | Active | YC-2223 | AMES | COLT 500-GV | RPDA | 6.000 | 3653417 | IN HOT BOX
3661 | E MAIN ST | 43213-2924 | Active | 103540 | WATTS | LF919QT | RP | 0.750 | 3653418 | IN HOT BOX
3665 | E MAIN ST | 43213 | Active | 199748 | WATTS | LF009 | RP | 2.000 | 3653375
3686 | E MAIN ST | 43213-2993 | Active | 2960091XLTCU | WILKINS | 975XL | RP | 1.000 | 3475301 | AT METER
3688 | E MAIN ST | 43213- | Active | 1002112 | WILKINS | 975XLBMS | RP | 2.000 | 61469 | MECH ROOM
3768 | E MAIN ST | 43213-2925 | Active | 195412 | WATTS | LF009M2QT | RP | 1.000 | 3475306 | MOP SINK ROOM
3777 | E MAIN ST | 43213-2926 | Removed | T230285REM | wilkins | 720-A | PVB | 0.750 | 88229 | FRONT OF BLDG
3777 | E MAIN ST | 43213-2926 | Due Install |  |  |  | RP | 1.000 | 3636376
3810 | E MAIN ST | 43213-2947 | Active | W149666 | WILKINS | 975XL | RP | 1.000 | 61835 | NORTH WALL BY WASH BAY
3831 | E MAIN ST | 43213-2928 | Active | 3078057 | WILKINS | 975XLBMS | RP | 1.500 | 98182 | MECH ROOM
3831 | E MAIN ST | 43213-2928 | Active | 112909 | WATTS | 774 | DCDA | 4.000 | 98411 | MEAT ROOM
3831 | E MAIN ST | 43213-2928 | Active | 18747 | WATTS | 007M2QT | DC | 0.750 | 98412 | MECH ROOM
3831 | E MAIN ST | 43213-2928 | Active | A67670 | WILKINS | 350XL | DC | 0.750 | 3652720 | MECH ROOM
3840 | E MAIN ST | 43213-2947 | Active | 25140 | WATTS | 009M1QT | RP | 2.000 | 61928 | WEST WALL CENTER OF BUILDING
3850 | E MAIN ST | 43213-2970 | Active | 88468 | WATTS | LF009M3QT | RP | 0.750 | 3475307 | MID FURNACE/HWT ROOM AT WATER METER
3852 | E MAIN ST | 43213-2970 | Active | 252501 | WATTS | LF009M3QT | RP | 0.750 | 3475308 | FURNACE/HWT ROOM AT WATER METER
3854 | E MAIN ST | 43213-2970 | Active | 247845 | WATTS | LF009M3QT | RP | 0.750 | 3475309 | FURNACE/HWT ROOM AT WATER METER
3860 | E MAIN ST | 43213-2970 | Active | 252506 | WATTS | LF009M3QT | RP | 0.750 | 3475310 | FURNACE/HWT ROOM AT WATER METER
3862 | E MAIN ST | 43213-2970 | Active | 252491 | WATTS | LF009M3QT | RP | 0.750 | 3475311 | FURNACE/HWT ROOM AT WATER METER
3864 | E MAIN ST | 43213-2970 | Active | 256379 | WATTS | LF009M3QT | RP | 0.750 | 3475312 | IN REAR MECH ROOM
3866 | E MAIN ST | 43213-2970 | Active | 256380 | WATTS | LF009M3QT | RP | 0.750 | 3475313 | FURNACE/HWT ROOM AT WATER METER
3868 | E MAIN ST | 43213-2970 | Active | 255840 | WATTS | LF009M3QT | RP | 0.750 | 3475314 | FURNACE/HWT ROOM AT WATER METER
3870 | E MAIN ST | 43213-2970 | Active | 99595 | WATTS | 919QT | RP | 0.750 | 3475315 | FURNACE/HWT ROOM AT WATER METER
3872 | E MAIN ST | 43213-2970 | Active | 91578 | WATTS | LF919QT | RP | 0.750 | 3475316 | FURNACE/HWT ROOM AT WATER METER
3878 | E MAIN ST | 43213-2973 | Active | 256392 | WATTS | LF009M3QT | RP | 0.750 | 3475317 | UNDER HAND SINK
3906 | E MAIN ST | 43213-2973 | Active | 4943105 | WILKINS | 975XL | RP | 0.750 | 3475318 | At WATER METER SOUTH SIDE OF BUILDING
3928 | E MAIN ST | 43213- | Active | 05611 | WATTS | 009M2PCQT | RP | 0.750 | 62234 | USE 6/3/15 CAG. WATER METER
3941 | E MAIN ST | 43213-2952 | Not Required by DOW |  |  |  | RP |  | 3475321
3959 | E MAIN ST | 43213 | Active | 4742096 | WILKINS | 975XL2 | RP | 0.750 | 3643518 | REAR WALL (SOUTH)
3969 | E MAIN ST | 43213-2952 | Removed | 136113REM | WATTS | 009QT | RP | 1.000 | 62391 | IN BOILER ROOM MAIN OFFICE
3969 | E MAIN ST | 43213-2952 | Not Required by DOW | 73875 | WATTS | 919AQT | RP | 0.750 | 102800 | LAUNDRY ROOM
3969 | E MAIN ST | 43213-2952 | Active | AJAU7190 | WILKINS | 375XLR | RP | 0.750 | 3632654 | AT WATER METER
4000 | E MAIN ST | 43213-2950 | Active | V52424 | WILKINS | 350ADA | DCDA | 4.000 | 3475326 | W MECH/RISER ROOM
4000 | E MAIN ST | 43213-2950 | Active | HC20337 | WILKINS | 950XLD | DC | 0.750 | 3635582 | W MECH/RISER ROOM
4000 | E MAIN ST | 43213-2950 | Active | 69195 | WATTS | LF-919-QT | RP | 1.000 | 3636541 | MID MECH/FURN ROOM AT WATER METER
4011 | E MAIN ST | 43213-2952 | Not Required by DOW | 183905 | WATTS | 009M3QT | RP | 0.750 | 62680 | NE OFFICE AT WATER METER
4071 | E MAIN ST | 43213-2952 | Active | 20532 | WATTS | 919QT | RP | 2.000 | 102749 | MECH ROOM
4071 | E MAIN ST | 43213-2952 | Active | 171893 | AMES | 3000SS | DCDA | 4.000 | 103008 | 1ST FLOOR MECH ROOM
4071 | E MAIN ST | 43213-2952 | Active | 63987 | AMES | 2000B | DC | 0.750 | 103009 | 1ST FLOOR MECH ROOM
4071 | E MAIN ST | 43213-2952 | Not Required by DOW | 41937 | WATTS | 919QT | RP | 0.750 | 103010 | MECH ROOM
4076 | E MAIN ST | 43213-2994 | Active | 4791758 | WILKINS | 975 XL2 | RP | 0.750 | 3475332 | LEFT REAR STOAGE RM
4080 | E MAIN ST | 43213-2950 | Active | ALA80942 | WILKINS | 975XL3 | RP | 0.750 | 3475333
4106 | E MAIN ST | 43213-2996 | Active | ABA62774 | WATTS | 975XL2 | RP | 0.750 | 3607705
4244 | E MAIN ST | 43213-3031 | Due Install |  |  |  | RP | 0.750 | 3475352 | BASEMENT AT MTR
4263 | E MAIN ST | 43213-3030 | Due Install |  |  |  | RP |  | 3475355
4279 | E MAIN ST | 43213-3032 | Active | ABK4953 | WILKINS | 975 | RP | 0.750 | 3475357 | S/E CORNER OF BUILDING RESTROOM
4400 | E MAIN ST | 43213-3037 | Active | 343520 | WATTS | 909M1QT | RP | 1.500 | 63928 | MECHANICAL ROOM
4409 | E MAIN ST | 43213-3061 | Active | 295589 | WATTS | LF009M3QT | RP | 0.750 | 3475369 | SOUTHWEST CORNER OF BLDG
4429 | E MAIN ST | 43213-3061 | Active | AB13485 | WILKINS | 975XL2 | RP | 1.000 | 3475375 | Located in a closet off the main garage across from rest room.
4440 | E MAIN ST | 43213-3027 | Active | 164992 | WATTS | 800QT | PVB | 0.750 | 64012 | NE CORNER AT METER
4440 | E MAIN ST | 43213-3027 | Due Install |  |  |  | RP | 1.000 | 3638052 | NE CORNER AT METER
4449 | E MAIN ST | 43213-3061 | Active | W414993 | WILKINS | 975xl | RP | 0.500 | 64047 | BEHIND ICE MAKER
4449 | E MAIN ST | 43213-3061 | Active | AJB16081 | WILKINS | 375 | RP | 0.750 | 3638245 | AT METER
4450 | E MAIN ST | 43213-3027 | Active | 06357 | WATTS | 009QT | RP | 1.500 | 64063 | SE CORNER OF BUILDING AT METER
4464 | E MAIN ST | 43213-3027 | Active | 77814 | WATTS | 919 | RP | 0.750 | 3475377 | CLOSET INBETWEEN RESTROOMS
4479 | E MAIN ST | 43213-3038 | Not Required by DOW | 007045 | WATTS | 800M4QT | PVB | 0.750 | 97193 | OUTSIDE AT SOUTH WALL
4479 | E MAIN ST | 43213-3038 | Active | F733617 | WILKINS | 975XL2 | RP | 1.000 | 3638532 | IN BACK ROOM BY HOT WATER TANK
4484 | E MAIN ST | 43213-3039 | Active | 084859 | WATTS | 009M2QT | RP | 1.500 | 64151 | BY BACK DOOR ABOVE MOP SINK
4484 | E MAIN ST | 43213-3039 | Not Required by DOW | 577279 | WILKINS | 975 | RP | 1.000 | 64152 | AT REAR OF BLDG ABOVE MAIN WATER METER
4533 | E MAIN ST | 43213- | Active | 84603 | FEBCO | 765 | PVB | 1.500 | 3475380 | REAR OF BUILDING RED DOOR MECHANICAL ROOM
4548 | E MAIN ST | 43213-3039 | Active | A08984 | WATTS | 009M3QT | RP | 0.750 | 64328 | REAR OF STORE AT WATER METER SETTING (Stock Room)
4617 | E MAIN ST | 43213 | Active | 131147 | AMES | 3000 | DCDA | 4.000 | 64579 | WATER SERVICE ROOM
4617 | E MAIN ST | 43213 | Removed | 235049REM | WATTS | 009QT | RP | 0.500 | 64580 | *****REMOVED*****BY HAND TRAY IN PHOTO LAB
4617 | E MAIN ST | 43213 | Active | 35115 | AMES | 2000SS | DC | 0.750 | 64581 | WATER SERVICE ROOM
4617 | E MAIN ST | 43213 | Not Required by DOW | 560010 | WATTS | 909QT | RP | 1.000 | 64582 | MECH ROOM BY BACK DOOR
4617 | E MAIN ST | 43213 | Active | 94135 | WATTS | 009M2QT | RP | 1.500 | 64583 | MECH ROOM BY BACK DOOR
4628 | E MAIN ST | 43213-3128 | Active | 4631907 | WILKINS | 975XL2 | RP | 1.500 | 64617 | STOCK ROOM
4628 | E MAIN ST | 43213-3128 | Not Required by DOW | H55407 | FEBCO | 825YA | RP | 1.000 | 89104 | STOCK ROOM
4630 | E MAIN ST | 43213- | Active | 16146 | WATTS | 919QT | RP | 2.000 | 100033 | REAR NORTHWEST BUILDING CORNER
4630 | E MAIN ST | 43213- | Due Install |  |  |  | DCDA | 8.000 | 3644579
4636 | E MAIN ST | 43213- | In Review |  |  |  | RP |  | 3368368
4640 | E MAIN ST | 43213 | Active | 14668 | WATTS | 919QT | RP | 1.500 | 102411 | REAR OF BUILDING IN KITCHEN AREA
4640 | E MAIN ST | 43213 | Not Required by DOW | 792284 | WATTS | 800M4FR | PVB | 1.000 | 102412 | REAR OF BUILDING IN KITCHEN AREA
4640 | E MAIN ST | 43213 | Active | N1206041059 | FEBCO | 876 | DCDA | 4.000 | 103006 | STOCKROOM AT SPRINKLER RISER
4640 | E MAIN ST | 43213 | Active | H018378 | FEBCO | 805Y | DC | 0.750 | 103007 | STOCK ROOM AT SPRINKLER RISER
4653 | E MAIN ST | 43213-3298 | Active | 69530 | WATTS | 009M2QT | RP | 1.000 | 64700 | MECHANICAL ROOM BY THE BOILER
4653 | E MAIN ST | 43213-3298 | Due Install |  |  |  | DCDA | 6.000 | 3632518
4653 | E MAIN ST | 43213-3298 | Due Install |  |  |  | RP | 1.000 | 3632520
4660 | E MAIN ST | 43213-3128 | Active | 273601 | WATTS | 009M3QT | RP | 0.750 | 100815 | MECHANICAL ROOM BY WATER METER
4661 | E MAIN ST | 43213-3298 | Not Required by DOW | 4773373 | WILKINS | 975 | RP | 2.000 | 64727 | RIGHT SIDE OF BUILDING
4661 | E MAIN ST | 43213-3298 | Not Required by DOW | 263785 | WATTS | 800M4QT | PVB | 0.750 | 64729 | REAR SOUTH END OF BUILDING
4661 | E MAIN ST | 43213-3298 | Active | 3019771 | WILKINS | 975XLBMS | RP | 2.000 | 96097 | EAST WALL IN CLOSET
4661 | E MAIN ST | 43213-3298 | Not Required by DOW | 102313 | WATTS | 800M4FR | PVB | 0.750 | 97844 | OUTSIDE SW CORNER
4661 | E MAIN ST | 43213-3298 | Active | VH-1519 | WATTS | 757 | DCDA | 6.000 | 3633204
4661 | E MAIN ST | 43213-3298 | Active | 06023 | WATTS | LF007M3QT | DC | 0.750 | 3656298
4677 | E MAIN ST | 43213-3160 | Active | 35482 | WATTS | 007M1 | DC | 2.000 | 64776 | BASEMENT AT METER SET
4677 | E MAIN ST | 43213-3160 | Active | 401305 | WILKINS | 975XL | RP | 1.500 | 92630 | BASEMENT
4680 | E MAIN ST | 43213-3130 | Active | 82079 | WATTS | LF 919-QT | RP | 0.750 | 3475385
4720 | E MAIN ST | 43213-3130 | Removed | 84758 | WATTS | 007QT | DC | 0.750 | 64875 | IN BASEMENT NEXT TO WATER METER
4720 | E MAIN ST | 43213-3130 | Active | 4874083 | WILKINS | 975XL2 | RP | 2.000 | 3638020 | MECH ROOM AT METER, N/W CORNER
4733 | E MAIN ST | 43213-3160 | Active | 78077 | WATTS | 919QT | RP | 0.750 | 3475386
4737 | E MAIN ST | 43213-3160 | Active | 78139 | WATTS | 919QT | RP | 0.750 | 3475388 | AFTER WATER METER
4739 | E MAIN ST | 43213-3160 | Active | 78122 | WATTS | 919QT | RP | 0.750 | 3475390
4741 | E MAIN ST | 43213-3160 | Active | 78076 | WATTS | 919QT | RP | 0.750 | 3475392
4744 | E MAIN ST | 43213-3130 | Due Install |  |  |  | RP |  | 3475393
4750 | E MAIN ST | 43213-3130 | Active | 121066 | WATTS | LF009M2QT | RP | 2.000 | 64954 | BOILER ROOM BESIDE WATER METER
4750 | E MAIN ST | 43213-3130 | Active | 64347 | WATTS | 009QT | RP | 2.000 | 64955 | BOILER ROOM REAR - WEST WALL
4831 | E MAIN ST | 43213-3161 | Active | 4394295 | WILKINS | 975 | RP | 1.000 | 65182 | REAR OF BUILDING IN FURNACE ROOM
4850 | E MAIN ST | 43213-3194 | Active | 122092 | WILKINS | 975XL | RP | 2.000 | 65242 | BOILER ROOM ABOVE SINK
4850 | E MAIN ST | 43213-3194 | Active | 15113 | WATTS | 009QT | RP | 1.000 | 65243 | MECHANICAL ROOM--BOILER MAKE-UP WATER
4850 | E MAIN ST | 43213-3194 | Active | 07786 | WATTS | 919QT | RP | 0.500 | 65244 | MECHANICAL ROOM--MAKE-UP WATER TO HOT WATER
4850 | E MAIN ST | 43213-3194 | Active | 249675 | WATTS | 909 | RP | 6.000 | 65245 | WATER METER ROOM
4850 | E MAIN ST | 43213-3194 | Active | 2JK0916 | AMES | 2000SS | DC | 6.000 | 65246 | SPRINKLER RISER ROOM (REAR)
4850 | E MAIN ST | 43213-3194 | Active | 380783 | WATTS | LF009QT | RP | 0.500 | 65247 | MECHANCIAL ROOM -- CHILLED WATER
4850 | E MAIN ST | 43213-3194 | Active | A27183 | WATTS | 009M2QT | RP | 1.000 | 95310 | IN MECH ROOM ABOVE WATER TANK
4850 | E MAIN ST | 43213-3194 | Removed | 75747 | WATTS | 008PCQT | PVB | 0.500 | 100735 | CLEAN ROOM
4850 | E MAIN ST | 43213-3194 | Active | 246082 | WATTS | LF009M2QT | RP | 1.000 | 3604296 | WATER CONDENSERS, MOTHER MILK BANK
4850 | E MAIN ST | 43213-3194 | Due Install |  |  |  | RP | 6.000 | 3648886 | AT PIT
4882 | E MAIN ST | 43213-3189 | Active | 6711 | WATTS | 919QT | RP | 1.500 | 89552 | IN MECH ROOM BY WATER METER
4882 | E MAIN ST | 43213-3189 | Active | V08005 | WILKINS | 350 | DC | 4.000 | 89553 | SE CORNER OF BUILDING
4882 | E MAIN ST | 43213-3189 | Active | 2292579 | WILKINS | 950XLD | DC | 0.750 | 89554 | SE CORNER OF BUILDING
4882 | E MAIN ST | 43213-3189 | Active | A05927 | WATTS | 009M2PCQT | RP | 1.500 | 96816 | SE CORNER OF BLDG RISER ROOM
4890 | E MAIN ST | 43213-3162 | Not Required by DOW | 027498 | WATTS | 800M4QT | PVB | 0.375 | 65357 | OFFICE BY WATER METER
4890 | E MAIN ST | 43213-3162 | Active | ALA08276 | WILKINS | 975XL3 | RP | 0.750 | 3629983 | e wall office
4900 | E MAIN ST | 43213-2439 | Active | 577021 | WILKINS | 975 | RP | 1.000 | 65384 | AT WATER METER
4915 | E MAIN ST | 43213-2400 | Active | 353335 | WATTS | LF009 | RP | 1.000 | 3475400
4925 | E MAIN ST | 43213-2400 | Active | 154885 | WATTS | 909M1QT | RP | 1.500 | 65436 | IN EQUIPMENT ROOM AT WATER METER
5000 | E MAIN ST | 43213- | Active | 182651 | WATTS | LF009M2QT | RP | 2.000 | 3651370
5000 | E MAIN ST | 43213- | Active | 5809 | WILKINS | 375ASTDA | RPDA | 4.000 | 3651372
5000 | E MAIN ST | 43213- | Active | ABH4123 | WILKINS | 975XLD | RP | 0.750 | 3651373
5000 | E MAIN ST | 43213- | Not Required by DOW | 310932 | WATTS | LF009QT | RP | 0.500 | 3652350 | IN PHARMACY IN SE CORNER
5000 | E MAIN ST | 43213- | Not Required by DOW | 4940928 | WILKINS | 975 | RP | 1.500 | 3652456 | IN MECHANICAL ROOM ABOVE WATER METER
5025 | E MAIN ST | 43213-2438 | Active | 4400979 | WILKINS | 975XL | RP | 0.750 | 65764 | MECHANICAL ROOM
5069 | E MAIN ST | 43213 | Not Required by DOW |  |  |  | RP |  | 3638700
5091 | E MAIN ST | 43213-2410 | Active | 89143 | WATTS | 009M2-FP | RP | 1.500 | 65982 | IN 5137 -SUBWAY BACK MECH RM AT PRIVATE SUB MTR
5091 | E MAIN ST | 43213-2410 | Active | A16326 | WATTS | 009M3QT | RP | 0.750 | 89206 | 5091 E MAIN - REAR (AT METER) DOOR
5091 | E MAIN ST | 43213-2410 | Due Install |  |  |  | RP | 6.000 | 3648807
5175 | E MAIN ST | 43213-2425 | Active | ALA23337 | WILKINS | 975XL | RP | 1.000 | 3475405
5180 | E MAIN ST | 43213-2436 | Not Required by DOW | T436340 | WILKINS | 720A | PVB | 1.000 | 93951 | FRONT OF BLDG
5180 | E MAIN ST | 43213-2436 | Active | AMA13306 | WILKINS | 975XL | RP | 1.500 | 3638013 | FRONT OF BLDG
5186 | E MAIN ST | 43213-2411 | Active | 12139 | WATTS | 919AQT | RP | 1.500 | 98084 | MECHANICAL ROOM AT WATER METER
5212 | E MAIN ST | 43213- | Active | 2441202 | WILKINS | 975XL | RP | 2.000 | 93041 | MECH ROOM
5225 | E MAIN ST | 43213-2503 | Active | 150004 | WILKINS | 975XL | RP | 1.500 | 66454 | MECH ROOM ON BACK OF BUILDING
5225 | E MAIN ST | 43213-2503 | Not Required by DOW | W149775 | WILKINS | 975XL | RP | 0.750 | 66455 | REAR MECHANICAL ROOM
5240 | E MAIN ST | 43213-2501 | Active | AMA11260 | WILKINS | 975XL3 | RP | 2.000 | 66477 | BOILER ROOM
5250 | E MAIN ST | 43213-2501 | Active | 17154 | WATTS | 919ZQT | RP | 0.750 | 66503 | PARTS ROOMS-NEXT TO WATER METER
5271 | E MAIN ST | 43213-2503 | Active | 12580 | WATTS | 919QT | RP | 1.500 | 103860 | MECH RM AT WATER METER
5300 | E MAIN ST | 43213-2580 | Due Install | [5 empty] | 3475406
5310 | E MAIN ST | 43213-2598 | Due Install | [5 empty] | 3475407
5320 | E MAIN ST | 43213-2573 | Due Install | [5 empty] | 3475408 | IN UNIT 600 FACING BROAD ST
5330 | E MAIN ST | 43213-2571 | Due Install | [5 empty] | 3475409
5340 | E MAIN ST | 43213-2574 | Due Install | [5 empty] | 3475410
5929 | E MAIN ST | 43213-3353 | Active | 73626 | WATTS | 007QT | DC | 2.000 | 68341 | CLOSET - NORTH E CORNER OF TENANT SPACE
5929 | E MAIN ST | 43213-3353 | Active | 12003 | WATTS | 719QT | DC | 0.750 | 68342 | RISER ROOM
5929 | E MAIN ST | 43213-3353 | Active | C10190 | WATTS | 757A | DCDA | 6.000 | 68343 | RISER ROOM
5929 | E MAIN ST | 43213-3353 | Due Install |  |  |  | RP | 2.000 | 3639313 | CLOSET - NORTH E CORNER OF TENANT SPACE
5959 | E MAIN ST | 43213-3353 | Due Install | [5 empty] | 3475416
5960 | E MAIN ST | 43213-3352 | Active | 333873 | WATTS | 909M1QT | RP | 1.500 | 68410 | IN METER ROOM
5960 | E MAIN ST | 43213-3352 | Not Required by DOW | 76661 | WATTS | 009QT | RP | 1.000 | 68411 | METER ROOM
5960 | E MAIN ST | 43213-3352 | Not Required by DOW | 0009022 | AMES | 2000B | DC | 1.000 | 68412 | METER ROOM
5961 | E MAIN ST | 43213-3353 | Due Install |  |  |  | RP |  | 3475417
5963 | E MAIN ST | 43213-3353 | Due Install |  |  |  | RP |  | 3475418
5970 | E MAIN ST | 43213-3352 | Not Required by DOW | 286640 | WATTS | 009QT | RP | 1.000 | 88150 | W/H RM
5970 | E MAIN ST | 43213-3352 | Active | 257748 | WATTS | 009QT | RP | 2.000 | 88151 | W/H RM
5971 | E MAIN ST | 43213-3353 | Active | 109771 | WATTS | 007M2QT | DC | 0.750 | 68439 | METER/RISER ROOM
5971 | E MAIN ST | 43213-3353 | Active | 31138 | AMES | 3000 | DCDA | 4.000 | 68440 | WATER METER MECHANICAL ROOM N.E. CORNER
5971 | E MAIN ST | 43213-3353 | Active | 95535 | WATTS | 009M2QT | RP | 2.00 | 68441 | NE CORNER MECH RM IN N. MOST LEASE SPACE
5976 | E MAIN ST | 43213-3378 | Active | 96745 | WATTS | 009M2QT | RP | 1.500 | 68451 | NW OF 5976 UNIT AT WATER MTR
5979 | E MAIN ST | 43213-3353 | Removed | 343232REM | WATTS | 909M1QT | RP | 2.000 | 68457 | REMOVED-REAR OF BLDG IN UTILITY RM
5979 | E MAIN ST | 43213-3353 | Removed | 3980635REM | WILKINS | 975XL2 | RP | 2.000 | 3607452 | REAR OF BLDG IN UTILITY RM
5979 | E MAIN ST | 43213-3353 | Active | 199433 | WATTS | LF009M2QT | RP | 2.000 | 3653626
5979 | E MAIN ST | 43213-3353 | Active | VE-0112 | AMES | 300;GV | DCDA | 4.000 | 3653627
5979 | E MAIN ST | 43213-3353 | Active | 65111 | AMES | 2000BM3 | DC | 0.750 | 3653628
5989 | E MAIN ST | 43213-3354 | Active | 2793219 | WILKINS | 975XLTCU | RP | 1.000 | 68479 | AT WATER METER
5990 | E MAIN ST | 43213-3355 | Replaced | REPW100110 | WILKINS | 975 | RP | 2.000 | 68486 | REPLACED- NEXT TO STREET N SIDE
5990 | E MAIN ST | 43213-3355 | Not Required by DOW | 3980638 | WILKINS | 975XL2 | RP | 2.000 | 3609451 | NEXT TO STREET N SIDE
5990 | E MAIN ST | 43213-3355 | Active | N2408070911 | FEBCO | LF870V | DC | 8.000 | 3633119 | NEXT TO STREET N SIDE
5990 | E MAIN ST | 43213-3355 | Not Required by DOW | 121387 | WATTS | 009M2QT | RP | 2.000 | 3633139 | 6060 E MAIN ST, WAREHOUSE
5990 | E MAIN ST | 43213-3355 | Not Required by DOW | 9904211547 | FEBCO | 876V | DCDA | 8.000 | 3633140 | 6060 E MAIN ST, WAREHOUSE
5990 | E MAIN ST | 43213-3355 | Not Required by DOW | A010478 | FEBCO | 805YB | DC | 0.750 | 3633141 | 6060 E MAIN ST, WAREHOUSE
5990 | E MAIN ST | 43213-3355 | Not Required by DOW | A048546 | FEBCO | 825Y | RP | 1.500 | 3638878 | NE CORNER OF PROPERTY
5990 | E MAIN ST | 43213-3355 | Active | AMA03581 | WILKINS | 975XL3 | RP | 2.000 | 3656278 | NEXT TO STREET N SIDE
5990 | E MAIN ST | 43213-3355 | LPS - Active |  |  |  | LST |  | 3659445 | FIRE PUMP - FIRE PUMP ROOM
5991 | E MAIN ST | 43213- | Active | W276701 | WILKINS | 975XLBMS | RP | 1.000 | 88214 | NE CORNER OF LOT CLOSE TO METER PIT
5991 | E MAIN ST | 43213- | Due Install |  |  |  | RP | 6.000 | 3630207
5999 | E MAIN ST | 43213-3354 | Active | 3551638 | WILKINS | 975XL | RP | 2.000 | 68501 | NEXT TO METER PIT AT STREET
5999 | E MAIN ST | 43213-3354 | Active | 16712 | WATTS | 919ZQT | RP | 1.000 | 95578 | IN MECH ROOM BACK OF STRIP STORES
5999 | E MAIN ST | 43213-3354 | Active | 10850 | WATTS | 919QT | RP | 2.000 | 95579 | @ CENTER OF BLDG IN BACK ROOM IN BURLINGTON
5999 | E MAIN ST | 43213-3354 | Active | IF2044 | AMES | COLT 200A | DC | 4.000 | 95624 | SW CORNER IN RISER ROOM
5999 | E MAIN ST | 43213-3354 | Active | 17833 | WATTS | 919AQT | RP | 1.000 | 97364 | MECH ROOM IN BACK OF VALUE CITY STORE
5999 | E MAIN ST | 43213-3354 | Active | IF1444 | AMES | COLT 200A | DC | 4.000 | 97870 | In Value city Store @ 6067 E. Main in mech room
5999 | E MAIN ST | 43213-3354 | Active | 157288087 | AMES | 2000SS | DC | 4.000 | 97871 | on back wall @ 6055 E. Main St.
5999 | E MAIN ST | 43213-3354 | Active | 03191 | WATTS | 919QT | RP | 0.500 | 3630185 | VADHI FAMILY DENTAL - 6023
5999 | E MAIN ST | 43213-3354 | In Review |  |  |  | RP |  | 3636592
5999 | E MAIN ST | 43213-3354 | Active | 174601 | WATTS | LF009 | RP | 2.000 | 3650057 | MOO MOO CAR WASH 6071 E MAIN ST
6030 | E MAIN ST | 43213- | Removed | REM3071 | WATTS | 009M2QT | RP | 1.500 | 68743 | BACK ROOM BY DOOR REMOVED
6030 | E MAIN ST | 43213- | Active | AKG8409 | WILKINS | 375XL | RP | 2.000 | 103232 | WATER METER ROOM - 6000 E MAIN ST
6030 | E MAIN ST | 43213- | Active | 28551 | WATTS | LF919-QT | RP | 2.000 | 3616510 | 6032-6042 E.MAIN ST
6030 | E MAIN ST | 43213- | Active | 20453 | WATTS | LF919-QT | RP | 1.500 | 3616511 | 6032-6042 E.MAIN ST
6030 | E MAIN ST | 43213- | Active | 20448 | WATTS | LF919-QT | RP | 1.500 | 3616512 | 6032-6042 E.MAIN ST
6100 | E MAIN ST | 43213-3399 | Active | 244633 | WATTS | 909M1QT | RP | 1.500 | 69006 | 6100 - Suite 105 West Side Door Entrance - West Wall
6100 | E MAIN ST | 43213-3399 | Active | 246469 | WATTS | 909M1QT | RP | 1.500 | 69007 | 6096 E Main St Rear Building - Suite 106 West Side in Exam Room Closet
6100 | E MAIN ST | 43213-3399 | Active | 139781XLTCU | WILKINS | 975XL | RP | 1.500 | 69008 | FRONT OF PROP. BY METER PIT
6100 | E MAIN ST | 43213-3399 | Due Install |  |  |  | RP | 1.500 | 3632905
6100 | E MAIN ST | 43213-3399 | Due Install |  |  |  | DCDA | 6.000 | 3632906
6111 | E MAIN ST | 43213-3425 | Active | 15J835 | BEECO |  | RP | 0.750 | 3475421
6225 | E MAIN ST | 43213-3358 | Active | W149694 | WILKINS | 975A | RP | 1.500 | 69418 | AT METER
6251 | E MAIN ST | 43213-3360 | Active | ALA50518 | WILKINS | 975 | RP | 0.750 | 3475423
6253 | E MAIN ST | 43213-3360 | Active | 229397 | WATTS | 009QT | RP | 0.750 | 69488 | REAR OF BLDG AT WATER METER -6257 SIDE
217 | E MAIN ST REAR | 43215- | Due Install |  |  |  | RP |  | 3475085
566 | E MAIN ST REAR | 43215- | Active | 21291 | WATTS | LF919QT | RP | 1.500 | 3475095 | NW CORNER OF BUILDING
329 | E MAIN ST UNIT 21 | 43213-2732 | Active | 533608 | WATTS | 909QT | RP | 0.750 | 60369 | OVER BOILER IN BASEMENT
3294 | E MAIN ST UNIT 21 | 43213-2732 | Active | 2164459 | WATTS | 007M2QT | DC | 1.250 | 93004 | BASEMENT
3294 | E MAIN ST UNIT 21 | 43213-2732 | Due Install |  |  |  | RP | 1.500 | 3641197 | AT WATER METER - FIRE STATION # 21
150 | E MAIN ST UNIT A | 43215-7243 | Not Required by DOW | 1075273 | WILKINS | 975XL | RP | 1.000 | 55179 | 6TH FL. MOP SINK ROOM
150 | E MAIN ST UNIT A | 43215-7243 | Not Required by DOW | 742846 | WILKINS | 975XL | RP | 2.000 | 55182 | BASEMENT @ WATER METER
150 | E MAIN ST UNIT A | 43215-7243 | Active | OA-1169 | WATTS | 957 | RP | 4.000 | 88493 | BASEMENT
150 | E MAIN ST UNIT A | 43215-7243 | Active | 51311-0506 | AMES | 2000SS | DC | 4.000 | 88494 | BASEMENT
515 | E MAIN ST UNIT A | 43215-5304 | Active | 104475 | AMES | 3000 | DCDA | 4.000 | 66136 | Pump Room - W Entrance to Basement
515 | E MAIN ST UNIT A | 43215-5304 | Active | 160166 | WATTS | 909 | RP | 3.000 | 66137 | Pump Room - W Entrance to Basement
515 | E MAIN ST UNIT A | 43215-5304 | Active | 00909 | AMES | 2000B | DC | 0.750 | 66138 | Pump Room - W Entrance to Basement
515 | E MAIN ST UNIT A | 43215-5304 | LPS - Active |  |  |  | LPC |  | 3638524 | DOMESTIC PUMP - MECH ROOM #002
515 | E MAIN ST UNIT A | 43215-5304 | LPS - Active |  |  |  | LST |  | 3638525 | MECH ROOM #002
149 | E MAIN ST UNIT A | 43205-2140 | Active | 150015 | WATTS | LF009M2QT | RP | 2.000 | 3475170
1490 | E MAIN ST UNIT A | 43205-2140 | Removed | REMAU209 | CONBRACO | 40208A2 | RP | 2.000 | 3475171
1990 | E MAIN ST UNIT A | 43205-1613 | Active | 246757 | WATTS | 009M3QT | RP | 0.750 | 56885 | BEHIND ICE MACHINE
2850 | E MAIN ST UNIT A | 43209-2551 | Due Install |  |  |  | RP |  | 3475223
3075 | E MAIN ST UNIT A | 43209-2618 | Active | 26492 | WATTS | 919QT | RP | 1.000 | 94414 | AT WATER METER IN UTILITY ROOM
3140 | E MAIN ST UNIT A | 43213-2734 | Removed | 3590902REM | WILKINS | 975XL | RP | 2.000 | 3475245 | REMOVED-CAR WASH STORAGE ROOM
3140 | E MAIN ST UNIT A | 43213-2734 | Active | 3909880 | WILKINS | 975XL | RP | 2.000 | 3607769 | CAR WASH STORAGE ROOM
4110 | E MAIN ST UNIT A | 43213-2996 | Active | ABA77176 | WATTS | 975XL2 | RP | 0.750 | 3475335
4653 | E MAIN ST UNIT A | 43213-3298 | Due Install |  |  |  | RP | 1.000 | 3475383
5160 | E MAIN ST UNIT A | 43213-2424 | Removed | REM | WILKINS | 975XLBMS | RP | 1.500 | 95088
5160 | E MAIN ST UNIT A | 43213-2424 | Removed | AD9427REM | FEBCO | 765 | PVB | 0.750 | 97528 | outside by the gas meter
5160 | E MAIN ST UNIT A | 43213-2424 | Active | ALA50647 | WILKINS | 975XL | RP | 0.750 | 3638848 | MEDICAL CENTER OUTSIDE DOOR
5160 | E MAIN ST UNIT A | 43213-2424 | Due Install |  |  |  | DCDA | 6.000 | 3638849
5160 | E MAIN ST UNIT A | 43213-2424 | Active | 067412 | WATTS | LF009M2QT | RP | 1.500 | 3655745 | Loft #1 In Cabinet
5160 | E MAIN ST UNIT A | 43213-2424 | Due Install |  |  |  | DC | 0.750 | 3659636
4114 | E MAIN ST UNIT B | 43213-2996 | Active | ABA77165 | WATTS | 975XL2 | RP | 0.750 | 3475336
5160 | E MAIN ST UNIT B | 43213-2424 | Active | 10162 | WATTS | 919ZQT | RP | 1.500 | 96376 | FRONT LEFT ON SE CORNER OF ROOM
454 | E MAIN ST UNIT R | 43215-5380 | Due Install |  |  |  | RP | 2.000 | 3475091
434 | E MANOR CT | 43017-7102 | Active | 3641179 | WILKINS | 975XLD | RP | 0.750 | 102748 | BASEMENT.
8301 | E MARKET EXCHANGE DR | 43081- | Active | 05489 | AMES | 4000B | RP | 2.000 | 67218 | MECH ROOM CENTER ON THE REAR OF BUILDING 8301 market exchange dr
8301 | E MARKET EXCHANGE DR | 43081- | Not Required by DOW | 389147 | WILKINS | 460XL | PVB | 0.500 | 3607759 | 8289 MARKET EXCHANGE DR, ABOVE SINK #1
8301 | E MARKET EXCHANGE DR | 43081- | Not Required by DOW | 389643 | WILKINS | 460XL | PVB | 0.500 | 3607760 | 8289 MARKET EXCHANGE DR, ABOVE SINK #2
8301 | E MARKET EXCHANGE DR | 43081- | Not Required by DOW | 389146 | WILKINS | 460XL | PVB | 0.500 | 3607761 | 8289 MARKET EXCHANGE DR, ABOVE SINK #3
8301 | E MARKET EXCHANGE DR | 43081- | Not Required by DOW | 388618 | WILKINS | 460XL | PVB | 0.500 | 3607762 | 8289 MARKET EXCHANGE DR, ABOVE SINK #4
127 | E MARKISON AVE | 43207-1186 | Due Install |  |  |  | RP |  | 3477781 | MID BSMNT OF 127 BLDG SW OSD AT WATER MTR.
348 | E MAYNARD AVE | 43202- | Due Install |  |  |  | RP | 0.750 | 3479416
827 | E MAYNARD AVE | 43211-2045 | Not Required by DOW |  |  |  | RP | 0.625 | 3479453 | MTR IS IN CLOSET TOWARDS FRT ON SANCTUARY
177 | E MAYNARD AVE | 43219-1080 | Removed | 131335REM | WATTS | 909QT | RP | 0.750 | 56120 | SOUTH BOILER ROOM-Duxberry Elementary school
1779 | E MAYNARD AVE | 43219-1080 | Removed | REM40206 | WILKINS | 975 | RP | 0.750 | 56121 | REMOVED - NE BOILER ROOM-Duxberry Elementary School
281 | E MERRITT ST UNIT A | 43207- | Due Install |  |  |  | RP | 2.000 | 3482931
242 | E MITHOFF ST | 43206-3507 | Active | H319241 | FEBCO | 765 | PVB | 0.750 | 87323 | RIGHT OF FRONT PORCH
246 | E MITHOFF ST | 43206-3507 | Active | 318599 | APOLLO/CONBRACO | PVB | PVB | 0.750 | 100891 | RIGHT SIDE OF HOUSE
140 | E MOLER RD | 43207-1554 | Due Install |  |  |  | RP | 1.500 | 3486507
1771 | E MOLER RD | 43207- | Active | PRD00154731-98 | CASH ACME | RP 500 | RP | 1.000 | 3486537
1771 | E MOLER RD | 43207- | Active | 2725F | WILKINS | 375A | DCDA | 6.000 | 3651052
1771 | E MOLER RD | 43207- | Active | HC58382 | WILKINS | 975 | DC | 0.750 | 3653112
106 | E MOLER ST | 43207-1024 | Active | 347391 | WILKINS | 950XL | DC | 0.750 | 3486563 | BASEMENT
106 | E MOLER ST | 43207-1024 | Active | 3618584 | WILKINS | 975XL | RP | 1.500 | 3656014 | BASEMENT
366 | E MOLER ST | 43206 | Active | XJ-3104 | WATTS | 957 | RP | 4.000 | 3657926 | MTR ROOM
314 | E MORRILL AVE | 43207-1210 | Active | 342203 | WATTS | LF009M3QT | RP | 0.750 | 3487738 | HWT ROOM/CLOSET OF 314 AT WATER METER
61 | E MOUND ST | 43215-5121 | Not Required by DOW | 109274 | WATTS | 909QT | RP | 0.750 | 68986 | BOILER ROOM AT ENTRANCE IN CEILING
61 | E MOUND ST | 43215-5121 | Active | AJH2703 | WILKINS | 375XL | RP | 1.000 | 3641446
40 | E MOUND ST | 43215-5513 | Not Required by DOW | [5 empty] | 3488148
404 | E MOUND ST | 43215-5513 | Due Install |  |  |  | RP |  | 3488150
415 | E MOUND ST | 43215-5512 | Active | 1289727 | WILKINS | 975XL | RP | 1.500 | 63073 | MECH ROOM
415 | E MOUND ST | 43215-5512 | Active | 1289711 | WILKINS | 975 | RP | 1.500 | 63075 | MECH ROOM
415 | E MOUND ST | 43215-5512 | Not Required by DOW | 085169 | WATTS | 009M2QT | RP | 1.000 | 94855 | MECH ROOM
439 | E MOUND ST | 43215-5514 | Active | 2831317 | WILKINS | 975XL | RP | 1.500 | 63866 | SOUTH WALL.
455 | E MOUND ST | 43215-5595 | Active | 4752603 | WILKINS | 975 | RP | 1.000 | 3488156 | NEXT TO WATER METER
475 | E MOUND ST | 43215-5593 | Active | 4752611 | WILKINS | 975 | RP | 1.000 | 3488157 | NEXT TO METER.
492 | E MOUND ST | 43215-5515 | Not Required by DOW |  |  |  | RP |  | 3488159
497 | E MOUND ST | 43215- | Active | 78099 | WATTS | 919 | RP | 0.750 | 3488160 | MIDDLE OF BUILDING AT METER WEST UNIT CLOSET
509 | E MOUND ST | 43215- | Active | ALA09838 | WILKINS | 975XL3 | RP | 1.000 | 3488161
525 | E MOUND ST | 43215-5540 | Active | 130748 | WILKINS | 975XL | RP | 1.500 | 66492 | MECHANICAL ROOM AT WATER METER--NE CORNER
525 | E MOUND ST | 43215-5540 | Due Install |  |  |  | DCDA | 6.000 | 3658255
525 | E MOUND ST | 43215-5540 | Due Install |  |  |  | DC | 0.750 | 3658256
933 | E MOUND ST | 43205-2362 | Active | 624445 | WATTS | LF009M3QT | RP | 0.750 | 3636981 | COMMUNITY GARDEN
141 | E MOUND ST | 43205- | NULL | [5 empty] | 3488237
1640 | E MOUND ST | 43205-2517 | Active | AKD9196 | WILKINS | 375 | RP | 2.000 | 3654066 | BASEMENT
2966 | E MOUND ST | 43209-2663 | Removed | REMA047715 | FEBCO | 765 | PVB | 1.000 | 59624 | LEFT SIDE OF HOUSE
300 | E NAGHTEN ST | 43215-2619 | Replaced | REP158283 | WATTS | 800QT | PVB | 1.000 | 59729 | REPLACED- SOUTH SIDE EAST WALL GARAGE
300 | E NAGHTEN ST | 43215-2619 | Not Required by DOW | 4710856 | WILKINS | 975XL | RP | 0.750 | 59730 | LOFT BY WATER METER
300 | E NAGHTEN ST | 43215-2619 | Active | ACM3237 | WILKINS | 975XL2 | RP | 2.000 | 59731 | N. SIDE E. WALL GARAGE
300 | E NAGHTEN ST | 43215-2619 | Not Required by DOW | T258792 | WILKINS | 720A | PVB | 1.000 | 3609763 | SOUTH SIDE EAST WALL GARAGE
376 | E NAGHTEN ST | 43215-2623 | Active | CB629196 | WILKINS | 720A | PVB | 0.750 | 94094 | EAST SIDE OF RECTORY IN FLOWER BED
376 | E NAGHTEN ST | 43215-2623 | Not Required by DOW | 3176515XLTCU | WILKINS | 975XL | RP | 0.750 | 98453 | RECTORY BASEMENT
376 | E NAGHTEN ST | 43215-2623 | Removed | REMW638272 | WILKINS | 720A | PVB | 0.750 | 3655067
376 | E NAGHTEN ST | 43215-2623 | Active | ALA23176 | WILKINS | 975XL3 | RP | 0.750 | 3657989
289 | E NAGHTEN ST REAR | 43215 | Active | 035711 | WATTS | LF009M2QT | RP | 2.000 | 3611722 | NE MECHANICAL ROOM
289 | E NAGHTEN ST REAR | 43215 | Active | 106622 | AMES | 5000 | RPDA | 6.000 | 3613101 | NE MECHANICAL ROOM
289 | E NAGHTEN ST REAR | 43215 | Active | 13493 | AMES | 4000B | RP | 0.750 | 3613102 | NE MECHANICAL ROOM
289 | E NAGHTEN ST REAR | 43215 | Not Required by DOW | 020782 | WATTS | LF009M2QT | RP | 1.500 | 3613103 | NE MECHANICAL ROOM
289 | E NAGHTEN ST UNIT FRONT | 43215-2616 | Active | 615358 | WATTS | 909QT | RP | 1.000 | 93184 | METER ROOM,, NW SIDE OF BUILDING
33 | E NATIONWIDE BLVD | 43215-2512 | Not Required by DOW | 28301 | WATTS | 919AQT | RP | 1.000 | 60380 | MECH ROOM 13TH FLOOR -- 10' ABOVE FLOOR
33 | E NATIONWIDE BLVD | 43215-2512 | Removed | 142140REM | WATTS | 009QT | RP | 0.500 | 60382 | REMOVED-KITCHEN
33 | E NATIONWIDE BLVD | 43215-2512 | Not Required by DOW | 984720 | WATTS | 800M4QT | PVB | 1.000 | 60384 | OUTSIDE CLOSET
33 | E NATIONWIDE BLVD | 43215-2512 | Not Required by DOW | 3123264 | WILKINS | 975XLBMS | RP | 0.750 | 60385 | MAINTENANCE ROOOM
33 | E NATIONWIDE BLVD | 43215-2512 | Removed | 3489702REM | WILKINS | 975XL | RP | 0.750 | 60386 | POOL FILTER ROOM REMOVED
33 | E NATIONWIDE BLVD | 43215-2512 | Active | N2308021012 | FEBCO | LF880V | RP | 6.000 | 60387 | BASEMENT METER ROOM
33 | E NATIONWIDE BLVD | 43215-2512 | Not Required by DOW | 08388 | WATTS | 919 | RP | 0.500 | 89402 | STORE ROOM BEHIND COFFEE BAR
33 | E NATIONWIDE BLVD | 43215-2512 | Removed | W401006REM | WILKINS | 975XL2 | RP | 0.500 | 3605903 | REMOVED-IN KITCHEN BEHIND ICE MAKER MACHINE
33 | E NATIONWIDE BLVD | 43215-2512 | Removed | DB999REM | CONBRACO | 4020402 | RP | 0.750 | 3613168 | **REMOVED****STORAGE ROOM BESIDE ICE MACHINE
33 | E NATIONWIDE BLVD | 43215-2512 | Active | XG-1461 | AMES | COLT 300GV | DCDA | 6.000 | 3639482 | BASEMENT MECH ROOM
33 | E NATIONWIDE BLVD | 43215-2512 | Not Required by DOW | 78604 | WATTS | LF919AQT | RP | 1.000 | 3652749 | 5TH FLOOR MOP SINK ROOM
33 | E NATIONWIDE BLVD | 43215-2512 | Active | 74366 | AMES | 2000BM3 | DC | 0.750 | 3657707 | BASEMENT MECH ROOM
55 | E NATIONWIDE BLVD | 43215-2512 | Active | 012478 | WATTS | 909 | RP | 3.000 | 67025 | BASEMENT METER ROOM MAINT IN HOTEL
55 | E NATIONWIDE BLVD | 43215-2512 | Not Required by DOW | DC002 | CONBRACO | 40204A2 | RP | 0.750 | 67026 | 3RD FLOOR STORAGE ROOM
55 | E NATIONWIDE BLVD | 43215-2512 | Not Required by DOW | DT510 | CONBRACO | 4020402 | RP | 0.750 | 67027 | 5TH FLOOR STORAGE ROOM
55 | E NATIONWIDE BLVD | 43215-2512 | Not Required by DOW | DB964 | CONBRACO | 40204A2 | RP | 0.750 | 67029 | 2ND FLOOR STORAGE ROOM
55 | E NATIONWIDE BLVD | 43215-2512 | Not Required by DOW | DB999 | CONBRACO | 40204A2 | RP | 0.750 | 67030 | 4TH FLOOR STORAGE ROOM
55 | E NATIONWIDE BLVD | 43215-2512 | Not Required by DOW | 1255335 | WILKINS | 975XL2 | RP | 0.750 | 99287 | MAX & ERMA'S KITCHEN ICE MACHINE, FIRST FLOOR
55 | E NATIONWIDE BLVD | 43215-2512 | Active | VF-0641 | AMES | COLTGV | DCDA | 6.000 | 3635997 | FIRE LINE GET ESCORT IN HOTEL
55 | E NATIONWIDE BLVD | 43215-2512 | Active | 65680 | WATTS | 2000BM3 | DC | 0.750 | 3651927 | FIRE LINE GET ESCORT IN MAIM HOTEL
77 | E NATIONWIDE BLVD | 43215-2512 | Active | SE-2410 | WATTS | 957 | RP | 4.000 | 3490610 | NE MECH/RISER ROOM AT WATER METER
77 | E NATIONWIDE BLVD | 43215-2512 | Active | 1074060718 | AMES | 5000 | RPDA | 6.000 | 3636626 | NE MECH/RISER ROOM
77 | E NATIONWIDE BLVD | 43215-2512 | Active | 14478 | AMES | 4000B | RP | 0.750 | 3636627 | NE MECH/RISER ROOM
77 | E NATIONWIDE BLVD | 43215-2512 | LPS - Active |  |  |  | LST |  | 3636679 | FIRE PUMP - 2ND FLOOR
77 | E NATIONWIDE BLVD | 43215-2512 | Not Required by DOW | 017951 | WATTS | 909M1QT | RP | 2.000 | 3650309 | BOILER ROOM 2ND FLOOR
77 | E NATIONWIDE BLVD | 43215-2512 | Not Required by DOW | 48179 | WATTS | 007LFQT | DC | 0.500 | 3650310 | BOILER ROOM 2ND FLOOR
88 | E NATIONWIDE BLVD | 43215 | Not Required by DOW | 112100 | WATTS | 009M3QT | RP | 0.750 | 74298 | POOL EQUIPMENT ROOM
88 | E NATIONWIDE BLVD | 43215 | Active | 118235 | AMES | 3000SS | DCDA | 6.000 | 74299 | FIRE PUMP ROOM
88 | E NATIONWIDE BLVD | 43215 | Not Required by DOW | 1346105 | WILKINS | 975XL | RP | 1.000 | 74300 | OUTSIDE
88 | E NATIONWIDE BLVD | 43215 | Active | 165135 | WATTS | 909 | RP | 3.000 | 74301 | WATER METER ROOM
88 | E NATIONWIDE BLVD | 43215 | Active | 52954 | WATTS | 007M1 | DC | 0.750 | 74302 | FIRE PUMP ROOM
88 | E NATIONWIDE BLVD | 43215 | Not Required by DOW | 540727 | WATTS | 909QT | RP | 1.000 | 74303 | PENTHOUSE MECH ROOM
88 | E NATIONWIDE BLVD | 43215 | Not Required by DOW | 196559 | WATTS | 009QT | RP | 0.500 | 93074 | BEHIND ICE MACHINE ON 7TH FLOOR
88 | E NATIONWIDE BLVD | 43215 | Not Required by DOW | 113142 | WATTS | 009QT | RP | 0.500 | 93075 | BEHIND ICE MACHINE 6TH FLOOR
88 | E NATIONWIDE BLVD | 43215 | Not Required by DOW | 118266 | WATTS | 009QT | RP | 0.500 | 93207 | 1ST FLOOR
88 | E NATIONWIDE BLVD | 43215 | Not Required by DOW | 173589 | WATTS | 009QT | RP | 0.500 | 96872 | 8TH FLOOR VENDING AREA
88 | E NATIONWIDE BLVD | 43215 | Not Required by DOW | 113099 | WATTS | 009QT | RP | 0.500 | 96873 | 5TH FLOOR VENDING AREA
89 | E NATIONWIDE BLVD | 43215- | Active | 401314 | WILKINS | 975XL | RP | 1.500 | 73913 | 89 E NATIONWIDE BLVD, BASEMENT MECH RM NEXT TO WATER METER
89 | E NATIONWIDE BLVD | 43215- | Active | XB-0812 | WATTS | 757ADCDABF | DCDA | 4.000 | 3636002 | FIRE LINE-BASEMENT NEXT TO METER
89 | E NATIONWIDE BLVD | 43215- | Active | 233717 | WATTS | 007M3-FP | DC | 0.750 | 3654199 | BASEMENT NEXT TO METER
10 | E NATIONWIDE BLVD | 43215 | Active | J021601 | FEBCO | 825Y | RP | 1.500 | 3615369 | S SIDE OF E NATIONWIDE BLVD E OF 3RD ST BRIDGE
111 | E NATIONWIDE BLVD | 43215-2500 | Active | 189990 | WATTS | 909 | RP | 4.000 | 53906 | BASEMENT IN METER ROOM
111 | E NATIONWIDE BLVD | 43215-2500 | Not Required by DOW | 436168 | WATTS | 009QT | RP | 0.500 | 53907 | 3RD FLOOR
111 | E NATIONWIDE BLVD | 43215-2500 | Not Required by DOW | 21621 | WATTS | 009QT | RP | 1.500 | 53908 | BASEMENT WEST WALL
111 | E NATIONWIDE BLVD | 43215-2500 | Active | 3FN1453 | AMES | 3000SS | DCDA | 6.000 | 53911 | BASEMENT WATER METER ROOM
111 | E NATIONWIDE BLVD | 43215-2500 | Active | 36986 | WATTS | 007QT | DC | 0.750 | 53912 | BASEMENT WATER METER ROOM
111 | E NATIONWIDE BLVD | 43215-2500 | Not Required by DOW | 01557 | WATTS | 919AQT | RP | 0.500 | 98010 | 5TH FLOOR
111 | E NATIONWIDE BLVD | 43215-2500 | Not Required by DOW | 01521 | WATTS | 919AQT | RP | 0.500 | 98011 | 4TH FLOOR
111 | E NATIONWIDE BLVD | 43215-2500 | Not Required by DOW | 01802 | WATTS | 919AQT | RP | 0.500 | 98105 | 7TH FLOOR ICE MACHINE
111 | E NATIONWIDE BLVD | 43215-2500 | Not Required by DOW | 01661 | WATTS | 919AQT | RP | 0.500 | 98106 | 6TH FLOOR ICE MACHINE
111 | E NATIONWIDE BLVD | 43215-2500 | Not Required by DOW | 432823 | WATTS | 009QT | RP | 0.500 | 98107 | 2ND FLOOR ICE MACHINE
111 | E NATIONWIDE BLVD | 43215-2500 | Not Required by DOW | 190181 | WATTS | 009PCQT | RP | 0.500 | 98108 | 1ST FLOOR ICE MACHINE
111 | E NATIONWIDE BLVD | 43215-2500 | LPS - Active |  |  |  | LST |  | 3650760 | FIRE PUMP - FIRE PUMP ROOM
129 | E NATIONWIDE BLVD | 43215- | Active | 480107 | WATTS | LF009M3QT | RP |  | 3490611 | basement across from walk in
31 | E NEW ENGLAND AVE | 43085 | Active | CB555814 | WILKINS | 720A | PVB | 0.750 | 3633329 | LEFT SIDE
96 | E NEW ENGLAND AVE | 43085-4126 | Active | H085950 | FEBCO | 765 | PVB | 1.000 | 92063 | RIGHT SIDE OF HOUSE
10 | E NEW ENGLAND AVE | 43085-4126 | Active | CE432097 | WILKINS | 720A | PVB | 0.750 | 3491249 | LEFT SIDE
178 | E NEW ENGLAND AVE | 43085-3751 | Active | T197675 | WILKINS | 720A | PVB | 0.750 | 3491264 | LEFT FRONT OF HOUSE
182 | E NEW ENGLAND AVE | 43085-3751 | Active | 337109 | WILKINS | 720A | PVB | 0.750 | 99822 | LEFT BACK CORNER
316 | E NEW ENGLAND AVE | 43085-3755 | Active | T146804 | WILKINS | 720A | PVB | 0.750 | 3491281 | RIGHT SIDE
48 | E NORTH BROADWAY ST | 43214-4112 | Active | 72032 | AMES | 2000B | DC | 0.750 | 3492723 | SIDE OF DCDA
48 | E NORTH BROADWAY ST | 43214-4112 | Active | 1833170314 | AMES | 3000SS | DCDA | 4.000 | 3604310 | NW CORNER OF BUILDING - MECHANICAL ROOM
48 | E NORTH BROADWAY ST | 43214-4112 | Active | 24096 | WATTS | 919QT | RP | 2.000 | 3622791 | KITCHEN PANTRY
91 | E NORTH BROADWAY ST | 43214-4143 | Active | 9923 | FEBCO | 765 | PVB | 0.750 | 74543 | FRONT OF HOUSE
11 | E NORTH BROADWAY ST | 43214-4112 | Active | T417683 | WILKINS | 720A | PVB | 0.750 | 3492735 | RIGHT OF BUILDING
118 | E NORTH BROADWAY ST | 43214-4112 | Active | CB555925 | WILKINS | 720A | PVB | 0.750 | 3659332 | REAR OF BUILDING
131 | E NORTH BROADWAY ST | 43214-4111 | Active | 880131 | WILKINS | 720A | PVB | 1.000 | 54625 | LEFT SIDE OF HOUSE
172 | E NORTH BROADWAY ST | 43214-4112 | Active | T387158 | WILKINS | 720A | PVB | 0.750 | 3492747
193 | E NORTH BROADWAY ST | 43214-4111 | Active | EA13150 | WILKINS | 720 | PVB | 0.750 | 3492752 | RIGHT SIDE OF HOUSE
205 | E NORTH BROADWAY ST | 43214-4144 | Active | AK3561 | FEBCO | 765 | PVB | 1.000 | 57109 | BEHIND DETACHED GARAGE
215 | E NORTH BROADWAY ST | 43214-4144 | Active | EAK2281 | WILKINS | 720A | PVB | 0.750 | 3492755
294 | E NORTH BROADWAY ST | 43214-4114 | Active | T386389 | Wilkins | 720A | PVB | 0.750 | 3492769 | RIGHT FRONT
306 | E NORTH BROADWAY ST | 43214-4114 | Active | T084892 | WILKINS | 720A | PVB | 0.750 | 102631 | LEFT SIDE OF HOUSE
324 | E NORTH BROADWAY ST | 43214-4114 | [6 empty] | 3657885
400 | E NORTH BROADWAY ST | 43214- | Active | 107230 | WATTS | 009QT | RP | 0.750 | 62548 | BASEMENT BOILER ROOM
400 | E NORTH BROADWAY ST | 43214- | Active | 74455 | WATTS | 909QT | RP | 0.750 | 62549 | BOILER ROOM BASEMENT
400 | E NORTH BROADWAY ST | 43214- | Due Install |  |  |  | RP | 0.750 | 3659389 | AT METER IN STAIRWELL , S/E CORNER OF CHURCH. BEHIND WOODEN DOOR IN CHAPEL
414 | E NORTH BROADWAY ST | 43214-4114 | Active | 1255850303 | AMES | 3000 | DCDA | 4.000 | 63014 | BASEMENT MECH ROOM SCHOOL
414 | E NORTH BROADWAY ST | 43214-4114 | Active | 30163 | AMES | 2000SS | DC | 0.750 | 63015 | BASEMENT MECH ROOM
414 | E NORTH BROADWAY ST | 43214-4114 | Active | W051314 | WILKINS | 975XLBMS | RP | 2.000 | 63016 | BASEMENT SE CORNER
414 | E NORTH BROADWAY ST | 43214-4114 | Not Required by DOW | T650157 | WILKINS | 720A | PVB | 1.000 | 3655434 | FRONT LEFT CORNER OF BUILIDNG
440 | E NORTH BROADWAY ST | 43214- | Active | 27524 | WATTS | 919QT | RP | 1.500 | 3654645 | IN CHURCH
700 | E NORTH BROADWAY ST | 43224-3929 | Active | 219209 | WATTS | 009QT | RP | 1.000 | 71234 | MECH ROOM
475 | E NORTH ST | 43085-3279 | Active | ACH4150 | WILKINS | 975XL | RP | 2.000 | 3492684 | BASEMENT OF APT 475 AT METER
111 | E OAK ST | 43205 | Active | AKD9917 | WILKINS | 375XL | RP | 1.500 | 3654163
143 | E PATTERSON AVE | 43202- | NULL | [5 empty] | 3505251
161 | E PATTERSON AVE | 43202-3028 | Active | 246089 | WATTS | 009M2QT | RP | 0.750 | 3505254
20 | E POPLAR AVE | 43201 | Active | 135853 | WATTS | 009 | RP | 1.000 | 3633510 | HOT BOX BACK CORNER OF POPLAR PARK
17 | E POWELL RD | 43065- | Active | 1375001004 | AMES | 3000SS | DCDA | 8.000 | 56090 | NE OF POOL HSE/CLUB HOUSE 961 SHAULA DR
1770 | E POWELL RD | 43065- | Active | 106168 | WATTS | 994 | RP | 3.000 | 56091 | NE POOL HSE/CLUB HOUSE AT WATER METER 961 SHUALA DR
1770 | E POWELL RD | 43065- | Active | 40661 | AMES | 2000B | DC | 0.750 | 56092 | NE OF POOL HSE/CLUB HOUSE 961 SHUALA DR
1770 | E POWELL RD | 43065- | Not Required by DOW | 4310773 | WILKINS | 975XL2 | RP | 1.000 | 90945 | CLUB HOUSE METER ROOM
2156 | E POWELL RD | 43065- | Active | 1252461102 | AMES | 3000SS | DCDA | 6.000 | 57467 | METER HSE -SE POWEL/ABBEY ORCHARD (PVT) XST COLDHARBOR
2156 | E POWELL RD | 43065- | Active | 172708 | WATTS | 909 | RP | 3.000 | 57468 | METER HSE -SE POWEL/ABBEY ORCHARD (PVT)
2156 | E POWELL RD | 43065- | Active | 00097 | AMES | 2000SS | DC | 0.750 | 57469 | METER HSE -SE POWEL/ABBEY ORCHARD (PVT)
2156 | E POWELL RD | 43065- | Not Required by DOW | 948891 | WATTS | 800M4QT | PVB | 1.000 | 91951 | OUTSIDE METR HSE -SE POWEL/ABBEY ORCHARD (PVT)
2850 | E POWELL RD | 43065 | Active | OA-2461 | WATTS | 957 | RP | 3.000 | 90715 | BLOCK BUILD-CENTER OF COMPLEX BY MAIL BOXES
2850 | E POWELL RD | 43065 | Active | 4810832 | WILKINS | 350 | DC | 0.750 | 90716 | METER HOUSE - 9185 WALKER PARK DR
2850 | E POWELL RD | 43065 | Active | 108363 | WATTS | 774DCDA | DCDA | 6.000 | 90717 | METER HOUSE, BY MAIL BOXES
2982 | E POWELL RD | 43035 | Active | 136501204 | AMES | 4000SS | RP | 6.000 | 59646 | HOT BOX OFF OF E POWELL ROAD
2982 | E POWELL RD | 43035 | Not Required by DOW | T083795 | WILKINS | 720A | PVB | 0.750 | 103272 | 9319 POLARIS GREEN DR, RIGHT SIDE OF HOUSE
2982 | E POWELL RD | 43035 | Not Required by DOW | 36468 | WATTS | 919AQT | RP | 1.000 | 103275 | E SIDE OF POLARIS GREEN DR OFF POWELL RD
2982 | E POWELL RD | 43035 | Not Required by DOW | T084001 | WILKINS | 720A | PVB | 0.750 | 103424 | 9251 POLARIS GREEN DR, LEFT SIDE OF HOUSE
2982 | E POWELL RD | 43035 | Not Required by DOW | T082582 | WILKINS | 720A | PVB | 1.000 | 103428 | 9252 POLARIS GREEN DR, SOUTH SIDE OF HOUSE
22 | E PRESCOTT ST | 43215- | Active | 95159 | WILKINS | 375 | RP | 3.000 | 3617009 | MECHANICAL
22 | E PRESCOTT ST | 43215- | Active | 23907 | WATTS | 007M1QT | DC | 0.750 | 3618295 | MECHANICAL
22 | E PRESCOTT ST | 43215- | Active | 1855820215 | AMES | 300SS | DCDA | 6.000 | 3635445 | MECHANICAL
68 | E PRESCOTT ST | 43215-1433 | Active | 00922 | WILKINS | 950XL | DCDA | 2.000 | 101147 | FIRE RISER CLOSET OFF GARAGES HALLWAY
68 | E PRESCOTT ST | 43215-1433 | Active | W164811 | WILKINS | 350D | DC | 0.750 | 101148 | FIRE RISER CLOSET OFF GARAGES HALLWAY
25 | E RICH ST | 43215- | Due Install |  |  |  | RP | 2.000 | 3515388 | IN 55 E RICH (GARAGE) FIRE PUMP ROOM AT WATER METER
55 | E RICH ST | 43215-5110 | Active | 242751 | WATTS | 009QT | RP | 2.000 | 67031 | JANITORS CLOSET PARKING GARAGE OFFICE FOR GARAGE WATER
55 | E RICH ST | 43215-5110 | Active | UF-0525 | AMES | COLT 300GV | DCDA | 10.000 | 3635293 | BSMNT FIRE PUMP/RISER ROOM
55 | E RICH ST | 43215-5110 | Active | 02270 | AMES | 4000B-FP | RP | 2.000 | 3635580 | IN FIRE PUMP/RISER ROOM AT WATER METER
55 | E RICH ST | 43215-5110 | LPS - Active |  |  |  | LST |  | 3635581 | FIRE PUMP BSMNT FIRE PMUP/RISER ROOM
55 | E RICH ST | 43215-5110 | Active | 61315 | AMES | 2000BM3 | DC | 0.750 | 3647119 | BSMNT FIRE PUMP/RISER ROOM
55 | E RICH ST | 43215-5110 | Active | 102994 | WATTS | LF009M2QT | RP | 1.500 | 3652299
80 | E RICH ST | 43215 | Active | RG-0050 | WATTS | 957 | RP | 4.000 | 3629408 | 1st Floor - Fire Pump Room - Mid North (Bottom Device)
80 | E RICH ST | 43215 | Active | RH-0556 | WATTS | 957 | RP | 4.000 | 3629409 | 1st Floor - Fire Pump Room - Mid North (Top Device)
80 | E RICH ST | 43215 | Not Required by DOW | 016293 | WATTS | LF909M1QT | RP | 2.000 | 3629410 | 1st Floor - Fire Pump Room - Mid North
80 | E RICH ST | 43215 | Not Required by DOW | 127665 | WATTS | LF009M2QT | RP | 1.000 | 3629411 | 1st Floor - Fire Pump Room - Mid North
80 | E RICH ST | 43215 | Active | 1928771117 | AMES | 3000CIV | DCDA | 8.000 | 3630006 | 1st Floor - Fire Pump Room - Mid North
80 | E RICH ST | 43215 | Active | 79052 | AMES | 2000B | DC | 0.750 | 3630007 | 1st Floor - Fire Pump Room - Mid North
80 | E RICH ST | 43215 | LPS - Active |  |  |  | LPC |  | 3632585 | DOMESTIC PUMP - FIRST FLOOR FIRE PUMP MECHANICAL ROOM
80 | E RICH ST | 43215 | LPS - Active |  |  |  | LST |  | 3632586 | FIRE BOOSTER PUMP
14 | E RICH ST | 43215- | Due Install |  |  |  | RP | 0.750 | 3576875
215 | E RICH ST | 43215-5219 | Active | 32838 | WATTS | 009M2PCQT | RP | 0.750 | 57443 | BACK ROOM AT METER
300 | E RICH ST | 43215-5242 | Active | 19857 | WATTS | 919AQT | RP | 0.750 | 97611 | basement mech room (behind door)
300 | E RICH ST | 43215-5242 | Active | 1582271207 | AMES | 2000SS | DC | 6.000 | 97612 | basement mech room
300 | E RICH ST | 43215-5242 | Active | 217905 | WATTS | 909 | RP | 4.000 | 97613 | basement mech room
300 | E RICH ST | 43215-5242 | Active | B00447 | FEBCO | LF860 | RP | 1.250 | 98283 | TRASH ROOM, NORTH SIDE, 1ST FL
300 | E RICH ST | 43215-5242 | Active | 251576 | WATTS | LF007 | RP | 0.750 | 3659587 | BASEMENT NEAR PRESSURE TANKS/PUMPS
301 | E RICH ST | 43215- | Not Required by DOW | 335960 | WATTS | 909QT | RP | 0.750 | 59666 | SE CORNER -BOILER ROOM IN BASEMENT
301 | E RICH ST | 43215- | Active | L80425 | WILKINS | 375 | RP | 3.000 | 102961 | FACILITIES MAINT BLDG LOWER LEVEL BOILER RM
301 | E RICH ST | 43215- | Not Required by DOW | 3773284 | WILKINS | 950XL | DC | 1.250 | 102962 | FACILITIES MAINT BLDG LOWER LEVEL BOILER ROOM
331 | E RICH ST | 43215- | Active | 5552 | WILKINS | 375ASTR | RP | 3.000 | 60451 | WATER METER ROOM
331 | E RICH ST | 43215- | Active | 1835441220 | AMES | 2000SS | DC | 3.000 | 60453 | BASEMENT -- WATER METER ROOM
331 | E RICH ST | 43215- | Not Required by DOW | 432144 | WILKINS | 975 | RP | 0.750 | 60454 | BOILER ROOM
331 | E RICH ST | 43215- | Not Required by DOW | 949881 | WILKINS | 975XL | RP | 0.750 | 3603864 | NE BASEMENT ABOVE WATER HEATER BY BOOK STORE
387 | E RICH ST | 43215 | Active | 23228 | WATTS | 919QT | RP | 1.500 | 3633435 | MECHANICAL ROOM LOWER LEVEL AT WATER METER
387 | E RICH ST | 43215 | Not Required by DOW | 23860 | WATTS | 919QT | RP | 1.500 | 3651358 | 1ST FLOOR WATER RM
432 | E RICH ST | 43215-5371 | Active | 019213 | WATTS | 909 | RP | 3.000 | 63668 | REAR OF BUILDING MECHANICAL ROOM
432 | E RICH ST | 43215-5371 | Not Required by DOW | 3176608 | WILKINS | 975 | RP | 0.750 | 63669 | FURNANCE ROOM--428 E RICH ST
432 | E RICH ST | 43215-5371 | Due Install |  |  |  | DCDA | 6.000 | 3635649 | NE MECH ROOM ON FIRE LINE
513 | E RICH ST | 43215-5376 | Active | 4389727 | WILKINS | 975XL | RP | 1.000 | 3515396 | BASEMENT AT METER
513 | E RICH ST | 43215-5376 | In Review |  |  |  | RP |  | 3636909
513 | E RICH ST | 43215-5376 | In Review |  |  |  | LPC |  | 3636910
534 | E RICH ST | 43215 | Active | L-139687 | WILKINS | 375 | RP | 4.000 | 3515398
534 | E RICH ST | 43215 | LPS - Active |  |  |  | LPC |  | 3650046 | DOMESTIC PUMP - PUMP ROOM
534 | E RICH ST | 43215 | LPS - Active |  |  |  | LST |  | 3650048 | FIRE PUMP
534 | E RICH ST | 43215 | Active | 1849220222 | AMES | 2000SS | DC | 6.000 | 3652708
550 | E RICH ST | 43215 | Active | PA0074 | WATTS | 957 | RP | 3.000 | 3611669 | NW CORNER OF BUILDING FIRST FLOOR
550 | E RICH ST | 43215 | Active | V38346 | WILKINS | 350ADA | DCDA | 3.000 | 3611672 | METER ROOM
550 | E RICH ST | 43215 | Active | 3828409 | WILKINS | 950XL | DC | 0.750 | 3611673 | METER ROOM
555 | E RICH ST | 43215-5356 | Due Install |  |  |  | RP | 3.000 | 3515401
595 | E RICH ST | 43215-5336 | NULL | [5 empty] | 3515412
604 | E RICH ST | 43215-5341 | Active | 25032 | WATTS | 919QT | RP | 1.500 | 3515414 | METER ROOM NORTH END OF BASEMENT
62 | E RIVERGLEN DR | 43085-3664 | Active | T085804 | WILKINS | 720A | PVB | 0.750 | 102548 | RIGHT SIDE
31 | E ROYAL FOREST BLVD | 43214-2123 | Active | CB000355 | WILKINS | 720A | PVB | 0.750 | 102507 | RIGHT OF FRONT PORCH
49 | E SCHREYER PL | 43214-2214 | Active | CAA07480 | WILKINS | 720A | PVB | 0.750 | 3525764 | LEFT FRONT
517 | E SCHREYER PL | 43214-2254 | Active | 311744 | WATTS | 800M4FR | PVB | 0.750 | 66226 | RIGHT SIDE OF FRONT DOOR
130 | E SOUTH ST | 43085-4130 | Active | CAA46781 | WILKINS | 720A | PVB | 0.750 | 3533048 | Front of House
141 | E SOUTH ST | 43085-4129 | Active | 124665 | WILKINS | 420 | PVB | 1.000 | 54938 | LEFT SIDE NEAR AC UNIT
165 | E SOUTH ST | 43085-4129 | Active | T065624 | WILKINS | 720A | PVB | 1.000 | 100101 | RIGHT SIDE OF HOUSE
205 | E SOUTH ST | 43085-3761 | Active | H496468 | FEBCO | 765 | PVB | 1.000 | 95032 | RIGHT SIDE OF HOUSE
31 | E SOUTHINGTON AVE | 43085-3625 | Active | CB547031 | WILKINS | 720A | PVB | 0.750 | 59958 | FRONT OF HOUSE
62 | E SOUTHINGTON AVE | 43085-3626 | Active | CAA39321 | WILKINS | 720A | PVB | 0.750 | 3533534 | LEFT FRONT
60 | E SPRING ST | 43215-7520 | Not Required by DOW | 2277966 | WILKINS | 975XL | RP | 0.750 | 88059 | SOUTH END OF LOWER LEVEL PARKING
60 | E SPRING ST | 43215-7520 | Active | 58486 | WATTS | 007M1PCQT | DC | 0.750 | 88263 | SOUTH END OF LOWER LEVEL PARKING
60 | E SPRING ST | 43215-7520 | Active | L17386 | WILKINS | 375XL | RP | 4.000 | 88378 | IN PARKING GARAGE AFTER METER
60 | E SPRING ST | 43215-7520 | Not Required by DOW | 02832 | AMES | 4000B | RP | 1.500 | 95916 | 5TH FLOOR EAST STAIR TO PENTHOUSE
60 | E SPRING ST | 43215-7520 | Not Required by DOW | 05482 | AMES | 4000B | RP | 2.000 | 95917 | FIRE PUMP ROOM
60 | E SPRING ST | 43215-7520 | Active | 129009 | AMES | 3000SS | DCDA | 6.000 | 3622580 | PARKING GARAGE
60 | E SPRING ST | 43215-7520 | LPS - Active |  |  |  | LST |  | 3659452 | FIRE PUMP - FIRE PUMP ROOM
12 | E SPRING ST | 43215- | Active | ABC1191 | WILKINS | 975XLD | RP | 1.000 | 54311 | NORTH BASEMENT AT WATER METER
123 | E SPRING ST | 43215- | Active | 02150 | AMES | 3000 | DCDA | 2.000 | 3634995
123 | E SPRING ST | 43215- | Active | 07152 | AMES | 2000B | DC | 0.750 | 3639531
124 | E SPRING ST | 43215-2517 | Active | 259696 | WATTS | LF009M2QT | RP | 1.000 | 3534282 | AT METER
255 | E SPRING ST | 43215- | Due Install |  |  |  | RP | 0.750 | 3534284
327 | E SPRING ST | 43215- | Active | 5033277 | WILKINS | 975XL2 | RP | 1.000 | 3534288 | AT WATER METER
550 | E SPRING ST | 43215-1722 | Active | 108290 | WATTS | 709 | DC | 8.000 | 67054 | ROOM 024 - NESTOR HALL
550 | E SPRING ST | 43215-1722 | Active | 4204468 | WILKINS | 950XLD | DC | 0.750 | 67056 | MECHANICAL ROOM 006 - T & L Hall
550 | E SPRING ST | 43215-1722 | Active | 146333 | WATTS | 909 | RP | 3.000 | 67057 | BASEMENT OF Davidson Hall
550 | E SPRING ST | 43215-1722 | Active | 154888 | WATTS | 909M1QT | RP | 1.500 | 67058 | ABOVE DOOR IN CHILLER ROOM - RHOADES HALL
550 | E SPRING ST | 43215-1722 | Active | 164521 | WATTS | 909 | RP | 3.000 | 67059 | MECH ROOM #006 - T&L Hall
550 | E SPRING ST | 43215-1722 | Active | 164526 | WATTS | 909 | RP | 3.000 | 67060 | MECH ROOM #006 - T&L Hall
550 | E SPRING ST | 43215-1722 | Active | 175315 | WATTS | 909 | RP | 4.000 | 67061 | PUMP ROOM - NESTER HALL - Room 024
550 | E SPRING ST | 43215-1722 | Active | 2LN1047 | AMES | 2000SS | DC | 4.000 | 67062 | Mechanical Room 144 - Rhodes Hall
550 | E SPRING ST | 43215-1722 | Active | 21N1725 | AMES | 2000SS | DC | 6.000 | 67063 | ROOM 123 - MADISON HALL
550 | E SPRING ST | 43215-1722 | Active | 2KK3193 | AMES | 2000SS | DC | 0.750 | 67064 | Basement Mechanical Room - Davidson Hall
550 | E SPRING ST | 43215-1722 | Active | 247732 | WATTS | 909 | RP | 6.000 | 67065 | Mechanical Room - EIBLING HALL - Room 02
550 | E SPRING ST | 43215-1722 | Active | 248920 | WATTS | 909M1QT | RP | 2.000 | 67066 | 5th floor penthouse - Nestor Hall - Room 503
550 | E SPRING ST | 43215-1722 | Active | 260164 | WATTS | 909M1QT | RP | 2.000 | 67069 | Pump Room - Columbus Hall - Room 119A
550 | E SPRING ST | 43215-1722 | Active | 260165 | WATTS | 909M1QT | RP | 2.000 | 67070 | BOILER ROOM - AQUINAS HALL Room 028
550 | E SPRING ST | 43215-1722 | Active | ABH3712 | WILKINS | 975XL2 | RP | 1.000 | 67073 | MECH RM 001 RO SYSTEM - T&L Hall
550 | E SPRING ST | 43215-1722 | Removed | 286580REM | WATTS | 909M1QT | RP | 1.500 | 67074 | REMOVED-OUTSIDE FILL LINE DELAWARE HALL BOILER ROOM
550 | E SPRING ST | 43215-1722 | Active | 2536059 | WILKINS | 975XLBMS | RP | 1.500 | 67075 | 5th floor penthouse - Nestor Hall - Room 503
550 | E SPRING ST | 43215-1722 | Active | 3073642 | Wilkins | 975 | RP | 0.750 | 67076 | ROOM 337 IN CEILING ABOVE WALK-IN COOLER - Nestor Hall
550 | E SPRING ST | 43215-1722 | Active | 3KK0719 | AMES | 3000SS | DCDA | 8.000 | 67077 | Basement Mechanical Room - Davidson Hall
550 | E SPRING ST | 43215-1722 | Active | LC338 | CONBRACO | 40204A2 | RP | 0.750 | 67078 | BOILER ROOM - UNION HALL - Room 029
550 | E SPRING ST | 43215-1722 | Active | 35415 | WILKINS | 975 | RP | 6.000 | 67081 | MECHANICAL ROOM--EIBLING HALL
550 | E SPRING ST | 43215-1722 | Active | 366481 | WATTS | 909M1QT | RP | 2.000 | 67082 | MECH ROOM #6 - T&L Hall
550 | E SPRING ST | 43215-1722 | Removed | 06340REM | WATTS | 909QT | RP | 1.000 | 67083 | RM 525 UNION HALL 5TH FLR--MECH RM
550 | E SPRING ST | 43215-1722 | Active | 4660070 | WILKINS | 975 | RP | 1.000 | 67084 | BOILER ROOM AQUINAS HALL Room 028
550 | E SPRING ST | 43215-1722 | Active | 3826614 | WILKINS | 975 | RP | 1.250 | 67085 | Chiller Room - Delaware Hall Room 061
550 | E SPRING ST | 43215-1722 | Active | 2732310 | Wilkins | 975XL | RP | 1.000 | 67086 | BASEMENT OF Davidson Hall
550 | E SPRING ST | 43215-1722 | Active | 432247 | WILKINS | 975 | RP | 0.750 | 67087 | 3RD FLOOR - Columbus Hall - Mechanical Room
550 | E SPRING ST | 43215-1722 | Active | 3176648 | WILKINS | 975XLBMS | RP | 0.750 | 67088 | 3RD Floor - Columbus Hall - HVAC Room
550 | E SPRING ST | 43215-1722 | Active | 523783 | WATTS | 909QT | RP | 1.000 | 67089 | MECH ROOM 001 - T&L Hall
550 | E SPRING ST | 43215-1722 | Active | 3132726 | Wilkins | 975 | RP | 1.000 | 67090 | BOILER ROOM #3 T&L Hall
550 | E SPRING ST | 43215-1722 | Active | B0524 | Conbraco | 40208A2 | RP | 2.000 | 67091 | BOILER ROOM - FRANKLIN HALL Room 130
550 | E SPRING ST | 43215-1722 | Active | 62386 | WATTS | 007M2QT | DC | 1.500 | 67092 | ROOM 345 ABOVE COOLER IN CEILING - T&L Hall
550 | E SPRING ST | 43215-1722 | Active | NA684 | Conbraco | 4020002 | RP | 3.000 | 67093 | BOILER ROOM FRANKLIN HALL Room 130
550 | E SPRING ST | 43215-1722 | Active | N04259 | WILKINS | 350DA | DCDA | 6.000 | 96690 | Mechanical Room 006 - T & L Hall
550 | E SPRING ST | 43215-1722 | Active | JF0469 | AMES | 400N | RP | 8.000 | 98079 | Water Room UN056 - Union Hall
550 | E SPRING ST | 43215-1722 | Active | 1675240111 | AMES | 2000SS | DC | 6.000 | 99461 | BASEMENT MECHANICAL ROOM 106 - COLUMBUS HALL
550 | E SPRING ST | 43215-1722 | LPS - Active | LP-550 |  |  | LPC | 0.000 | 101017 | LOW PRESSURE SUSTAINING DEVICE FOR BOOSTER PUMP
550 | E SPRING ST | 43215-1722 | Active | 10891 | WATTS | 919AQT | RP | 1.250 | 3607646 | 5TH Fl Mechanical Room - Union Hall - Room 549
550 | E SPRING ST | 43215-1722 | Active | 3997001 | WILKINS | 975 | RP | 1.500 | 3607648 | FILL STATION, OUTSIDE FILL LINE DELAWARE HALL BOILER ROOM Room 062
550 | E SPRING ST | 43215-1722 | Due Install |  |  |  | RP | 8.000 | 3640997 | IN DRIVE SOUTH OF NESTOR HALL 488 AND WEST OF MADISON HALL
550 | E SPRING ST | 43215-1722 | Due Install |  |  |  | RP | 8.000 | 3659344
278 | E SPRING ST UNIT BLDGA | 43215-2628 | Active | 4811452 | WILKINS | 975 | RP | 0.750 | 3534285 | BY METER FRONT DOOR
300 | E SPRING ST UNIT BLDGB | 43215-2630 | Inactive | 4778354 | WILKINS | 975 | RP | 0.750 | 3534286 | BY METER IN BASEMENT EAST SIDE
120 | E STAFFORD AVE | 43085 | Active | WE-2614 | WATTS | 957 | RP | 4.000 | 3650922 | Garage NW Corner - Water/Fire Pump Room
120 | E STAFFORD AVE | 43085 | Active | VJ-1713 | Ames | 300-GV | DCDA | 6.000 | 3650923 | Garage NW Corner - Water/Fire Pump Room
120 | E STAFFORD AVE | 43085 | Active | 72671 | Ames | 2000BM3 | DC | 0.750 | 3654533 | Garage NW Corner - Water/Fire Pump Room
120 | E STAFFORD AVE | 43085 | LPS - Active |  |  |  | LST |  | 3659178 | FIRE PUMP - PUMP ROOM WEST END OF PARKING GARAGE
35 | E STANTON AVE | 43214-1110 | Active | 233022 | WILKINS | 975 | RP | 1.500 | 60862 | BASEMENT WEST HALL UNDER STAIRS -LIMITED FIRE
35 | E STANTON AVE | 43214-1110 | Active | 277107 | WATTS | 909M1QT | RP | 2.000 | 60863 | BASEMENT WEST END HALL UNDER STAIRS -DOMESTIC WTR
35 | E STANTON AVE | 43214-1110 | Not Required by DOW | 60026 | WATTS | 009M2QT | RP | 0.750 | 60864 | BOILER ROOM
46 | E STARR AVE | 43201-3619 | Active | 4825238 | WILKINS | 975XL2 | RP | 0.750 | 3536462 | NE Office - In Wall (Exposed)
470 | E STARR AVE | 43201-3695 | Active | 294543 | WATTS | 909M1QT | RP | 2.000 | 64829 | S.E. CORNER OF BLDG BY WATER METER
470 | E STARR AVE | 43201-3695 | Due Install |  |  |  | DCDA |  | 3636508
500 | E STARR AVE | 43201-3618 | Active | 577998 | WILKINS | 975 | RP | 1.000 | 65632 | SOUTH WALL - WEST OF OFFICE SPACE
939 | E STARR AVE | 43201-3042 | Active | ABM0596 | WILKINS | 975XL | RP | 1.000 | 3628266 | IN BASEMENT NEXT TO METER
980 | E STARR AVE | 43201- | Active | 4955256 | WILKINS | 975XL | RP | 0.750 | 3536542 | BASEMENT W/WALL
939 | E STARR AVE UNIT REAR | 43201-3042 | Active | 127488 | WATTS | 007QT | DC | 0.750 | 74704 | NE CORNER OF NEW BUILDING
939 | E STARR AVE UNIT REAR | 43201-3042 | Active | 3JN2477 | AMES | 2000SS | DCDA | 4.000 | 74705 | NE CORNER FIRE RISER
939 | E STARR AVE UNIT REAR | 43201-3042 | Active | 585902 | WILKINS | 975 | RP | 1.500 | 74706 | AT WATER METER IN NEW BUILDING
21 | E STATE ST | 43215-4281 | Active | 21053 | WILKINS | 575 | RP | 6.000 | 57213 | PARKING GARAGE PUMP ROOM (SCHOTTENSTEIN'S)
21 | E STATE ST | 43215-4281 | Not Required by DOW | 29948 | WATTS | 919QT | RP | 1.500 | 57214 | 23RD FLOOR MECHANICAL ROOM
21 | E STATE ST | 43215-4281 | Active | 8101225 | FEBCO | 876 | DCDA | 6.000 | 57215 | BASEMENT OUTSIDE FIRE PUMP ROOM
21 | E STATE ST | 43215-4281 | Not Required by DOW | 89065 | WATTS | 009M2QT | RP | 1.500 | 57216 | 21St Floor - Penthouse Roof
21 | E STATE ST | 43215-4281 | Active | 15280 | FEBCO | 805YB | DC | 0.750 | 57217 | Basement Outside Fire Pump Room
21 | E STATE ST | 43215-4281 | LPS - Active |  |  |  | LST |  | 3638647 | FIRE PUMP - FIRE PUMP ROOM
21 | E STATE ST | 43215-4281 | Active | 1817990419 | AMES | 2000SS | DCDA | 6.000 | 3657712 | BASEMENT OUTSIDE FIRE PUMP ROOM
29 | E STATE ST | 43215-4203 | Due Install |  |  |  | DCDA | 8.000 | 3536578
29 | E STATE ST | 43215-4203 | LPS - Active |  |  |  | LST |  | 3639256 | FIRE BOOSTER PUMP
29 | E STATE ST | 43215-4203 | Due Install |  |  |  | RP | 3.000 | 3640966
55 | E STATE ST | 43215-4203 | Replaced | REP1074781 | WILKINS | 975 | RP | 1.000 | 67032 | **REMOVED-REPLACED BY 45958**ROOF TOP MECH ROOM
55 | E STATE ST | 43215-4203 | Active | 468226 | WATTS | 009M3QT | RP | 0.750 | 67033 | IN FRONT OF 55 E STATE ST
55 | E STATE ST | 43215-4203 | Active | 386107 | WATTS | 909QT | RP | 0.750 | 67034 | BOILER ROOM - BASEMENT
55 | E STATE ST | 43215-4203 | Active | 54967 | WATTS | 909QT | RP | 0.750 | 67035 | 7TH FLOOR MECHANICAL ROOM
55 | E STATE ST | 43215-4203 | Active | 45958 | WATTS | 919QT | RP | 1.000 | 3610075 | S1 MECH RM
55 | E STATE ST | 43215-4203 | Active | 043695 | WATTS | LF909QT | RP | 0.750 | 3635037 | 4TH FLOOR MECHANICAL ROOM OF OHIO THEATRE
55 | E STATE ST | 43215-4203 | Due Install |  |  |  | RP |  | 3639057
60 | E STATE ST | 43215-4212 | Active | 1289360802 | AMES | 2000SS | DC | 8.000 | 68512 | PARKING GARAGE 1ST FLOOR WEST WALL METER ROOM
60 | E STATE ST | 43215-4212 | Active | SD-0430 | WATTS | 957 | RP | 3.000 | 68513 | PARKING GREEN LEVEL NEXT TO ENTRANCE TO STATE HOUSE
60 | E STATE ST | 43215-4212 | Active | 203555 | WATTS | 909 | RP | 4.000 | 68514 | PARKING GARAGE GREEN LEVEL AISLE 4
60 | E STATE ST | 43215-4212 | Active | 10198 | WATTS | LF009M2QT | RP | 2.000 | 68515 | LOAD DOCK, GARAGE BROAD & 3RD STREET
60 | E STATE ST | 43215-4212 | Removed | A05588REM | WATTS | 009M3QT | RP | 0.750 | 92239 | SW OF BLDG OUTSIDE RM 1018
60 | E STATE ST | 43215-4212 | Due Install |  |  |  | RP |  | 3638956
60 | E STATE ST | 43215-4212 | Due Install |  |  |  | DCDA |  | 3658814
65 | E STATE ST | 43215-4213 | Active | 453029 | WATTS | 909PCM1QT | RP | 2.000 | 70053 | 27TH FLOOR PENTHOUSE
65 | E STATE ST | 43215-4213 | Active | 5209 | WATTS | 009 | RP | 3.000 | 70054 | BASEMENT MECHANICAL ROOM AT WATER METER
65 | E STATE ST | 43215-4213 | Active | 5212 | WATTS | 009 | RP | 3.000 | 70055 | BASEMENT MECHANICAL ROOM AT METER
65 | E STATE ST | 43215-4213 | Due Install |  |  |  | RP | 8.000 | 3639291 | BASEMENT MECHANICAL ROOM AT METER
65 | E STATE ST | 43215-4213 | LPS - Active |  |  |  | LPC |  | 3639292 | DOMESTIC PUMP -
65 | E STATE ST | 43215-4213 | LPS - Active |  |  |  | LST |  | 3658373 | FIRE PUMP - PUMP/MECH ROOM
75 | E STATE ST | 43215-4203 | Active | 20254 | WATTS | 919AQT | RP | 2.000 | 102269 | 22ND FLOOR
75 | E STATE ST | 43215-4203 | Active | 90507 | WATTS | 909 | RP | 2.000 | 102270 | 22ND FLOOR
75 | E STATE ST | 43215-4203 | Active | 38175 | WATTS | 919AQT | RP | 1.000 | 102271 | 22ND FLOOR
75 | E STATE ST | 43215-4203 | Removed | 413043REM | WATTS | 009QT | RP | 0.500 | 102935 | LAUNDRY ROOM NEXT TO WASHING MACHINES
75 | E STATE ST | 43215-4203 | Active | 166629 | WATTS | 009M2QT | RP | 1.500 | 102936 | LAUNDRY ROOM ABOVE LAUNDRY EQUIPMENT
75 | E STATE ST | 43215-4203 | Active | 333527 | WATTS | 009M2QT | RP | 2.000 | 102937 | LAUNDRY ROOM ABOVE LAUNDRY EQUIPMENT
75 | E STATE ST | 43215-4203 | Due Install |  |  |  | RP | 10.000 | 3636395
75 | E STATE ST | 43215-4203 | LPS - Active |  |  |  | LST |  | 3636396 | FIRE PUMP - FIRE PUMP ROOM HIGH ZONE
75 | E STATE ST | 43215-4203 | LPS - Active |  |  |  | LST |  | 3636397 | FIRE PUMP - FIRE PUMP ROOM LOW ZONE
13 | E STATE ST | 43215-4331 | Active | 3229 | WATTS | 007QT | DC | 2.000 | 54821 | BASEMENT MECH ROOM
137 | E STATE ST | 43215-4331 | Active | 334115 | WATTS | 909M1QT | RP | 2.000 | 54822 | REAR OF BUILDING IN BASEMENT
144 | E STATE ST | 43215-4332 | Active | 433175 | WATTS | 909M1QT | RP | 1.500 | 90727 | BASEMENT SOUTH WALL AT METER
144 | E STATE ST | 43215-4332 | Not Required by DOW | 3536086 | WILKINS | 950VL | DC | 1.250 | 3635318 | IN BASEMENT
165 | E STATE ST | 43215- | Active | 01012 | AMES | 2000B | DC | 0.750 | 55713 | BASEMENT NE
165 | E STATE ST | 43215- | Active | 31N1778 | AMES | 3000SS | DCDA | 3.000 | 55714 | NORTHEAST SIDE OF BASEMENT--SERIAL # 31N1778
165 | E STATE ST | 43215- | Active | 756868 | WILKINS | 975 | RP | 1.000 | 55715 | NW CORNER OF BASEMENT
165 | E STATE ST | 43215- | Not Required by DOW | 521486 | WATTS | 800M4FR | PVB | 1.000 | 88722 | FRONT S.E.
172 | E STATE ST | 43215-4321 | Active | 47179 | WILKINS | 350AST | DC | 3.000 | 90646 | BASEMENT BY METER ROOM
172 | E STATE ST | 43215-4321 | Due Install |  |  |  | RP | 4.000 | 3635557 | AT WATER METER
196 | E STATE ST | 43215-4324 | Active | 4773383 | WILKINS | 975XL2 | RP | 2.000 | 3536579 | MECH ROOM WESTSIDE FIRE DOOR
206 | E STATE ST | 43215-4311 | Active | 82851 | WATTS | 919AQT | RP | 0.750 | 3536580
209 | E STATE ST | 43215-4309 | Active | ABF1960 | WILKINS | 975XL2 | RP | 0.750 | 57181 | ROOF PENTHOUSE IN BOILER
209 | E STATE ST | 43215-4309 | Active | 59665 | AMES | 2000B | DC | 0.750 | 96180 | 1st Floor Mechanical Room - West Hall
209 | E STATE ST | 43215-4309 | Active | 165622 | AMES | 3000SS | DCDA | 4.000 | 96181 | 1st Floor Mechanical Room - West Hall
214 | E STATE ST | 43215-4311 | Active | 681390 | WILKINS | 975XLBMS | RP | 0.750 | 57416 | AT WATER METER
229 | E STATE ST | 43215-4342 | Not Required by DOW | 434132 | WATTS | 009QT | RP | 0.500 | 57852 | BOILER ROOM BASEMENT OVER WATER SOFTNER
229 | E STATE ST | 43215-4342 | Not Required by DOW | BE3711 | FEBCO | 765 | PVB | 0.750 | 57853 | FRONT OF BUILDING
229 | E STATE ST | 43215-4342 | Active | 398849 | WATTS | 909M1QT | RP | 1.500 | 57854 | CEMETERY BACK OF BUILDING AT WATER METER
257 | E STATE ST | 43215- | Removed | 5958REM | WATTS | 009QT | RP | 1.500 | 58652 | IN BASEMENT AT WATER METER
262 | E STATE ST | 43215- | Active | 494388 | WATTS | 909HWQT | RP | 1.000 | 58785 | MECH ROOM BASEMENT-S. WALL (270 E STATE ST), CEC
262 | E STATE ST | 43215- | Active | ABH0041 | WILKINS | 975XL | RP | 1.000 | 98684 | 3RD FLOOR PENTHOUSE EAST WALL - C.E.C.
262 | E STATE ST | 43215- | Active | 170970 | WATTS | 909HWQT | RP | 0.750 | 98685 | BOILER ROOM - C. E. C.
262 | E STATE ST | 43215- | Due Install |  |  |  | RP | 1.500 | 3633666
285 | E STATE ST | 43215-4354 | Active | 1216910802 | AMES | 3000SS | DCDA | 6.000 | 59435 | 1ST FLOOR MECH ROOM
285 | E STATE ST | 43215-4354 | Duplicate | DUP121691080 | AMES | 3000SS | DCDA | 6.000 | 59436 | DUPLICATE RECORD - MECH ROOM, NORTH HALL OFF OF LOBBY
285 | E STATE ST | 43215-4354 | Removed | 381218REM | WATTS | 909M1QT | RP | 1.500 | 59437 | REMOVED-RO EQUIPMENT ROOM
285 | E STATE ST | 43215-4354 | Active | L08200 | WILKINS | 375 | RP | 4.000 | 59438 | METER ROOM NORTH OF MAIN LOBBY
285 | E STATE ST | 43215-4354 | Active | 54575 | WATTS | 007M1QT | DC | 0.750 | 59439 | METER ROOM NORTH OF MAIN LOBBY
285 | E STATE ST | 43215-4354 | Active | L04028 | WILKINS | 375 | RP | 4.000 | 59440 | Pump Room
285 | E STATE ST | 43215-4354 | Removed | 202597REM | WATTS | 009QT | RP | 0.500 | 90638 | REMOVED-DARK ROOM IN SUITE 320
285 | E STATE ST | 43215-4354 | Not Required by DOW | A09195 | WATTS | 009PCQT | RP | 1.500 | 90779 | 4TH FLOOR UTILITY CLOSET-ABOVE MOP SINK-FOR SUITE 460
285 | E STATE ST | 43215-4354 | Replaced | REP387278 | WATTS | 909M1QT | RP | 1.500 | 98034 | Replaced- Room 117
285 | E STATE ST | 43215-4354 | Removed | REM4106528 | WILKINS | 975XL2 | RP | 1.500 | 3611939 | ROOM 117, IN MECHANICAL ROOM NEXT TO WATER HEATERS REMOVED
285 | E STATE ST | 43215-4354 | Removed | REM4123017 | WILKINS | 975XL2 | RP | 1.500 | 3611948 | Mechanical Room 117 - Upper REMOVED
285 | E STATE ST | 43215-4354 | Not Required by DOW | 4503248 | WILKINS | 975XL2 | RP | 1.500 | 3639268 | Mechanical Room Suite 170
285 | E STATE ST | 43215-4354 | Not Required by DOW | 4500921 | WILKINS | 975XL2 | RP | 1.500 | 3639269 | Mechanical Room Suite 170
285 | E STATE ST | 43215-4354 | LPS - Active |  |  |  | LST |  | 3658450 | FIRE PUMP - FIRE PUMP ROOM
332 | E STATE ST | 43215- | Active | 47535C | WILKINS | 375 | RP | 3.000 | 3657644 | RISER ROOM
332 | E STATE ST | 43215- | Active | 47528C | WILKINS | 375 | RP | 3.000 | 3657645 | IN RISER ROOM
332 | E STATE ST | 43215- | Active | N2408150712 | FEBCO | 876V97 | DCDA | 4.000 | 3657646
332 | E STATE ST | 43215- | Active | 47476 | WATTS | 719 | DC | 0.750 | 3657647
40 | E STEWART AVE | 43206-2548 | Active | 1046861213 | WATTS | 994 | RP | 3.000 | 3606095 | MECH RM IN BASEMENT, N SIDE OF BLDG - Stewart E. S.
40 | E STEWART AVE | 43206-2548 | Active | 1833520314 | AMES | 3000SS | DCDA | 6.000 | 3607990 | MECH RM BASEMENT - Stewart E. S.
40 | E STEWART AVE | 43206-2548 | Active | 22181 | WATTS | 007M1QT | DC | 0.750 | 3607991 | MECH RM BASEMENT - Stewart E. S.
40 | E STEWART AVE | 43206-2548 | Not Required by DOW | 07880 | WATTS | 008PCQT | PVB | 0.500 | 3607992 | NEAR LOWER LEVEL RESTROOM BESIDE GYM - Stewart E. S.
40 | E STEWART AVE | 43206-2548 | Not Required by DOW | 07901 | WATTS | 008PCQT | PVB | 0.500 | 3607993 | 1ST FLOOR JANITOR CLOSET - Stewart E. S.
40 | E STEWART AVE | 43206-2548 | Not Required by DOW | 07879 | WATTS | 008PCQT | PVB | 0.500 | 3607994 | 2ND FLOOR JANITOR CLOSET - Stewart E. S.
40 | E STEWART AVE | 43206-2548 | Not Required by DOW | 07881 | WATTS | 008PCQT | PVB | 0.500 | 3607995 | LOWER LEVEL NORTH SIDE - Stewart E. S.
40 | E STEWART AVE | 43206-2548 | Not Required by DOW | 07882 | WATTS | 008PCQT | PVB | 0.500 | 3607996 | KITCHEN AREA - Stewart E. S.
41 | E STEWART AVE | 43206-2549 | Active | T295184 | WILKINS | 720 | PVB | 0.750 | 3537091 | RIGHT SIDE
26 | E STEWART AVE | 43206-2726 | Active | T474664 | WILKINS | 720 | PVB | 0.750 | 3537099
326 | E STEWART AVE | 43206- | Active | 15301 | WATTS | 007QT | DC | 2.000 | 60324 | 322 E STEWART, BASEMENT HALLWAY WEST
152 | E SYCAMORE ST | 43206- | Active | CAB50049 | WILKINS | 720A | PVB | 0.750 | 3542320
214 | E SYCAMORE ST | 43206-2144 | Active | CB636531 | WILKINS | 720A | PVB | 0.750 | 3542330 | LEFT SIDE OF THE HOUSE,BEHIND FENCE
220 | E SYCAMORE ST | 43206-2144 | Active | EAA0232 | WILKINS | 720A | PVB | 0.750 | 3542332 | LEFT SIDE OF HOUSE
226 | E SYCAMORE ST | 43206- | Active | ALA08267 | WILKINS | 975 | RP | 0.750 | 3542334
246 | E SYCAMORE ST | 43206-2144 | Active | 86471 | WATTS | 919QT | RP | 1.000 | 99663 | NEAR METER IN BASEMENT
247 | E SYCAMORE ST | 43206-2177 | Active | AB0704 | FEBCO | 765 | PVB | 1.000 | 94729 | LEFT SIDE OF HOUSE
250 | E SYCAMORE ST | 43206-2144 | Active | T176219 | WILKINS | 720A | PVB | 0.750 | 3542339
300 | E SYCAMORE ST | 43206-2240 | Active | 148626 | WATTS | 800M4QT | PVB | 0.750 | 94730 | NORTH EAST CORNER BEHIND AC
313 | E SYCAMORE ST | 43206-2243 | Not Required by DOW |  |  |  | RP |  | 3542360
336 | E SYCAMORE ST | 43206-2244 | Active | ABF2941 | WILKINS | 975XL2 | RP | 0.750 | 3542369 | RIGHT CENTER
408 | E SYCAMORE ST | 43206-2279 | Active | 069303 | WATTS | LF800M4-QT | PVB | 0.750 | 3542391 | East side behind bushes
425 | E SYCAMORE ST | 43206-2281 | Active | T308329 | WILKINS | 720A | PVB | 0.750 | 3542393 | LEFT
431 | E SYCAMORE ST | 43206-2281 | Active | EAD4207 | WILKINS | 720A | PVB | 0.750 | 102520 | LEFT SIDE
558 | E SYCAMORE ST | 43206-1395 | Active | AB17383 | WILKINS | 975 | RP | 0.750 | 3542436 | BASEMENT BACKWALL BY WATER METER
42 | E TOMPKINS ST | 43202-2929 | Active | ABA68157 | WILKINS | 975XL2 | RP | 0.750 | 3546498 | KITCHEN CABINET
61 | E TORRENCE RD | 43214-3819 | Active | T230576 | WILKINS | 720A | PVB | 0.750 | 3546833 | RIGHT SIDE OF THE HOUSE
17 | E TORRENCE RD | 43214-3834 | Active | EAM5614 | WILKINS | 720A | PVB | 0.750 | 3546854 | RIGHT SIDE OF HOUSE
254 | E TORRENCE RD | 43214-3842 | Active | EAK2014 | WILKINS | 720A | PVB | 0.750 | 58574 | REAR OF HOUSE
280 | E TORRENCE RD | 43214-3842 | Active | T433719 | WILKINS | 720A | PVB | 0.750 | 3546866
318 | E TORRENCE RD | 43214-3838 | Active | VAA0106 | WILKINS | 720 | PVB | 0.750 | 3546874 | LEFT SIDE
322 | E TORRENCE RD | 43214-3838 | Active | T436063 | WILKINS | 720 | PVB | 0.750 | 3546875 | LEFT FRONT CORNER
478 | E TORRENCE RD | 43214-3849 | Active | AD4925 | FEBCO | 765 | PVB | 0.750 | 92299 | RIGHT SIDE OF HOUSE
518 | E TOWN N ST UNIT WING | 43215-4859 | Not Required by DOW | 78128 | WATTS | 919QT | RP | 0.750 | 66267 | NORTH BASEMENT BOILER ROOM
518 | E TOWN N ST UNIT WING | 43215-4859 | Active | XL-1842 | AMES | 4000CIV | RP | 4.000 | 3654627 | NW CORNER IN BASEMENT
518 | E TOWN N ST UNIT WING | 43215-4859 | Active | YA-0666 | AMES | 2000 | DC | 4.000 | 3656222 | NW CORNER IN BASEMENT
518 | E TOWN S ST UNIT WING | 43215-4859 | Not Required by DOW | CN771 | APOLLO/CONBRACO | 40204A2 | RP | 0.750 | 66266 | SOUTH BOILER ROOM LEFT SIDE OF BOILER
518 | E TOWN S ST UNIT WING | 43215-4859 | Active | XL-0140 | AMES | COLT 400 | RP | 4.000 | 3654628 | SW CORNER IN BASEMENT
518 | E TOWN S ST UNIT WING | 43215-4859 | Active | 45905 | WILKINS | 350AST | DC | 4.000 | 3656429 | SW CORNER IN BASEMENT
101 | E TOWN ST | 43215-5187 | Not Required by DOW | 2776796 | WILKINS | 975XL | RP | 1.000 | 53606 | PENTHOUSE
101 | E TOWN ST | 43215-5187 | Active | HC-1231 | AMES | Colt 200 | DC | 4.000 | 91575 | basement pump room
101 | E TOWN ST | 43215-5187 | Active | 215037 | Watts | 909 | RP | 4.000 | 92860 | BASEMENT BY ELEVATORS
101 | E TOWN ST | 43215-5187 | LPS - Active |  |  |  | LST |  | 3633442 | FIRE PUMP -
111 | E TOWN ST | 43215-5153 | Active | FD444 | APOLLO/CONBRACO | 40208A2 | RP | 2.000 | 89515 | IN CEILING IN HALLWAY OUTSIDE MECH ROOM S
111 | E TOWN ST | 43215-5153 | Active | 56753 | WATTS | 009QT | RP | 1.000 | 93172 | CEILING OF BUS WASH BAY
111 | E TOWN ST | 43215-5153 | Active | 12321 | WATTS | 919LF | RP | 1.500 | 3633693 | IN BOILER ROOM ON LEFT SIDE OF BOILER
111 | E TOWN ST | 43215-5153 | Due Install | [5 empty] | 3638773 | BASEMENT AT METER
140 | E TOWN ST | 43215-5125 | Not Required by DOW | E8676 | APOLLO/CONBRACO | 40208A2 | RP | 2.000 | 54902 | 16Th Flr - West Side Boiler Room
140 | E TOWN ST | 43215-5125 | Not Required by DOW | F2693 | CONBRACO | 4020702 | RP | 1.500 | 54903 | Basement - Outside of Fire Pump Room
140 | E TOWN ST | 43215-5125 | Not Required by DOW | W236353 | WILKINS | 975XL | RP | 2.000 | 54904 | 16Th Flr - East Side Boiler Room
140 | E TOWN ST | 43215-5125 | Active | WC-0805 | AMES | COLT 400 | RP | 8.000 | 3626485 | HOTBOX NORTH OF VAULT
140 | E TOWN ST | 43215-5125 | LPS - Active |  |  |  | LST |  | 3626488 | FIRE PUMP - LOWER LEVEL FIRE PUMP ROOM
140 | E TOWN ST | 43215-5125 | LPS - Active |  |  |  | LPC |  | 3626489 | DOMESTIC PUMP - BASEMENT WATER ROOM
141 | E TOWN ST | 43215-5142 | Due Install |  |  |  | RP | 3.000 | 3547223
141 | E TOWN ST | 43215-5142 | Active | 12785 | WATTS | 009M3 | RP | 0.750 | 3648561 | BOILER MAKEUP PENTHOUSE ON ROOF
170 | E TOWN ST | 43215-4608 | Active | 80895 | WATTS | LF919QT | RP | 0.750 | 55871 | USE 6/3/15 CAG. BASEMENT BOILER ROOM
170 | E TOWN ST | 43215-4608 | Active | EAJ7489 | WILKINS | 720A | PVB | 0.750 | 3638775
170 | E TOWN ST | 43215-4608 | Due Install |  |  |  | RP | 4.000 | 3639631 | BASEMENT AT THE METER
170 | E TOWN ST | 43215-4608 | Active | 3635487XLTCU | WILKINS | 975XL | RP | 0.750 | 3646288 | 3RD FLOOR PUMP ROOM
175 | E TOWN ST | 43215-4609 | Active | 215785 | WATTS | 909 | RP | 4.000 | 56017 | BASEMENT--PUMP/METER ROOM
175 | E TOWN ST | 43215-4609 | Removed | REMW186742 | WILKINS | 975XLBMS | RP | 1.000 | 56018 | REMOVED MECHANICAL ROOM ON ROOF
175 | E TOWN ST | 43215-4609 | Active | 1576831007 | AMES | 3000SS | DC | 6.000 | 93058 | BASEMENT MECH ROOM
175 | E TOWN ST | 43215-4609 | Not Required by DOW | 4401530 | WILKINS | 975XL2 | RP | 1.000 | 97661 | N.W. corner of building outside
175 | E TOWN ST | 43215-4609 | Not Required by DOW | 07430 | WATTS | 919QT | RP | 0.750 | 97966 | POOL MECH ROOM
175 | E TOWN ST | 43215-4609 | Not Required by DOW | 4401530XLTCU | WILKINS | 975XL2 | RP | 1.000 | 3622869 | MAINTENANCE WORK SHOP IN BASEMENT
175 | E TOWN ST | 43215-4609 | LPS - Active |  |  |  | LST |  | 3629746 | MAINTENANCE WORK SHOP IN BASEMENT
200 | E TOWN ST | 43215-4608 | Due Install |  |  |  | RP | 4.000 | 3547224 | BASEMENT BOILER ROOM
222 | E TOWN ST | 43215-4611 | Active | 55511 | WILKINS | 375AST | RP | 3.000 | 3547225
223 | E TOWN ST | 43215-4683 | Removed | 143594REM | WILKINS | 975 | RP | 0.750 | 57683 | BASEMENT POOL EQUIPMENT ROOM REMOVED
223 | E TOWN ST | 43215-4683 | Removed | 493196REM | WATTS | 909QT | RP | 0.750 | 57684 | BASEMENT BOILER ROOM REMOVED
223 | E TOWN ST | 43215-4683 | Active | 1900430916 | AMES | 3000SS | DCDA | 6.000 | 3624405 | NW Corner Outside Door - Riser / Meter / Water Rm
223 | E TOWN ST | 43215-4683 | Active | 25470 | WATTS | 007M1QT | DC | 0.750 | 3624406 | NW Corner Outside Door - Riser / Meter / Water Rm
223 | E TOWN ST | 43215-4683 | Active | RC1632 | WATTS | 957 | RP | 4.000 | 3624610 | NW Corner Outside Door - Riser / Meter / Water Rm
230 | E TOWN ST | 43215-4657 | Active | 280714 | WATTS | 009M3QT | RP | 0.750 | 57886 | PENTHOUSE SOUTH WALL BEHIND BOILERS
230 | E TOWN ST | 43215-4657 | Active | 26008 | WILKINS | 375AST | RP | 2.50 | 57887 | 1ST FLOOR MECHANICAL ROOM
230 | E TOWN ST | 43215-4657 | Removed | REMB10517 | WILKINS | 975 | RP | 2.500 | 57888 | SOUTH MECHANICAL ROOM STREET LEVEL
230 | E TOWN ST | 43215-4657 | Active | T074579 | WILKINS | 720A | PVB | 0.750 | 98613 | FRONT RIGHT OF FRONT DOOR
230 | E TOWN ST | 43215-4657 | Active | A04352 | WILKINS | 950 | DC | 2.500 | 3649136 | FRONT RIGHT OF FRONT DOOR
230 | E TOWN ST | 43215-4657 | Due Install |  |  |  | DC |  | 3649137
236 | E TOWN ST | 43215-4631 | Active | AMA24814 | WILKINS | 975XL3 | RP | 2.000 | 3547226 | AT WATER METER IN BASEMENT
236 | E TOWN ST | 43215-4631 | Active | T418118 | WILKINS | 720A | PVB | 0.750 | 3646479 | SW CORNER OF BUILDING
250 | E TOWN ST | 43215-4631 | Active | 630736 | WATTS | 909QT | RP | 0.750 | 58471 | 0 USE 6/3/15 CAG. BOILER ROOM
250 | E TOWN ST | 43215-4631 | Active | 107888084 | AMES | 5000SS | RP | 4.000 | 3635384 | AT WATER METER
250 | E TOWN ST | 43215-4631 | Active | 15278 | AMES | 4000B | RP | 0.750 | 3655600 | AT WATER METER
250 | E TOWN ST | 43215-4631 | Due Install |  |  |  | RP | 4.000 | 3659485 | AT WATER METER
277 | E TOWN ST | 43215-4627 | Not Required by DOW | 149057 | WATTS | 009QT | RP | 1.000 | 59239 | 4TH FLOOR PENTHOUSE BY COLUMN AT DOOR
277 | E TOWN ST | 43215-4627 | Not Required by DOW | 167189 | WATTS | 009QT | RP | 2.000 | 59240 | 4TH FLOOR BY 3 PUMPS 14' UP IN AIR BY PIPE RACK
277 | E TOWN ST | 43215-4627 | Not Required by DOW | 172501 | WATTS | 009QT | RP | 2.000 | 59241 | PENTHOUSE BY 2 PUMPS
277 | E TOWN ST | 43215-4627 | Not Required by DOW | 612450 | WATTS | 909QT | RP | 1.000 | 59243 | BASEMENT MECHANICAL ROOM #L-101
277 | E TOWN ST | 43215-4627 | Active | 28053 | WILKINS | 375 | RP | 2.50 | 89136 | LOWER LEVEL SW
277 | E TOWN ST | 43215-4627 | Active | BA28054 | WILKINS | 375 | RP | 2.500 | 89137 | LOWER LEVEL SW
277 | E TOWN ST | 43215-4627 | Active | FL1591 | WATTS | 757A | DCDA | 6.000 | 89142 | OLD BUILDING PUMP ROOM IN BASEMENT
277 | E TOWN ST | 43215-4627 | Active | 196602 | WATTS | 007SSQT | DC | 0.750 | 89143 | OLD BUILDING PUMP ROOM BASEMENT
277 | E TOWN ST | 43215-4627 | Not Required by DOW | W208373 | WILKINS | 975A | RP | 1.500 | 89144 | LOWER LEVEL BY BOILERS
277 | E TOWN ST | 43215-4627 | LPS - Active | 277ETOWNPUMP |  |  | VSS |  | 3631405 | OLD BUILDING PUMP ROOM BASEMENT - FIRE BOOSTER PUMP
303 | E TOWN ST | 43215-4601 | Active | YH-3186 | WATTS | 957 | RP | 3.000 | 3547227 | MID W MECH/RISER ROOM AT WATER METER
303 | E TOWN ST | 43215-4601 | Active | 1899710916 | AMES | 3000SS | DCDA | 6.000 | 3622568 | MID W MECH/RISER ROOM
303 | E TOWN ST | 43215-4601 | Active | 25876 | WATTS | 007M1QT | DC | 0.750 | 3622569 | MID W MECH/RISER ROOM
323 | E TOWN ST | 43215-4753 | Removed | 38755REM | WATTS | 919AQT | RP | 0.750 | 60227 | REMOVED-SIXTH AND STATE STREET - 125 S GRANT AVE
323 | E TOWN ST | 43215-4753 | Removed | 135715REM | WATTS | 009QT | RP | 0.750 | 60228 | REMOVED-MBX BASEMENT MR50 BY BRINE
323 | E TOWN ST | 43215-4753 | Not Required by DOW | 439569 | WATTS | 009QT | RP | 0.750 | 60229 | BASEMENT MECH ROOM
323 | E TOWN ST | 43215-4753 | Active | NK0762 | WATTS | 957 | RP | 4.000 | 60230 | MECHANICAL ROOM --1ST FLOOR
323 | E TOWN ST | 43215-4753 | Not Required by DOW | 212766 | WATTS | 909QT | RP | 1.000 | 60231 | MECHANICAL ROOM -- 1ST FLOOR
323 | E TOWN ST | 43215-4753 | Not Required by DOW | 58105 | WILKINS | 975 | RP | 0.750 | 60232 | OUTSIDE CHASE & SIXTH STREET FOR IRRIGATION, 125 S GRANT AVE
323 | E TOWN ST | 43215-4753 | Removed | 87675REM | WATTS | 800QT | PVB | 1.000 | 60233 | GRANT AVE-- FOR IRRIGATION removed
323 | E TOWN ST | 43215-4753 | Not Required by DOW | 604140 | WATTS | 909QT | RP | 1.000 | 95026 | 1ST FLOOR EAST MECH ROOM BESIDE CHILLER
323 | E TOWN ST | 43215-4753 | Active | DE284 | WATTS | 957N | RP | 4.000 | 96534 | 1ST FLOOR MECH ROOM
323 | E TOWN ST | 43215-4753 | Removed | 19092REM | WATTS | LF919QT | RP | 1.500 | 3609569 | REMOVED-REMOVED-STERILIZED CART WASHER, STERILE PROCESSING (BASEMENT)
323 | E TOWN ST | 43215-4753 | Removed | 18848REM | WATTS | LF919QT | RP | 1.500 | 3609570 | REMOVED-STERILIZED CART WASHER, STERILE PROCESSING (BASEMENT)
323 | E TOWN ST | 43215-4753 | Not Required by DOW | 12860 | WATTS | 008 | PVB | 0.750 | 3613430 | COURTYARD WEST
323 | E TOWN ST | 43215-4753 | Not Required by DOW | 12806 | WATTS | 008 | PVB | 0.750 | 3613431 | EAST COURTYARD
363 | E TOWN ST | 43215-4774 | Active | 3211896 | WILKINS | 950 | DC | 2.000 | 99422 | SOUTHWEST CORNER OF BASEMENT
363 | E TOWN ST | 43215-4774 | Active | 3164812 | WILKINS | 975 | RP | 2.000 | 99426 | SOUTHWEST CORNER OF BASEMENT
393 | E TOWN ST | 43215-4741 | Active | B07544 | WILKINS | 975 | RP | 3.000 | 62238 | MECH. RM REAR OF BLDG (SERIAL # B07544)
393 | E TOWN ST | 43215-4741 | Active | 233043 | WILKINS | 975 | RP | 1.500 | 62239 | MECHANICAL ROOM REAR OF BUILDING
393 | E TOWN ST | 43215-4741 | Not Required by DOW | 257297 | WATTS | 009PCQT | RP | 0.500 | 62240 | TOWER 7TH FLOOR ROOM #721
393 | E TOWN ST | 43215-4741 | Not Required by DOW | 017785 | WATTS | LF909M1QT | RP | 2.000 | 62241 | IN THE EQUIPMENT RM (SUITE 111)
393 | E TOWN ST | 43215-4741 | Not Required by DOW | 017835 | WATTS | LF909M1QT | RP | 2.000 | 62242 | EQUIP. RM (SUITE 111) UPPER BACKFLOW
393 | E TOWN ST | 43215-4741 | Removed | 78428REM | WATTS | 009PCQT | RP | 0.500 | 62243 | REMOVED-ROOM 723 CLOSET
393 | E TOWN ST | 43215-4741 | Not Required by DOW | 8931 | WATTS | 009M2QT | RP | 1.250 | 62244 | STORAGE & BOILER ROOM 1ST FLOOR (GROUND)
394 | E TOWN ST | 43215-4707 | Active | AB17564 | WILKINS | 975XLS | RP | 0.750 | 3547230
394 | E TOWN ST | 43215-4707 | Active | ACR8938 | WILKINS | 975XL2 | RP | 2.000 | 3658703
400 | E TOWN ST | 43215-4700 | Removed | W109144REM | WILKINS | 975 | RP | 2.000 | 62550 | REMOVED-N END BOILER ROOM
400 | E TOWN ST | 43215-4700 | Active | 3913181 | WILKINS | 975XL | RP | 2.000 | 3604535 | LOWER LEVEL MECH ROOM
400 | E TOWN ST | 43215-4700 | Not Required by DOW | 3882284 | WILKINS | 975 | RP | 1.000 | 3604536 | LOWER LEVEL MECH ROOM
400 | E TOWN ST | 43215-4700 | Active | 1051721209 | AMES | 5000 | RPDA | 6.000 | 3605901 | SOUTH SIDE UNDER STAIRS
400 | E TOWN ST | 43215-4700 | Active | 11012 | AMES | 4000B | RP | 0.750 | 3605902 | SOUTH SIDE UNDER STAIRS
400 | E TOWN ST | 43215-4700 | LPS - Active |  |  |  | LPC |  | 3635555 | DOMESTIC PUMP -
400 | E TOWN ST | 43215-4700 | LPS - Active |  |  |  | LST |  | 3635556 | FIRE PUMP - MAIN FLOOR FIRE PUMP ROOM
405 | E TOWN ST | 43215-4748 | Active | 21201 | WATTS | 919QT | RP | 1.500 | 62764 | USE 6/3/15 CAG. IN GARAGE S BUILDING
411 | E TOWN ST | 43215-4748 | Active | 321336 | WILKINS | 950 | DC | 1.500 | 63349 | BASEMENT OF 411 E TOWN
411 | E TOWN ST | 43215-4748 | Active | ala52289 | WILKINS | 975XL3 | RP | 0.750 | 63350 | BASEMENT OF 411 E TOWN - MECHANICAL ROOM
427 | E TOWN ST | 43215-4748 | Active | 4214522 | WILKINS | 975XL | RP | 0.750 | 3547232
427 | E TOWN ST | 43215-4748 | Due Install | [5 empty] | 3648819
480 | E TOWN ST | 43215-4708 | Removed | V3431REM | FEBCO | 825YA | RP | 2.000 | 65091 | REMOVED-SOUTHSIDE UNDER HOT BOX
480 | E TOWN ST | 43215-4708 | Due Install |  |  |  | RP | 1.500 | 3644732 | TOPIARY PARK MUSEUM CENTER WELL ON SITE. CONTAINMENT REQUIRED.
481 | E TOWN ST | 43215-4706 | Active | 4975949 | WILKINS | 975XL2 | RP | 1.000 | 3547238 | BSMNT AT WATER METER
497 | E TOWN ST | 43215 | Active | XB-0858 | WATTS | 957 | RP | 4.000 | 3654547 | ROOM S OF RISER ROOM
497 | E TOWN ST | 43215 | Active | 1035281022 | AMES | 3000SS | DCDA | 6.000 | 3655019 | RISER ROOM N/W
497 | E TOWN ST | 43215 | Active | 32329 | WATTS | 007M1QT | DC | 0.750 | 3655020 | RISER ROOM N/W
497 | E TOWN ST | 43215 | LPS - Active |  |  |  | LST |  | 3655021 | RISER ROOM N/W
497 | E TOWN ST | 43215 | LPS - Active |  |  |  | LPC |  | 3658368 | DOMESTIC PUMP - RISER ROOM N/W
530 | E TOWN ST | 43215-4820 | Due Install |  |  |  | RP |  | 3609812
538 | E TOWN ST | 43215-4835 | Due Install |  |  |  | RP | 2.000 | 3547241
553 | E TOWN ST | 43215-4856 | Active | ALA22151 | WILKINS | 975XL | RP | 0.750 | 3547245 | MTR IS BY ELECTRICAL PANEL IN SE CORNER IN BASEMENT
586 | E TOWN ST | 43215-4802 | Active | AO47740 | WILKINS | 720A | PVB | 1.000 | 68170 | RIGHT SIDE OF HOME PATIO AREA
586 | E TOWN ST | 43215-4802 | LPS - Active |  |  |  | LPC |  | 3633864 | DOMESTIC PUMP -
621 | E TOWN ST | 43215-4896 | Active | EAA0504 | WILKINS | 720 | PVB | 0.750 | 3547259 | LEFT SIDE OF HOUSE
277 | E TOWN ST REAR | 43215-4627 | Active | 1022500701 | AMES | 3000SS | DCDA | 8.000 | 59244 | RISER ROOM
277 | E TOWN ST REAR | 43215-4627 | Not Required by DOW | 167643 | WATTS | 009QT | RP | 2.000 | 59245 | RM B-L206
277 | E TOWN ST REAR | 43215-4627 | Active | 16590 | AMES | 2000B | DC | 0.750 | 59246 | PUMP ROOM
277 | E TOWN ST REAR | 43215-4627 | Active | 49910 | WILKINS | 375AST | RP | 4.000 | 59247 | ROOM BL-206
277 | E TOWN ST REAR | 43215-4627 | Active | 49908 | WILKINS | 375AST | RP | 4.000 | 59248 | ROOM B-L206
277 | E TOWN ST REAR | 43215-4627 | LPS - Due Install |  |  |  | LST |  | 3631403 | ROOM B-L206
277 | E TOWN ST REAR | 43215-4627 | LPS - Due Install |  |  |  | LPC |  | 3631404 | ROOM B-L206
423 | E TOWN ST UNIT A | 43215-4748 | Active | ACT4810 | WILKINS | 975XL | RP | 2.000 | 3547231
63 | E TULANE RD | 43202-2217 | Removed | 371750REM | WILKINS | 720A | PVB | 1.000 | 94800 | BACK OF HOUSE NEXT TO WINDOW
66 | E TULANE RD | 43202-2218 | Active | FH8783 | FEBCO | 765 | PVB | 1.000 | 94801 | FRONT OF HOUSE
80 | E TULANE RD | 43202-2220 | Active | H533973 | FEBCO | 765 | PVB | 0.750 | 98532 | LEFT SIDE OF HOUSE
93 | E TULANE RD | 43202-2219 | Active | 4701878 | WILKINS | 975XL2 | RP | 0.750 | 3548515 | SOUTH WALL OF BASEMENT NEAR WATER HEATER
33 | E TULANE RD | 43202- | NULL | [5 empty] | 3548600
350 | E TULANE RD | 43202- | Active | 103347 | WATTS | LF919QT | RP | 0.750 | 3548602
32 | E WARREN ST | 43215-1525 | Active | 01161101 | AMES | 5000 | RPDA | 4.000 | 60181 | MECH ROOM AT 30 WARREN ST
32 | E WARREN ST | 43215-1525 | Active | 128684 | WILKINS | 420 | PVB | 1.000 | 60182 | NEXT TO PANEL IN BACK
32 | E WARREN ST | 43215-1525 | Active | 3499 | AMES | 4000B | RP | 0.750 | 60183 | MECHANICAL ROOM
32 | E WARREN ST | 43215-1525 | Active | 363343 | WATTS | 909 | RP | 2.000 | 60184 | AT WATER METER
10 | E WEBER RD | 43202-1448 | Active | L49615 | WILKINS | 375 | RP | 3.000 | 102777 | MECH ROOM
10 | E WEBER RD | 43202-1448 | Active | 49604C | WILKINS | 375AST | RP | 3.000 | 103020 | METER ROOM GARAGE S/E CORNER
14 | E WEBER RD | 43202-1449 | Active | T210590 | WILKINS | 720A | PVB | 0.750 | 3555379 | LEFT SIDE
251 | E WEBER RD | 43202-1453 | Active | L36774 | WILKINS | 375 | RP | 3.000 | 98196 | BASEMENT MECHANICAL ROOM OUT SIDE ENTRANCE SOUTHSIDE - Indianola K8
251 | E WEBER RD | 43202-1453 | Active | V21016 | WILKINS | 350ADA | DCDA | 6.000 | 98479 | WEST WALL OF METER ROOM OUTSIDE ENTRANCE - Indianola K8
251 | E WEBER RD | 43202-1453 | Active | 3059409 | WILKINS | 950XL | DC | 0.750 | 98480 | WEST WALL OF METER ROOM - Indianola K8
911 | E WEBER RD | 43211-1115 | Due Install |  |  |  | RP |  | 3555523
924 | E WEBER RD | 43211-1116 | Removed | 432214REM | WILKINS | 975 | RP | 0.750 | 74634 | REMOVED-FURNANCE ROOM AT METER
104 | E WEBER RD | 43211-1257 | Due Install |  |  |  | RP | 0.750 | 3555563
1060 | E WEBER RD | 43211-1259 | Due Install |  |  |  | RP | 0.750 | 3555565
1100 | E WEBER RD | 43211-1261 | Active | 84464 | WATTS | 919 | RP | 1.000 | 3555574 | NEXT TO METER IN GARAGE
1101 | E WEBER RD | 43211-1260 | Active | ALA22382 | WILKINS | 975XL3 | RP | 0.750 | 3555575 | AT WATER METER BACK BY HWT UNDER SINK
1107 | E WEBER RD | 43211-1260 | Due Install |  |  |  | RP | 0.750 | 3555576
1165 | E WEBER RD | 43211-1336 | Active | ABAA3794 | WILKINS | 975XL2 | RP | 1.000 | 54122 | MECHANICAL ROOM
1172 | E WEBER RD | 43211-1337 | Not Required by DOW | [5 empty] | 3555583
1390 | E WEBER RD | 43211- | Active | ABV5110 | WILKENS | 975XL2 | RP | 0.750 | 3555645 | S WALL BY FRONT DOOR
635 | E WEBER RD UNIT B | 43211-1040 | Active | 229081 | WATTS | 009QT | RP | 0.750 | 69754 | BACK STORE ROOM AT METER
635 | E WEBER RD UNIT B | 43211-1040 | Active | 133801 | WATTS | 009QT | RP | 1.000 | 69755 | INSIDE AT BACK DOOR
204 | E WEISHEIMER RD | 43214-2148 | NULL | [5 empty] | 3556068
244 | E WEISHEIMER RD | 43214-2150 | Active | CB674919 | WILKINS | 720A | PVB | 0.750 | 3556079 | RIGHT FRONT
499 | E WEISHEIMER RD | 43214-2238 | Active | 261316 | WATTS | 909QT | RP | 0.750 | 65551 | SW BOILER ROOM- Colerain
499 | E WEISHEIMER RD | 43214-2238 | Removed | 4350493REM | Wilkins | 975XL | RP | 0.750 | 65552 | EAST BOILER ROOM- Colerain
499 | E WEISHEIMER RD | 43214-2238 | Due Install |  |  |  | RP | 3.000 | 3636127
529 | E WEISHEIMER RD | 43214- | Due Install |  |  |  | RP | 2.000 | 3556136
102 | E WHITTIER ST | 43206-2031 | Due Install |  |  |  | RP | 0.750 | 3561542
121 | E WHITTIER ST | 43206-2030 | Active | A174689 | WILKINS | 720A | PVB | 0.750 | 54314 | LEFT SIDE OF HOUSE
143 | E WHITTIER ST | 43206-2636 | Active | T055369 | WILKINS | 720A | PVB | 1.000 | 101994 | LEFT SIDE
259 | E WHITTIER ST | 43206- | Active | 88502 | WATTS | 919QT | RP | 0.750 | 58819 | IN BASEMENT BY METER
263 | E WHITTIER ST | 43206-2323 | Not Required by DOW | 305938 | WATTS | 800QT | PVB | 0.750 | 58818 | IN ELECTRIC ROOM
263 | E WHITTIER ST | 43206-2323 | Active | 4577232 | WILKINS | 975 | RP | 0.750 | 58820 | METER ROOM - (CLOSET) SERIAL # DB904 1st floor by bathrooms
310 | E WHITTIER ST | 43206-2388 | Active | 4763607 | WILKINS | 975XL2 | RP | 1.000 | 3561590 | BSMNT OF UNIT 610 ATY WATER METER
418 | E WHITTIER ST | 43206-2329 | Active | ABX8966 | WILKINS | 975 | RP | 0.750 | 3561635 | IN THE BASEMENT BY METER (ACCESS FROM REAR)
533 | E WHITTIER ST | 43206- | Active | 4490538 | WILKINS | 975XL2 | RP | 0.750 | 3561666 | IN BASEMENT AT DOMESTIC WATER METER
755 | E WHITTIER ST | 43206 | Active | L106506 | WILKINS | 375 | RP | 3.000 | 3622720 | UTILITY ROOMTRASH ROOM
755 | E WHITTIER ST | 43206 | Active | 7210B | WILKINS | 350ASTDA | DCDA | 6.000 | 3622732 | TRASH ROOM
755 | E WHITTIER ST | 43206 | Active | 4296244 | WILKINS | 950XLD | DC | 0.750 | 3622733 | TRASH ROOM
121 | E WHITTIER ST | 43206-3270 | Due Install |  |  |  | RP | 0.750 | 3561848
1264 | E WHITTIER ST | 43206-3273 | Active | 181250 | WATTS | 919-QT | RP | 0.750 | 3561851 | AT METER
45 | E WILSON BRIDGE RD | 43085- | Due Install |  |  |  | RP | 0.750 | 3563954
47 | E WILSON BRIDGE RD | 43085-2357 | Due Install |  |  |  | RP | 1.000 | 3563955
47 | E WILSON BRIDGE RD | 43085-2357 | Due Install |  |  |  | DCDA | 3.000 | 3658094
57 | E WILSON BRIDGE RD | 43085-2368 | Active | 173266 | WATTS | 009QT | RP | 2.000 | 67631 | FURNACE ROOM ABOVE WATER METER
60 | E WILSON BRIDGE RD | 43085-2302 | Active | 1074165 | WILKINS | 975XL | RP | 1.500 | 68516 | MECH ROOM AT H20 METER
60 | E WILSON BRIDGE RD | 43085-2302 | Active | 1342895 | WILKINS | 975 | RP | 2.000 | 68517 | MECH ROOM BY METER
60 | E WILSON BRIDGE RD | 43085-2302 | Replaced | CB435705 | WILKINS | 720A | PVB | 1.000 | 68518 | REPLACED- OUTSIDE SOUTH SIDE AT BUILDING
60 | E WILSON BRIDGE RD | 43085-2302 | Not Required by DOW | CB112352 | WILKINS | 720A | PVB | 1.000 | 3611927 | OUTSIDE SOUTH SIDE AT BUILDING
65 | E WILSON BRIDGE RD | 43085-2356 | Active | 160904 | WATTS | 009 | RP | 0.500 | 3563957 | 69 E WILSON BRIDGE RD
65 | E WILSON BRIDGE RD | 43085-2356 | Due Install |  |  |  | RP | 1.500 | 3626428 | IN 65 BLDG SW BSMNT (BEHIND 69 E WIL BRIDGE) AT WATER METER
71 | E WILSON BRIDGE RD | 43085-2358 | Active | HF35502 | FEBCO | 765 | PVB | 1.000 | 100049 | FRONT LAWN
71 | E WILSON BRIDGE RD | 43085-2358 | In Review |  |  |  | RP |  | 3636462
80 | E WILSON BRIDGE RD | 43085-2302 | Removed | 121597REM | WATTS | 009M2QT | RP | 0.750 | 73130 | BASEMENT N/E CORNER (MCDONALDS REST.) REMOVED
80 | E WILSON BRIDGE RD | 43085-2302 | Active | 23150 | WATTS | 919QT | RP | 1.500 | 73131 | (MCDONALD'S) @ METER
85 | E WILSON BRIDGE RD | 43085-2301 | Active | 4600165 | WILKINS | 975XL | RP | 1.500 | 3563960 | MECHANICAL ROOM SOUTH WALL
90 | E WILSON BRIDGE RD | 43085-2325 | Not Required by DOW | 254331 | WATTS | 909M1QT | RP | 1.500 | 74452 | 2ND FLOOR, MECHANICAL ROOM
90 | E WILSON BRIDGE RD | 43085-2325 | Not Required by DOW | T396487 | WILKINS | 720A | PVB | 1.000 | 98066 | TEN FEET RIGHT OF FRONT DOOR
90 | E WILSON BRIDGE RD | 43085-2325 | Active | AU-2458 | WATTS | 957 | RP | 3.000 | 3635199 | MECH ROOM
90 | E WILSON BRIDGE RD | 43085-2325 | Not Required by DOW | 83057 | WATTS | LF919QT | RP | 0.750 | 3647182
10 | E WILSON BRIDGE RD | 43085-2326 | Active | AC7196 | FEBCO | 765 | PVB | 1.500 | 53540 | IN BACK BY WINDOW AT 100 E WILSON BRIDGE RD
100 | E WILSON BRIDGE RD | 43085-2326 | Due Install |  |  |  | RP | 1.000 | 3630134 | IN CLOSET IN OFFICE EAST OF FRONT ENTRANCE
110 | E WILSON BRIDGE RD | 43085-2317 | Active | 23779 | WATTS | 009 | RP | 2.500 | 53860 | MECH ROOM AT ENTRANCE BETWEEN BATHROOMS
110 | E WILSON BRIDGE RD | 43085-2317 | Active | 88872 | FEBCO | 765 | PVB | 1.500 | 53861 | BUSH RIGHT OF FRONT BUILDING AT 110 E. WILSON BRIDGE RD
110 | E WILSON BRIDGE RD | 43085-2317 | Active | H010731 | FEBCO | 825YA | RP | 2.000 | 92160 | MECH RM BETWEEN BATHROOMS
130 | E WILSON BRIDGE RD | 43085-2327 | Active | 577125 | RAINBIRD | AC4000 | PVB | 1.500 | 54572 | S/W CORNER BEHIND TREES AT 130 E. WILSON BRIDGE RD
130 | E WILSON BRIDGE RD | 43085-2327 | Active | 60927 | WATTS | 009M1QT | RP | 2.000 | 54573 | SW CORNER OF BLDG IN MECH RM BY COOLING TOWER
130 | E WILSON BRIDGE RD | 43085-2327 | Due Install |  |  |  | RP | 3.000 | 3627959
150 | E WILSON BRIDGE RD | 43085-2328 | Active | 17567 | WATTS | 009QT | RP | 1.000 | 55183 | INSIDE PUMP ROOM IN CEILING
150 | E WILSON BRIDGE RD | 43085-2328 | Active | 96469 | FEBCO | 765 | PVB | 1.500 | 55184 | S/E CORNER AT 150 E. WILSON BRIDGE RD
150 | E WILSON BRIDGE RD | 43085-2328 | In Review |  |  |  | RP | 3.000 | 3636685
185 | E WILSON BRIDGE RD | 43085 | Active | TH-1602 | AMES | 400 | RP | 3.000 | 3641027
185 | E WILSON BRIDGE RD | 43085 | Active | TH-2195 | AMES | 500-GV | RPDA | 8.000 | 3641028
185 | E WILSON BRIDGE RD | 43085 | Active | 82246 | WATTS | LF919-QT | RP | 0.750 | 3641029
185 | E WILSON BRIDGE RD | 43085 | LPS - Active |  |  |  | LPC |  | 3641379 | DOMESTIC PUMP - MECH ROOM NORTH END OF GARAGE
185 | E WILSON BRIDGE RD | 43085 | Not Required by DOW | 4604945 | WILKINS | 975XL | RP | 1.000 | 3641416 | PUMP ROOM NORTH END OF GARAGE
200 | E WILSON BRIDGE RD | 43085-2332 | Active | 46803 | WATTS | 009QT | RP | 1.500 | 56963 | SPRINKLER RISER CONTROL ROOM ON THE 1ST FLOOR
200 | E WILSON BRIDGE RD | 43085-2332 | Active | 7009 | WILKINS | 950 | DC | 2.500 | 56964 | 1ST FLOOR SPRINKLER RISER CONTROL ROOM
200 | E WILSON BRIDGE RD | 43085-2332 | Active | 982988 | WILKINS | 950XLD | DC | 0.750 | 56965 | SPRINKLER RISER CONTROL ROOM ON 1ST FLOOR
200 | E WILSON BRIDGE RD | 43085-2332 | Active | W128234 | WILKINS | 975 | RP | 1.500 | 56966 | CEILING MECH ROOM
200 | E WILSON BRIDGE RD | 43085-2332 | Active | 26702 | WATTS | 919AQT | RP | 1.000 | 99379 | CEILING - MECHANIC ROOM - CENTRAL OFFICE
200 | E WILSON BRIDGE RD | 43085-2332 | Due Install |  |  |  | RP | 3.000 | 3638122
250 | E WILSON BRIDGE RD | 43085-2323 | Active | 95133 | FEBCO | 765 | PVB | 1.500 | 58472 | REAR OF BLDG AT 250 E. WILSON BRIDGE RD
250 | E WILSON BRIDGE RD | 43085-2323 | Active | B12092 | FEBCO | 825Y | RP | 1.500 | 58473 | PUMP ROOM ABOVE PUMP
250 | E WILSON BRIDGE RD | 43085-2323 | Due Install |  |  |  | RP | 2.000 | 3638605 | PUMP ROOM
300 | E WILSON BRIDGE RD | 43085-2300 | Active | 25393 | AMES | 2000B | DC | 0.750 | 59732 | REAR MECH ROOM
300 | E WILSON BRIDGE RD | 43085-2300 | Active | 1004090302 | AMES | 3000SS | DCDA | 6.000 | 59733 | REAR MECH ROOM
300 | E WILSON BRIDGE RD | 43085-2300 | Active | 133986 | WATTS | 009M2QT | RP | 1.500 | 59734 | REAR EAST END OF BUILDING
300 | E WILSON BRIDGE RD | 43085-2300 | Active | 4811457 | WILKINS | 975XL2 | RP | 0.750 | 59735 | NE CORNER MECH ROOM
300 | E WILSON BRIDGE RD | 43085-2300 | Active | W068065 | WILKINS | 975XL | RP | 0.750 | 92669 | RAD ONC ROOM
300 | E WILSON BRIDGE RD | 43085-2300 | Active | W336569 | WILKINS | 975XL | RP | 0.750 | 92670 | RAD ONC ROOM
300 | E WILSON BRIDGE RD | 43085-2300 | Due Install |  |  |  | RP | 2.000 | 3636807
330 | E WILSON BRIDGE RD | 43085-6309 | Active | 22441 | WATTS | 919AQT | RP | 2.000 | 60408 | MECH ROOM (FRONT CENTER)
330 | E WILSON BRIDGE RD | 43085-6309 | Active | 80972 | WATTS | 909QT | RP | 0.750 | 60409 | MACH ROOM (FRONT CENTER)
330 | E WILSON BRIDGE RD | 43085-6309 | Due Install |  |  |  | RP | 2.000 | 3638388 | CLOSET @ METER
350 | E WILSON BRIDGE RD | 43085-2321 | Not Required by DOW | 025213 | WATTS | LF909M1QT | RP | 2.000 | 60883 | 1ST FL ELECTRICAL ROOM
350 | E WILSON BRIDGE RD | 43085-2321 | Not Required by DOW | 518857 | WATTS | 909QT | RP | 0.750 | 60884 | 2ND FLOOR BOILER ROOM
350 | E WILSON BRIDGE RD | 43085-2321 | Active | W198114 | WILKINS | 975XL2 | RP | 2.000 | 99439 | METER ROOM IN RECEPTION AREA
350 | E WILSON BRIDGE RD | 43085-2321 | Not Required by DOW | 037218 | WATTS | LF009M2QT | RP | 1.500 | 3621415 | REAR OF BLDG RM #151 D.I. WATER RM
350 | E WILSON BRIDGE RD | 43085-2321 | Active | 48615 | AMES | 2000BM3 | DC | 0.750 | 3626441 | EAST SIDE OF BLDG SPRINKLER ROOM OUTSIDE EXIT
350 | E WILSON BRIDGE RD | 43085-2321 | Active | RH-3014 | AMES | COLT 300GV | DCDA | 4.000 | 3626442 | EAST SIDE OF BLDG SPRINKLER ROOM BY EXIT
370 | E WILSON BRIDGE RD | 43085-2321 | Removed | REMACQ6514 | WILKINS | 975XL | RP | 2.000 | 61501 | IN METER ROOM N/W CORNER OF 5TH 3RD, 370 E. WILSON BRIDGE RD
370 | E WILSON BRIDGE RD | 43085-2321 | Active | 4997476 | WILKINS | 975XL2 | RP | 2.000 | 3658736 | IN METER ROOM N/W CORNER CLOSET BY FRONT DOOR
400 | E WILSON BRIDGE RD | 43085-2363 | Active | 06106 | WATTS | 007M1QT | DC | 0.750 | 89349 | SPRINKLER RISER ROOM
400 | E WILSON BRIDGE RD | 43085-2363 | Active | 1512670706 | AMES | 3000SS | DCDA | 6.000 | 89350 | SPRINKLER RISER ROOM
400 | E WILSON BRIDGE RD | 43085-2363 | Active | 001097 | FEBCO | 825YA | RP | 2.000 | 89351 | back of 400 building
400 | E WILSON BRIDGE RD | 43085-2363 | Removed | 12811REM | WATTS | 007M1PCQT | DC | 0.750 | 3607445 | SW CORNER RISER ROOM
451 | E WILSON BRIDGE RD | 43085-2320 | Replaced | REPH310285 | FEBCO | 765 | PVB | 1.000 | 64262 | REPLACED- REAR BUILDING
451 | E WILSON BRIDGE RD | 43085-2320 | Not Required by DOW | HB09664 | FEBCO | 765 | PVB | 1.000 | 3610162 | REAR BUILDING
451 | E WILSON BRIDGE RD | 43085-2320 | Active | ABF3207 | WILKINS | 975XL2 | RP | 1.000 | 3624351 | IN 453 AT BACK DOOR BY UTLTY SINK AT WATER METER
480 | E WILSON BRIDGE RD | 43085-2372 | Not Required by DOW | 14920 | WATTS | 919 | RP | 2.000 | 3563986 | 438 E WILSON BRIDGE RD
480 | E WILSON BRIDGE RD | 43085-2372 | Active | I48672 | AMES | 40G | RP | 4.000 | 3635408 | WATER SERVICE ROOM
480 | E WILSON BRIDGE RD | 43085-2372 | Active | I29781 | AMES | 30G | DCDA | 6.000 | 3635409 | WATER SERVICE ROOM
480 | E WILSON BRIDGE RD | 43085-2372 | Active | HC46432 | WILKINS | 950XL | DC | 0.750 | 3650869 | Water service room
522 | E WILSON BRIDGE RD | 43085 | Active | 250195 | WATTS | LF009M2QT | RP | 1.000 | 3653196 | HOT BOX LOCATED N.W. CORNER OF HUNTLEY & E. WILSON BRIDGE RD
333 | E WILSON BRIDGE RD UNIT FRONT | 43085-2346 | Active | 255987 | WATTS | 909 | RP | 6.000 | 60474 | SOUTH END hot box - McCord Park
333 | E WILSON BRIDGE RD UNIT FRONT | 43085-2346 | Removed | REMOVED 4350000 | WILKINS | 975 | RP | 1.500 | 60475 | BACK WALL OF EQUIPMENT ROOM - McCord Park
333 | E WILSON BRIDGE RD UNIT FRONT | 43085-2346 | Due Install |  |  |  | RP | 4.000 | 3636424
401 | E WILSON BRIDGE RD UNIT FRONT | 43085-2320 | Due Install |  |  |  | RP | 8.000 | 3611708
401 | E WILSON BRIDGE RD UNIT REAR | 43085-2320 | Removed | W03737 | WILKINS | 975 | RP | 1.000 | 62670 | AT WATER METER SE CORNER OF BUILDING
401 | E WILSON BRIDGE RD UNIT REAR | 43085-2320 | Active | 064604 | WATTS | LF009M2QT | RP | 1.500 | 3641199 | HOT BOX ON PROPERTY
401 | E WILSON BRIDGE RD UNIT REAR | 43085-2320 | Not Required by DOW | 25227 | WATTS | 919 | RP | 1.500 | 3648721 | WEST END OF BLDG COMPRESSOR ROOM
724 | E WOODROW AVE UNIT A | 43207-2057 | Active | 170301 | AMES | 2000SS | DC | 8.000 | 101496 | METER ROOM
724 | E WOODROW AVE UNIT A | 43207-2057 | Active | 22909 | WILKINS | 375A | RP | 4.000 | 102144 | METER ROOM
724 | E WOODROW AVE UNIT A | 43207-2057 | Not Required by DOW | A096655 | WILKINS | 375 | RP | 1.000 | 102145 | ROOM 158 LAB AREA CEILING
166 | E WOODRUFF AVE | 43201-1475 | Active | 521860 | WILKINS | 975XL | RP | 1.500 | 55752 | AT WATER METER BEHIND BOILER
135 | E WOODRUFF AVE UNIT WATER | 43201-1474 | Active | 57873 | WILKINS | 375AST | RP | 4.000 | 3567215 | 1ST FLOOR MECH ROOM
135 | E WOODRUFF AVE UNIT WATER | 43201-1474 | Active | 53093 | WILKINS | 375AST | RP | 4.000 | 3659511 | 1ST FLOOR MECH ROOM
418 | EAGLE HEAD DR | 43230-6303 | Active | 30236 | FEBCO | 765 | PVB | 0.750 | 63197 | SOUTHSIDE OF HOUSE
5437 | EAGLESNEST DR | 43081-4423 | Active | DJ8867 | FEBCO | 765 | PVB | 0.750 | 66902 | RIGHT FRONT OF HOUSE
5478 | EAGLESNEST DR | 43081-4424 | Active | H212273 | FEBCO | 765 | PVB | 1.000 | 87083 | OUTSIDE
2020 | EAKIN RD | 43223-7200 | Not Required by DOW | 367483 | WILKINS | 720A | PVB | 1.000 | 57046 | AT WATER METER--RITE AID (Stock Room)
2020 | EAKIN RD | 43223-7200 | Active | 2793238 | WILKINS | 975XL | RP | 1.000 | 57047 | 1ST FLOOR NORTHWEST CORNER OF BUILDING (Stock Room)
2121 | EAKIN RD | 43223-3219 | Active | 62735 | WATTS | 919AQT | RP | 0.750 | 3615364
2135 | EAKIN RD | 43223-3219 | Due Install |  |  |  | RP | 0.750 | 3410897
2137 | EAKIN RD | 43223-3219 | Due Install |  |  |  | RP |  | 3410898
2143 | EAKIN RD | 43223-3219 | Active | 442771 | WATTS | LF009M3QT | RP | 0.750 | 3635871 | MECH ROOM ABOVE WATER TANK
2153 | EAKIN RD | 43223-3219 | Due Install |  |  |  | RP | 0.750 | 3410903
2161 | EAKIN RD | 43223-3219 | Removed | 13299REM | WATTS | 008PCQT | SVB | 0.500 | 93005 | REMOVED - AT SINK IN DELI
2161 | EAKIN RD | 43223-3219 | Active | 30422 | WATTS | 008PCQT | SVB | 0.500 | 93006 | AT SINK IN PRODUCE
2161 | EAKIN RD | 43223-3219 | Removed | 41492REM | WATTS | 008PCQT | SVB | 0.500 | 97952 | REMOVED - MEAT PREP DEPT
2161 | EAKIN RD | 43223-3219 | Due Install |  |  |  | RP | 2.000 | 3633195 | AFTER DOMESTIC WATER METER
2161 | EAKIN RD | 43223-3219 | Due Install |  |  |  | DCDA | 6.000 | 3633196
2167 | EAKIN RD | 43223-3219 | Due Install |  |  |  | RP | 0.750 | 3410905
2169 | EAKIN RD | 43223- | Active | 324721 | WATTS | LF009M3QT | RP | 0.750 | 3410906
2189 | EAKIN RD | 43223 | Active | 153752 | WATTS | 009QT | RP | 2.000 | 57546 | MECH ROOM
2189 | EAKIN RD | 43223 | Active | 47151 | WATTS | 007M1PCQT | DC | 0.750 | 57547 | MECH ROOM
2189 | EAKIN RD | 43223 | Active | 8437 | AMES | 3000SS | DCDA | 6.000 | 57548 | MECH ROOM
2220 | EAKIN RD | 43223-3222 | Due Install | [5 empty] | 3410912
2225 | EAKIN RD | 43223 | Active | ALA52318 | WILKINS | 975XL3 | RP | 0.750 | 98165 | BATHROOM SW CORNER
2237 | EAKIN RD | 43223-3221 | Active | 84861 | WATTS | 009M2QT | RP | 1.000 | 57706 | IN CLOSET @ SERVICE ENTRANCE
2361 | EAKIN RD | 43204- | Active | 2361AG | XX | XX | AG | 0.000 | 58068 | POOL
2361 | EAKIN RD | 43204- | Active | VG-0223 | AMES | 400 | RP | 8.000 | 3633440 | INSIDE SECURITY BOOTH AT FRONT GATE
2407 | EAKIN RD | 43204- | Due Install |  |  |  | RP | 1.500 | 3410922
2407 | EAKIN RD | 43204- | Due Install |  |  |  | DCDA | 6.000 | 3635806
2781 | EAKIN RD | 43204-2801 | Active | 300028 | WATTS | LF009M2QT | RP | 1.000 | 3411008 | LADIES ROOM
3665 | EAKIN RD | 43228-3059 | Active | DP403 | APOLLO/CONBRACO | 4020402 | RP | 0.750 | 61425 | BOILER ROOM
3665 | EAKIN RD | 43228-3059 | Due Install |  |  |  | RP | 1.000 | 3652092 | BOILER ROOM
3666 | EAKIN RD | 43228-3058 | Active | ABAA2382 | WILKINS | 975XL2 | RP | 0.750 | 88215 | 3722 BRIGGS ROAD, BOILER RM
3666 | EAKIN RD | 43228-3058 | Due Install |  |  |  | RP | 1.000 | 3652093 | 3722 BRIGGS ROAD, BOILER RM
3680 | EAKIN RD | 43228 | Active | 3629630 | WILKINS | 975XL2 | RP | 1.500 | 102368 | MECHANICAL ROOM BY FRONT LAUNDRY
3691 | EAKIN RD | 43228-3060 | Active | PJ924 | CONBRACO | 4020402 | RP | 0.750 | 61480 | BOILER ROOM
3691 | EAKIN RD | 43228-3060 | Due Install |  |  |  | RP | 1.000 | 3652094 | BOILER ROOM
3710 | EAKIN RD | 43228-3056 | Active | ABN7966 | WILKINS | 975XL2 | RP | 0.750 | 61547 | BOILER ROOM
3710 | EAKIN RD | 43228-3056 | Due Install |  |  |  | RP | 1.000 | 3652095 | BOILER ROOM
3718 | EAKIN RD | 43228-3055 | Active | DN123 | APOLLO/CONBRACO | 4020402 | RP | 0.750 | 61566 | BOILER ROOM
3718 | EAKIN RD | 43228-3055 | Due Install |  |  |  | RP | 1.000 | 3652096 | BOILER ROOM
3726 | EAKIN RD | 43228-3054 | Active | DP437 | APOLLO/CONBRACO | 4020402 | RP | 0.750 | 61599 | BOILER ROOM
3726 | EAKIN RD | 43228-3054 | Due Install |  |  |  | RP | 1.000 | 3652097 | BOILER ROOM
3734 | EAKIN RD | 43228-3053 | Active | ALA22259 | WILKINS | 975XL3 | RP | 0.750 | 61613 | BOILER ROOM
3734 | EAKIN RD | 43228-3053 | Due Install |  |  |  | RP |  | 3652126 | BOILER ROOM
3740 | EAKIN RD | 43228-3052 | Active | DP407 | APOLLO/CONBRACO | 4020402 | RP | 0.750 | 61627 | BOILER ROOM
3740 | EAKIN RD | 43228-3052 | Due Install |  |  |  | RP | 1.000 | 3652127 | BOILER ROOM
3771 | EAKIN RD | 43228-3001 | Inactive | 60268 | WATTS | 909QT | RP | 0.750 | 61710 | BOILER ROOM, Wedgewood M.S.
3774 | EAKIN RD | 43228-3008 | Removed | 317936REM | WATTS | 909QT | RP | 0.750 | 61723 | BOILER ROOM - Eakin E. S.
21 | EALY CROSSING | 43054 | Active | T231382 | WILKINS | 720A | PVB | 0.750 | 3615312 | FRONT LEFT
25 | EALY CROSSING N | 43054 | Active | T082402 | WILKINS | 720A | PVB | 0.750 | 101864 | 12' LEFT OF FRONT DOOR
33 | EALY CROSSING N | 43054 | Active | G246896 | WILKINS | 720A | PVB | 0.750 | 99840 | right front
35 | EALY CROSSING N | 43054- | Active | T433661 | WILKINS | 720A | PVB | 0.750 | 98519 | DRIVEWAY SIDE OF HOUSE
41 | EALY CROSSING N | 43054 | Active | T329555 | WILKINS | 720A | PVB | 1.000 | 3626800 | RIGHT SIDE OF HOUSE
2 | EALY CROSSING S | 43054 | Active | T293805 | WILKINS | 720A | PVB | 0.750 | 3630086 | LEFT SIDE OF HOUSE
3 | EALY CROSSING S | 43054 | Active | T039102 | WILKINS | 720A | PVB | 0.750 | 100368 | COURT YARD
4 | EALY CROSSING S | 43054 | Active | HB56746 | FEBCO | 765 | PVB | 1.000 | 3613077 | WEST SIDE AT GENERATOR
6 | EALY CROSSING S | 43054 | Active | T459916 | WILKINS | 720A | PVB | 0.750 | 3619876 | LEFT SIDE OF HOUSE
1 | EALY CROSSING S | 43054-7129 | Active | 696994 | WATTS | 800M4FR | PVB | 1.000 | 97575 | left side
11 | EALY CROSSING S | 43054-7129 | Active | 16132 | WATTS | 919AQT | RP | 1.000 | 98231 | BASEMENT
13 | EALY CROSSING S | 43054 | Active | CB153994 | WILKINS | 720A | PVB | 0.750 | 3608111 | RIGHT SIDE OF HOUSE
14 | EALY CROSSING S | 43054 | Active | H885882 | FEBCO | 765 | PVB | 0.750 | 3616506 | RIGHT SIDE OF HOUSE
16 | EALY CROSSING S | 43054 | Active | 4379007 | WILKINS | 975XL | RP | 0.750 | 3636756 | Basement
19 | EALY CROSSING S | 43054 | Active | CB597645 | WILKINS | 720A | PVB | 0.750 | 3644806 | left front corner of house
10 | EALY CROSSING S DR | 43054 | Active | CAA07380 | WILKINS | 720A | PVB | 0.750 | 3650112 | LEFT SIDE OF HOUSE
15 | EALY CROSSING SOUTH | 43054-7129 | Active | T395572 | WILKINS | 720 | PVB | 0.750 | 96468 | LEFT SIDE
73 | EALY CT | 43054-9649 | Active | 448499 | WILKINS | 420 | PVB | 1.000 | 71796 | FRONT OF HOUSE
7320 | EALY CT | 43054-9649 | Active | CB022746 | WILKINS | 720A | PVB | 1.000 | 71799 | REAR OF HOUSE
5301 | EARLINGTON PKWY | 43017-2423 | Active | F19519 | FEBCO | 765 | PVB | 1.000 | 90201 | REAR LEFT ON DECK
5369 | EARLINGTON PKWY | 43017-2426 | Active | 029510 | WATTS | 800M4QT | PVB | 1.000 | 3411173
5413 | EARLINGTON PKWY | 43017-2426 | Active | 507884 | WILKINS | 720A | PVB | 0.750 | 94956 | RIGHT REAR BY DECK
7305 | EARLSFORD DR | 43017-2638 | Active | cb0814560 | WILKINS | 720A | PVB | 0.750 | 90203 | LEFT OF HOUSE
7353 | EARLSFORD DR | 43017 | Active | A008699 | WILKINS | 720A | PVB | 0.750 | 71846 | LEFT HAND SIDE OF HOUSE FROM STREET
7377 | EARLSFORD DR | 43017-2638 | Active | FAD8871 | WILKINS | 720A | PVB | 1.000 | 3411190 | RIGHT SIDE OF HOUSE
7385 | EARLSFORD DR | 43017 | Active | 779199 | WILKINS | 720A | PVB | 1.000 | 71883 | RIGHT SIDE
7667 | EARLSTON CT | 43017 | Active | T129848 | WILKINS | 720A | PVB | 0.750 | 3411203 | BACK
7672 | EARLSTON CT | 43017 | Active | T315302 | WILKINS | 720A | PVB | 0.750 | 101797 | RIGHT FRONT
7680 | EARLSTON CT | 43017-8463 | Active | B012080 | WATTS | 800M4QT | PVB | 1.000 | 87334 | RIGHT FRONT
4468 | EARMAN DR | 43026-3800 | Active | 500468 | WILKINS | 720A | PVB | 0.750 | 100857 | FRONT RIGHT SIDE
4494 | EARMAN DR | 43026-3800 | Active | 102316 | WATTS | 800QT | PVB | 0.750 | 90204 | RIGHT SIDE
4540 | EARMAN DR | 43026-3800 | Active | T005112 | WILKINS | 720A | PVB | 1.000 | 64311 | RIGHT SIDE OF HOUSE
1040 | EAST ALY | 43201 | Active | XB-1746 | WATTS | 957 | RP | 4.000 | 3655432 | WATER RISER/PUMP ROOM
1040 | EAST ALY | 43201 | Active | XD-1607 | AMES | 300-GV | DCDA | 6.000 | 3655524 | ACROSS FROM WATER METER
1040 | EAST ALY | 43201 | Active | 71857 | AMES | 2000BM3 | DC | 0.750 | 3655525 | ACROSS FROM WATER METER
2490 | EASTCLEFT DR | 43221-1854 | Active | CAA46741 | WILKINS | 720A | PVB | 0.750 | 3411457 | LEFT SIDE OF THE HOUSE
2496 | EASTCLEFT DR | 43221 | Active | CAA64888 | WILKINS | 720A | PVB | 0.750 | 3653951 | RIGHT SIDE
2510 | EASTCLEFT DR | 43221-1854 | Active | T432142 | WILKINS | 720A | PVB | 0.750 | 3411461 | RIGHT SIDE OF HOUSE
2582 | EASTCLEFT DR | 43221-1854 | Active | T480702 | WILKINS | 720A | PVB | 0.750 | 3411475 | FRONT CENTER
2585 | EASTCLEFT DR | 43221-1853 | Active | T461566 | WILKINS | 720A | PVB | 0.750 | 3411476 | LEFT FRONT
2628 | EASTCLEFT DR | 43221-1872 | Active | CB653325 | WILKINS | 720A | PVB | 0.750 | 3411484 | LEFT SIDE
2650 | EASTCLEFT DR | 43221-1872 | Active | T459249 | WILKINS | 720 | PVB | 0.750 | 3411487 | LEFT CENTER FACES KIOKA
2709 | EASTCLEFT DR | 43221-1707 | Active | CB440203 | WILKINS | 720A | PVB | 0.750 | 3411494 | RIGHT SIDE
2720 | EASTCLEFT DR | 43221-1708 | Active | H495033 | FEBCO | 765 | PVB | 0.750 | 98152 | LEFT SIDE OF HOUSE
2839 | EASTCLEFT DR | 43221-1757 | Active | DA5027 | FEBCO | 765 | PVB | 1.000 | 59419 | EAST FRONT CORNER (SERIAL #DA5027)
2873 | EASTCLEFT DR | 43221-1757 | Active | T230549 | WILKINS | 720A | PVB | 0.750 | 3411522 | FRONT OF HOUSE
2895 | EASTCLEFT DR | 43221-1757 | Active | 171641 | WILKINS | 720A | PVB | 0.750 | 92285 | RIGHT FRONT SIDE OF HOUSE
268 | EASTCREEK DR | 43119-8875 | Active | 209314 | WATTS | 800M4QT | PVB | 1.000 | 58950 | BACK
780 | EASTCROSS DR | 43054 | Active | CB615952 | WILKINS | 720A | PVB | 0.750 | 3646808 | Left side of the house
7806 | EASTCROSS DR | 43054 | Active | CB469241 | WILKINS | 720A | PVB | 0.750 | 3641087 | LEFT SIDE
7809 | EASTCROSS DR | 43054 | Active | T420260 | WILKINS | 720 | PVB | 0.750 | 3652330 | LEFT SIDE OF HOUSE
7815 | EASTCROSS DR | 43054 | Active | CB615888 | Wilkins | 720A | PVB | 0.750 | 3648209 | Right side of house
7818 | EASTCROSS DR | 43054 | Active | T294874 | WILKINS | 720A | PVB | 0.750 | 3644676
7821 | EASTCROSS DR | 43054 | Active | T345477 | WILKINS | 720 | PVB | 0.750 | 3646719 | LEFT SIDE OF HOUSE
7824 | EASTCROSS DR | 43054 | Active | CB615972 | WILKINS | 720 | PVB | 1.000 | 3646809 | LEFT CENTER OF HOUSE
7827 | EASTCROSS DR | 43054 | Active | T337868 | WILKINS | 720 | PVB | 0.750 | 3646718 | RIGHT SIDE
7830 | EASTCROSS DR | 43054 | Active | T414620 | WILKINS | 720A | PVB | 0.750 | 3650096 | LEFT SIDE OF HOUSE
7833 | EASTCROSS DR | 43054 | Active | T441315 | WILKINS | 720 | PVB | 0.750 | 3651717 | LEFT SIDE OF HOUSE
7836 | EASTCROSS DR | 43054 | Active | CAA46500 | WILKINS | 720A | PVB | 0.750 | 3652285 | LEFT SIDE OF THE HOUSE
7839 | EASTCROSS DR | 43054 | Active | CB469319 | WILKINS | 720A | PVB | 0.750 | 3639600 | RIGHT SIDE OF HOUSE
7842 | EASTCROSS DR | 43054 | Active | T386134 | WILKINS | 720A | PVB | 0.750 | 3649587 | RIGHT SIDE OF HOUSE
4500 | EASTLAND DR | 43232-5601 | Active | 114730 | WATTS | LF009M2QT | RP | 1.500 | 87885 | @ MECH ROOM
4500 | EASTLAND DR | 43232-5601 | Active | 1343260504 | AMES | 3000SS | DCDA | 6.000 | 96526 | PIT NEAR STREET
4500 | EASTLAND DR | 43232-5601 | Active | 60686 | WATTS | 007M1QT | DC | 0.750 | 96527 | PIT NEAR STREET
2704 | EASTLAND MALL | 43232-4901 | Due Install |  |  |  | RP |  | 3411747
2712 | EASTLAND MALL | 43232-4901 | Due Install |  |  |  | RP | 0.750 | 3411751
2714 | EASTLAND MALL | 43232-4901 | Removed | V9703REM | CONBRACO | 40203T2 | RP | 0.500 | 59075 | REMOVED-ABOVE CEILING OF TOILET ROOM--SIZE 1/2" SERIAL #V9703
2714 | EASTLAND MALL | 43232-4901 | Due Install |  |  |  | RP | 0.750 | 3631393
2716 | EASTLAND MALL | 43232-4901 | Due Install |  |  |  | RP |  | 3411752
2724 | EASTLAND MALL | 43232-4901 | Active | 613252 | WATTS | 909HWQT | RP | 0.750 | 102925 | USE 6/3/15 CAG. 4TH FLOOR SMALL BOILER ROOM
2724 | EASTLAND MALL | 43232-4901 | Due Install |  |  |  | RP | 8.000 | 3631384
2727 | EASTLAND MALL | 43232- | Not Required by DOW | 111044 | WATTS | 009QT | RP | 1.500 | 59104 | 2727 S HAMILTON RD, SPRINKLER ROOM
2727 | EASTLAND MALL | 43232- | Active | 115983 | WATTS | 009QT | RP | 1.500 | 59105 | 2727 S HAMILTON RD, S END OF STORE, MECH RM, SPRINKLER RM
2727 | EASTLAND MALL | 43232- | Active | 2112073 | WILKINS | 975 | RP | 0.750 | 59107 | 2727 S HAMILTON RD, RISER ROOM
2727 | EASTLAND MALL | 43232- | Active | Y00620 | WILKINS | 375ADA | RPDA | 8.000 | 59108 | 2727 S HAMILTON RD, RISER ROOM
2730 | EASTLAND MALL | 43232-4901 | Inactive | 41894 | WATTS | 919AQT | RP | 0.750 | 59125 | RESTROOM IN REAR
2741 | EASTLAND MALL | 43232-4902 | Due Install |  |  |  | RP | 8.000 | 3411765
2746 | EASTLAND MALL | 43232-4901 | Inactive | 537538 | WILKINS | 975 | RP | 0.750 | 59166 | MAINT SHOP SOUTH WALL BY WATER METER
2765 | EASTLAND MALL | 43232-4902 | Due Install |  |  |  | RP | 3.000 | 3411773
2765 | EASTLAND MALL | 43232-4902 | Due Install |  |  |  | DCDA | 8.000 | 3640872
2770 | EASTLAND MALL | 43232- | Due Install |  |  |  | RP | 3.000 | 3411774
2770 | EASTLAND MALL | 43232- | Due Install |  |  |  | DCDA | 8.000 | 3651205
2708 | EASTLAND MALL UNIT 12 | 43232-4901 | Due Install |  |  |  | RP |  | 3411750
2710 | EASTLAND MALL UNIT A | 43232- | Due Install |  |  |  | DCDA | 8.000 | 3605922 | SPRINKLER ROOM 2 ON DOCK EAST OF JC PENNY
2719 | EASTLAND MALL UNIT A | 43232-4992 | Due Install |  |  |  | RPDA |  | 3605958
2749 | EASTLAND MALL UNIT A | 43232-4902 | Due Install |  |  |  | RP |  | 3605923
2740 | EASTLAND MALL UNIT B | 43232-4960 | REMOVED | 4004464REM | WILKINS | 975 | RP | 0.750 | 59071 | REMOVED-2707 AMERICAN EAGLE ABOVE BATHROOM BY WATER HEATER
2740 | EASTLAND MALL UNIT B | 43232-4960 | REMOVED | 0A-0388 | WATTS | 994 | RP | 4.000 | 59143 | FOOD COURT WEST WALL
2740 | EASTLAND MALL UNIT B | 43232-4960 | REMOVED | 2270838REM | WILKINS | 975XLBMS | RP | 0.750 | 59146 | REMOVED-RESTROOM -- 2743 EASTLAND MALL
2740 | EASTLAND MALL UNIT B | 43232-4960 | REMOVED | 683304 | WILKINS | 975 | RP | 0.750 | 59149 | USE 6/3/15 CAG. AT WATER METER --- 2739 EASTLAND MALL
2740 | EASTLAND MALL UNIT B | 43232-4960 | REMOVED | 3548265 | WILKINS | 975XL | RP | 0.750 | 59150 | AT ICE MACHINE
2740 | EASTLAND MALL UNIT B | 43232-4960 | REMOVED | F03012011340 | FEBCO | 870V | DC | 8.000 | 87104 | FIRE
2740 | EASTLAND MALL UNIT B | 43232-4960 | REMOVED | 06386REM | WATTS | 007QT | DC | 1.000 | 87604 | REMOVED-IN CEILING OF SPACE C-11 NEAR EXIT DOOR - 2715 EASTLAND MALL
2740 | EASTLAND MALL UNIT B | 43232-4960 | REMOVED | 204661 | WATTS | 009M3QT | RP | 0.750 | 87902 | 4234 Eastland Food Court, After Hours Formal Wear, EMPLOYEE RESTROOM
2740 | EASTLAND MALL UNIT B | 43232-4960 | REMOVED | 3327666 | WILKINS | 975 | RP | 0.750 | 98907 | 2713 EASTLAND MALL - FOOT ACTION, BACK LEFT CORNER BY MAN DOOR
2740 | EASTLAND MALL UNIT B | 43232-4960 | REMOVED | 3591124 | WILKINS | 975XL | RP | 1.000 | 102469 | OVER MOP SINK
2740 | EASTLAND MALL UNIT B | 43232-4960 | REMOVED | 49666REM | WATTS | 919QT | RP | 0.750 | 104146 | 2711 EASTLAND MALL, ABOVE RESTROOM IN REAR OF STORE
2740 | EASTLAND MALL UNIT B | 43232-4960 | REMOVED |  |  |  | DCDA | 8.000 | 3634972
2740 | EASTLAND MALL UNIT B | 43232-4960 | REMOVED | WA-2448 | WATTS | 957 | RP | 3.000 | 3652486 | MAINTENANCE SHOP
2740 | EASTLAND MALL UNIT C | 43232-4960 | Active | 4489973 | WILKINS | 975XL2 | RP | 0.750 | 3411763 | AT WATER MTR. IN MTR ROOM OFF ACCEES HALL SOUTH OF RENTAL OFFICE
4216 | EASTLAND SQUARE DR | 43232-5614 | Due Install |  |  |  | RP |  | 3411776
4228 | EASTLAND SQUARE DR | 43232-5614 | Due Install |  |  |  | RP |  | 3411779
4249 | EASTLAND SQUARE DR | 43232-5615 | Due Install |  |  |  | RP | 0.750 | 3411786
4256 | EASTLAND SQUARE DR | 43232-5614 | Due Install |  |  |  | RP |  | 3411788
4260 | EASTLAND SQUARE DR | 43232-5614 | Due Install |  |  |  | RP | 0.750 | 3411790
4269 | EASTLAND SQUARE DR | 43232-5615 | Due Install |  |  |  | RP |  | 3411794 | METER IS IN FORD BOX
4272 | EASTLAND SQUARE DR | 43232-5614 | Due Install |  |  |  | RP |  | 3411795
4280 | EASTLAND SQUARE DR | 43232-5614 | Active | 4973542 | WILKINS |  | RP | 2.000 | 3654619
4280 | EASTLAND SQUARE DR | 43232-5614 | Active | 68519 | AMES | 2000BM3 | DC | 0.750 | 3654620
4280 | EASTLAND SQUARE DR | 43232-5614 | Active | WK-1707 | AMES | COLT 300GV | DCDA | 6.000 | 3654621
4281 | EASTLAND SQUARE DR UNIT A | 43232-5615 | Inactive | 107203 | WATTS | 009M2PCQT | RP | 0.750 | 63512 | FRONT OF BUILDING BEHIND JUKE BOX
4281 | EASTLAND SQUARE DR UNIT A | 43232-5615 | Active | 307601 | WATTS | LF009M3QT | RP | 0.750 | 3634962
26 | EASTMOOR BLVD | 43209-2014 | Active | DE9675 | FEBCO | 765 | PVB | 1.000 | 90206 | right of front door
50 | EASTMOOR BLVD | 43209-2014 | Active | T055365 | WILKINS | 720A | PVB | 1.000 | 90207 | FRONT OF HOUSE
10 | EASTMOOR BLVD | 43209-2015 | Active | CB993220 | WILKINS | 720 | PVB | 0.750 | 3411881
182 | EASTMOOR BLVD | 43209-2070 | Active | H261931 | FEBCO | 765 | PVB | 0.750 | 56294 | RIGHT HAND SIDE
245 | EASTMOOR BLVD | 43209-2019 | Active | HA20734 | FEBCO | 765 | PVB | 0.750 | 3411901 | RIGHT OF FRONT DOOR
257 | EASTMOOR BLVD | 43209-2019 | Active | 04409 | WATTS | 800M4QT | PVB | 1.000 | 88108 | LEFT SIDE OF HOUSE
260 | EASTMOOR BLVD | 43209-2020 | Active | CB881200 | Wilkins | 720 | PVB | 0.750 | 3411904 | right side of house
291 | EASTMOOR BLVD | 43209-2021 | Active | CB026520 | WILKINS | 720A | PVB | 0.750 | 103413 | FRONT OF HOUSE, LEFT OF DOOR
303 | EASTMOOR BLVD | 43209-2021 | Active | 3607712 | WILKINS | 975XL2 | RP | 1.000 | 101357 | IN MECHANIC ROOM OF BASEMENT - BACK WALL
350 | EASTMOOR BLVD | 43209-2022 | Active | 817312 | WILKINS | 720A | PVB | 0.750 | 60871 | FRONT OF HOME BY GAS METER
400 | EASTMOOR BLVD | 43209-2025 | Active | 41545 | WATTS | 919AQT | RP | 0.750 | 102861 | IN BASEMENT UNDER STAIRS
403 | EASTMOOR BLVD | 43209-2026 | Active | ead4301 | FEBCO | 765 | PVB | 0.750 | 90208 | RIGHT SIDE
389 | EASTON COMMONS | 43219 | Active | 34115 | WATTS | 009 | RP | 3.000 | 62589 | EASTON COMMONS AND MORSE CROSSING
4201 | EASTON COMMONS | 43219- | Active | 102271233 | FEBCO | 856 | DCDA | 6.000 | 63272 | METER PIT OFF OF MORSE CROSSING
4201 | EASTON COMMONS | 43219- | Not Required by DOW | 1236860 | WILKINS | 975XL | RP | 2.000 | 63273 | FIRE RISER ROOM - 3435 STELZER RD
4201 | EASTON COMMONS | 43219- | Removed | B33627REM | WILKINS | 975 | RP | 3.000 | 63274 | MECH ROOM#111 (SERIAL #B33627) - 3435 STELZER RD
4201 | EASTON COMMONS | 43219- | Active | A017083 | FEBCO | 805 | DC | 0.750 | 63275 | METER PIT OFF OF MORSE CROSSING
4201 | EASTON COMMONS | 43219- | Active | 011707 | WATTS | LF909 | RP | 3.000 | 3649317 | SPRINKLER ROOM - TOP DEVICE ON DOMESTIC WATER
4201 | EASTON COMMONS | 43219- | Active | 011706 | WATTS | LF909 | RP | 3.000 | 3649318 | SPRINKLER ROOM - BOTTOM DEVICE ON DOMESTIC WATER
4201 | EASTON COMMONS | 43219- | Not Required by DOW | 90978 | WATTS | 909HW | RP | 1.500 | 3649319 | BOILER ROOM BY SMALL HOT WATER HEATER - HOT WATER FEED TO LAB SINKS
4201 | EASTON COMMONS | 43219- | Not Required by DOW | 13328 | WATTS | 909M1 | RP | 1.500 | 3649320 | BOILER ROOM ACROSS FROM AERCO BOILER - TOP DEVICE TO COLD WATER
4201 | EASTON COMMONS | 43219- | Not Required by DOW | 13322 | WATTS | 909M1 | RP | 1.500 | 3649321 | BOILER ROOM ACROSS FROM AERCO BOILER - BOTTOM DEVICE TO RO SYSTEM
4201 | EASTON COMMONS | 43219- | Not Required by DOW | 058454 | WATTS | LF909 | RP | 0.750 | 3649322 | BOILER ROOM BEHIND GLYCOL TANK - PROTECTING MEDIUM TEMPERATURE
4343 | EASTON COMMONS | 43219-6234 | Active | 432432 | WATTS | 909M1QT | RP | 1.500 | 92477 | W SIDE MECH ROOM, 1ST FLOOR
4343 | EASTON COMMONS | 43219-6234 | Active | 433933 | WATTS | 909M1QT | RP | 1.500 | 92508 | MECH ROOM (WEST)
4343 | EASTON COMMONS | 43219-6234 | Active | 155300 | AMES | 3000SS | DCDA | 6.000 | 92509 | 1ST FLOOR MECH ROOM EAST SIDE
4343 | EASTON COMMONS | 43219-6234 | Active | 06836 | WATTS | 007M1PCQT | DC | 0.750 | 92510 | 1ST FLOOR MECH ROOM EAST SIDE
4343 | EASTON COMMONS | 43219-6234 | Not Required by DOW | 2304687 | WILKINS | 975XLBMS | RP | 1.500 | 92511 | W SIDE OUTSIDE MECH ROOM
4343 | EASTON COMMONS | 43219-6234 | Not Required by DOW | 11923 | WATTS | 919AQT | RP | 0.750 | 95151 | MECH ROOM
4343 | EASTON COMMONS | 43219-6234 | LPS - Active |  |  |  | LST |  | 3656274 | MECH ROOM
4400 | EASTON COMMONS | 43219-6226 | Active | 422495 | WATTS | 909M1HWQT | RP | 2.000 | 87945 | METER RM
4400 | EASTON COMMONS | 43219-6226 | Not Required by DOW | 114877 | WATTS | 009M2QT | RP | 1.500 | 88080 | METER RM
4400 | EASTON COMMONS | 43219-6226 | Not Required by DOW | 271301 | WATTS | 009QT | RP | 1.000 | 88081 | MECH RM 1ST FLOOR
4400 | EASTON COMMONS | 43219-6226 | Active | 422499 | WATTS | 909M1HWQT | RP | 2.000 | 88082 | METER RM
4400 | EASTON COMMONS | 43219-6226 | Active | 1456690801 | AMES | 3000SS | DCDA | 6.000 | 88083 | MECH ROOM
4400 | EASTON COMMONS | 43219-6226 | Active | 65861 | WATTS | 007M1 | DC | 0.750 | 88084
4071 | EASTON E LOOP | 43219 | Active | 1786550712 | AMES | 3000SS | DCDA | 6.000 | 103714 | MECHANICAL ROOM Fenlon garage
4071 | EASTON E LOOP | 43219 | Active | 19635 | WATTS | 007M1QT | DC | 0.750 | 103729 | MECHANICAL ROOM
4210 | EASTON E LOOP | 43219- | Inactive | 198904 | WATTS | 909 | RP | 4.000 | 63295 | EASTON LOOP EAST....EAST SIDE
4071 | EASTON LOOP E | 43217 | Active | 195069 | WATTS | 909 | RP | 3.000 | 103730 | 1ST FL METER & SPRINKLER ROOM
4141 | EASTON LOOP E | 43219-6136 | Active | 1146110701 | AMES | 3000SS | DCDA | 8.000 | 63024 | MECH ROOM
4141 | EASTON LOOP E | 43219-6136 | Not Required by DOW | 1195329 | WILKINS | 975 | RP | 1.000 | 63025 | METER ROOM OFF OF LOADING DOCK
4141 | EASTON LOOP E | 43219-6136 | Active | 1195962 | WILKINS | 975 | RP | 2.000 | 63026 | METER ROOM OFF OF LOADING DOCK
4141 | EASTON LOOP E | 43219-6136 | Active | 1196483 | WILKINS | 975 | RP | 2.000 | 63027 | METER ROOM OFF OF LOADING DOCK
4141 | EASTON LOOP E | 43219-6136 | Active | 20018 | AMES | 2000B | DC | 0.750 | 63028 | MECH ROOM
3999 | EASTON LOOP W | 43219-6152 | Active | 101286 | AMES | 3000SS | DC | 4.000 | 62482 | NORTH MAINT. OFFICE
3999 | EASTON LOOP W | 43219-6152 | Active | 140466 | WATTS | 009QT | RP | 2.000 | 62484 | GATEHOUSE MECHANICAL ROOM
3999 | EASTON LOOP W | 43219-6152 | Active | 158522 | WATTS | 909 | RP | 3.000 | 62485 | BUILDING "A" MECHANICAL ROOM
3999 | EASTON LOOP W | 43219-6152 | Active | 159086 | WATTS | 909 | RP | 3.000 | 62486 | MECH ROOM 1ST FLOOR BLD B
3999 | EASTON LOOP W | 43219-6152 | Active | 345473 | WATTS | 909M1QT | RP | 2.000 | 62487 | BUILDING "A" MECHANICAL ROOM
3999 | EASTON LOOP W | 43219-6152 | Active | 0001201147 | FEBCO | 876V | DCDA | 6.000 | 95867 | PIT
3999 | EASTON LOOP W | 43219-6152 | Active | 001181123 | FEBCO | 876V | DCDA | 6.000 | 97840 | city pit
3999 | EASTON LOOP W | 43219-6152 | Active | 098671 | WATTS | LF009M2QT | RP | 1.000 | 3622519 | NORTH MAINT. OFFICE
3999 | EASTON LOOP W | 43219-6152 | Due Install |  |  |  | RP | 6.000 | 3636400 | NORTH MAINT. OFFICE
3950 | EASTON LOOP W RD | 43219- | Active | 120100 | WATTS | 009QT | RP | 2.000 | 62307 | BACK OF BLDG @ WTR RM (4022 TOWNS FAIR WAY) in door numbered 4022
3950 | EASTON LOOP W RD | 43219- | Active | 120920 | WATTS | 009M2QT | RP | 2.000 | 62308 | BASEMENT PUMP ROOM-3993 EASTON STATION BESIDE BRIOS
3950 | EASTON LOOP W RD | 43219- | Active | 30209 | WATTS | 919QT | RP | 2.000 | 62310 | 4025 EASTON STATION IN BACK RM BACK WALL CEILING IN KITCHEN-PIADA
3950 | EASTON LOOP W RD | 43219- | Active | 12466 | WATTS | 007QT | DC | 0.500 | 62311 | FIRE PUMP ROOM BLDG "A"
3950 | EASTON LOOP W RD | 43219- | Active | B22990 | WILKINS | 975 | RP | 4.000 | 62312 | PUMP ROOM BLDG "A"--160 EASTON TOWN CTR
3950 | EASTON LOOP W RD | 43219- | Active | 155036 | WATTS | 909 | RP | 3.000 | 62314 | 1ST FLOOR MECH ROOM
3950 | EASTON LOOP W RD | 43219- | Active | 155891 | WATTS | 909 | RP | 3.000 | 62315 | REAR OF BUILDING- 3569 TOWNSFAIR WAY
3950 | EASTON LOOP W RD | 43219- | Active | 155969 | WATTS | 909 | RP | 3.000 | 62316 | MECH ROOM
3950 | EASTON LOOP W RD | 43219- | Active | 156240 | WATTS | 909 | RP | 3.000 | 62317 | MECH ROOM
3950 | EASTON LOOP W RD | 43219- | Active | 166019 | WATTS | 007M1QT | DC | 1.000 | 62318 | FOUNTAIN PUMP ROOM--160 EASTON TOWN CTR
3950 | EASTON LOOP W RD | 43219- | Active | 250094 | WATTS | 709 | DC | 6.000 | 62319 | SW RISER ROOM-3965 TOWNS FAIR
3950 | EASTON LOOP W RD | 43219- | Active | 2C01017 | AMES | 2000SS | DC | 4.000 | 62320 | RISER ROOM -- 3993 EASTON STATION
3950 | EASTON LOOP W RD | 43219- | Active | 3KN0968 | AMES | 3000SS | DCDA | 6.000 | 62321 | NE HALLWAY RISER ROOM-4005 TOWNS FAIR WAY (#3K0968)
3950 | EASTON LOOP W RD | 43219- | Active | 3KN1029 | AMES | 2000SS | DC | 6.000 | 62322 | N. RISER RM 4016 TOWNS FAIR WAY
3950 | EASTON LOOP W RD | 43219- | Active | 337351 | WATTS | 909M1QT | RP | 2.000 | 62323 | REAR OF BLDG WTR MTR RM-4040 TOWNSFAIR WAY
3950 | EASTON LOOP W RD | 43219- | Active | 38886 | WATTS | 007QT | DC | 0.750 | 62324 | SPRINKLER RISER ROOM--4016 TOWNS FAIR WAY
3950 | EASTON LOOP W RD | 43219- | Active | 40089 | WATTS | 007M1QT | DC | 0.750 | 62325 | RISER ROOM
3950 | EASTON LOOP W RD | 43219- | Active | 470761 | WATTS | 909HWQT | RP | 0.750 | 62326 | W CORRIDOR REAR AUNTIE ANN, BUCKLE CEILING, REAR, 135 EASTON TOWN AT LOADING
3950 | EASTON LOOP W RD | 43219- | Active | 681122 | WILKINS | 975XL | RP | 0.750 | 62329 | OCEAN CLUB ICE MACHINE - 4002 EASTON STATION
3950 | EASTON LOOP W RD | 43219- | Active | Acs0597 | WILKINS | 975XL2 | RP | 2.000 | 62330 | OCEAN CLUB HWH RM @ DEDUCT METER - 4002 EASTON STATION
3950 | EASTON LOOP W RD | 43219- | Active | 12034 | FEBCO | 805YB | DC | 0.750 | 62331 | W REAR DOOR RISER AREA-3945 MAXTON ST (SERIAL #A9320)
3950 | EASTON LOOP W RD | 43219- | Active | 9812301459 | FEBCO | 876V | DCDA | 6.000 | 62332 | W REAR DOOR RISER ROOM--3945 MAXTON ST
3950 | EASTON LOOP W RD | 43219- | Active | 9909091312 | FEBCO | 870 | DC | 4.000 | 62333 | RISER ROOM (CHIPTLE MEXICAN GRILLE) 4034 TOWN FAIR WAY
3950 | EASTON LOOP W RD | 43219- | Active | 130786 | WATTS | 709 | DC | 8.000 | 62334 | PUMP ROOM BLDG "A"--160 EASTON TOWN CTR
3950 | EASTON LOOP W RD | 43219- | Active | Z3942 | WATTS | 909M1QT | RP | 2.000 | 62335 | NEXT TO WTR HEATER IN STORAGE RM--3942 TOWNSFAIR WAY
3950 | EASTON LOOP W RD | 43219- | Active | 758267 | WILKINS | 975 | RP | 1.500 | 62607 | SW GARAGE IN NW CORNER
3950 | EASTON LOOP W RD | 43219- | Active | 758277 | Wilkins | 975 | RP | 1.500 | 62608 | NW CORNER OF PARKING LOT, LIFETIME FITNESS
3950 | EASTON LOOP W RD | 43219- | Active | 758282 | WILKINS | 975 | RP | 1.500 | 62609 | NE CORNER OF BARNES AND NOBLE
3950 | EASTON LOOP W RD | 43219- | Active | 758285 | WILKINS | 975 | RP | 1.500 | 62610 | NE CORNER BEHIND BUILDING K
3950 | EASTON LOOP W RD | 43219- | Active | AC0837 | FEBCO | 765 | PVB | 1.500 | 62612 | BRIO-S RESTAURANT NEXT TO REST ROOMS
3950 | EASTON LOOP W RD | 43219- | Active | 182901 | WATTS | 909RPDA | RPDA | 3.000 | 92681 | RISER ROOM BLDG E
3950 | EASTON LOOP W RD | 43219- | Active | 120921 | WATTS | 009M2QT | RP | 2.000 | 93605 | BLDG F IN CLOSET
3950 | EASTON LOOP W RD | 43219- | Active | 156661 | WATTS | 909QTFDA | RP | 3.000 | 93606 | BLDG T BRIO
3950 | EASTON LOOP W RD | 43219- | Active | 1571130907 | AMES | 2000SS | DC | 6.000 | 96415 | BLDG E PUMP ROOM
3950 | EASTON LOOP W RD | 43219- | Active | W385879 | WILKINS | 975XL | RP | 0.500 | 101282 | POP MACHINE, MECH RM, AMC THEATER
3950 | EASTON LOOP W RD | 43219- | Active | W385723 | WILKINS | 975XL | RP | 0.500 | 101283 | POP EQUIPMENT, MECH RM, AMC THEATER
3950 | EASTON LOOP W RD | 43219- | Active | W385881 | WILKINS | 975XL | RP | 0.500 | 101284 | POP MACHINE, MECH RM, AMC THEATER
3950 | EASTON LOOP W RD | 43219- | Active | W385875 | WILKINS | 975XL | RP | 0.500 | 101285 | POP EQUIPMENT, MECH RM, AMC THEATER
3950 | EASTON LOOP W RD | 43219- | Active | N1207190743 | FEBCO | 870V | DC | 4.000 | 102079 | SPRINKLER ROOM #109 - WORLD OF BEER
3950 | EASTON LOOP W RD | 43219- | Active | 02615 | WATTS | 919 | RP | 0.500 | 103172 | BEHIND ICE MACHINE - 3970 EASTON STATION
3950 | EASTON LOOP W RD | 43219- | Active | 380306 | WATTS | 009QT | RP | 1.000 | 103206 | By Cook Line, 4040 EASTON STATION
3950 | EASTON LOOP W RD | 43219- | Active | ZZ3975TOWNSFAIR | CONBRACO |  | RP | 2.000 | 3619744 | CHEESECAKE FACTORY - REAR OF KITCHEN BY MOP SINK, 3975 TOWNSFAIR WAY
3950 | EASTON LOOP W RD | 43219- | Active | 373557 | WATTS | 009QT | RP | 1.000 | 3622871 | AMC Beverage room
3950 | EASTON LOOP W RD | 43219- | Active | 4472755 | WILKINS | 975XL2 | RP | 1.250 | 3626213 | WATER SOFTENER, ABOVE MOP SINK
3950 | EASTON LOOP W RD | 43219- | Active | 4490849 | WILKINS | 975XL2 | RP | 1.250 | 3626214 | WATER SOFTENER, ABOVE MOP SINK
3950 | EASTON LOOP W RD | 43219- | Active | 093480 | WATTS | 009 | RP | 1.000 | 3633299 | 165 EASTON TOWN CENTER - MOVIE THEATER ISOLATION DEVICE
3950 | EASTON LOOP W RD | 43219- | Active | 141682 | WATTS | 009 | RP | 1.000 | 3633300 | 165 EASTON TOWN CENTER WATER FEATURE FOR MINI LAND
3950 | EASTON LOOP W RD | 43219- | Active | 4703817 | WILKINS | 975XL2 | RP | 2.000 | 3638691 | 3985 GRAMERCY (SHAKE SHACK)
3950 | EASTON LOOP W RD | 43219- | Active | 1196488 | WILKINS | 975 | RP | 2.000 | 3656559
3950 | EASTON LOOP W RD | 43219- | Active | I4611 | AMES | 4000B | RP | 2.000 | 3659079 | A QUAD, TOP OF BACK STAIRWELL - PROPYLENE GLYCOL SYSTEM
3950 | EASTON LOOP W RD | 43219- | Active | JJ0876 | AMES | 4000RP | RP | 4.000 | 3659080 | STATION BUILDING WEST - PROPYLENE GLYCOL SYSTEM
3950 | EASTON LOOP W RD | 43219- | Active | JJ0662 | AMES | 4000RP | RP | 4.000 | 3659081 | STATION BLDG EAST - PROPYLENE GLYCOL SYSTEM
3950 | EASTON LOOP W RD | 43219- | Active | 1000938 | VIKING | T-1 89446 | RP | 3.000 | 3659082 | STATION BLDG VESTIBUL - PROPYLENE GLYCOL SYSTEM
1 | EASTON OVAL | 43219-6061 | Not Required by DOW | 32351 | WATTS | 009M2QT | RP | 1.500 | 53431 | 1ST FLOOR MECHANICAL ROOM
1 | EASTON OVAL | 43219-6061 | Active | 39816 | WATTS | 007QT | DC | 0.750 | 53432 | NORTH END MECHANICAL ROOM (PUMP ROOM)
1 | EASTON OVAL | 43219-6061 | Active | 3LN0576 | AMES | 3000DCDA | DCDA | 6.000 | 53433 | PUMP ROOM
1 | EASTON OVAL | 43219-6061 | Active | 571144 | WILKINS | 975 | RP | 1.500 | 53434 | METER ROOM
1 | EASTON OVAL | 43219-6061 | Not Required by DOW | 584951 | WILKINS | 975 | RP | 1.250 | 53435 | PENTHOUSE MECH. ROOM -- MAKE-UP WATER TO HVAC SYSTEM
1 | EASTON OVAL | 43219-6061 | Active | 585857 | WILKINS | 975 | RP | 1.500 | 53436 | 1ST FLOOR MECHANICAL ROOM
1 | EASTON OVAL | 43219-6061 | Not Required by DOW | 11893 | WATTS | 909QT | RP | 1.000 | 95117 | ABOVE CEILING 2ND FLOOR
1 | EASTON OVAL | 43219-6061 | Not Required by DOW | 3826615 | WILKINS | 975XL | RP | 1.250 | 3615241 | PENTHOUSE
1 | EASTON OVAL | 43219-6061 | LPS - Active |  |  |  | LPC |  | 3659492 | DOMESTIC PUMP - RISER ROOM
2 | EASTON OVAL | 43219-6036 | Not Required by DOW | 353069 | WILKINS | 975 | RP | 1.000 | 56905 | IN BOILER ROOM PARKING GARAGE (3600)
2 | EASTON OVAL | 43219-6036 | Active | 61013 | WATTS | 007M2QT | DC | 0.750 | 56906 | MECHANICAL METER ROOM PARKING GARAGE, PUMP ROOM
2 | EASTON OVAL | 43219-6036 | Active | 1051660315 | WATTS | 994 | RP | 3.000 | 56907 | PUMP ROOM GARAGE
2 | EASTON OVAL | 43219-6036 | Not Required by DOW | B14914 | WILKINS | 975 | RP | 3.000 | 56908 | PUMP ROOM *****PREFIX SERIAL # WITH B******
2 | EASTON OVAL | 43219-6036 | Active | 3BL0730 | AMES | 3000SS | DCDA | 6.000 | 56909 | PUMP ROOM
2 | EASTON OVAL | 43219-6036 | LPS - Active |  |  |  | LPC |  | 3635681 | PUMP ROOM
3 | EASTON OVAL | 43219-6030 | Active | 14912 | WILKINS | 975 | RP | 3.000 | 59675 | Basement - Fire Pump Room SE Corner
3 | EASTON OVAL | 43219-6030 | Active | 353053 | WILKINS | 975 | RP | 1.000 | 59676 | Basement Boler Room - Off Elevator Lobby
3 | EASTON OVAL | 43219-6030 | Active | 61032 | WATTS | 007QT | DC | 0.750 | 59677 | Basement - Fire Pump Room SE Corner
3 | EASTON OVAL | 43219-6030 | Active | SBL0740 | AMES | 3000SS | DCDA | 6.000 | 59678 | Basement - Fire Pump Room SE Corner
3 | EASTON OVAL | 43219-6030 | LPS - Active |  |  |  | LST |  | 3655530 | FIRE BOOSTER PUMP - BASEMENT RISER ROOM
4 | EASTON OVAL | 43219 | Active | HL2884 | WATTS | 957-GV | RP | 4.000 | 96262 | MECH ROOM/LOWER LEVEL
4 | EASTON OVAL | 43219 | Active | 1603220907 | AMES | 3000SS | DCDA | 8.000 | 96312 | EAST SIDE FIRE PUMP ROOM
4 | EASTON OVAL | 43219 | Active | 56360 | AMES | 2000B | DC | 0.750 | 96328 | GARAGE EAST SIDE PUMP ROOM
4 | EASTON OVAL | 43219 | Not Required by DOW | 06756 | WATTS | 919ZQT | RP | 1.500 | 96329 | MECH ROOM/LOWER LEVEL
4 | EASTON OVAL | 43219 | Not Required by DOW | 3182153 | WILKINS | 975XL | RP | 1.500 | 100138 | 2ND FLOOR
4 | EASTON OVAL | 43219 | LPS - Active |  |  |  | LST |  | 3632637 | FIRE PUMP - PUMP ROOM
7 | EASTON OVAL | 43219-6010 | Not Required by DOW | 627517 | WILKINS | 975 | RP | 2.000 | 71113 | FIRE PUMP ROOM
7 | EASTON OVAL | 43219-6010 | Active | 8677 | WATTS | 009 | RP | 3.000 | 71114 | FIRE PUMP ROOM
7 | EASTON OVAL | 43219-6010 | Active | 8688 | WATTS | 909 | RP | 3.000 | 71115 | ROOM 179 WATER SERVICE PUMP ROOM
7 | EASTON OVAL | 43219-6010 | Not Required by DOW | 8689 | WATTS | 009 | RP | 3.000 | 71116 | 162 CENTER TOWER EAST
7 | EASTON OVAL | 43219-6010 | Not Required by DOW | 8690 | WATTS | 009 | RP | 3.000 | 71117 | 123 CENTER TOWER WEST
7 | EASTON OVAL | 43219-6010 | Active | N1811090910 | FEBCO | 876V | DC | 8.000 | 71118 | MECHANICAL ROOM 1ST FLOOR
7 | EASTON OVAL | 43219-6010 | Active | L46540 | WILKINS | 375 | RP | 2.500 | 96607 | STORAGE ROOM
7 | EASTON OVAL | 43219-6010 | LPS - Active |  |  |  | LST |  | 3633676 | FIRE PUMP -
7 | EASTON OVAL | 43219-6010 | LPS - Active |  |  |  | LPC |  | 3635479 | DOMESTIC PUMP -
9 | EASTON OVAL | 43219- | Active | G00611 | WILKINS | 375AR | RP | 3.000 | 62613 | EASTON OVAL 9 OUT BLDG
9 | EASTON OVAL | 43219- | Removed | 681384REM | WILKINS | 975 | RP | 0.750 | 74445 | SWITCH STATION AT METER BLOCK BUILDING AT ENTRANCE
2 | EASTON SQUARE PL | 43219 | Not required by DOW | 075298 | WATTS | LF009M2QT | RP | 1.000 | 3619892 | Digester Room
2900 | EASTON SQUARE PL | 43219 | Not required by DOW | 20703 | WATTS | 919QT | RP | 1.500 | 3619893 | East Mechanical Room
2900 | EASTON SQUARE PL | 43219 | Active | QA-2140 | WATTS | 957 | RP | 4.000 | 3619894 | East Mechanical Room
2900 | EASTON SQUARE PL | 43219 | Active | 188533 | AMES | 3000SS | DCDA | 8.000 | 3619905 | MECHANICAL ROOM EAST OUTSIDE DOOR
2900 | EASTON SQUARE PL | 43219 | Active | 74847 | AMES | 2000B | DC | 0.750 | 3619906 | MECHANICAL ROOM EAST OUTSIDE DOOR
2900 | EASTON SQUARE PL | 43219 | Not required by DOW | 028384 | WATTS | LF909QT | RP | 0.750 | 3639489 | DIGEST ROOM
2900 | EASTON SQUARE PL | 43219 | LPS - Active |  |  |  | LST |  | 3658811 | FIRE PUMP - SOURTHWEST COMPLEX, IN METER/PUMP HOUSE BLDG
2921 | EASTON SQUARE PL | 43219 | Active | QJ-0526 | WATTS | 957 | RP | 4.000 | 3623087 | 1ST FL N PUMP RM
2921 | EASTON SQUARE PL | 43219 | Not Required by DOW | 043188 | WATTS | LF009M2QT | RP | 1.500 | 3623088 | 3075 LOYALTY CIRCLE, WATER METER RM 1ST FL N
2921 | EASTON SQUARE PL | 43219 | Not Required by DOW | 005647 | WATTS | LF909 | RP | 3.000 | 3623089 | 3075 LOYALTY CIRCLE, WATER METER RM 1ST FL N
2921 | EASTON SQUARE PL | 43219 | Not Required by DOW | 08658 | WATTS | LF719QT | DC | 0.500 | 3623090 | 1ST FL, 12' IN THE AIR, ABOVE CEILING UPS RM
2921 | EASTON SQUARE PL | 43219 | Not Required by DOW | 08659 | WATTS | LF719QT | DC | 0.500 | 3623091 | 1ST FL, 12' IN THE AIR, ABOVE CEILING UPS RM
2921 | EASTON SQUARE PL | 43219 | Active | 190120 | AMES | 3000SS | DCDA | 8.000 | 3636422 | IN MECH ROOM N SIDE OF BUILDING
2921 | EASTON SQUARE PL | 43219 | Active | 77398 | AMES | 2000B | DC | 0.750 | 3638166 | IN MECH ROOM N SIDE OF BUILDING
2921 | EASTON SQUARE PL | 43219 | LPS - Active |  |  |  | LST |  | 3659295 | FIRE PUMP - PUMP ROOM 3075 LOYALTY CIR
2921 | EASTON SQUARE PL | 43219 | LPS - Active |  |  |  | LST |  | 3659296 | DOMESTIC PUMP - PUMP ROOM 3075 LOYALTY CIR
3085 | EASTON SQUARE PL | 43219 | Not Required by DOW | 03438 | WATTS | LF009M2QT | RP | 1.500 | 3616692 | PUMP ROOM
3085 | EASTON SQUARE PL | 43219 | LPS - Active |  |  |  | LPC |  | 3636420 | DOMESTIC PUMP - PUMP ROOM 3085 LOYALTY CIR
3085 | EASTON SQUARE PL | 43219 | Active | 1290280415 | AMES | 4000 | RP | 3.000 | 3638213 | IN HOT BOX RIGHT OF DRIVE
3085 | EASTON SQUARE PL | 43219 | Active | 1851141214 | AMES | 3000SS | DCDA | 8.000 | 3645996 | IN PIT RIGHT OF DRIVE BY HOT BOX
3085 | EASTON SQUARE PL | 43219 | Active | 73615 | AMES | 2000B | DC | 0.750 | 3645997 | IN PIT RIGHT OF DRIVE
3095 | EASTON SQUARE PL | 43219 | Not Required by DOW | 04859 | WATTS | LF007QT | DC | 0.500 | 3615143 | CRAC, CEILING-1ST FL COMPUTER RM
3095 | EASTON SQUARE PL | 43219 | Not Required by DOW | 15115 | WATTS | LF007QT | DC | 0.500 | 3621273 | CRAC, 1ST FL COMPUTER RM ABOVE CEILING
3095 | EASTON SQUARE PL | 43219 | Active | NH-1528 | WATTS | 957 | RP | 4.000 | 3621453 | PUMP ROOM
3095 | EASTON SQUARE PL | 43219 | Active | 73508 | AMES | 2000B | DC | 0.750 | 3621454 | PUMP ROOM
3095 | EASTON SQUARE PL | 43219 | Active | 184602 | AMES | 3000SS | DCDA | 8.000 | 3621455 | PUMP ROOM
3095 | EASTON SQUARE PL | 43219 | Not Required by DOW | 029499 | WATTS | LF009M2QT | RP | 1.500 | 3621456 | PUMP ROOM
3095 | EASTON SQUARE PL | 43219 | LPS - Active |  |  |  | VSS |  | 3636427 | DOMESTIC PUMP - PUMP ROOM 3095 LOYALTY CIR
3095 | EASTON SQUARE PL | 43219 | LPS - Active |  |  |  | LST |  | 3638250 | FIRE BOOSTER PUMP - PUMP ROOM 3095 LOYALTY CIR
3100 | EASTON SQUARE PL | 43219-6232 | Active | A17557 | WATTS | 009M2PCQT | RP | 2.000 | 92478 | NE CORNER OF MECH ROOM
3100 | EASTON SQUARE PL | 43219-6232 | Active | A16730 | WATTS | 009M2PCQT | RP | 2.000 | 92512 | NE CORNER OF MECH ROOM
3100 | EASTON SQUARE PL | 43219-6232 | Active | 151264 | AMES | 3000SS | DCDA | 6.000 | 92513 | MECH ROOM E OUTSIDE DOOR
3100 | EASTON SQUARE PL | 43219-6232 | Active | 05966 | WATTS | 007M1PCQT | DC | 0.750 | 92514 | FIRE SPRINKLER SYSTEM
3100 | EASTON SQUARE PL | 43219-6232 | Active | A09639 | WATTS | 009M2PCQT | RP | 1.500 | 92515 | E WALL OF MECH ROOM
3100 | EASTON SQUARE PL | 43219-6232 | Active | 12294 | WATTS | 919QT | RP | 1.000 | 92516 | MECH ROOM 118E END
3100 | EASTON SQUARE PL | 43219-6232 | LPS - Active |  |  |  | LPC |  | 3639529 | DOMESTIC PUMP -
3794 | EASTON SQUARE PL | 43219 | Active | YD-3436 | AMES | COLT 400 | RP | 4.000 | 3657819 | 3764 EASTON COMMONS SE CORNER
3794 | EASTON SQUARE PL | 43219 | Active | 38246 | WILKINS | 350ASTDA | DCDA | 6.000 | 3657820 | 3764 EASTON COMMONS
3794 | EASTON SQUARE PL | 43219 | Active | HC79978 | WILKINS | 950XLD | DC | 0.750 | 3657821
3542 | EASTON W LOOP | 43219 | Active | 71388 | AMES | 2000B | DC | 0.750 | 3654410 | BUILDING A WEST MECH ROOM
3542 | EASTON W LOOP | 43219 | Active | XH-1461 | AMES | COLT 200 | DCDA | 6.000 | 3655592 | BUILDING A WEST MECH ROOM
3542 | EASTON W LOOP | 43219 | Active | XH-2508 | WATTS | 009M2 | RP | 4.000 | 3655633
3542 | EASTON W LOOP | 43219 | Not Required by DOW | 307120 | WATTS | 009M2 | RP | 1.000 | 3655634
4099 | EASTON W LOOP | 43219-6087 | Not Required by DOW | W208398 | WILKINS | 975XL | RP | 1.500 | 87946 | MECH ROOM off break room
4099 | EASTON W LOOP | 43219-6087 | Active | W236295 | WILKINS | 975XL | RP | 2.000 | 88085 | MECH RM off break room
4099 | EASTON W LOOP | 43219-6087 | Active | 1425701005 | AMES | 3000SS | DCDA | 6.000 | 88086 | MECH RM OFF OF BREAK RM
4099 | EASTON W LOOP | 43219-6087 | Active | 66472 | WATTS | 007M1QT | DC | 0.750 | 88087 | MECH RM OFF BREAK RM
4233 | EASTON W LOOP | 43219 | Active | 18662 | WATTS | 909 | RP | 4.000 | 63359 | CORNER OF SETON ST & EASTON LOOP WEST
4036 | EASTON W LOOP UNIT A | 43219- | Active | 620860 | WILKINS | 975 | RP | 1.250 | 62327 | WATER METER RM WEST GARAGE
4036 | EASTON W LOOP UNIT B | 43219 | Not Required by DOW | 151397 | WATTS | 009M1PCQT | RP | 2.000 | 62591 | EASTON LOOP ....EAST PARKING
4036 | EASTON W LOOP UNIT B | 43219 | Not Required by DOW | 154434 | WATTS | 009QT | RP | 2.000 | 62592 | NORTH PARKING AREA ....EASTON
4036 | EASTON W LOOP UNIT B | 43219 | Not Required by DOW | 154500 | WATTS | 009QT | RP | 2.000 | 62593 | EASTON LOOP...WEST PARKING LOT OF MONGOLIAN BBQ
4036 | EASTON W LOOP UNIT B | 43219 | Not Required by DOW | 154506 | WATTS | 009QT | RP | 2.000 | 62594 | NORTH WEST SIDE OF NORDSTROM PARKING LOT
4036 | EASTON W LOOP UNIT B | 43219 | Not Required by DOW | 220624 | WATTS | LF009M2QT | RP | 2.000 | 62596 | EASTON LOOP .... NE PARKING CORNER OF NORDSTROM
4036 | EASTON W LOOP UNIT B | 43219 | Not Required by DOW | 154772 | WATTS | 009QT | RP | 2.000 | 62597 | EASTON LOOP....FOUNTAIN AREA IN FRONT OF TIFFANY & CO
4036 | EASTON W LOOP UNIT B | 43219 | Active | 16737C | WILKINS | 375AST | RP | 8.000 | 3354031 | METER RM WEST GARAGE BASEMENT IN DOUBLE DOORS
4036 | EASTON W LOOP UNIT B | 43219 | Active | 16045 | WILKINS | 375 | RP | 8.000 | 3636636 | METER RM WEST GARAGE BASEMENT IN DOUBLE DOORS
4036 | EASTON W LOOP UNIT B | 43219 | Not Required by DOW | MH-2102 | WATTS | 757 | DC | 3.000 | 3649127 | NEXT TO SUB METER IN COOPER'S HAWK WINERY 4230 THE STRAND
4036 | EASTON W LOOP UNIT B | 43219 | Not Required by DOW | 1187370701 | AMES | 2000SS | DCDA | 6.000 | 3656557 | BLDG 9, NORTHWEST RISER ROOM
4036 | EASTON W LOOP UNIT B | 43219 | Not Required by DOW | 115475 | AMES | 2000SS | RP | 3.000 | 3656560 | BLDG 7, NORTH END OF MECH ROOM
3434 | EASTON WAY | 43219 | Active | V09832 | WILKINS | 350ADA | DCDA | 4.000 | 89490 | NE CORNER PARTS DEPT
3434 | EASTON WAY | 43219 | Active | 2417054 | WILKINS | 950XL | DC | 0.750 | 89491 | NE CORNER PARTS DEPT
3434 | EASTON WAY | 43219 | Active | 06637 | WATTS | 919QT | RP | 2.000 | 90639 | NEXT TO WATER METER
3434 | EASTON WAY | 43219 | Not Required by DOW | ACJ8763 | WILKINS | 975XL | RP | 1.500 | 3654606 | CARWASH MECHANICAL ROOM
3450 | EASTON WAY | 43219 | Active | 058586 | WATTS | LF009M2QT | RP | 1.500 | 3633190
3919 | EASTON WAY | 43219-6086 | Not Required by DOW | 01457 | AMES | 4000B | RP | 2.000 | 62209 | Building 2 Riser room #2
3919 | EASTON WAY | 43219-6086 | Not Required by DOW | 01484 | AMES | 4000B | RP | 2.000 | 62211 | Building 2 Riser room #3
3919 | EASTON WAY | 43219-6086 | Not Required by DOW | 356897 | WATTS | 909M1QT | RP | 2.000 | 62212 | Building 2 Riser room #6
3919 | EASTON WAY | 43219-6086 | Not Required by DOW | 00810 | AMES | 4000B | RP | 2.000 | 62213 | Building 2 Riser room #4
3919 | EASTON WAY | 43219-6086 | Not Required by DOW | 16236 | AMES | 4000B | RP | 2.000 | 62214 | Building 2 Riser room #5 beside mail boxes
3919 | EASTON WAY | 43219-6086 | Active | YG-1561 | WATTS | 957 | RP | 6.000 | 3651317 | IN HOT BOX BETWEEN BUILDING 1 & 2
4071 | EASTON WAY | 43219-6087 | Not Required by DOW | 101459 | AMES | 4000B | RP | 2.000 | 62816 | Building 5 Riser room #4
4071 | EASTON WAY | 43219-6087 | Not Required by DOW | 152155 | WATTS | 009M2QT | RP | 2.000 | 62817 | Building 5 Riser room #1
4071 | EASTON WAY | 43219-6087 | Not Required by DOW | 2D00387 | AMES | 2000SS | DC | 4.000 | 62818 | Building 5 office dog grooming closet
4071 | EASTON WAY | 43219-6087 | Not Required by DOW | 14015 | AMES | 4000B | RP | 2.000 | 62819 | Building 5 Riser room #2
4071 | EASTON WAY | 43219-6087 | Not Required by DOW | 357505 | WATTS | 909M1QT | RP | 2.000 | 62820 | Building 5 Riser room #3
4071 | EASTON WAY | 43219-6087 | Not Required by DOW | 02919 | AMES | 4000B | RP | 2.000 | 87855 | Building 1 Riser room #3
4071 | EASTON WAY | 43219-6087 | Not Required by DOW | 03220 | AMES | 4000B | RP | 2.000 | 87856 | Building 1 Riser room #2
4071 | EASTON WAY | 43219-6087 | Not Required by DOW | 03176 | AMES | 4000B | RP | 2.000 | 87857 | Building 1 Riser room #2
4071 | EASTON WAY | 43219-6087 | Not Required by DOW | 2HN0609 | AMES | 2000SS | DC | 4.000 | 87858 | Building 2 Riser room #1
4071 | EASTON WAY | 43219-6087 | Not Required by DOW | 02799 | AMES | 4000B | RP | 2.000 | 87860 | Building 6 Riser room #1
4071 | EASTON WAY | 43219-6087 | Not Required by DOW | 02796 | AMES | 4000B | RP | 2.000 | 87861 | Building 6 Riser room #2
4071 | EASTON WAY | 43219-6087 | Removed | 36800REM | WATTS | 919AQT | RP | 0.750 | 103209 | REMOVED - AT WATER METER
4071 | EASTON WAY | 43219-6087 | Not Required by DOW | A264482 | FEBCO | 825Y | RP | 2.000 | 3650566 | 4071 EASTON WAY
4071 | EASTON WAY | 43219-6087 | Not Required by DOW | 1002114 | WILKINS | 875XL | RP | 2.000 | 3650567 | 4071 EASTON WAY RISER DOOR 3
4071 | EASTON WAY | 43219-6087 | Not Required by DOW | A259663 | FEBCO | 825Y | RP | 2.000 | 3650568 | 4071 EASTON WAY
4071 | EASTON WAY | 43219-6087 | Not Required by DOW | A259663 | FEBCO | 825Y | RP | 2.000 | 3650616 | 4071 EASTON WAY
4071 | EASTON WAY | 43219-6087 | Active | XC-1603 | WATTS | 957 | RP | 6.000 | 3657543 | In hot box
4249 | EASTON WAY | 43219-6170 | Active | 1253251202 | AMES | 3000SS | DCDA | 6.000 | 63406 | FIRE PUMP RM
4249 | EASTON WAY | 43219-6170 | Active | 205139 | WATTS | 009M2QT | RP | 2.000 | 63407 | 1ST FLOOR METER ROOM
4249 | EASTON WAY | 43219-6170 | Active | 205141 | WATTS | 009M2QT | RP | 2.000 | 63408 | 1ST FLOOR METER ROOM
4249 | EASTON WAY | 43219-6170 | Not Required by DOW | 213016 | WATTS | 009M2QT | RP | 1.000 | 63409 | PUMP RM
4249 | EASTON WAY | 43219-6170 | Not Required by DOW | 28910 | WATTS | 009M2QT | RP | 1.250 | 63410 | PENTHOUSE MECHANICAL ROOM
4249 | EASTON WAY | 43219-6170 | Active | 55870 | WATTS | 007M1 | DC | 0.750 | 63411 | PUMP ROOM
4349 | EASTON WAY | 43219-6114 | Active | 1176112 | WILKINS | 950 | DC | 0.750 | 63766 | PUMP ROOM EAST SIDE
4349 | EASTON WAY | 43219-6114 | Not Required by DOW | 143023 | WATTS | 009QT | RP | 1.000 | 63767 | PENTHOUSE MECHANICAL ROOM
4349 | EASTON WAY | 43219-6114 | Active | 66332 | WATTS | 009M2QT | RP | 1.500 | 63768 | 1ST FLOOR METER ROOM
4349 | EASTON WAY | 43219-6114 | Active | 66340 | WATTS | 009M2QT | RP | 1.500 | 63769 | 1ST FLOOR METER ROOM
4349 | EASTON WAY | 43219-6114 | Active | N02784 | WILKINS | 350 | DC | 6.000 | 63770 | PUMP ROOM
4349 | EASTON WAY | 43219-6114 | Not Required by DOW | W416917 | WILKINS | 975XL2 | RP | 0.500 | 3622786 | ROOM 311 BEHIND ICE MACHINE
4449 | EASTON WAY | 43219-6093 | Not Required by DOW | OC328 | CONBRACO | 40207A2 | RP | 1.500 | 64037 | PENTHOUSE
4449 | EASTON WAY | 43219-6093 | Active | 105901 | AMES | 3000CIV | DCDA | 6.000 | 64038 | METER ROOM
4449 | EASTON WAY | 43219-6093 | Not Required by DOW | 16503 | WATTS | 919QT | RP | 1.500 | 64039 | 1ST FL. MECH ROOM
4449 | EASTON WAY | 43219-6093 | Active | 33695 | WATTS | 007M1QT | DC | 0.750 | 64040 | MECH ROOM
4449 | EASTON WAY | 43219-6093 | Active | 949135 | WILKINS | 975A | RP | 1.500 | 64041 | 1ST FLOOR MECH ROOM
4449 | EASTON WAY | 43219-6093 | Active | 949136 | WILKINS | 975A | RP | 1.500 | 64042 | 1SR FLOOR WATER METER ROOM
4449 | EASTON WAY | 43219-6093 | Not Required by DOW | 05285 | WATTS | 919 | RP | 0.500 | 64043 | 3RD FLOOR BREAK ROOM
4449 | EASTON WAY | 43219-6093 | Not Required by DOW | 16503 | WATTS | 919QT | RP | 1.500 | 3604159 | FIRE PUMP ROOM
4449 | EASTON WAY | 43219-6093 | LPS - Due Install | [5 empty] | 3630324 | FIRE PUMP ROOM
1454 | EASTWOOD AVE | 43203-1940 | Due Install |  |  |  | DCDA | 4.000 | 3412250
1370 | EBER LEA VISTA | 43123 | Active | F031357 | WILKINS | 720A | PVB | 0.750 | 97799 | right side
1415 | EBER LEA VISTA | 43123-7900 | Active | T295065 | WILKINS | 720A | PVB | 0.750 | 95741 | RIGHT SIDE
1423 | EBER LEA VISTA | 43123-7900 | Active | 17447 | WATTS | 919AQT | RP | 0.750 | 95736 | BASEMENT / NEAR WATER METER
1463 | EBER LEA VISTA | 43123-7900 | Removed | 359460REM | WATTS | 800M4 | PVB | 0.750 | 87508 | RIGHT SIDE
1463 | EBER LEA VISTA | 43123-7900 | Active | T447629 | WILKINS | 720 | PVB | 1.000 | 3647049 | RIGHT SIDE
1531 | EBER LEA VISTA | 43123- | Active | 634251 | WATTS | 800QT | PVB | 1.000 | 95605 | FRONT OF HOUSE
1533 | EBER LEA VISTA | 43123- | Active | 608752 | WATTS | 909QT | RP | 1.000 | 91084 | BASEMENT UTILITY ROOM
1349 | EBER-LEA VISTA | 43123-8136 | Active | G216316 | WILKINS | 720A | PVB | 0.750 | 95694 | RIGHT SIDE
4935 | EBRIGHT RD | 43110- | Active | 179205 | WATTS | 909QTFDA | RP | 3.000 | 92479 | 4255 COBBLETON GROVE CIR, N CORNER IN ROOM
4935 | EBRIGHT RD | 43110- | Active | 1088041105 | WATTS | 774 | DCDA | 6.000 | 92517 | 4255 COBBLETON GROVE CIR, NE CORNER MECH ROOM
4935 | EBRIGHT RD | 43110- | Active | 67453 | WATTS | 007M1PCQT | DC | 0.750 | 92518 | 4255 COBBLETON GROVE CIR, NE CORNER MECH ROOM
5151 | EBRIGHT RD | 43110 | Active | J40042 | BEECO | BARRACUDA40 | RP | 4.000 | 3657236
5151 | EBRIGHT RD | 43110 | Active | XJ-0255 | AMES | COLT 300BF | DCDA | 8.000 | 3657237
5151 | EBRIGHT RD | 43110 | Active | 75055 | AMES | 2000 | DC | 0.750 | 3657238
3940 | EBRINGTON RD | 43054 | Active | T294398 | WILKINS | 720A | PVB | 0.750 | 3626337 | RIGHT SIDE OF HOUSE
3950 | EBRINGTON RD | 43054 | Active | T272864 | WILKINS | 720A | PVB | 0.750 | 3622641 | FRONT OF HOUSE RIGHT OF FRONT DOOR
3955 | EBRINGTON RD | 43054 | Active | T431588 | WILKINS | 720 | PVB | 0.750 | 3653254
3970 | EBRINGTON RD | 43054 | Active | T404608 | WILKINS | 720A | PVB | 0.750 | 3650079 | BACK RIGHT
3985 | EBRINGTON RD | 43054 | Active | 71966 | WATTS | 919AQT | RP | 1.000 | 3646271 | IN BASEMENT AT WATER METER
3985 | EBRINGTON RD | 43054 | Active | 412943 | WILKINS | 420 | PVB | 1.000 | 3648377 | RIGHT SIDE CENTER BY AIR CONDITIONER
3995 | EBRINGTON RD | 43054 | Active | CAA54830 | WILKINS | 720A | PVB | 0.750 | 3655041 | RIGHT OF HOUSE
7210 | EBRINGTON ROUND | 43054 | Active | EAD4166 | WILKINS | 720A | PVB | 0.750 | 3656516
7215 | EBRINGTON ROUND | 43054 | Active | EAC4355 | WILKINS | 720A | PVB | 0.750 | 3653150
3149 | ECHO PARK DR | 43026 | Replaced | REPG214037 | WILKINS | 720A | PVB | 0.750 | 95655 | REPLACED- RIGHT SIDE OF HOUSE
3149 | ECHO PARK DR | 43026 | Active | G246880 | WILKINS | 720A | PVB | 0.750 | 3611350 | RIGHT SIDE OF HOUSE
3157 | ECHO PARK DR | 43026-5022 | Active | G241105 | WILKINS | 720A | PVB | 0.750 | 3598115 | LEFT FRONT CORNER
3165 | ECHO PARK DR | 43026 | Active | T197948 | WILKINS | 720A | PVB | 0.750 | 95606 | LEFT SIDE
3173 | ECHO PARK DR | 43026-5022 | Active | VAA0179 | WILKINS | 720A | PVB | 0.750 | 95559 | LEFT SIDE BACK
3174 | ECHO PARK DR | 43026 | Active | T361595 | WILKINS | 720A | PVB | 0.750 | 92770 | LEFT SIDE OF HOUSE
3238 | ECHO PARK DR | 43026 | Active | CB443288 | WILKINS | 720 | PVB | 0.750 | 3591051
3245 | ECHO PARK DR | 43026-7181 | Active | A006029 | WILKINS | 720A | PVB | 0.750 | 60276 | LEFT SIDE OF HOUSE
3246 | ECHO PARK DR | 43026-5025 | Active | T486563 | WILKINS | 720A | PVB | 0.750 | 88930 | RIGHT SIDE OF HOUSE
3261 | ECHO PARK DR | 43026-7181 | Active | A008576 | WILKINS | 720A | PVB | 0.750 | 60332 | REAR OF HOUSE
3262 | ECHO PARK DR | 43026-5025 | Active | T304654 | WILKINS | 720A | PVB | 0.750 | 60334 | LT SIDE
5514 | ECHO RD | 43230-1105 | Active | H025955 | FEBCO | 765 | PVB | 1.000 | 90209 | LEFT SIDE FRONT
5528 | ECHO RD | 43230-1105 | Active | 279354 | WILKINS | 720A | PVB | 0.750 | 67181 | LEFT SIDE OF HOUSE
5555 | ECHO RD | 43230-1104 | Active | DA2878 | FEBCO | 765 | PVB | 1.000 | 67255 | SOUTH SIDE
5612 | ECHO RD | 43230 | Active | T272722 | WILKINS | 720 | PVB | 0.750 | 3597811 | RIGHT SIDE
5641 | ECHO RD | 43230-1175 | Active | 108745 | WATTS | 800M4QT | PVB | 0.750 | 87744 | UNDER FRONT WINDOW LEFT SIDE
5665 | EDEN BRIDGE DR | 43016 | Active | CB544496 | WILKINS | 720A | PVB | 0.750 | 3618371 | LEFT SIDE OF HOUSE
5673 | EDEN BRIDGE DR | 43016 | Active | CB153002 | WILKINS | 720A | PVB | 0.750 | 3608169 | RIGHT SIDE OF HOUSE
5681 | EDEN BRIDGE DR | 43016 | Active | CB636495 | WILKINS | 720A | PVB | 0.750 | 3619988 | RIGHT CENTER
5689 | EDEN BRIDGE DR | 43016 | Active | CB636522 | WILKINS | 720A | PVB | 0.750 | 3613374 | RIGHT FRONT
5692 | EDEN BRIDGE DR | 43016 | Active | T409618 | WILKINS | 720A | PVB | 0.750 | 3619957 | LEFT SIDE OF HOUSE
5697 | EDEN BRIDGE DR | 43016 | Active | CB653256 | WILKINS | 720A | PVB | 0.750 | 3624363 | RIGHT SIDE
5708 | EDEN BRIDGE DR | 43016 | Active | CAA54826 | WILKINS | 720A | PVB | 0.750 | 3619699 | LEFT SIDE OF HOUSE
5734 | EDEN BRIDGE DR | 43016 | Active | T258078 | WILKINS | 720A | PVB | 0.750 | 3618419 | RIGHT FRONT
5066 | EDERTON PL | 43054-9323 | Active | G181881 | WILKINS | 720A | PVB | 0.750 | 99788 | RIGHT SIDE
5067 | EDERTON PL | 43054-9460 | Active | 185351 | WILKINS | 720A | PVB | 0.750 | 88674 | LEFT SIDE OF HOUSE
555 | EDGAR WALDO WAY | 43215 | Active | 19637 | WILKINS | 375AST | RP | 3.000 | 3640767 | METER ROOM 1ST FLOOR
555 | EDGAR WALDO WAY | 43215 | Not Required by DOW | 4789535 | WILKINS | 975XL2 | RP | 1.250 | 3640796 | METER ROOM 1ST FLOOR
555 | EDGAR WALDO WAY | 43215 | Not Required by DOW | 174879 | WATTS | LF009M2QT | RP | 1.000 | 3640797 | 4TH FLOOR JANITORS CLOSET ABOVE MOP SINK
555 | EDGAR WALDO WAY | 43215 | Not Required by DOW | 129522 | WATTS | LF007M3QT | DC | 0.750 | 3640798 | DATA ROOM CLOSET 2ND FLOOR
555 | EDGAR WALDO WAY | 43215 | Active | 1951181018 | AMES | 3000SS | DCDA | 6.000 | 3640859
555 | EDGAR WALDO WAY | 43215 | Active | 28030 | WATTS | 007M1QT | DC | 0.750 | 3640860
434 | EDGARTON DR | 43123-8207 | Active | CB084268 | WILKINS | 720A | PVB | 0.750 | 3594619 | LEFT SIDE
4814 | EDGARTON DR | 43123 | Active | SK0312 | WATTS | 957 | RP | 3.000 | 3632945 | HOT BOX
4814 | EDGARTON DR | 43123 | Active | SC2371 | AMES | COLT 300 | DCDA | 8.000 | 3632946 | METER PIT
4814 | EDGARTON DR | 43123 | Active | 51350 | AMES | 2000BM3 | DC | 0.750 | 3632947 | METER PIT SERVICES CONDOS AT WOODSIDE
4849 | EDGARTON DR | 43123-8293 | Active | G208462 | WILKINS | 720A | PVB | 0.750 | 93275 | LEFT SIDE
4615 | EDGCOTE CT | 43054-9654 | Active | CB179908 | WILKINS | 720A | PVB | 1.000 | 64576 | USE 6/3/15 CAG. FRONT RIGHT CORNER OF HOUSE
4621 | EDGCOTE CT | 43054-9654 | Active | EC8654 | FEBCO | 765 | PVB | 1.000 | 64596 | FRONT, LEFT OF DOOR
4635 | EDGCOTE CT | 43054-9654 | Active | A120125 | WILKINS | 375XL | RP | 1.000 | 64646 | SOUTHWEST CORNER OF PROPERTY IN TALL GRASS
4635 | EDGCOTE CT | 43054-9654 | Active | 408929 | WILKINS | 720A | PVB | 1.500 | 98653 | LEFT FRONT CORNER OF HOUSE
4834 | EDGE GROVE DR | 43125-9252 | Active | AAL466 | WILKINS | 710 | PVB | 0.750 | 91152 | LEFT SIDE
407 | EDGE OF RIVER AVE | 43215 | Active | J035408 | FEBCO | 825Y | RP | 1.500 | 3652750
1 | EDGE OF WOODS | 43054-7600 | Active | 444311 | WILKINS | 720A | PVB | 0.500 | 53437 | RIGHT REAR OF HOUSE
2 | EDGE OF WOODS | 43054-7600 | Active | T437740 | FEBCO | 765 | PVB | 1.000 | 56910 | LEFT SIDE
3 | EDGE OF WOODS | 43054-7600 | Replaced | REPH007030 | FEBCO | 765 | PVB | 0.750 | 59679 | REPLACED- LEFT SIDE OF HOUSE
3 | EDGE OF WOODS | 43054-7600 | Active | T144749 | WILKINS | 720 | PVB | 0.750 | 3351176 | LEFT SIDE OF HOUSE
4 | EDGE OF WOODS | 43054-7600 | Active | AC4688 | FEBCO | 765 | PVB | 0.750 | 62491 | FRT DOOR
6 | EDGE OF WOODS | 43054-7600 | Active | AC7251 | FEBCO | 765 | PVB | 0.750 | 68503 | RIGHT OF FRONT DOOR
7 | EDGE OF WOODS | 43054-7600 | Active | 468315 | WILKINS | 420 | PVB | 0.750 | 71119 | SOUTH CORNER OF RESIDENCE
9 | EDGE OF WOODS | 43054-7600 | Replaced | REP366765 | WILKINS | 420 | PVB | 1.000 | 74446 | REPLACED- LEFT SIDE
9 | EDGE OF WOODS | 43054-7600 | Active | T183031 | WILKINS | 720A | PVB | 0.750 | 3609774 | LEFT SIDE
1 | EDGE OF WOODS | 43054-7600 | Active | A19281 | FEBCO | 765 | PVB | 1.000 | 53855 | SOUTH FRONT CORNER OF RESIDENCE
12 | EDGE OF WOODS | 43054-7600 | Active | AF7684 | FEBCO | 765 | PVB | 0.750 | 54228 | EAST SIDE OF HOUSE IN REAR
13 | EDGE OF WOODS | 43054-7600 | Active | AF7784 | FEBCO | 765 | PVB | 0.750 | 54560 | SE SIDE
14 | EDGE OF WOODS | 43054-7600 | Active | AC4406 | FEBCO | 765 | PVB | 0.750 | 54892 | LEFT SIDE OF HOME
16 | EDGE OF WOODS | 43054- | Active | DA2594 | FEBCO | 765 | PVB | 1.000 | 55511 | CENTER OF COURTYARD
30 | EDGEFIELD RD | 43221-2352 | Active | 367520 | WILKINS | 720A | PVB | 1.000 | 59928 | RIGHT SIDE OF HOUSE
4120 | EDGEHILL DR | 43220-4511 | Active | ABB52808 | WILKINS | 975XL | RP | 0.750 | 62969 | IN BASEMENT AT WATER METER
4131 | EDGEHILL DR | 43220-4510 | Active | EAK6968 | WILKINS | 720 | PVB | 0.750 | 3412741 | FRONT OF HOUSE
4153 | EDGEHILL DR | 43220-4510 | Active | 20400 | WATTS | 919AQT | RP | 0.750 | 96422 | BASEMENT NEXT TO METER
4195 | EDGEHILL DR | 43220-4510 | Active | T471253 | WILKINS | 720A | PVB | 1.000 | 63205 | NORTH SIDE OF HOUSE - OUTSIDE
4205 | EDGEHILL DR | 43220-4512 | Active | 749896 | WILKINS | 720A | PVB | 0.750 | 63287 | FRONT OF HOUSE NEAR GARAGE
1357 | edgehill rd |  | Active | 51645C | WILKINS | 375 | RP | 4.000 | 3658201 | MECH ROOM ON SOUTH SIDE OF BUILDING
1357 | edgehill rd |  | Active | 11066371024 | AMES | 3000SS | DCDA | 6.000 | 3658202 | MECH ROOM ON SOUTH SIDE OF BUILDING
1357 | edgehill rd |  | Active | 33941 | WATTS | 007M1-QT | DC | 0.750 | 3658203 | MECH ROOM ON SOUTH SIDE OF BUILDING
1357 | edgehill rd |  | Active | AMA24854 | WILKINS | 975 | RP | 2.000 | 3659486 | POOL HOUSE (POOL)
1357 | edgehill rd |  | Active | AMA25983 | WILKINS | 975 | RP | 2.000 | 3659487 | IRRIGATION LOCATED IN WATER ROOM
1393 | EDGEHILL RD | 43212 | Active | 29046 | WATTS | 919QT | RP | 1.500 | 3657242
1393 | EDGEHILL RD | 43212 | Active | 58683 | Wilkins | 350ADA | DCDA | 4.000 | 3657243
1393 | EDGEHILL RD | 43212 | Active | HC52533 | Wilkins | 950XLD | DC | 0.750 | 3657244
4966 | EDGELEY DR | 43026-3409 | Active | T197669 | WILKINS | 720A | PVB | 0.750 | 3412756 | RIGHT SIDE OF HOUSE
5045 | EDGELEY DR | 43026-3406 | Active | T034242 | WILKINS | 720A | PVB | 0.750 | 100108 | LEFT SIDE OF HOUSE (EAST)
5081 | EDGELEY DR | 43026-3406 | Active | CB001895 | WILKINS | 720A | PVB | 0.750 | 90212 | LEFT CENTER
1764 | EDGEMONT RD | 43212-1019 | Active | CAA79859 | WILKINS | 720A | PVB | 1.000 | 3412774 | BACK OF HOUSE
1765 | EDGEMONT RD | 43212-1020 | Active | 42091 | WATTS | 800QT | PVB | 0.750 | 56068 | LEFT SIDE OF HOUSE
1835 | EDGEMONT RD | 43212-1024 | Active | EAD4826 | FEBCO | 765 | PVB | 0.750 | 56355 | LEFT FRONT BEHIND BUSH
1838 | EDGEMONT RD | 43212-1023 | Active | 468619 | APOLLO/CONBRACO | PVB | PVB | 0.750 | 103486 | FRONT OF HOUSE
1872 | EDGEMONT RD | 43212-1047 | Active | 614610 | WILKINS | 720A | PVB | 0.750 | 56461 | FRONT OF HOUSE RIGHT OF FRONT DOOR
1911 | EDGEMONT RD | 43212-1049 | Active | CB092939 | WILKINS | 720A | PVB | 0.750 | 90214 | LEFT SIDE OF FRONT DOOR
1920 | EDGEMONT RD | 43212-1048 | Active | H692929 | FEBCO | 765 | PVB | 0.750 | 102710 | LEFT FRONT OF HOUSE
1950 | EDGEMONT RD | 43212-1048 | Active | T258985 | WILKINS | 720A | PVB | 0.750 | 3412785 | FRONT OF THE HOUSE BEHIND THE BUSHES
2094 | EDGEMONT RD | 43212-1970 | Active | 013290 | WATTS | 800M4QT | PVB | 1.25 | 90215 | back of house
2418 | EDGEVALE RD | 43221-1218 | Active | CB084316 | WILKINS | 720A | PVB | 0.750 | 3412942 | RIGHT SIDE
2570 | EDGEVALE RD | 43221-1112 | Active | CB170078 | WILKINS | 720A | PVB | 0.750 | 3412970 | FRONT RIGHT
2781 | EDGEWOOD RD | 43220-4514 | Active | 587179 | WILKINS | 720A | PVB | 0.750 | 90216 | FRONT OF HOUSE
4400 | EDGEWYN AVE | 43026-1221 | Active | 120726 | WATTS | 009M2QT | RP | 1.500 | 63920 | MID W MECH ROOM AT WATER METER
4510 | EDGEWYN AVE UNIT A | 43026-1222 | Active | 278938 | WATTS | 909M1QT | RP | 1.500 | 64161 | SOUTHWEST CORNER OF BLDG BY WTR MTR
2191 | EDINGTON RD | 43221-3133 | Active | T307348 | WILKINS | 720A | PVB | 0.750 | 3413187 | NE CORNER OF HOUSE
2248 | EDINGTON RD | 43221-3134 | Active | 396705 | WATTS | 800M4 | PVB | 0.750 | 91823 | LEFT SIDE
2259 | EDINGTON RD | 43221-3133 | Active | CB454863 | WILKINS | 720A | PVB | 0.750 | 3413201 | FRONT RIGHT
2305 | EDINGTON RD | 43221-3135 | Active | H097637 | FEBCO | 765 | PVB | 0.750 | 57912 | LEFT SIDE OF HOUSE
2374 | EDINGTON RD | 43221-3136 | Removed | H186321REM | FEBCO | 765 | PVB | 0.750 | 58104 | EAST SIDE OF HOME
2390 | EDINGTON RD | 43221-3136 | Active | CAF072 | WILKINS | 720 | PVB | 0.750 | 3413216 | FRONT OF HOUSE
2393 | EDINGTON RD | 43221-3135 | Active | T272933 | WILKINS | 720A | PVB | 0.750 | 3413217 | LEFT SIDE OF HOUSE
2433 | EDINGTON RD | 43221-3047 | Active | 174595 | WATTS | 800QT | PVB | 1.000 | 98008 | BACK OF HOUSE
2448 | EDINGTON RD | 43221-3048 | Active | DA6086 | FEBCO | 765 | PVB | 1.000 | 90219 | FRONT OF HOUSE
2511 | EDINGTON RD | 43221-3047 | Active | H496389 | FEBCO | 765 | PVB | 1.000 | 90220 | FRONT OF HOUSE
2553 | EDINGTON RD | 43221-3049 | Active | T417964 | WILKINS | 720A | PVB | 0.750 | 3413227
2554 | EDINGTON RD | 43221-3050 | Active | T345616 | WILKINS | 720A | PVB | 0.750 | 3413228 | REAR OF HOUSE
2565 | EDINGTON RD | 43221-3049 | Active | EAA0716 | WILKINS | 720A | PVB | 0.750 | 3413229
2570 | EDINGTON RD | 43221-3050 | Active | 507889 | WILKINS | 720A | PVB | 0.750 | 87295 | FRONT OF HOUSE
2577 | EDINGTON RD | 43221-3049 | Active | T346096 | WILKINS | 720A | PVB | 0.750 | 92040 | FRONT CORNER WHERE GARAGE MEETS HOUSE
2584 | EDINGTON RD | 43221-3050 | Active | 559152 | WATTS | 800QT | PVB | 1.000 | 87146 | FRONT OF HOUSE
2614 | EDINGTON RD | 43221-3050 | Active | 27211 | WATTS | 009M2QT | RP | 1.000 | 87265 | BESIDE WATER METER IN BASEMENT
2651 | EDINGTON RD | 43221-2568 | Active | 632650 | RAINBIRD | AC4000 | PVB | 0.750 | 58900 | RIGHT SIDE OF HOUSE
2651 | EDINGTON RD | 43221-2568 | Active | W286039 | WILKINS | 975 X | RP | 0.500 | 102531 | BOILER ROOM/BASEMENT
2670 | EDINGTON RD | 43221-2503 | Active | CB073695 | WILKINS | 720A | PVB | 0.750 | 3413236 | REAR
2690 | EDINGTON RD | 43221-2503 | Active | T396534 | WILKINS | 720A | PVB | 0.750 | 87296 | WEST SIDE OF HOUSE
2720 | EDINGTON RD | 43221 | Active | CB075309 | WILKINS | 720A | PVB | 0.750 | 3603177 | LEFT FRONT
2730 | EDINGTON RD | 43221-2503 | Active | CB072567 | WILKINS | 720A | PVB | 0.750 | 3603811 | FRONT RIGHT IN OFFSET
2737 | EDINGTON RD | 43221 | Active | 382614 | WILKINS | 420 | PVB | 0.750 | 103284 | WEST SIDE OF HOUSE
2740 | EDINGTON RD | 43221-2503 | Active | W149679 | WILKINS | 975 | RP | 1.000 | 59151 | FRONT NORTH OF DOOR
2760 | EDINGTON RD | 43221-2503 | Active | 079650 | WATTS | LF007M3QT | DC | 0.750 | 90224 | BASEMENT AT METER
2780 | EDINGTON RD | 43221 | Active | 010924 | WATTS | 800M4QT | PVB | 0.750 | 3603587 | LEFT SIDE OF FRONT DOOR
2785 | EDINGTON RD | 43221 | Active | 377817 | WATTS | 800M4QT | PVB | 0.750 | 3602815 | FRONT LEFT BY GARAGE
2331 | EDMONTON RD | 43229-4746 | Active | 61844 | WATTS | LF919QT | RP | 1.500 | 3413284 | GARAGE CLOSET
5410 | EDWARDS FARM DR | 43026- | Active | 1357860125 | AMES | 4000SS | RP | 6.000 | 66842 | 5412 EDWARDS FARM RD, POOL EQUIPMENT BUILDING
5410 | EDWARDS FARM DR | 43026- | Not Required by DOW | A205193 | FEBCO | 825Y | RP | 2.000 | 66843 | 5412 EDWARDS FARM RD, W END OF BLDG OUTSIDE ENTR TO SPR RM BLDG 4
5410 | EDWARDS FARM DR | 43026- | Not Required by DOW | A034594 | FEBCO | 825Y | RP | 2.000 | 66844 | 5412 EDWARD FARM RD S END OF BLDG @ OUTSIDE ENTR TO SPR RM BLDG 1
5410 | EDWARDS FARM DR | 43026- | Not Required by DOW | A034605 | FEBCO | 825YA | RP | 2.000 | 66845 | 5412 EDWARDS FARM RD, E END OF BLDG IN FIRE MECH RM BLDG 20
5410 | EDWARDS FARM DR | 43026- | Not Required by DOW | J018418 | FEBCO | 825YA | RP | 2.000 | 66846 | 5412 EDWARDS FARM RD, FIRE MECH ROOM BLDG 3
5410 | EDWARDS FARM DR | 43026- | Not Required by DOW | A039969 | FEBCO | 825Y | RP | 2.000 | 66847 | 5412 EDWARDS FARM RD, N END OF BLDG @ OUTSIDE ENTRANCE TO SPRINKLER
5410 | EDWARDS FARM DR | 43026- | Not Required by DOW | A039970 | FEBCO | 825Y | RP | 2.000 | 66848 | 5412 EDWARDS FARM RD, S END OF BUILDING IN FIRE MECH ROOM BLDG 14
5410 | EDWARDS FARM DR | 43026- | Not Required by DOW | A042340 | FEBCO | 825Y | RP | 2.000 | 66849 | 5412 EDWARDS FARM RD S END OF BLDG @ OUTSIDE ENTR TO SPR RM BLDG 7
5410 | EDWARDS FARM DR | 43026- | Not Required by DOW | A042361 | FEBCO | 825YA | RP | 2.000 | 66850 | 5412 EDWARDS FARM RD, N END OF BUILDING IN FIRE MECH ROOM BLDG 23
5410 | EDWARDS FARM DR | 43026- | Not Required by DOW | A042370 | FEBCO | 825YA | RP | 2.000 | 66851 | 5412 EDWARDS FARM RD, S END OF BLDG IN FIRE MECH RM BLDG 22
5410 | EDWARDS FARM DR | 43026- | Not Required by DOW | 9912131545 | FEBCO | 870 | DC | 4.000 | 66852 | 5412 EDWARDS FARM RD LT OF MAIN ENTR INSIDE OF SPR RM N SIDE OF CLUBHOUSE
5410 | EDWARDS FARM DR | 43026- | Not Required by DOW | J017469 | FEBCO | 825YA | RP | 2.000 | 66853 | 5412 EDWARDS FARM RD, S END OUTSIDE ENTRANCE SPRINKLER RM BLDG 9
5410 | EDWARDS FARM DR | 43026- | Not Required by DOW | A034595 | FEBCO | 825YA | RP | 2.000 | 94621 | 5412 EDWARDS FARMS RD, NORTH EAST SPRINKLER ROOM BLDG 21
5410 | EDWARDS FARM DR | 43026- | Not Required by DOW | [5 empty] | 3638508 | POND USED FOR IRRIGATION WELL PUMP OUTSIDE
5410 | EDWARDS FARM DR | 43026- | LPS - Active |  |  |  | LPC |  | 3658506 | DOMESTIC PUMP - 5412 EDWARDS FARM RD, POOL EQUIPMENT BUILDING
4850 | EDWARDS FARM RD | 43026 | Active | 244777 | WATTS | LF009M2QT | RP | 1.000 | 3622570 | IN HOT BOX NW PROPERTY/ENTRANCE BY SIGN
5050 | EDWARDS FARM RD | 43221- | Active | 1154261005 | AMES | 4000SS | RP | 3.000 | 91071 | 5089 Calais DR - NW Corner Meter Room
5050 | EDWARDS FARM RD | 43221- | Active | 1459861005 | AMES | 3000SS | DCDA | 6.000 | 91141 | 5089 Calais DR - NW Corner Meter Room
5050 | EDWARDS FARM RD | 43221- | Active | 66823 | WATTS | 007M1QT | DC | 0.750 | 91142 | 5089 Calais DR - NW Corner Meter Room
5050 | EDWARDS FARM RD | 43221- | Not Required by DOW | 3570415XLTCU | WILKINS | 975XL | RP | 0.750 | 96125 | Outside Club House - East along Front Wall
5050 | EDWARDS FARM RD | 43221- | Removed | W293205REM | WILKINS | 975XLBMS | RP | 1.000 | 97276 | REMOVED-RIGHT SIDE OF BLDG BY WATER METER
5050 | EDWARDS FARM RD | 43221- | Not Required by DOW | A00462 | AMES | 2000B | RP | 2.000 | 99551 | RISER ROOM - 5103 DINARD WAY
5050 | EDWARDS FARM RD | 43221- | Not Required by DOW | H09406 | FEBCO | 860 | RP | 2.000 | 99620 | 5064 CALAIS DR - RISER ROOM
5050 | EDWARDS FARM RD | 43221- | Not Required by DOW | A01523 | AMES | 2000B | RP | 2.000 | 99621 | 5038 CALAIS DR - RISER ROOM
5050 | EDWARDS FARM RD | 43221- | Not Required by DOW | 09728 | AMES | 2000B | RP | 2.000 | 99622 | 3910 RUE DR BRITTANY - RISER ROOM
5050 | EDWARDS FARM RD | 43221- | Not Required by DOW | H09410 | FEBCO | 860 | RP | 2.000 | 99623 | 3941 DINON DR - SPRINKLER ROOM
5050 | EDWARDS FARM RD | 43221- | Not Required by DOW | 3570415 | WILKINS | 975XL | RP | 1.000 | 101463 | 5089 Calais DR - NW Corner Meter Room - Outside Door to East
5385 | EDWARDS FARM RD | 43026- | Active | EG-1611 | WATTS | 957 | RP | 4.000 | 91070 | CHARLESTON 4062 NE METER ROOM AT MAIL KIOSK AT WATER METER
5385 | EDWARDS FARM RD | 43026- | Active | 1461051005 | AMES | 3000SS | DCDA | 8.000 | 91143 | 4062 NE OF COMPLEX METER BLDG AT MAIL KIOSK
5385 | EDWARDS FARM RD | 43026- | Active | 48087 | AMES | 2000B | DC | 0.750 | 91144 | THE CHARLESTON NE METER HSE AT MAIL KIOSK
5385 | EDWARDS FARM RD | 43026- | Not Required by DOW | 06508 | WATTS | 719AQT | DC | 2.000 | 94486 | 5407 EDWARDS PLANTATION DR, BLDG #5, FIRE SUPPRESSION ROOM
5385 | EDWARDS FARM RD | 43026- | Not Required by DOW | 01105 | WATTS | 719AQT | DC | 2.000 | 94488 | 5407 EDWARDS PLANTATION BLDG 3 FIRE SUPP RM REAR OF BLDG 5432-5458 SEA PINES
5385 | EDWARDS FARM RD | 43026- | Not Required by DOW | 24719 | AMES | 2000B | DC | 2.000 | 94489 | 5407 EDWARDS PLANTATION DR BACK SIDE OF BLDG 16-4044-5263 EDWARDS PLANT DR
5385 | EDWARDS FARM RD | 43026- | Not Required by DOW | 24685 | AMES | 2000B | DC | 2.000 | 94490 | 5407 EDWARDS PLANTATION DR BLDG 13, WATER RM BACK 4202-5216 SAVANNAH GROVE LN
5385 | EDWARDS FARM RD | 43026- | Not Required by DOW | 17706 | AMES | 2000B | DC | 2.000 | 94491 | 5407 EDWARDS PLANTATION DR W SIDE OF BLDG 15 4602-4116 SAVANNAH GROVE
5385 | EDWARDS FARM RD | 43026- | Not Required by DOW | 06315 | WATTS | 719QT | DC | 2.000 | 94492 | 5407 EDWARDS PLANT DR, BLDG 4 FIRE SUPP RM LT SIDE OF 5409-5435 MONTICELLO HALL
5385 | EDWARDS FARM RD | 43026- | Not Required by DOW | 06335 | WATTS | 719AQT | DC | 2.000 | 94493 | 5407 EDWARDS PLANT DR, BLDG 6 FIRE SUPP RM LT SIDE BLDG 5339-5365 MONTI
5385 | EDWARDS FARM RD | 43026- | Not Required by DOW | 06342 | WATTS | 719AQT | DC | 2.000 | 94494 | 5407 EDWARDS PLANTATION DR BLDG 7 FIRE SUPP RM LT SIDE OF BLDG 4062-4088 PLANT
5385 | EDWARDS FARM RD | 43026- | Not Required by DOW | 06333 | WATTS | 719QT | DC | 2.000 | 94496 | 5407 EDWARDS PLANTATION DR BLDG 8 FIRE SUPP RM RT SIDE 4000-4016 PLANTATION
5385 | EDWARDS FARM RD | 43026- | Not Required by DOW | 06126 | WATTS | 719AQT | DC | 2.000 | 94497 | 5407 EDWARDS PLANTATION DR BLDG 9 FIRE SUPP RM LT SIDE OF 4033-4054 PLANT LK
5385 | EDWARDS FARM RD | 43026- | Removed | 01039REM | WATTS | 719QT | DC | 2.000 | 94498 | REMOVED-FIRE SUPRESSION ROOM REAR OF BUILDING
5385 | EDWARDS FARM RD | 43026- | Not Required by DOW | 06314 | WATTS | 719QT | DC | 2.000 | 94500 | 5407 EDWARDS PLANTATION, FIRE SUPP RM REAR OF BLDG, Building 1
5385 | EDWARDS FARM RD | 43026- | Not Required by DOW | 01093 | WATTS | 719QT | DC | 2.000 | 94601 | 5407 EDWARDS PLANTATION DR, FIRE SURPRESSION RM RIGHT SIDE OF BUILDING
5385 | EDWARDS FARM RD | 43026- | Not Required by DOW | 23201 | AMES | 2000B | DC | 2.000 | 95497 | 5407 EDWARDS PLANTATION DR, FIRE SUPP RM BACK SIDE OF BLDG #10
5385 | EDWARDS FARM RD | 43026- | Not Required by DOW | 23676 | AMES | 2000B | DC | 2.000 | 95498 | 5407 EDWARDS PLANTATION DR, BLDG #11, BACK SIDE OF BLDG
5385 | EDWARDS FARM RD | 43026- | Not Required by DOW | 24144 | AMES | 2000B | DC | 2.000 | 95499 | 5407 EDWARDS PLANTATION DR, EAST SIDE OF BLDG #14
5385 | EDWARDS FARM RD | 43026- | Not Required by DOW | 21143 | AMES | 2000B | DC | 2.000 | 97566 | 5407 EDWARDS PLANTATION DR, MECH RM, BLDG #12
5385 | EDWARDS FARM RD | 43026- | LPS - Active |  |  |  | LPC |  | 3651106 | DOMESTIC PUMP - IN METER ROOM AT MAIL KIOSK
5451 | EDWARDS FARM RD | 43221-5661 | Active | 1263630503 | AMES | 3000SS | DCDA | 6.000 | 66933 | DOWNSTAIRS MECH ROOM
5451 | EDWARDS FARM RD | 43221-5661 | Active | 56884 | WATTS | 007M1QT | DC | 0.750 | 66934 | DOWNSTAIRS MECH ROOM
5451 | EDWARDS FARM RD | 43221-5661 | Active | 95785 | WATTS | 009M2QT | RP | 1.500 | 66935 | MECH ROOM IN BASEMENT
5451 | EDWARDS FARM RD | 43221-5661 | Not Required by DOW | 4366477 | WILKINS | 975XL | RP | 1.000 | 95062 | BLDG WEST OF SWIMMING POOL
5451 | EDWARDS FARM RD | 43221-5661 | LPS - Active |  |  |  | LST |  | 3656123 | FIRE PUMP - BASEMENT MECH ROOM, BLDG WEST OF SWIMMING POOL
5511 | EDWARDS FARM RD | 43026 | Active | OF-2840 | WATTS | 957 | RP | 4.000 | 3611866 | WATER/MAIL ROOM ADJACENT TO MAIN ENTRANCE
5511 | EDWARDS FARM RD | 43026 | Active | P08107 | WILKINS | 450DA | DCDA | 8.000 | 3612968 | Pump House adjacent to main entrance
5511 | EDWARDS FARM RD | 43026 | Active | 3992531 | WILKINS | 950XLD | DC | 0.750 | 3612969 | Pump House adjacent to main entrance
5511 | EDWARDS FARM RD | 43026 | LPS - Active |  |  |  | LPC |  | 3658017 | DOMESTIC PUMP - BY MAIL BOXES IN WATER METER BUILDING
5565 | EDWARDS FARM RD | 43026- | Not Required by DOW | W276768 | WILKINS | 975XL | RP | 1.500 | 90542 | 4201 BRADHURST DR, PUMP HOUSE LEFT OF DRIVE
5565 | EDWARDS FARM RD | 43026- | Active | 0A1173 | WATTS | 957 | RP | 4.000 | 94056 | 4201 BRADHURST DR, METER HOUSE AT ENTRANCE
5565 | EDWARDS FARM RD | 43026- | Active | 55047 | WATTS | 007QT | DC | 0.750 | 94057 | METER HOUSE BY ENTRANCE N/HAYDEN LOFTS AND N/STRATHMOORE APTS
5565 | EDWARDS FARM RD | 43026- | Active | 139819 | WATTS | 709DCDA | DCDA | 8.000 | 94058 | METER HOUSE BY ENTRANCE
5565 | EDWARDS FARM RD | 43026- | LPS - Active |  |  |  | LPC |  | 3631402 | DOMESTIC PUMP - METER HOUSE BY ENTRANCE
4861 | EDWARDS FARMS RD | 43026 | Active | XD-1692 | AMES | COLT 400 | RP | 4.000 | 3656352 | NORTH HOTBOX INSIDE FENCE LEFT OF DRIVE
4861 | EDWARDS FARMS RD | 43026 | Active | XC-0191 | AMES | 300-GV | DCDA | 4.000 | 3656353 | SOUTH HOTBOX INSIDE FENCE LEFT OF DRIVE
4861 | EDWARDS FARMS RD | 43026 | Active | 73771 | AMES | 2000BM3 | DC | 0.750 | 3656354 | SOUTH HOTBOX INSIDE FENCE LEFT OF DRIVE
4902 | EDWARDS FARMS RD | 43221 | Active | QA-0330 | WATTS | 957 | RP | 4.000 | 3618656 | HOT BOX SOUTH END OF COMPLEX
4902 | EDWARDS FARMS RD | 43221 | Active | QE0203 | AMES | COLT 300GV | DCDA | 10.000 | 3622738 | METER PIT
4902 | EDWARDS FARMS RD | 43221 | Active | 00971 | AMES | LF2000BM3 | DC | 0.750 | 3622739 | METER PIT
4902 | EDWARDS FARMS RD | 43221 | Not Required by DOW | 68255 | WATTS | LF919QT | RP | 0.750 | 3622784 | POOL EQUIPMENT ROOM BEHIND CLUBHOUSE
4949 | EDWARDS FARMS RD | 43026 | Active | 11054970224 | AMES | 3000SS | DCDA | 8.000 | 3657816 | FIRE PUMP ROOM OUTSIDE DOOR FRONT WALL RIGHT OF FDC
4949 | EDWARDS FARMS RD | 43026 | Active | 86887 | AMES | 2000B | DC | 0.750 | 3657817 | FIRE PUMP ROOM OUTSIDE DOOR FRONT WALL RIGHT OF FDC
4949 | EDWARDS FARMS RD | 43026 | LPS - Active |  |  |  | LST |  | 3657818 | FIRE PUMP ROOM OUTSIDE DOOR FRONT WALL RIGHT OF FDC
4949 | EDWARDS FARMS RD | 43026 | Active | X63342 | WILKINS | 375A | RP | 4.000 | 3657873 | FIRE PUMP ROOM OUTSIDE DOOR FRONT WALL RIGHT OF FDC
4949 | EDWARDS FARMS RD | 43026 | Not Required by DOW | ACK7569 | WILKINS | 975XL2 | RP | 2.000 | 3657874 | FIRE PUMP ROOM OUTSIDE DOOR FRONT WALL RIGHT OF FDC
4999 | EDWARDS FARMS RD | 43221 | Active | 1152250213 | WATTS | 774DCDA | DCDA | 8.000 | 103700 | 3995 ST PAUL ST, METER HOUSE SE CORNER OF PROPERTY
4999 | EDWARDS FARMS RD | 43221 | Active | SE-1516 | WATTS | 957 | RP | 4.000 | 103746 | 3995 ST PAUL ST, METER HOUSE SE CORNER OF PROPERTY
4999 | EDWARDS FARMS RD | 43221 | Active | 20522 | WATTS | 007M2QT | DC | 0.750 | 103755 | 3995 ST PAUL ST, METER HOUSE SE CORNER OF PROPERTY
4999 | EDWARDS FARMS RD | 43221 | Not Required by DOW | 44636 | WATTS | LF919QT | RP | 1.000 | 3603867 | 4020 CYBER AVE, CLUBHOUSE MECHANICAL ROOM
5543 | EDWARDS FARMS RD | 43016 | Active | 215994 | WATTS | 909 | RP | 4.000 | 3602799 | MECH/RISER ROOM AT E END OF GARAGES 5565 BOWLAND AT WATER METER
5543 | EDWARDS FARMS RD | 43016 | Active | 1147160612 | WATTS | 774DCDA | DCDA | 6.000 | 3603697 | MECH/RISER ROOM E END OF GARAGES SE COMPLEX
5543 | EDWARDS FARMS RD | 43016 | Active | 19550 | WATTS | 007M1QT | DC | 0.750 | 3603698 | METER BUILDING AT 5565 BOWLAND PLACE EAST END
5543 | EDWARDS FARMS RD | 43016 | Not Required by DOW | 024925 | WATTS | LF909QT | RP | 1.000 | 3649316 | METER BUILDING AT 5565 BOWLAND PLACE EAST END
5849 | EFFINGHAM RD | 43213-3347 | Active | 035183 | WATTS | LF800M4 | PVB | 1.000 | 90225 | WEST SIDE OF HOUSE
7531 | EHRET ROUND | 43054-8926 | Active | EAK5309 | WILKINS | 720A | PVB | 1.000 | 72188 | LEFT SIDE
7547 | EHRET ROUND | 43054-8926 | Active | CAB08631 | WILKINS | 720A | PVB | 1.000 | 72207 | RIGHT SIDE OF HOUSE
7559 | EHRET ROUND | 43054-8926 | Active | 06086 | WATTS | 800M2QT | PVB | 1.000 | 72235 | RIGHT SIDE FRONT
5675 | EITERMAN RD | 43016-6051 | Active | X07292 | WILKINS | 375 | RP | 4.000 | 92481 | MECH/BOILER ROOM AT WATER METER
5675 | EITERMAN RD | 43016-6051 | Active | 153523 | AMES | 3000SS | DCDA | 8.000 | 92519 | IN PIT N SIDE OF ENTRANCE
5675 | EITERMAN RD | 43016-6051 | Active | 51485 | AMES | 2000B | DC | 0.750 | 92522 | IN PIT N OF ENTRANCE
5675 | EITERMAN RD | 43016-6051 | Not Required by DOW | 12304 | WATTS | 909HWQT | RP | 1.000 | 92546 | CEILING MECH ROOM
5805 | EITERMAN RD | 43016-8004 | Active | 1195031 | AMES | 3000SS | DCDA | 6.000 | 68041 | METER PIT
5805 | EITERMAN RD | 43016-8004 | Active | 52260 | WATTS | 007M1QT | DC | 0.750 | 68042 | METER PIT LEFT OF CLUBHOUSE
5805 | EITERMAN RD | 43016-8004 | Not required by DOW | 4583035 | WILKINS | 975XL2 | RP | 1.000 | 68043 | CLOSET OFF ENTRY AREA W/SIDE BLDG GOLF CART BARN
5805 | EITERMAN RD | 43016-8004 | Active | W008456 | WILKINS | 975XL | RP | 2.000 | 68044 | MECH AREA OFF DINNING RM BELOW HWTanik
5870 | EITERMAN RD | 43016- | Active | 1077430702 | AMES | 4000SS | RP | 3.000 | 68196 | IN HOT BOX NXT TO MTR PIT BY 5964 ROUNDSTONE DR 1/2 WAY BTWN ROUNDSTONE & STONEC
5870 | EITERMAN RD | 43016- | Active | 109041003 | FEBCO | 856 | DCDA | 6.000 | 68197 | IN METER PIT HALF WAY BTWN ROUNDSTONE & STONECIRCLE
5870 | EITERMAN RD | 43016- | Active | 19246 | FEBCO | 805 | DC | 0.750 | 68198 | IN METER PIT
6200 | EITERMAN RD | 43016-8711 | Active | 226400 | WATTS | 009M2QT | RP | 2.000 | 88540 | MECH ROOM
6200 | EITERMAN RD | 43016-8711 | Active | 1423750605 | AMES | 3000SS | DCDA | 4.000 | 88541 | MECH ROOM
6200 | EITERMAN RD | 43016-8711 | Active | 44075 | AMES | 2000B | DC | 0.750 | 88542 | MECH ROOM
6625 | EITERMAN RD | 43016-8727 | Active | 381882 | WATTS | 909M1QT | RP | 2.000 | 70393 | 1ST FLOOR MECH ROOM AT WATER METER BOTTM DEVICE
6625 | EITERMAN RD | 43016-8727 | Not Required by DOW | 382068 | WATTS | 909M1QT | RP | 2.000 | 70394 | 1ST FLOOR MECH ROOM
6625 | EITERMAN RD | 43016-8727 | Active | 382416 | WATTS | 909M1QT | RP | 2.000 | 70395 | 1ST FLOOR MECH ROOM AT WATER METER TOP DEVICE
6625 | EITERMAN RD | 43016-8727 | Not Required by DOW | 382627 | WATTS | 909M1QT | RP | 1.500 | 70396 | MECH ROOM UPSTAIRS OVER SOFTNER
6625 | EITERMAN RD | 43016-8727 | Not Required by DOW | 01475 | WATTS | SS009QT | RP | 1.000 | 88217 | MECH ROOM UPSTAIRS LEFT OF DOOR
6625 | EITERMAN RD | 43016-8727 | Not Required by DOW | 62161 | WATTS | 009M2QT | RP | 1.500 | 88220 | SHIPPING REC.AREA
6625 | EITERMAN RD | 43016-8727 | Not Required by DOW | 003479 | WATTS | LF909M1QT | RP | 2.000 | 3628333 | BOILER MICRO BUILDING /SOFT WATER/LAB
6625 | EITERMAN RD | 43016-8727 | Not Required by DOW | 003077 | WATTS | LF909M1QT | RP | 2.000 | 3628334 | Micro building boiler protection
6625 | EITERMAN RD | 43016-8727 | Active | YC-1277 | WATTS | LF757 | DCDA | 6.000 | 3633604 | MECH/RISER ROOM
6625 | EITERMAN RD | 43016-8727 | Not Required by DOW | 12700C | WILKINS | 375AST | RP | 2.500 | 3636333 | 1A BOILER ROOM
6625 | EITERMAN RD | 43016-8727 | Active | N1404300605 | FEBCO | LF880V | RP | 4.000 | 3638393 | 1ST FLOOR MECH ROOM AT WATER METER FOR NEW SECTION "N" STYLE
6625 | EITERMAN RD | 43016-8727 | Active | 08871 | WATTS | LF007M3QT | DC | 0.750 | 3658786 | MECH/RISER ROOM
1555 | ELAINE RD | 43227-2347 | Active | EQ503 | APOLLO/CONBRACO | 4020402 | RP | 0.750 | 55434 | BASEMENT BOILER ROOM (SERIAL #EQ503)
3051 | ELBERN AVE | 43209-2028 | Active | T366167 | WILKINS | 720A | PVB | 0.750 | 3413946 | LEFT OF FRONT DOOR
3070 | ELBERN AVE | 43209-2030 | Active | G212498 | WILKINS | 720A | PVB | 0.750 | 97623 | LEFT SIDE
3082 | ELBERN AVE | 43209-2030 | Active | F017907 | WILKINS | 720A | PVB | 1.000 | 59926 | FRONT CENTER RIGHT OF DR
3092 | ELBERN AVE | 43209-2030 | Active | T206211 | WILKINS | 720A | PVB | 0.750 | 3413949 | LEFT SIDE OF HOUSE
3097 | ELBERN AVE | 43209-2031 | Active | 16051 | FEBCO | 765 | PVB | 1.000 | 59954 | LEFT FRONT OF HOUSE
3102 | ELBERN AVE | 43209-2030 | Active | ABA6503 | WILKINS | 975XL | RP | 0.750 | 97240 | CRAWL SPACE
3162 | ELBERN AVE | 43209-2033 | Active | T409604 | WILKINS | 720A | PVB | 0.750 | 3413954 | RIGHT SIDE
4518 | ELDERBERRY CT | 43220-3020 | Active | t240015 | WILKINS | 720A | PVB | 0.750 | 90227 | RIGHT SIDE OF HOUSE
4530 | ELDERBERRY CT | 43220-3020 | Active | H093634 | FEBCO | 765 | PVB | 0.750 | 64297 | FRONT LEFT BEHIND BUSHES
4531 | ELDERBERRY CT | 43220-3020 | Active | 702189 | WATTS | 800M2QT | PVB | 1.000 | 99184 | FRONT OF HOUSE
4554 | ELDERBERRY CT | 43220-3020 | NULL | ZZ2090ROSEBERRY |  |  |  | 0.000 | 101165
2085 | ELGIN DR | 43221-4134 | Active | T024267 | WILKINS | 720A | PVB | 1.000 | 95892 | LEFT SIDE FRONT
2077 | ELGIN RD | 43221-4134 | Active | T272950 | WILKINS | 720A | PVB | 0.750 | 3414382 | RIGHT SIDE OF HOUSE
2086 | ELGIN RD | 43221-4135 | Active | AA6399 | FEBCO | 765 | PVB | 0.750 | 86986 | BACK RIGHT CORNER
2086 | ELGIN RD | 43221-4135 | Active | AA6359 | FEBCO | 765 | PVB | 0.750 | 93155 | LEFT SIDE
2086 | ELGIN RD | 43221-4135 | Due Install |  |  |  | RP | 0.750 | 3659447
2093 | ELGIN RD | 43221-4134 | Active | 1786 | FEBCO | 765 | PVB | 0.750 | 57193 | LEFT SIDE OF HOUSE
2096 | ELGIN RD | 43221-4135 | Replaced | REPZJ516 | CONBRACO | PVB | PVB | 1.000 | 87368 | REPLACED- LEFT OF FRONT DOOR
2096 | ELGIN RD | 43221-4135 | Active | CB143483 | WILKINS | 720A | PVB | 1.000 | 3611546 | LEFT OF FRONT DOOR
2101 | ELGIN RD | 43221-4136 | Active | 57459 | WATTS | 800M4QT | PVB | 1.000 | 3414383 | RIGHT SIDE OF THE HOUSE
2104 | ELGIN RD | 43221-4137 | Active | G106599 | WILKINS | 720A | PVB | 1.000 | 57262 | RIGHT SIDE
2109 | ELGIN RD | 43221-4136 | Active | 880070 | WILKINS | 720A | PVB | 1.000 | 57313 | RIGHT SIDE OF HOUSE
2117 | ELGIN RD | 43221-4136 | Active | H002366 | FEBCO | 765 | PVB | 0.750 | 57344 | NORTH SIDE OF HOUSE
2135 | ELGIN RD | 43221-4136 | Active | CB333199 | WILKINS | 720A | PVB | 0.750 | 3414388 | FRONT
2147 | ELGIN RD | 43221-4136 | Replaced | REP770350 | WATTS | 800M4QT | PVB | 1.000 | 90230 | REPLACED- RIGHT SIDE
2147 | ELGIN RD | 43221-4136 | Active | HM12959 | FEBCO | 765 | PVB | 0.750 | 3609973 | RIGHT SIDE
2155 | ELGIN RD | 43221-4136 | Active | 4649 | FEBCO | 765 | PVB | 1.000 | 57464 | FRONT OF HOUSE
2156 | ELGIN RD | 43221-4137 | Active | T433660 | WILKINS | 720A | PVB | 0.750 | 3414391
2164 | ELGIN RD | 43221-4137 | Active | CAB60331 | WILKINS | 720A | PVB | 1.000 | 57491 | RIGHT SIDE OF HOME
2731 | ELGINFIELD RD | 43220-4289 | Active | DH5083 | FEBCO | 765 | PVB | 1.000 | 90231 | LEFT SIDE OF HOUSE
2770 | ELGINFIELD RD | 43220-4248 | Active | 996925 | WILKINS | 720A | PVB | 0.750 | 90233 | FRONT RIGHT SIDE OF HOME OUTSIDE
3180 | ELIM ESTATES DR | 43232 | Active | 1055031010 | AMES | 5000 | RPDA | 6.000 | 101647 | MECH/RISER MAINT ROOM E SIDE BLDG
3180 | ELIM ESTATES DR | 43232 | Replaced | REP11476 | AMES | 4000 | RP | 0.750 | 101810 | ***REPLACED***MECH ROOM EAST SIDE BUILDING
3180 | ELIM ESTATES DR | 43232 | Active | L67400 | WILKINS | 375 | RP | 3.000 | 103963 | MECH/RISER MAINT ROOM E SIDE 3180 BLDG
3180 | ELIM ESTATES DR | 43232 | Active | 42647 | WATTS | 919AQT | RP | 0.750 | 3607757 | MECH/RISER MAINT ROOM E SIDE BLDG
3200 | ELIM ESTATES DR | 43232 | Active | LB-1525 | WATTS | 957 | RP | 3.000 | 101648 | HOT BOX BY POND
3200 | ELIM ESTATES DR | 43232 | Not Required by DOW | 15443 | WATTS | 919AQT | RP | 2.000 | 102135 | MECHANICAL ROOM AT WATER METER
3200 | ELIM ESTATES DR | 43232 | Active | 1144550611 | WATTS | 774DCDA | DCDA | 6.000 | 102136 | METER PIT BY POND
3200 | ELIM ESTATES DR | 43232 | Active | 18070 | WATTS | 007M1QT | DC | 0.750 | 102137 | METER PIT W/ DCDA
3200 | ELIM ESTATES DR | 43232 | Active | 05502 | AMES | 4000B | RP | 1.000 | 102138 | At riser
758 | ELIZABETH AVE | 43227-1037 | Due Install |  |  |  | RP |  | 3414470
491 | ELKHURST CT | 43123 | Active | T385672 | WILKINS | 720A | PVB | 0.750 | 3616855 | LEFT SIDE OF HOUSE
4924 | ELKHURST CT | 43123 | Active | CB630534 | WILKINS | 720A | PVB | 0.750 | 3638359 | RIGHT SIDE OF HOUSE
6930 | ELLEN BOAT LN | 43110-7912 | Replaced | REP282243 | WATTS | 800M4FR | PVB | 0.750 | 101273 | REPLACED- RIGHT REAR CORNER
6930 | ELLEN BOAT LN | 43110-7912 | Active | T363356 | WILKINS | 720A | PVB | 0.750 | 3611318 | RIGHT REAR CORNER
2050 | ELLINGTON RD | 43221-4139 | Active | F011302 | WILKINS | 720A | PVB | 1.000 | 90237 | NORTH SIDE OF HOSUE
2062 | ELLINGTON RD | 43221-4139 | Active | CB113742 | WILKINS | 720A | PVB | 0.750 | 3414850 | RIGHT FRONT
2070 | ELLINGTON RD | 43221-4139 | Active | CB986896 | WILKINS | 720 | PVB | 0.750 | 3414851 | LEFT OF FRONT DOOR
2071 | ELLINGTON RD | 43221-4138 | Active | F005816 | WILKINS | 720A | PVB | 0.750 | 57151 | FRONT LEFT OF DOOR
2082 | ELLINGTON RD | 43221-4139 | Active | H411459 | FEBCO | 765 | PVB | 1.000 | 87283 | LEFT SIDE OF HOUSE
2090 | ELLINGTON RD | 43221-4139 | Active | 100007490 | FEBCO | 765 | PVB | 1.000 | 57188 | FRONT NORTH OF FRONT DOOR UNDER WINDOW
2098 | ELLINGTON RD | 43221-4139 | Active | H010047 | FEBCO | 765 | PVB | 0.750 | 57204 | LEFT SIDE OF HOUSE
2107 | ELLINGTON RD | 43221-4156 | Active | G225811 | WILKINS | 720A | PVB | 0.750 | 89392 | RIGHT SIDE OF HOUSE
2114 | ELLINGTON RD | 43221-4140 | Removed | 29052REM | FEBCO | 765 | PVB | 1.000 | 57336 | REMOVED-NORTH REAR SIDE BACK OF HOUSE
2114 | ELLINGTON RD | 43221-4140 | Active | EAF2388 | WILKINS | 720A | PVB | 0.750 | 3655183 | LEFT REAR
2115 | ELLINGTON RD | 43221-4156 | Active | F021224 | WILKINS | 720A | PVB | 0.750 | 97774 | right of front door
2126 | ELLINGTON RD | 43221-4140 | Active | G242195 | WILKINS | 720A | PVB | 0.750 | 98652 | RIGHT SIDE OF HOUSE
4872 | ELLIOTT RD | 43026 | Active | J40345 | FEBCO | 825Y | RP | 1.000 | 3646673 | IN HOT BOX SE MAJOR WAY & ELLIOT DR TARLTON MEADOWS
6454 | ELLIS NOOK DR | 43054 | Active | T191485 | WILKINS | 720A | PVB | 0.750 | 3594178 | RIGHT SIDE OF HOUSE
6471 | ELLIS NOOK DR | 43054- | Active | A311487 | WILKINS | 375 | RP | 2.000 | 70009 | IN HOT BOX EAST SIDE OF STREET
6481 | ELLIS NOOK DR | 43054-5006 | Active | G208229 | WILKINS | 720A | PVB | 0.750 | 94910 | RIGHT SIDE SOUTH
6487 | ELLIS NOOK DR | 43054-5006 | Active | G212436 | WILKINS | 720A | PVB | 0.750 | 96974 | LEFT OF HOUSE
6702 | ELMERS CT | 43085-2976 | Active | T122513 | WILKINS | 720A | PVB | 1.000 | 103293 | FRONT OF HOUSE
6710 | ELMERS CT | 43085-2976 | Active | H427783 | FEBCO | 765 | PVB | 1.000 | 70539 | BACK OF HOUSE LEFT SIDE OF DECK
6711 | ELMERS CT | 43085-2976 | Active | 401178 | RAINBIRD | 100 | RP | 0.750 | 70540 | IN BASEMENT @ WATER METER
6716 | ELMERS CT | 43085-2976 | Active | 33604 | WATTS | 800M4FR | PVB | 1.000 | 90241 | RIGHT FRONT
6719 | ELMERS CT | 43085-2976 | Active | 593282 | WILKINS | 720A | PVB | 1.000 | 70549 | MIDDLE FRONT WEST OF DOOR
6722 | ELMERS CT | 43085-2976 | Active | HE75408 | FEBCO | 765 | PVB | 1.000 | 70553 | FRONT LEFT OF DOOR
6727 | ELMERS CT | 43085-2976 | Active | CH2220 | FEBCO | 765 | PVB | 0.750 | 91224 | FRONT OF HOUSE RIGHT OF FRONT DOOR
6734 | ELMERS CT | 43085-2976 | Active | CB197724 | WILKINS | 720A | PVB | 1.000 | 98776 | LEFT SIDE OF HOUSE
6735 | ELMERS CT | 43085-2976 | Active | DA6102 | FEBCO | 765 | PVB | 1.000 | 70564 | RIGHT FRONT
4769 | ELMONT PL | 43125-9632 | Active | T096493 | WILKINS | 720A | PVB | 1.000 | 64989 | LEFT SIDE
1550 | ELMORE AVE | 43224- | Due Install |  |  |  | RP | 0.750 | 3415357 | BSMNT AT WATER METER
1040 | ELMWOOD AVE | 43212-3254 | Active | CAA28844 | WILKINS | 720A | PVB | 0.750 | 3415533
1523 | ELMWOOD AVE | 43212-2798 | Active | 766927 | WILKINS | 720A | PVB | 0.750 | 103154 | LEFT OF HOUSE
1767 | ELMWOOD AVE | 43212-2032 | Active | HB55608 | FEBCO | 765 | PVB | 0.750 | 3415674 | LEFT SIDE
1785 | ELMWOOD AVE | 43212-2032 | Active | t247429 | WILKINS | 720A | PVB | 1.000 | 56135 | NORTH SIDE MIDDLE
1905 | ELMWOOD AVE | 43212-1112 | Active | EA13398 | WILKINS | 720 | PVB | 0.750 | 3415696 | Left side
475 | ELWOOD AVE | 43207-2517 | Due Install |  |  |  | RP | 1.000 | 3415779 | AT WATER MTR IN KITCHEN FYI - FURN & HWT IN MECH LOFT.
634 | ELWOOD AVE | 43207-2521 | Active | 418807 | WATTS | LF009M3QT | RP | 0.750 | 3655135 | HOT BOX COMMUNITY GARDEN
895 | EMERALD HILL DR | 43035-6101 | Removed | REM06108 | WATTS | 008PCQT | PVB | 0.500 | 88415 | REMOVED - BY DISHWASHER
8950 | EMERALD HILL DR | 43035-6101 | Active | 1380270205 | AMES | 3000SS | DCDA | 6.000 | 88525 | NW CORNER OF PROPERTY IN HOT BOX
8950 | EMERALD HILL DR | 43035-6101 | Active | 63562 | WATTS | 007QT | DC | 0.750 | 88526 | NW CORNER OF PROPERTY IN HOT BOX
8950 | EMERALD HILL DR | 43035-6101 | Active | FL1605 | WATTS | 957 | RP | 3.000 | 88878 | BOILER ROOM
8950 | EMERALD HILL DR | 43035-6101 | Not Required by DOW | 290059 | WATTS | 009M2PCQT | RP | 1.000 | 89393 | BOILER ROOM
8950 | EMERALD HILL DR | 43035-6101 | Removed | 04006REM | WATTS | 008PCQT | PVB | 0.500 | 89395 | IN KITCHEN BY ICE MAKER REMOVED
9021 | EMERALD HILL DR | 43035 | Active | T404655 | WILKINS | 720A | PVB | 0.750 | 3603119 | RIGHT SIDE OF HOUSE
3805 | EMERALD PKWY | 43016 | Active | UF-2202 | AMES | COLT 400 | RP | 3.000 | 3648404 | HOTBOX AT PIT N ENTRANCE OFF EMERALD PKWY
3805 | EMERALD PKWY | 43016 | Active | UF-0169 | AMES | COLT 300GV | DC | 6.000 | 3648405 | IN PIT FIRE METER IN METER PIT
3805 | EMERALD PKWY | 43016 | Active | 61458 | AMES | 2000BM3 | DC | 0.750 | 3648406 | FIRE METER IN PIT - 3/4" SIDE CAR IN METER PIT
3805 | EMERALD PKWY | 43016 | Not Required by DOW | 297338 | WATTS | LF009M3QT | RP | 0.750 | 3648900 | EVS ROOM IN KITCHEN AREA
3805 | EMERALD PKWY | 43016 | Not Required by DOW | 270795 | WATTS | LF009QT | RP | 0.500 | 3648901 | KITCHEN
3805 | EMERALD PKWY | 43016 | Not Required by DOW | UC-1222 | WATTS | 957 | RP | 3.000 | 3648902 | MECH/WATER RISER ROOM
3805 | EMERALD PKWY | 43016 | Not Required by DOW | UC-1246 | WATTS | 957 | RP | 3.000 | 3648903 | MECH/WATER RISER ROOM
3805 | EMERALD PKWY | 43016 | Not Required by DOW | 200780 | WATTS | LF009QT | RP | 0.500 | 3648904 | ROOM 111
3805 | EMERALD PKWY | 43016 | Not Required by DOW | 271995 | WATTS | LF009QT | RP | 0.500 | 3648908 | ROOM 112
3805 | EMERALD PKWY | 43016 | Not Required by DOW | 273758 | WATTS | LF009QT | RP | 0.500 | 3648910 | ROOM 211
3805 | EMERALD PKWY | 43016 | Not Required by DOW | 273757 | WATTS | LF009QT | RP | 0.500 | 3648911 | ROOM 212
4012 | EMERALD PKWY | 43016 | Active | 1139720305 | AMES | 4000SS | RP | 4.000 | 93138 | PUMP/METER ROOM CLUBHOUSE -7805 ESSEX GATE CONDOS BUILDING 13 7722 ESSEX
4012 | EMERALD PKWY | 43016 | Active | 40979 | AMES | 2000B | DC | 0.750 | 93145 | PUMP/METER ROOM CLUBHOUSE -7805 ESSEX GATE CONDOS BUILDING 13 7722 ESSEX
4012 | EMERALD PKWY | 43016 | Not required by DOW | H10405 | FEBCO | 860 | RP | 2.000 | 93146 | PUMP ROOM BLDG 14 7742-58 SCIOTO CROSNG -7805 ESSEX GATE CONDOS
4012 | EMERALD PKWY | 43016 | Not required by DOW | 08250 | AMES | 4000B | RP | 2.000 | 93147 | PUMP ROOM BLDG 10 3383-49 SCIOTO CROSSING 7805 ESSEX GATE CONDOS
4012 | EMERALD PKWY | 43016 | Not required by DOW | W225343 | WILKINS | 975XL | RP | 2.000 | 93148 | PUMP ROOM BLDG 11 3822-58 SCIOTO CROSSING 7805 ESSEX GATE CONDOS
4012 | EMERALD PKWY | 43016 | Not required by DOW | H10410 | FEBCO | 860 | RP | 2.000 | 93149 | PUMP ROOM BLDG 12 7702-18 SCIOTO CROSSING 7805 ESSEX GATE CONDOS
4012 | EMERALD PKWY | 43016 | Not required by DOW | H10409 | FEBCO | 860 | RP | 2.000 | 93150 | PUMP ROOM BLDG 7722-38 SCIOTO CROSSING 7805 ESSEX GATE CONDOS
4012 | EMERALD PKWY | 43016 | Not required by DOW | 08245 | AMES | 4000B | RP | 2.000 | 93151 | PUMP ROOM BLDG 9 3842-58 SCIOTO CROSSING 7805 ESSEX GATE CONDOS
4012 | EMERALD PKWY | 43016 | Not required by DOW | H10404 | FEBCO | 860 | RP | 2.000 | 96742 | UNDER STAIRWAY BLDG 15 7762-78 SCIOTO CRSNG 7805 ESSEX GATE CONDOS
4012 | EMERALD PKWY | 43016 | Active | 1382371004 | AMES | 3000SS | DCDA | 8.000 | 98251 | PUMP/METER ROOM CLUBHOUSE -7805 ESSEX GATE CONDOS
4012 | EMERALD PKWY | 43016 | Not required by DOW | T038546 | WILKINS | 720A | PVB | 0.750 | 103550 | 7835 ESSEX GATE DR LEFT SIDE CONDOS
4012 | EMERALD PKWY | 43016 | Not required by DOW | A262066 | WILKINS | 375 | RP | 0.750 | 103623 | 7849 BREEN CIRCLE BASEMENT AT METER -CONDOS
4012 | EMERALD PKWY | 43016 | Not Required by DOW | T231711 | WILKINS | 720A | PVB | 0.750 | 3621383 | 7660 SCIOTO CROSSING LEFT FRONT - CONDO
4012 | EMERALD PKWY | 43016 | Not Required by DOW | T339512 | WILKINS | 720A | PVB | 1.000 | 3622830 | 7916 AVALEEN CIRCLE NORTH, GARAGE SIDE OF HOUSE -CONDOS
4112 | EMERALD PKWY | 43016- | Active | X00560 | WILKINS | 375A | RP | 4.000 | 96978 | METER RM CLUB HOUSE 3900 SUFFORK FOR APTS
4112 | EMERALD PKWY | 43016- | Active | 1371190704 | AMES | 3000SS | DCDA | 8.000 | 96987 | METER RM CLUB HOUSE - 3900 SUFFOLK DR FOR APTS
4112 | EMERALD PKWY | 43016- | Active | 39706 | AMES | 2000B | DC | 0.750 | 96988 | METER ROOM OF CLUB HOUSE - 3900 SUFFOLK DR
4113 | EMERALD PKWY | 43016 | Active | XL-0613 | WATTS | 957 | RP | 8.000 | 3655742 | HOT BOX ON HILL RIGHT OF DRIVE
4308 | EMERALD PKWY | 43016 | Active | TF-0438 | WATTS | 957 | RP | 3.000 | 3646009 | IN HOT BOX AT METER PIT
4308 | EMERALD PKWY | 43016 | Active | TB-0981 | WATTS | 957RPDA-GV | RPDA | 8.000 | 3646010 | IN HOTBOX AT PIT SW OF PROPERTY
4308 | EMERALD PKWY | 43016 | Active | 79429 | WATTS | LF919QT | RP | 0.750 | 3646011 | IN HOT BOX NEAR METER PIT
4308 | EMERALD PKWY | 43016 | Not Required by DOW | 52532 | WATTS | 009 | RP | 0.750 | 3646517 | MECH ROOM
4308 | EMERALD PKWY | 43016 | Not Required by DOW | 52544 | WATTS | 009 | RP | 0.750 | 3646519 | MECH ROOM
4765 | EMERALD PKWY | 43017- | Active | 123581 | WATTS | 909 | RP | 2.500 | 97280 | 7200 1st Floor - Sprinkler Riser/Water Room
4765 | EMERALD PKWY | 43017- | Active | 123580 | WATTS | 909 | RP | 2.500 | 97281 | 7200 1st Floor - Sprinkler Riser/Water Room
4765 | EMERALD PKWY | 43017- | Removed | 10613REM | WATTS | 919QT | RP | 2.000 | 97282 | 7200 BLDG CENTER OF BOILER RM 7200 CARDINAL
4765 | EMERALD PKWY | 43017- | Not required by DOW | 17851 | WATTS | 919QT | RP | 0.750 | 97283 | 7200 1st Floor - Chiller Rm - Near West Wall
4765 | EMERALD PKWY | 43017- | Not required by DOW | 09877 | WATTS | 919QT | RP | 1.500 | 97284 | 7200 1st Floor - Chiller Rm - Center
4765 | EMERALD PKWY | 43017- | Not required by DOW | 09888 | WATTS | 919QT | RP | 1.500 | 97942 | 7200 1st Floor Dock Area - Mechanical/Dry Pipe System Rm
4765 | EMERALD PKWY | 43017- | Active | 67011 | WATTS | 007M2QT | DC | 0.750 | 98264 | 7200 PIT - NW Main Entrance-Emerald Pkwy
4765 | EMERALD PKWY | 43017- | Active | 1821400719 | AMES | 2000SS | DCDA | 8.00 | 98265 | 7200 PIT - NW Main Entrance-Emerald Pkwy
4765 | EMERALD PKWY | 43017- | LPS - Active |  |  |  | VSS |  | 3649267 | DOMESTIC PUMP 1 OF 2
4765 | EMERALD PKWY | 43017- | LPS - Active |  |  |  | VSS |  | 3649268 | DOMESTIC PUMP 2 OF 2
4775 | EMERALD PKWY | 43017 | Active | 150177 | WATTS | 909 | RP | 3.000 | 65015 | 7000 Basement - Fire Pump / Water Room Top Device
4775 | EMERALD PKWY | 43017 | Active | 153429 | WATTS | 909 | RP | 3.000 | 65016 | 7000 Basement - Fire Pump / Water Room Bottom Device
4775 | EMERALD PKWY | 43017 | Not required by DOW | 153456 | WATTS | 909 | RP | 3.000 | 65017 | 7000 Basement - Mechanical Room
4775 | EMERALD PKWY | 43017 | Not Required by DOW | 9804081404 | FEBCO | 805YD | DC | 6.000 | 65018 | 7000 Basement - Fire Pump / Water Room
4775 | EMERALD PKWY | 43017 | Active | 10970 | WATTS | 007M1QT | DC | 0.750 | 97185 | 7000 PIT - NW Main Entrance-Emerald Pkwy
4775 | EMERALD PKWY | 43017 | Active | 112681 | WATTS | 774X | DC | 6.000 | 97186 | 7000 PIT - NW Main Entrance-Emerald Pkwy
4775 | EMERALD PKWY | 43017 | LPS - Active |  |  |  | LPC |  | 3630274 | DOMESTIC PUMP - NUMBER 1 OF 2
4775 | EMERALD PKWY | 43017 | LPS - Active |  |  |  | LPC |  | 3630275 | DOMESTIC PUMP - PUMP # 2 OF 2
4775 | EMERALD PKWY | 43017 | LPS - Active |  |  |  | LST |  | 3630276 | FIRE PUMP - PUMP ROOM BASEMENT
5165 | EMERALD PKWY | 43017 | Active | 154418 | WATTS | 909 | RP | 3.000 | 66216 | 1ST FL W METER/RISER RM AT WATER METER BY DOCK
5165 | EMERALD PKWY | 43017 | Active | 31N2114 | AMES | 3000SS | DCDA | 6.000 | 66217 | 1ST FL W METER/RISER RM BY LOADING DOCK
5165 | EMERALD PKWY | 43017 | Active | 40159 | WATTS | 007QT | DC | 0.750 | 66218 | 1ST FL W METER/RISER RM BY LOADING DOCK
5165 | EMERALD PKWY | 43017 | Not Required by DOW | 464541 | WATTS | 909HWQT | RP | 1.000 | 66219 | 1ST FL METER/RISER ROOM W END OF BLDG (AIRTOUCH BLDG 2)
5165 | EMERALD PKWY | 43017 | Not Required by DOW | 8085 | WATTS | 800M2QT | PVB | 2.000 | 66220 | OUTSIDE, WEST SIDE OF BLDG (AIRTOUCH BLDG 2)
5165 | EMERALD PKWY | 43017 | Removed | REM |  |  | LPC |  | 3641292 | METER ROOM OFF OF DOCK
5175 | EMERALD PKWY | 43017-1063 | Active | 59099 | WILKINS | 375 | RP | 3.000 | 66238 | 1ST FL E METER/RISER RM AT WATER MTR OLD VERIZON BLDG
5175 | EMERALD PKWY | 43017-1063 | Active | 3BL0750 | AMES | 3000SS | DCDA | 6.000 | 66239 | 1ST FL E METER/RISER RM BY LOADING DOCK
5175 | EMERALD PKWY | 43017-1063 | Not Required by DOW | 03512 | WATTS | 009 | RP | 2.500 | 66240 | SPRINKLER RISER ROOM BEHIND DCDA
5175 | EMERALD PKWY | 43017-1063 | Not Required by DOW | 4157 | APOLLO/CONBRACO | 4020302 | RP | 0.500 | 66241 | WATER SUPPLY ROOM
5175 | EMERALD PKWY | 43017-1063 | Active | 61052 | WATTS | 007M2QT | DC | 0.750 | 66242 | 1ST FL E METER/RISER RM BY LOADING DOCK
5175 | EMERALD PKWY | 43017-1063 | LPS - Active |  |  |  | LPC |  | 3649001 | DOMESTIC PUMP - IN MECH RISER ROOMM
5285 | EMERALD PKWY | 43017 | Active | 3621400 | WILKINS | 975XL | RP | 1.000 | 88809 | POOL HSE EQUIPMNT ROOM
6060 | EMERALD PKWY | 43016- | Not Required by DOW | 15263 | WATTS | 009M2PCQT | RP | 1.000 | 68828 | BLDG #1 MECH/PUMP RM 1ST FL CEILING OVERHEAD
6060 | EMERALD PKWY | 43016- | Active | 270532 | WATTS | 909M1HWQT | RP | 2.000 | 68829 | BLDG #1 MECH/PUMP RM 1ST FL BOTTM DEVICE AT WATER METER
6060 | EMERALD PKWY | 43016- | Active | 84698 | WATTS | 009PCQT | RP | 2.000 | 68830 | BLDG #1 MECH/PUMP RM 1ST FL TOP DEVICE AT WATER METER
6060 | EMERALD PKWY | 43016- | Not Required by DOW | 3826368 | WILKINS | 975XL | RP | 0.750 | 3615274 | MECH ROOM WEST WALL BLDG #1
6075 | EMERALD PKWY | 43016-3269 | Not Required by DOW | 105394 | WATTS | 009M2QT | RP | 1.000 | 68925 | ABOVE WATER METER
6075 | EMERALD PKWY | 43016-3269 | Active | 144705 | WATTS | LF009M2QT | RP | 1.500 | 68926 | IN WATER HEATER ROOM AT WATER METER. OSD RIGHT SIDE BLDG
6075 | EMERALD PKWY | 43016-3269 | Removed | 1381REM | AMES | 2000B | DC | 1.250 | 68927 | WATER HEATER ROOM ABOVE WATER METER
6095 | EMERALD PKWY | 43016 | Active | AJAB1487 | WILKINS | 350XL | DC | 0.750 | 68974 | METER PIT SOUTH OF DRIVE UNDER HOLIDAY INN SIGN
6095 | EMERALD PKWY | 43016 | Active | YI-0770 | WATTS | 957 | RP | 4.000 | 68975 | MECH ROOM NEXT TO BOILERS ON DOM.WATER
6095 | EMERALD PKWY | 43016 | Not Required by DOW | 53278 | WATTS | 009M2QT | RP | 1.500 | 68976 | IN MECH ROOM SOUTH WALL
6095 | EMERALD PKWY | 43016 | Active | 0103091352 | FEBCO | 865 | DC | 6.000 | 90867 | METER PIT SOUTH OF MAIN DRIVE UNDER HOLIDAY INN SIGN
6100 | EMERALD PKWY | 43016-3248 | Active | NK-310 | WATTS | 957 | RP | 3.000 | 98649 | IN HOT BOX AT PIT N OF ENTRANCE
6100 | EMERALD PKWY | 43016-3248 | Active | 167482 | AMES | 3000SS | DCDA | 8.000 | 98650 | METER PIT @ ENTRANCE
6100 | EMERALD PKWY | 43016-3248 | Active | 61844 | AMES | 2000B | DC | 0.750 | 98651 | METER PIT @ ENTRANCE
6100 | EMERALD PKWY | 43016-3248 | Not Required by DOW | 3191771 | WILKINS | 975XLBMS | RP | 1.500 | 98778 | SOUTHSIDE MECHANICAL ROOM BY THE DOCKS
6100 | EMERALD PKWY | 43016-3248 | Not Required by DOW | W365403 | WILKINS | 975XLD | RP | 0.750 | 98779 | SOUTH END STORAGE/MAINTENANCE OFFICE RM 131 UP IN THE AIR
6145 | EMERALD PKWY | 43016-3248 | Active | 2872573 | WILKINS | 975XLBMS | RP | 2.000 | 98350 | JANITOR'S CLOSET
6145 | EMERALD PKWY | 43016-3248 | Active | 2830800 | WILKINS | 975XLBMS | RP | 1.500 | 98351 | JANITOR'S CLOSET
6157 | EMERALD PKWY | 43016 | Active | 260457 | WATTS | LF009M2QT | RP | 1.000 | 3652997 | HOTBOX SOUTH OF ENTERANCE..... L OF MAIN DRIVE
6157 | EMERALD PKWY | 43016 | Active | WE-2169 | AMES | COLT 300-GV | DCDA | 6.000 | 3653002 | HOTBOX SOUTH OF ENTERANCE... L OF MAIN DRIVE
6157 | EMERALD PKWY | 43016 | Active | 73057 | AMES | 2000BM3 | DC | 0.750 | 3653003 | HOTBOX SOUTH OF ENTERANCE.... L OF MAIN DRIVE
6165 | EMERALD PKWY | 43016-3248 | Active | 09691 | WATTS | 919AQT | RP | 1.500 | 95939 | NW MECH/RISER ROOM AT WATER METER
6165 | EMERALD PKWY | 43016-3248 | Active | Y04134 | WILKINS | 375ADA | RPDA | 4.000 | 95953 | NW MECH/RISER ROOM
6165 | EMERALD PKWY | 43016-3248 | Active | 2928333 | WILKINS | 975XL | RP | 0.750 | 95954 | NW MECH/RISER ROOM
6235 | EMERALD PKWY | 43016-3300 | Active | 1570320407 | AMES | 3000SS | DCDA | 6.000 | 92480 | S MECH/RISER ROOM OUTSIDE DOOR
6235 | EMERALD PKWY | 43016-3300 | Active | 08475 | WATTS | 007M1PCQT | DC | 0.750 | 92547 | S MECH/RISER ROOM OS DOOR
6235 | EMERALD PKWY | 43016-3300 | Active | L33098 | WILKINS | 375MS | RP | 3.000 | 92845 | S MECH/RISER ROOM AT WATER METER OUTSIDE DOOR
6235 | EMERALD PKWY | 43016-3300 | Not Required by DOW | W276754 | WILKINS | 975XLBMS | RP | 2.000 | 92846 | MECHANICAL ROOM SOUTH END OF BLDG
6275 | EMERALD PKWY | 43016 | Active | 12007 | WATTS | 009 | RP | 3.000 | 88548 | MECH ROOM OF UNIT 6275
6275 | EMERALD PKWY | 43016 | Not Required by DOW | h032525 | FEBCO | 765 | PVB | 1.500 | 3604199 | RIGHT SIDE
6355 | EMERALD PKWY | 43016 | Active | 022444 | WATTS | LF009M2QT | RP | 2.000 | 3605777 | MECHANICAL ROOM S SIDE CENTER E DOOR
6355 | EMERALD PKWY | 43016 | Active | NH-1598 | AMES | 300GVDCDA | DCDA | 4.000 | 3607817 | HOT BOX FRONT/EAST SIDE BLDG 10" E OF PARKING LOT
6355 | EMERALD PKWY | 43016 | Active | 218064 | WATTS | 007M3QT | DC | 0.750 | 3607818 | GREEN HOT BOX E OF BUILDING
6355 | EMERALD PKWY | 43016 | Not Required by DOW | 000252 | WATTS | LF800M4FR | PVB | 1.500 | 3607819 | MECHANICAL ROOM S SIDE E DOOR
6365 | EMERALD PKWY | 43016-3305 | Active | 2862534 | WILKINS | 975XLBMS | RP | 1.000 | 95320 | SE UTLTY CLOSET AT WATER METER
6365 | EMERALD PKWY | 43016-3305 | Not Required by DOW | [5 empty] | 3624479
6377 | EMERALD PKWY | 43016-3272 | Active | 3EM0506 | AMES | 3000 | DCDA | 4.000 | 69826 | MID S MECH/RISER ROOM OUTSIDE DR
6377 | EMERALD PKWY | 43016-3272 | Not Required by DOW | 431035 | WILKINS | 975 | RP | 1.000 | 69827 | FLUID COOLER
6377 | EMERALD PKWY | 43016-3272 | Active | 506074 | WILKINS | 975 | RP | 2.000 | 69828 | MID S MECH/RISER RM AT WATER MTR OUTSIDE DR DUAL SETTING - DOM
6377 | EMERALD PKWY | 43016-3272 | Active | 506080 | WILKINS | 975 | RP | 2.000 | 69829 | MID S MECH/RISER RM AT WATER MTR OUTSIDE DR DUAL SETTING - DOM
6377 | EMERALD PKWY | 43016-3272 | Active | 98618 | WATTS | 007M1PCQT | DC | 0.750 | 69830 | MID S MECH/RISER ROOM
6377 | EMERALD PKWY | 43016-3272 | Not Required by DOW | H051003 | FEBCO | 765 | PVB | 1.500 | 87673 | S SIDE CENTER OF BLDG -BY GAS METER -SPRINKLER DR
6377 | EMERALD PKWY | 43016-3272 | Not Required by DOW | 353100 | WILKINS | 975XL | RP | 1.000 | 87674 | VAVLE ROOM
6377 | EMERALD PKWY | 43016-3272 | LPS - Active |  |  |  | LPC |  | 3626633 | DOMESTIC PUMP - IN MID S MECH/RISER ROOM
6397 | EMERALD PKWY | 43016-2200 | Active | 3688 | AMES | 2000B | DC | 0.750 | 69846 | IN MECH RM BESIDE SUITE 100 ON 4" FIRE PROT BACKFLOW DOOR CODE 6397STAR
6397 | EMERALD PKWY | 43016-2200 | Active | 3AN0214 | AMES | 3000SS | DCDA | 4.000 | 69847 | MECH ROOM X ELAVATORS
6397 | EMERALD PKWY | 43016-2200 | Active | 521425 | WILKINS | 975 | RP | 1.500 | 69848 | MECH ROOM X ELAVATORS AT WATER METER... BOTTOM DEVICE
6397 | EMERALD PKWY | 43016-2200 | Active | 571434 | WILKINS | 975 | RP | 1.500 | 69849 | MECH ROOM X ELAVATORS AT WATER METER...TOP DEVICE
6397 | EMERALD PKWY | 43016-2200 | Not Required by DOW | 584952 | WILKINS | 975 | RP | 1.250 | 69851 | MECH ROOM X ELAVATORS 6' ABOVE WATER METER
6397 | EMERALD PKWY | 43016-2200 | Not Required by DOW | 6864 | WATTS | 800M2QT | PVB | 1.500 | 69852 | CENTER NORTH SIDE OF BLDG
6400 | EMERALD PKWY | 43016- | Active | 283988 | WATTS | 909M1QT | RP | 2.000 | 69868 | 6400 EMERALD PKWY, SW CORNER OF BUILDING
6500 | EMERALD PKWY | 43016 | Active | 109591 | AMES | 3000SS | DCDA | 6.000 | 70111 | METER PIT NE CORNER OF PROPERTY
6500 | EMERALD PKWY | 43016 | Active | 35134 | WATTS | 009M2PCQT | RP | 0.750 | 70112 | SPRINKLER VALVE ROOM
6500 | EMERALD PKWY | 43016 | Active | 47001 | WATTS | 007M1QT | DC | 0.750 | 70113 | METER PIT NE CORNER
6500 | EMERALD PKWY | 43016 | Active | KN019 | CONBRACO | 40208A2 | RP | 2.000 | 70114 | FIRST FLOOR MECHANICAL
6500 | EMERALD PKWY | 43016 | Active | LY269 | CONBRACO | 40208A2 | RP | 2.000 | 70115 | CONTROL VALVE ROOM
6500 | EMERALD PKWY | 43016 | Active | NL440 | CONBRACO | 4020002 | RP | 3.000 | 70116 | CONTROL VALVE ROOM
5200 | EMERALD PKWY UNIT FB | 43017 | Not Required by DOW | 163873 | WATTS | 009QT | RP | 2.000 | 66362 | BACK MECH RM RESTRMS BY TENNIS CRTS (OLD SKATE PK) FAC 75' N OF COFFMAN (SERV RD
5200 | EMERALD PKWY UNIT FB | 43017 | Active | 3176485 | WILKINS | 975XL | RP | 0.750 | 3415902 | AT YARD HYD 15' W OF METER BOX PARK & REC
1300 | EMIG RD | 43223-3349 | Active | J011189 | FEBCO | 825YA | RP | 2.000 | 54590 | GARAGE UNDER WORK TABLE -- BACK SHOP BY METER
1340 | EMIG RD | 43223-3303 | Active | UC-0810 | WATTS | 957 | RP | 4.000 | 54742 | IN BASEMENT MID BUILDING S SIDE
1380 | EMIG RD | 43223- | Not Required by DOW | 194460707 | AMES | 4000SS | RP | 6.000 | 99695 | MAINTENANCE BUILDING
1380 | EMIG RD | 43223- | Active | 1240530610 | AMES | 4000SS | RP | 4.000 | 99696 | AT ENTRANCE TO PROPERTY
7109 | EMMET ROW LN | 43017 | Active | CB073951 | WILKINS | 720A | PVB | 0.750 | 3613544 | LEFT FRONT
7117 | EMMET ROW LN | 43017 | Active | T295232 | WILKINS | 720A | PVB | 0.750 | 3626415 | RIGHT FRONT
7125 | EMMET ROW LN | 43017 | Active | CB079305 | WILKINS | 720A | PVB | 0.750 | 3619761 | RIGHT FRONT
7133 | EMMET ROW LN | 43017 | Active | CB074933 | WILKINS | 720A | PVB | 0.750 | 3607606 | LEFT FRONT
7141 | EMMET ROW LN | 43017 | Active | T458901 | WILKINS | 720A | PVB | 0.750 | 3607510 | RIGHT FRONT
7148 | EMMET ROW LN | 43017 | Active | CB101118 | WILKINS | 720A | PVB | 0.750 | 3613636
7149 | EMMET ROW LN | 43017 | Active | CAA31058 | WILKINS | 720A | PVB | 0.750 | 3608163 | Left side of the house
7156 | EMMET ROW LN | 43017 | Active | T419457 | WILKINS | 720A | PVB | 0.750 | 3649217 | LEFT SIDE OF HOUSE
7157 | EMMET ROW LN | 43017 | Active | CB073945 | WILKINS | 720A | PVB | 0.750 | 3607739 | LEFT SIDE
7165 | EMMET ROW LN | 43017 | Active | T146964 | WILKINS | 720A | PVB | 0.750 | 3605866 | RIGHT SIDE OF HOUSE BY GAS METER
7172 | EMMET ROW LN | 43017-1269 | Active | T230963 | WILKINS | 720 | PVB | 0.750 | 3615188 | LEFT FRONT
7180 | EMMET ROW LN | 43017 | Active | CB287359 | WILKINS | 720A | PVB | 0.750 | 3619827 | FRONT RIGHT CORNER BY GAS METER
7224 | EMMET ROW LN | 43017 | Active | T658011 | WILKINS | 720A | PVB | 1.000 | 3657129 | RIGHT SIDE OF HOUSE
7232 | EMMET ROW LN | 43017 | Active | T658051 | WILKINS | 720A | PVB | 0.750 | 3657177
2076 | EMMYS WAY | 43228 | Active | CB073657 | WILKINS | 720 | PVB | 0.750 | 3603276 | RIGHT SIDE
5659 | EMPORIUM SQ | 43231-2800 | Active | 4934140 | WILKINS | 975XL2 | RP | 0.750 | 3415933
5661 | EMPORIUM SQ | 43231-2800 | Active | 418817 | WATTS | LF009M3QT | RP | 0.750 | 3415934 | MOP SINK AREA
5663 | EMPORIUM SQ | 43231-2800 | Active | 443303 | WATTS | LF009 | RP | 0.750 | 3415935
5665 | EMPORIUM SQ | 43231-2800 | Active | ALA66364 | WILKINS | 975XL3 | RP | 0.750 | 3415936 | RESTROOM
5667 | EMPORIUM SQ | 43231-2800 | Active | ALA50303 | WILKINS | 975 | RP | 0.750 | 3415937 | IN BACK
5667 | EMPORIUM SQ | 43231-2800 | Not Required by DOW | AJBE3752 | WILKINS | 350 | DC | 0.750 | 3657910
5675 | EMPORIUM SQ | 43231-2801 | Active | ALA22148 | WILKINS | 975 | RP | 0.750 | 3415939 | RESTROOM UNDER SINK AT WATER METER
5677 | EMPORIUM SQ | 43231-2801 | NULL | [5 empty] | 3415940
5685 | EMPORIUM SQ | 43231-2801 | Active | 4763590 | WILKINS | 975 | RP | 1.000 | 3415941 | SW CORNER OF STORE FRONT AT WATER METER BACK BEHIND FIRE BKFL
5685 | EMPORIUM SQ | 43231-2801 | Active | 16509 | WILKINS | 350 | DCDA | 6.000 | 3636274 | SW CORNER OF STORE FRONT RISER AREA
5685 | EMPORIUM SQ | 43231-2801 | Active | HC30862 | WILKINS | 350 | DC | 0.750 | 3640862 | SW CORNER OF STORE FRONT RISER AREA
5727 | EMPORIUM SQ | 43231-2801 | Active | 1024860302 | AMES | 3000SE | DCDA | 8.000 | 67733 | SPRINKLER ROOM BACK DOCK
5727 | EMPORIUM SQ | 43231-2801 | Active | 178507 | WATTS | 909 | RP | 3.000 | 87465 | Rear of bldg at water meter
5727 | EMPORIUM SQ | 43231-2801 | Active | A65262 | WATTS | 007M3QT | DC | 0.750 | 90780 | 0 USE 6/3/15 CAG. REAR SPRINKLER VALVE ROOM
5727 | EMPORIUM SQ | 43231-2801 | Active | 29881 | WATTS | 919QT | RP | 2.000 | 3639006 | RISER ROOM
5737 | EMPORIUM SQ | 43231-2801 | Active | 1714740210 | AMES | 3000SS | DCDA | 6.000 | 98429 | NORTHWEST CORNER @ SPRINKLER RISER
5737 | EMPORIUM SQ | 43231-2801 | Active | 15027 | WATTS | 007SSM1PCQT | DC | 0.750 | 98430
5737 | EMPORIUM SQ | 43231-2801 | LPS - In Review |  |  |  | LST |  | 3639005
5741 | EMPORIUM SQ | 43231-2801 | Active | ALA22662 | WILKINS | 975 | RP | 0.750 | 3415945 | IN LADIES ROOM UNDER SINK (5745 SIDE?) AT WATER METER
5773 | EMPORIUM SQ | 43231-2802 | Active | 465957 | WATTS | 009M3QT | RP | 0.750 | 3415949
5781 | EMPORIUM SQ | 43231-2802 | Active | 445970 | WATTS | 009 | RP | 0.750 | 3415951
5801 | EMPORIUM SQ | 43231-2802 | Active | 447419 | WATTS | 009 | RP | 0.750 | 3415956 | REAR OF SHOP
5813 | EMPORIUM SQ | 43231-2803 | Active | 488283 | WATTS | LF009M3 | RP | 0.750 | 3415959
5817 | EMPORIUM SQ | 43231-2803 | Active | 485299 | WATTS | LF009M3 | RP | 0.750 | 3415961
5819 | EMPORIUM SQ | 43231-2803 | Active | ALA23231 | WILKINS | 975L3 | RP | 0.750 | 3415962
5821 | EMPORIUM SQ | 43231-2803 | Active | 221644 | WATTS | LF009M3QT | RP | 0.750 | 3415963 | AT WATER METER BAKERY
5823 | EMPORIUM SQ | 43231-2803 | Active | ALA22292 | WILKINS | 975 | RP | 0.750 | 3415964 | BATHROOM UNDER SINK AT WATER METER
5825 | EMPORIUM SQ | 43231-2803 | Active | ALA66213 | WILKINS | 975 | RP | 0.750 | 3415965 | RESTROOM
5831 | EMPORIUM SQ | 43231-2804 | Active | ALA50447 | WILKINS | 975 | RP | 0.750 | 3415967
5693 | EMPRESS LN | 43235-7238 | Active | 877761 | WILKINS | 720A | PVB | 1.000 | 67620 | SOUTH SIDE OF HOME
3505 | EN JOIE DR | 43228-9505 | Active | T399769 | WILKINS | 720A | PVB | 0.750 | 3416025 | LEFT FRONT
6750 | ENFIELD CT | 43017 | Active | T271038 | WILKINS | 720A | PVB | 0.750 | 3624497 | LEFT SIDE OF THE HOUSE
6758 | ENFIELD CT | 43017 | Active | VAA2850 | WILKINS | 720A | PVB | 0.750 | 3613096 | RIGHT SIDE OF HOUSE
6766 | ENFIELD CT | 43017 | Active | T146665 | WILKINS | 720A | PVB | 0.750 | 3605999 | LEFT CENTER BY A/C
6774 | ENFIELD CT | 43017 | Active | CB113654 | WILKINS | 720A | PVB | 0.750 | 3608031 | LEFT FRONT
6782 | ENFIELD CT | 43017 | Active | T345828 | WILKINS | 720A | PVB | 0.750 | 3640766 | OUTSIDE
6790 | ENFIELD CT | 43017 | Active | T295510 | WILKINS | 720A | PVB | 0.750 | 3623065 | RIGHT MIDDLE
6822 | ENFIELD CT | 43017 | Active | CB072487 | WILKINS | 720A | PVB | 0.750 | 3606166 | LEFT SIDE OF HOUSE
525 | ENFIELD RD | 43209-2255 | Active | 317601 | WATTS | 800CMQT | PVB | 0.750 | 66488 | LEFT SIDE OF DOOR
677 | ENFIELD TRCE | 43017 | Active | CB074891 | WILKINS | 720A | PVB | 0.750 | 3609348 | LEFT FRONT
6784 | ENFIELD TRCE | 43017 | Active | CB773424 | WILKINS | 720A | PVB | 0.750 | 3606262 | LEFT FRONT BEHIND BUSH
6792 | ENFIELD TRCE | 43017 | Active | CB154392 | WILKINS | 720 | PVB | 0.750 | 3607665 | RIGHT FRONT
6800 | ENFIELD TRCE | 43017 | Active | T231513 | WILKINS | 720A | PVB | 0.750 | 3609352 | LEFT SIDE-FRONT
6808 | ENFIELD TRCE | 43017 | Active | H844156 | FEBCO | 765 | PVB | 0.750 | 3604059 | LEFT SIDE OF HOUSE
6816 | ENFIELD TRCE | 43017 | Active | H844499 | FEBCO | 765 | PVB | 0.750 | 3604052 | LEFT SIDE OF HOUSE
6840 | ENFIELD TRCE | 43017 | Active | CB117234 | WILKINS | 720A | PVB | 0.750 | 3604510 | RIGHT SIDE OF HOUSE
6845 | ENFIELD TRCE | 43017 | Active | CB078636 | WILKINS | 720 | PVB | 0.750 | 3603394 | LEFT SIDE
6848 | ENFIELD TRCE | 43017 | Active | 373753 | WATTS | 800M4FR | PVB | 0.750 | 103100 | RIGHT FRONT
6869 | ENFIELD TRCE | 43017 | Active | CB072709 | WILKINS | 720 | PVB | 0.750 | 3604517 | RIGHT SIDE
1499 | ENGLAND DR | 43240 | Active | JJ-0909 | WATTS | 957 | RP | 3.000 | 98706 | METER HOUSE
1499 | ENGLAND DR | 43240 | Active | 1133421009 | WATTS | 774 | DCDA | 6.000 | 98744 | METER HOUSE
1499 | ENGLAND DR | 43240 | Active | 15466 | WATTS | 007M1-QT | DC | 0.750 | 98771 | METER HOUSE
1499 | ENGLAND DR | 43240 | Duplicate | 004398DUP | FEBCO | 825Y | RP | 1.500 | 3638739 | DUPLICATE- AT COLUMN AT 9040 POLARIS LAKE DR
1499 | ENGLAND DR | 43240 | Active | 43752 | WATTS | LF919QT | RP | 2.000 | 3659092 | METER HOUSE
1501 | ENGLAND DR | 43240 | Active | 183993 | WATTS | 909QTFDA | RP | 3.000 | 95679 | METER HOUSE
1501 | ENGLAND DR | 43240 | Active | 111569 | WATTS | 774X | DCDA | 6.000 | 95680 | METER HOUSE
1501 | ENGLAND DR | 43240 | Active | 10834 | WATTS | 007M1QT | DC | 0.750 | 95681 | METER HOUSE
1501 | ENGLAND DR | 43240 | Not Required by DOW | J004398 | FEBCO | 825YA | RP | 1.50 | 97365 | IN YARD IN FRONT OF CLUBHOUSE AT CORNER OF POLARIS LAKE DR & CARYLAKE CIR
1552 | ENGLAND DR | 43240-6055 | Replaced | REP263457 | WILKINS | 420 | PVB | 1.000 | 88427 | REPLACED- LEFT SIDE OF HOUSE
1552 | ENGLAND DR | 43240-6055 | Active | T230816 | WILKINS | 720A | PVB | 1.000 | 3609762 | LEFT SIDE OF HOUSE
8347 | ENGLISH OAK DR | 43081-6506 | Active | H901619 | FEBCO | 765 | PVB | 0.750 | 90242 | LEFT SIDE
8352 | ENGLISH OAK DR | 43081-6507 | Active | CB986923 | WILKINS | 720A | PVB | 0.750 | 102834 | RIGHT FRONT
8368 | ENGLISH OAK DR | 43081-6507 | Removed | REMT099306 | WILKINS | 720A | PVB | 0.750 | 102510 | LEFT FRONT
2060 | ENGLISH TURN DR | 43123 | Active | EAD4841 | WILKINS | 720A | PVB | 0.750 | 102158 | RIGHT
2158 | ENGLISH TURN DR | 43123 | Active | T443496 | WILKINS | 720A | PVB | 0.750 | 3603261 | LEFT SIDE
2177 | ENGLISH TURN DR | 43123 | Active | CB655302 | WILKINS | 720A | PVB | 0.750 | 3603321 | RIGHT SIDE
6102 | ENKE CT | 43017-9517 | Active | T337294 | WILKINS | 720A | PVB | 0.750 | 69013 | LEFT FRONT
6110 | ENKE CT | 43017-9517 | Active | T477403 | WILKINS | 720 | PVB | 0.750 | 3582449 | RF
6118 | ENKE CT | 43017-9517 | Active | T429161 | WILKINS | 720A | PVB | 1.000 | 69056 | LEFT SIDE
6126 | ENKE CT | 43017 | Active | AD4887 | FEBCO | 765 | PVB | 0.750 | 69089 | RIGHT SIDE
6134 | ENKE CT | 43017-9517 | Active | T231735 | WILKINS | 720A | PVB | 0.750 | 3581820 | RIGHT CENTER
6135 | ENKE CT | 43017-9517 | Active | 811710 | WILKINS | 720A | PVB | 0.750 | 69105 | RIGHT SIDE OF HOUSE
6143 | ENKE CT | 43017-9517 | Active | HE33620 | FEBCO | 765 | PVB | 1.000 | 92204 | LEFT FRONT
6150 | ENKE CT | 43017 | Active | 811938 | WILKINS | 720A | PVB | 0.750 | 69147 | LEFT SIDE OF HOUSE
6151 | ENKE CT | 43017 | Active | 955135 | WILKINS | 720A | PVB | 0.750 | 69155 | LEFT SIDE OF HOUSE
6158 | ENKE CT | 43017-9517 | Active | H107597 | FEBCO | 765 | PVB | 0.750 | 69179 | RIGHT FRONT
6175 | ENKE CT | 43017-9517 | Replaced | REP107531 | FEBCO | 765 | PVB | 0.750 | 69252 | REPLACED- LEFT SIDE OF HOUSE
6175 | ENKE CT | 43017-9517 | Active | CB583080 | WILKINS | 720A | PVB | 0.750 | 3609939 | LEFT SIDE OF HOUSE
6191 | ENKE CT | 43017-9517 | Active | 813538 | WILKINS | 720A | PVB | 0.750 | 69307 | LT SIDE
6198 | ENKE CT | 43017-9517 | Active | 813558 | WILKINS | 720A | PVB | 0.750 | 69329 | LEFT FRONT
6199 | ENKE CT | 43017-9517 | Active | H086348 | FEBCO | 765 | PVB | 1.000 | 69333 | LEFT FRONT
6206 | ENKE CT | 43017-9517 | Active | H627497 | FEBCO | 765 | PVB | 1.000 | 97863 | RIGHT SIDE
6207 | ENKE CT | 43017-9517 | Active | H598660 | FEBCO | 765 | PVB | 0.750 | 69379 | LEFT SIDE
6214 | ENKE CT | 43017-9517 | Active | t296753 | WILKINS | 720A | PVB | 0.750 | 69398 | RIGHT SIDE OF HOUSE MIDDLE
6142 | ENKE DR | 43017-9517 | Active | 835521 | WILKINS | 720A | PVB | 0.750 | 69127 | RIGHT SIDE OF HOUSE
3550 | ENTERPRISE AVE | 43228-1000 | Active | 248446 | WATTS | LF009M3QT | RP | 0.750 | 3416258 | MTR IN SMALL SHED BY GAS PUMPS *SD*
3600 | ENTERPRISE AVE | 43228-1047 | Active | 08351 | WATTS | F007M3 | DC | 0.750 | 3416259 | HOTBOX LEFT OF DRIVEWAY ENTRANCE
3600 | ENTERPRISE AVE | 43228-1047 | Active | XI-1808 | WATTS | 757 | DC | 3.000 | 3641112 | HOTBOX LEFT OF DRIVEWAY ENTRANCE
3600 | ENTERPRISE AVE | 43228-1047 | Active | 118661 | WATTS | LF009M2QT | RP | 1.000 | 3641113 | CLOSET OFF GARAGE BAY
6175 | ENTERPRISE CT | 43016 | Active | HF97774 | FEBCO | 765 | PVB | 1.000 | 69253 | RIGHT CENTER NORTH SIDE
6190 | ENTERPRISE CT | 43016 | Not Required by DOW | 24283 | WATTS | 009M2QT | RP | 1.500 | 69306 | IN NE MAINTENANCE/GARAGE AREA FOR FILLING TANKS AT DEDUCT MTR
6190 | ENTERPRISE CT | 43016 | Active | 24108 | WATTS | LF919QT | RP | 1.500 | 3633878 | AT WATER METER IN LAB CLOSET S WALL
6190 | ENTERPRISE CT | 43016 | Removed | AG-6190REM |  |  | AG | 4.000 | 3635397 | AIR GAP AT TANK FILL AREA NE GARAGE TANK BY DEDUCT METER
6235 | ENTERPRISE CT | 43016 | Active | 96473 | WATTS | 009M2QT | RP | 1.000 | 69440 | SE MECHANICAL ROOM AT WATER METER
6130 | ENTERPRISE PKWY | 43123-9286 | Active | 23629 | WATTS | 009QT | RP | 0.750 | 69098 | SW CORNER ABOVE METER
6145 | ENTERPRISE PKWY | 43123 | Active | 67703 | WATTS | 009M2QT | RP | 1.500 | 69131 | NEXT TO THE RESTROOM
6161 | ENTERPRISE PKWY | 43123-9539 | In Review |  | WILKINS | 975XL | RP | 1.000 | 3416264
6231 | ENTERPRISE PKWY | 43123-9539 | Active | 104195 | AMES | 3000SS | DCDA | 8.000 | 69429 | WEST SIDE OF NEW WAREHOUSE BY PUMP ROOM
6231 | ENTERPRISE PKWY | 43123-9539 | Not Required by DOW | 013535 | WATTS | LF909 | RP | 3.000 | 69430 | MECHANICAL ROOM
6231 | ENTERPRISE PKWY | 43123-9539 | Active | 00853 | AMES | 2000B | DC | 0.750 | 69432 | WEST SIDE OF NEW WAREHOUSE BY PUMP ROOM
6231 | ENTERPRISE PKWY | 43123-9539 | Not Required by DOW | 08647 | WATTS | 009 | RP | 2.500 | 69433 | IN THE MECHANICAL ROOM
6231 | ENTERPRISE PKWY | 43123-9539 | Not Required by DOW | 2280395 | WILKINS | 975XL | RP | 1.500 | 90859 | mech room- south end of bldg
6231 | ENTERPRISE PKWY | 43123-9539 | Not Required by DOW | A23327 | WATTS | 009M2PCQT | RP | 1.500 | 98290 | R&D WORKSHOP CEILING
6231 | ENTERPRISE PKWY | 43123-9539 | LPS - Active |  |  |  | LST |  | 3639398 | FIRE BOOSTER PUMP HAS JOCKEY PUMP CONTROLLER
6231 | ENTERPRISE PKWY | 43123-9539 | Active | UH-2278 | WATTS | 957 | RP | 4.000 | 3639626 | AT DOMESTIC WATER METER
3852 | EQUESTRIAN CT | 43221-5902 | Active | 699193 | WATTS | 800MQT | PVB | 0.750 | 90244 | FRONT OF HOUSE RT FT DOOR
4320 | EQUITY DR | 43228- | Active | 100105 | WATTS | 009M1QT | RP | 2.000 | 89394 | WEST END OF BUILDING IN CABINET WITH WATER METER
4343 | EQUITY DR | 43228-3842 | Removed | 35629REM | WATTS | 919ZQT | RP | 0.750 | 63750 | BOILER ROOM
4343 | EQUITY DR | 43228-3842 | Due Install |  |  |  | RP | 3.000 | 3639142
4343 | EQUITY DR | 43228-3842 | Due Install |  |  |  | DCDA | 8.000 | 3639143
4401 | EQUITY DR | 43228-3856 | Removed | A29410REM | CONBRACO | 4020402 | RP | 0.750 | 63936 | REMOVED - parts cleaning area @ ceiling
4401 | EQUITY DR | 43228-3856 | Removed | 02184REM | WATTS | 919AQT | RP | 0.750 | 94740 | REMOVED - ABOVE ICE MACH IN BREAK ROOM
4401 | EQUITY DR | 43228-3856 | Active | ACN3926 | WILKINS | 975XL2 | RP | 1.500 | 3629601 | N WALL OF 4119 IN WAREHOUSE CURRENTLY ACCESABLE THROUGH 4417
4401 | EQUITY DR | 43228-3856 | Active | XD-1627 | AMES | COLT 300-GV | DCDA | 6.000 | 3651966
4401 | EQUITY DR | 43228-3856 | Active | 72129 | AMES | 2000BM3 | DC | 0.750 | 3658626
5420 | ERIC PL | 43235-7316 | Active | 79371 | FEBCO | 765 | PVB | 0.750 | 66881 | RIGHT FRONT SIDE OF HOUSE
6892 | ERIE CT | 43017 | Active | 279658 | WILKINS | 720A | PVB | 0.750 | 102883 | BACK OF HOUSE
1183 | ESSEX AVE | 43201-2925 | Active | 3558599 | WILKINS | 975XL | RP | 1.500 | 54196 | BASEMENT FRONT OF BLDG AT METER
1195 | ESSEX AVE | 43201-2925 | Not Required by DOW |  |  |  | RP |  | 3416738
1201 | ESSEX AVE | 43201-2925 | Active | 4775028 | WILKINS | 975XL2 | RP | 1.500 | 3416739 | In Basement of Air Control Products Business and Customer Contact is Steve John
1282 | ESSEX AVE | 43201-2928 | Active | 141766 | WATTS | LF009M2QT | RP | 2.000 | 3416744 | HOTBOX NORTHWEST OF LOT
1282 | ESSEX AVE | 43201-2928 | Active | TE-3246 | AMES | COLT 300GV | DCDA | 4.000 | 3644613 | HOT BOX NORTHWEST CORNER OF LOT
1282 | ESSEX AVE | 43201-2928 | Active | 56161 | AMES | 2000BM3 | DC | 0.750 | 3644614 | HOT BOX
1282 | ESSEX AVE | 43201-2928 | Not Required by DOW | 403742 | WILKINS | 420XL | PVB | 0.750 | 3648787 | PASTA COOKER - KITCHEN # 26
1282 | ESSEX AVE | 43201-2928 | Not Required by DOW | 437318 | WILKINS | 420XL | PVB | 0.750 | 3649250 | ROOM # 14 BEHIN DOOR - CITY BARBEQUE
1282 | ESSEX AVE | 43201-2928 | Not Required by DOW | 439447 | WILKINS | 420XL | PVB | 0.750 | 3649681 | WALL BEHIND STEAM SUIT 37
1290 | ESSEX AVE | 43201-2928 | Due Install |  |  |  | RP | 1.000 | 3416745
1290 | ESSEX AVE | 43201-2928 | Active | 31295B | WILKINS | 350ASTDA | DCDA | 8.000 | 3652506
1290 | ESSEX AVE | 43201-2928 | Active | HC62638 | WILKINS | 950XLD | DC | 0.750 | 3654508
1325 | ESSEX AVE | 43201-2974 | Active | 178862 | AMES | 3000SS | DCDA | 4.000 | 102296 | MECHANIC ROOM
1325 | ESSEX AVE | 43201-2974 | Active | 69008 | AMES | 2000B | DC | 0.750 | 102297 | MECHANICAL ROOM
1325 | ESSEX AVE | 43201-2974 | Active | 11398 | WATTS | 919QT | RP | 2.000 | 102298 | GARAGE MECHANICAL ROOM
1359 | ESSEX AVE | 43211-2631 | Active | 73937 | WATTS | LF919QT | RP | 0.750 | 3416747 | AT METER IN FURN/MECH ROOM BETWEEN RESTROOMS
1362 | ESSEX AVE | 43211-2632 | Active | 02514 | WATTS | 009M2QT | RP | 1.250 | 54812 | MEN'S RESTROOM ABOVE WTR MTR
1362 | ESSEX AVE | 43211-2632 | Not Required by DOW | [5 empty] | 3625143
1509 | ESSEX RD | 43221-3840 | Active | T121826 | WILKINS | 720A | PVB | 1.000 | 101930 | LEFT REAR CORNER OF HOUSE NEAR A/C UNIT
1512 | ESSEX RD | 43221-3841 | Active | H952927 | FEBCO | 765 | PVB | 0.750 | 3416760 | LEFT SIDE OF HOUSE BY HOSE BIB
1515 | ESSEX RD | 43221-3840 | Active | F021251 | WILKINS | 720A | PVB | 0.750 | 97933 | LEFT SIDE OF HOUSE
1516 | ESSEX RD | 43221-3841 | Active | 562658 | WILKINS | 720A | PVB | 0.750 | 55281 | FRONT OF HOUSE
1575 | ESSEX RD | 43221-3840 | Active | CB154052 | WILKINS | 720A | PVB | 0.750 | 3416774 | FRONT OF HOUSE
1624 | ESSEX RD | 43221-3843 | Active | T084058 | WILKINS | 720A | PVB | 0.750 | 101889 | Right side of house
1634 | ESSEX RD | 43221-3843 | Active | EAD4840 | WILKINS | 720A | PVB | 0.750 | 3416786 | LEFT REAR OF THE HOUSE
1694 | ESSEX RD | 43221-3845 | Active | G125130 | WILKINS | 720A | PVB | 0.750 | 95549 | RIGHT SIDE OF HOUSE
1695 | ESSEX RD | 43221-3844 | Active | H020746 | FEBCO | 765 | PVB | 0.750 | 98026 | LEFT SIDE OF HOUSE BY GARAGE
1699 | ESSEX RD | 43221-3844 | Active | T147270 | WILKINS | 720 | PVB | 0.750 | 3416798 | LEFT SIDE
1700 | ESSEX RD | 43221-3845 | Active | 215591 | WILKINS | 720A | PVB | 0.750 | 97373 | RIGHT SIDE OF HOUSE
1711 | ESSEX RD | 43221-3844 | Active | EAE8137 | WILKINS | 720A | PVB | 0.750 | 101197 | FRONT OF HOUSE
1740 | ESSEX RD | 43221-3845 | Active | G208653 | WILKINS | 720A | PVB | 0.750 | 92296 | FRONT LEFT
6555 | ESTEL RD | 43235-2806 | Active | J004388 | FEBCO | LF825Y | RP | 0.750 | 101111 | bsmnt
4531 | ETNA RD | 43213-1947 | Active | 66465 | AMES | 2000B | DC | 0.750 | 101491 | ETNA ELEMENTARY SCHOOL MECHANIC ROOM
4531 | ETNA RD | 43213-1947 | Active | 1756810411 | AMES | 3000 | DCDA | 4.000 | 101504 | ETNA ELEMENTARY SCHOOL MECHANIC ROOM
4531 | ETNA RD | 43213-1947 | Active | 25162 | APOLLO/CONBRACO | 4020002 | RP | 3.000 | 101576 | MECHANICAL ROOM
4531 | ETNA RD | 43213-1947 | Active | 327428 | APOLLO/CONBRACO | 4020402 | RP | 0.750 | 101577 | MECHANICAL ROOM
4924 | ETNA RD | 43213-2457 | Active | A02891 | WATTS | 009M3QT | RP | 0.750 | 65430 | MECHANICAL ROOM
4850 | ETNA ST | 43213- | Active not linked | 080461 | WATTS | 009M2 | RP | 1.500 | 65231 | AT WATER MTR (north Restrooms/ pipe chase).
2649 | EUGENE AVE | 43123-3561 | Active | H115872 | FEBCO | 765 | PVB | 0.750 | 58865 | FRONT OF HOUSE
1100 | EVANS WAY CT | 43228-9158 | Not Required by DOW | CB215257 | WILKINS | 720A | PVB | 1.000 | 53864 | NORTH SIDE OF BUILDING
1100 | EVANS WAY CT | 43228-9158 | Active | F0757 | CONBRACO | 40207A22 | RP | 1.500 | 53865 | MECHANICAL ROOM AT WATER METER BY MOP SINK
1110 | EVANS WAY CT | 43228-9158 | Active | 547179 | WATTS | 909QT | RP | 0.750 | 53942 | S/E CORNER OF BASEMENT AT METER
1120 | EVANS WAY CT | 43228 | Active | 41260 | WATTS | LF919QT | RP | 2.000 | 3657915 | IN MECH ROOM
1133 | EVANS WAY CT | 43228-9178 | Active | 147579 | WATTS | 909 | RP | 3.000 | 54028 | BOILER ROOM @ METER
1133 | EVANS WAY CT | 43228-9178 | Not Required by DOW | 280828 | WILKINS | 975 | RP | 2.000 | 54029 | FRONT DESK IN TELEPHONE ROOM
1133 | EVANS WAY CT | 43228-9178 | Not Required by DOW | B106847 | WATTS | 800M4QT | PVB | 1.000 | 54030 | OUTSIDE WALL BY SPRINKLER WPIV, FRONT OF BUILDING
1133 | EVANS WAY CT | 43228-9178 | Not Required by DOW | 638580 | WATTS | 909QT | RP | 1.000 | 54031 | IN POOL EQUIPMENT ROOM
1133 | EVANS WAY CT | 43228-9178 | LPS - Active |  |  |  | LPC |  | 3633818 | DOMESTIC PUMP - BOILER ROOM
1133 | EVANS WAY CT | 43228-9178 | Active | VB-1055 | AMES | 500GV | RPDA | 6.000 | 3633819 | BOILER ROOM AT FIRE RISER EAST END OF BLDG
1133 | EVANS WAY CT | 43228-9178 | Active | 88800 | WATTS | 919QT | RP | 0.750 | 3649592 | BOILER ROOM - 3/4" FIRE SIDE CAR
1155 | EVANS WAY CT | 43228-9178 | Active | 3HN0815 | AMES | 3000SS | DCDA | 6.000 | 54086 | PIT BY DRIVE BY BEST WESTERN
1155 | EVANS WAY CT | 43228-9178 | Active | 38728 | WATTS | 007M1QT | DC | 0.750 | 54087 | PIT BY DRIVE BY BEST WESTERN
1155 | EVANS WAY CT | 43228-9178 | Removed | 70427REM | WATTS | 009M2QT | RP | 1.000 | 54088 | FIRE SPRINKLER ROOM
1155 | EVANS WAY CT | 43228-9178 | Active | 90066 | APOLLO | RPLF4AN | RP | 3.000 | 3632796 | FIRE RISER ROOM
4170 | EVANSDALE RD | 43214-2908 | Active | AC7258 | FEBCO | 765 | PVB | 0.750 | 63138 | REAR OF HOUSE
4735 | EVANSWOOD DR | 43229 | Active | 164170901 | AMES | 3000SS | DCDA | 6.000 | 64908 | FIRE METER ROOM outside storage
4735 | EVANSWOOD DR | 43229 | Active | 70713 | WATTS | 009M2QT | RP | 1.500 | 64909 | NEXT TO METER
4735 | EVANSWOOD DR | 43229 | Active | 39185 | WATTS | 719QT | DC | 0.750 | 64910 | Fire line outside storage
4735 | EVANSWOOD DR | 43229 | Not Required by DOW | 69973 | WATTS | 009M2QT | RP | 1.500 | 64911 | WATER METER CLOSET
4735 | EVANSWOOD DR | 43229 | LPS - Due Install | [5 empty] | 3627953
4795 | EVANSWOOD DR | 43229-7216 | Not Required by DOW | 3992251 | WILKINS | 975XL2 | RP | 0.750 | 65066 | USE 6/3/15 CAG. 3RD FLOOR MECHANICAL ROOM EAST
4795 | EVANSWOOD DR | 43229-7216 | Active | ACK0553 | WILKINS | 975XL2 | RP | 2.000 | 3638492 | IN CLOSET UNDER STAIRS TO RIGHT OF ENTRY
4807 | EVANSWOOD DR | 43229-6285 | Not Required by DOW | 294495 | WATTS | 909M1QT | RP | 1.250 | 65123 | BOILER ROOM 1ST FL.
4807 | EVANSWOOD DR | 43229-6285 | Not Required by DOW | 323365 | WATTS | 909QT | RP | 0.750 | 65124 | 1ST FLOOR MECH ROOM
4807 | EVANSWOOD DR | 43229-6285 | Active | 150012 | WATTS | 009M2 | RP | 2.000 | 3624759 | NE CORNER UNDER STAIR WELL
4848 | EVANSWOOD DR | 43229-6207 | Removed | 392963REM | WATTS | 909QT | RP | 0.750 | 65217 | BOILER ROOM REMOVED
4848 | EVANSWOOD DR | 43229-6207 | Active | HC52684 | WILKINS | 950XLD | DC | 0.750 | 3632786 | S/W CORNER OF WAREHOUSE
4848 | EVANSWOOD DR | 43229-6207 | Active | 24924B | WILKINS | 350ASTDA | DCDA | 8.000 | 3633001 | SW CORNER OF WAREHOUSE
4848 | EVANSWOOD DR | 43229-6207 | Due Install |  |  |  | RP | 1.500 | 3654600 | S/W CORNER OF WAREHOUSE BEHIND FIRE
4849 | EVANSWOOD DR | 43229-6206 | Removed | 500389REM | WATTS | 800M4QT | PVB | 1.000 | 65220 | REMOVED-EXTERIOR BY FRONT DOORS
4849 | EVANSWOOD DR | 43229-6206 | Removed | 840252REM | WATTS | 800M4QT | PVB | 1.000 | 3607375 | EXTERIOR BY FRONT DOORS REMOVED
4849 | EVANSWOOD DR | 43229-6206 | Active | 274559 | WATTS | LF009M2QT | RP | 1.000 | 3632535 | FRONT OF BUILDING, LEFT OFFICE FORTNER, IN MECHANICAL ROOM FR
4849 | EVANSWOOD DR | 43229-6206 | Active | V60473 | WILKINS | 350ADA | DCDA | 6.000 | 3632536 | FORTNER MECH ROOM
4849 | EVANSWOOD DR | 43229-6206 | Active | HC63321 | WILKINS | 950XL | DC | 0.750 | 3654571 | FORTNER MECH ROOM
6476 | EVELAND CT | 43054 | Active | 32454 | WATTS | 919AQT | RP | 0.750 | 100024 | IN BASEMENT
6476 | EVELAND CT | 43054 | Active | 375254 | WATTS | 800M4QT | PVB | 0.750 | 100495 | EAST SIDE
6477 | EVELAND CT | 43054 | Active | 705727 | WATTS | 800M4QT | PVB | 1.000 | 98719 | Left side of house
6500 | EVELAND CT | 43054 | Active | CB630435 | WILKINS | 720A | PVB | 0.750 | 3601263 | LEFT SIDE OF HOUSE
6501 | EVELAND CT | 43054 | Active | 727711 | WATTS | 800M4 | PVB | 1.000 | 3601061 | RIGHT SIDE
6514 | EVELAND CT | 43054 | Active | 821976 | WATTS | 800M4QT | PVB | 1.000 | 103725 | RIGHT SIDE OF HOUSE
6515 | EVELAND CT | 43054 | Active | 790122 | WATTS | 800M4QT | PVB | 1.000 | 103199 | Left side
6528 | EVELAND CT | 43054 | Active | 798686 | WATTS | 800QT | PVB | 1.000 | 102732 | RIGHT SIDE
6535 | EVELAND CT | 43054 | Active | 821710 | WATTS | 800M4QT | PVB | 1.000 | 103866 | LEFT SIDE
6542 | EVELAND CT | 43054 | Active | CB081532 | WILKINS | 720A | PVB | 0.750 | 3601264 | Right side of the house
6554 | EVELAND CT | 43054 | Active | T146848 | WILKINS | 720A | PVB | 0.750 | 3604050 | RIGHT SIDE OF THE HOUSE
5876 | EVELYTON RD | 43054-8956 | Active | 6957 | FEBCO | 765 | PVB | 0.750 | 68209 | LEFT FRONT
5894 | EVELYTON RD | 43054-8956 | Active | T674861 | WILKINS | 720A | PVB | 1.000 | 68240 | LEFT FRONT IN COVE
5912 | EVELYTON RD | 43054-8956 | Active | W3621 | FEBCO | 765 | PVB | 1.000 | 68310 | EAST
5928 | EVELYTON RD | 43054-8956 | Active | 251119 | WATTS | 800M4QT | PVB | 1.000 | 68337 | FRONT LEFT OF DOOR
600 | EVENING ST | 43085-3573 | Active | 433685 | WATTS | 800CMQT | PVB | 0.750 | 100179 | RIGHT OF HOUSE
690 | EVENING ST | 43085-3574 | Active | Cb640173 | WILKINS | 720A | PVB | 0.750 | 3417778
788 | EVENING ST | 43085-3006 | Active | T459913 | WILKINS | 720A | PVB | 0.750 | 3417785 | Left center entry
806 | EVENING ST | 43085-3006 | Active | T417775 | WILKINS | 720A | PVB | 0.750 | 3417789 | North side of house
885 | EVENING ST | 43085-3048 | Not Required by DOW | 465283 | WATTS | 909QT | RP | 0.750 | 74357 | BOILER ROOM NEXT TO OFFICE - Evening ST. E. S.
885 | EVENING ST | 43085-3048 | Not Required by DOW | 339622 | WATTS | 009QT | RP | 2.000 | 3636167 | Custodial closet in modular
885 | EVENING ST | 43085-3048 | Active | YF-0508 | AMES | COLT 400 | RP | 3.000 | 3639363
647 | EVENING ST | 43085-3059 | Active | T376157 | WILKINS | 720A | PVB | 0.750 | 70006 | RIGHT FRONT SIDE
6535 | EVENING ST | 43085-3058 | Active | CB544469 | WILKINS | 720A | PVB | 0.750 | 3417809 | RIGHT SIDE
6560 | EVENING ST | 43085-3072 | Active | 074914 | WATTS | 009QT | RP | 0.750 | 70250 | FRONT OF HOUSE
6650 | EVENING ST | 43085-2487 | Active | CAB06708 | WILKINS | 720-A | PVB | 1.000 | 70425 | LEFT SIDE
5491 | EVENTING WAY | 43026 | Active | og-2302 | WATTS | 957 | RP | 3.000 | 3609347 | HOT BOX AT PIT E OF CONDO 5517 LEXINGTON
5491 | EVENTING WAY | 43026 | Active | 157191214 | WATTS | 774 | DC | 8.000 | 3613331 | IN PIT -E OF CONDO 5517 LEXINGTON
5491 | EVENTING WAY | 43026 | Active | 21205 | WATTS | 007M2QT | DC | 0.750 | 3613332 | IN PIT -E OF CONDO 5517 LEXINGTON
5491 | EVENTING WAY | 43026 | Not Required by DOW | 59001 | WATTS | LF919QT | RP | 0.750 | 3613506 | 5561 EVENTING WAY CLUB/POOL HSE IN MECH ROOM
5491 | EVENTING WAY | 43026 | Not Required by DOW | T230542 | WILKINS | 720A | PVB | 0.750 | 3616787 | 5602 EVENTING WAY LEFT CENTER BEHIND FENCE
4640 | EXECUTIVE DR | 43220-3602 | Removed | AG7269REM | FEBCO | 765 | PVB | 0.750 | 90248 | ***REMOVED***OUTSIDE REAR OF BLDG
4640 | EXECUTIVE DR | 43220-3602 | Not Required by DOW |  |  |  | RP |  | 3635145 | AT METER
2801 | EXMOOR RD | 43221-3053 | Active | T133494 | WILKINS | 720A | PVB | 0.750 | 90249 | LEFT SIDE
2814 | EXMOOR RD | 43221-3054 | Active | CB363145 | WILKINS | 720A | PVB | 0.750 | 3418147 | RIGHT SIDE OF HOUSE BEHIND GATE
2851 | EXMOOR RD | 43221-3053 | NULL | [5 empty] | 3616469
3515 | EYRE HALL PASS | 43054-9102 | Removed | H009785REM | FEBCO | 765 | PVB | 0.750 | 60948 | REMOVED-RIGHT FRONT
3515 | EYRE HALL PASS | 43054-9102 | Active | T151753 | WILKINS | 720A | PVB | 0.750 | 3611938 | RIGHT FRONT
3525 | EYRE HALL PASS | 43054-9102 | Active | A107165 | WILKINS | 720A | PVB | 0.750 | 91449 | LEFT SIDE
3530 | EYRE HALL PASS | 43054-9100 | Active | G213639 | WILKINS | 720A | PVB | 0.750 | 91700 | RIGHT SIDE OF HOUSE
3540 | EYRE HALL PASS | 43054-9100 | Active | CB029324 | WILKINS | 720A | PVB | 0.750 | 103416 | RIGHT FRONT
3550 | EYRE HALL PASS | 43054-9100 | Active | H135116 | FEBCO | 765 | PVB | 0.750 | 61046 | REAR OF HOUSE
3605 | EYRE HALL PASS | 43054-9025 | Active | A038326 | WILKINS | 720A | PVB | 0.750 | 88771 | RIGHT SIDE OF HOUSE
3615 | EYRE HALL PASS | 43054-9025 | Active | A008562 | WILKINS | 720A | PVB | 0.750 | 91701 | CORNER SOUTH SIDE
3620 | EYRE HALL PASS | 43054-9061 | Active | HK95475 | FEBCO | 765 | PVB | 1.000 | 87205 | LEFT SIDE OF HOUSE
3625 | EYRE HALL PASS | 43054 | Active | AC9881 | FEBCO | 765 | PVB | 0.750 | 61311 | LEFT SIDE OF HOUSE
3630 | EYRE HALL PASS | 43054-9061 | Active | H542070 | FEBCO | 765 | PVB | 0.750 | 61322 | FRONT OF HOUSE
3635 | EYRE HALL PASS | 43054-9025 | Active | A072837 | WILKINS | 720A | PVB | 0.750 | 61327 | RIGHT HAND SIDE OF HOUSE
3640 | EYRE HALL PASS | 43054 | Active | H070230 | FEBCO | 765 | PVB | 0.750 | 61346 | RIGHT SIDE FRONT
3645 | EYRE HALL PASS | 43054-9025 | Active | T303351 | FEBCO | 765 | PVB | 0.750 | 61359 | RIGHT SIDE
4466 | FABEL ST | 43054-8638 | Active | A107031 | WILKINS | 720A | PVB | 0.750 | 64103 | RIGHT HAND SIDE FROM STREET
4467 | FABEL ST | 43054-8613 | Active | G080519 | WILKINS | 720A | PVB | 0.750 | 90250 | LEFT SIDE
1295 | FABER AVE | 43207-2646 | Active | W341593 | WILKINS | 975XL | RP | 0.500 | 94604 | mech room
4506 | FABLE ST | 43054-8638 | Active | T477388 | WILKINS | 720A | PVB | 0.750 | 87722 | LEFT SIDE OF HOUSE
1309 | FAIR AVE | 43205-3302 | Active | 14050 | WATTS | 919QT | RP | 1.500 | 100201 | CENTER OF BUILDING BY METER
1319 | FAIR AVE | 43205-3305 | Active | ACG2520 | WILKINS | 975XL2 | RP | 1.500 | 100306 | CENTER OF BUILDING BY METER
1395 | FAIR AVE | 43205-1543 | Active | 96971 | WATTS | 909QT | RP | 1.000 | 54882 | RM OFF OF BOILER , Fair E.S.
2863 | FAIR AVE | 43209- | Not Required by DOW | 280467 | WATTS | LF009QT | RP | 0.500 | 65647 | BOILER ROOM
2863 | FAIR AVE | 43209- | Not Required by DOW | 25415 | WATTS | 009M2QT | RP | 0.750 | 65648 | BOILER ROOM CHURCH
2863 | FAIR AVE | 43209- | Not Required by DOW | 079920 | WATTS | 909QT | RP | 0.750 | 65649 | BOILER ROOM
2863 | FAIR AVE | 43209- | Active | 475366 | WILKINS | 375AST | RP | 3.000 | 3418519
2949 | FAIR AVE | 43209-2225 | Active | 018984 | WATTS | LF800M4 | PVB | 0.750 | 90765 | RIGHT SIDE
2665 | FAIRFAX DR | 43220-4518 | Active | 2989687 | WILKINS | 975XL | RP | 0.750 | 101688 | ON RIGHT SIDE OF HOUSE
2670 | FAIRFAX DR | 43220-4519 | Active | 2664633 | WILKINS | 975XL | RP | 0.750 | 90255 | FRONT OF HOUSE NEAR PORCH
2700 | FAIRFAX DR | 43220-4519 | Active | 72586 | WATTS | 009M3 | RP | 0.750 | 3418648
2725 | FAIRFAX DR | 43220 | Active | CB674772 | WILKINS | 720A | PVB | 0.750 | 3648693 | FRONT OF HOUSE
2741 | FAIRFAX DR | 43220-4520 | Active | 247042 | WILKINS | 720A | PVB | 1.000 | 59154 | RIGHT OF FRONT DOOR
2749 | FAIRFAX DR | 43220-4520 | Active | CB073653 | WILKINS | 720 | PVB | 0.750 | 101131 | LEFT SIDE
4010 | FAIRFAX DR | 43220-4523 | Removed | G109726REM | WILKINS | 720A | PVB | 1.000 | 90256 | **REMOVED** NORTH SIDE
4010 | FAIRFAX DR | 43220-4523 | Active | T386302 | WILKINS | 720A | PVB | 0.750 | 3649497 | RIGHT REAR BY GAS METER HSE FACES JOHNSTON
4021 | FAIRFAX DR | 43220-4522 | Active | 351621 | WATTS | 800M4FR | PVB | 0.750 | 96227 | RIGHT SIDE OF HOUSE
4041 | FAIRFAX DR | 43220-4522 | Active | T259152 | Wilkins | 720A | PVB | 1.000 | 62732 | OUTSIDE REAR PATIO
4065 | FAIRFAX DR | 43220-4522 | Active | CA6912 | FEBCO | 765 | PVB | 1.000 | 90257 | LEFT SIDE BY AC
4091 | FAIRFAX DR | 43220-4524 | Active | 587238 | WILKINS | 720A | PVB | 0.750 | 90258 | LEFT OF FRONT DOOR
4103 | FAIRFAX DR | 43220-4524 | Active | 152849 | FEBCO | 805YR | DC | 0.750 | 90259 | ABOVE METER
4118 | FAIRFAX DR | 43220-4525 | Active | CB598416 | WILKINS | 720A | PVB | 0.750 | 3418666 | LEFT FRONT
4164 | FAIRFAX DR | 43220-4525 | Active | 00155 | FEBCO | 765 | PVB | 1.000 | 90260 | FRONT OF HOME BY DOOR
4193 | FAIRFAX DR | 43220-4524 | Active | HD93603 | FEBCO | 765 | PVB | 0.750 | 3418674 | RIGHT OF FRONT DOOR
4233 | FAIRFAX DR | 43220-4524 | Active | 09930 | WATTS | 800M2QT | PVB | 0.750 | 63360 | FRONT OF HOUSE
2125 | FAIRFAX RD | 43221-4230 | Active | T53494 | WILKINS | 720A | PVB | 1.000 | 57383 | LEFT SIDE OF HOUSE
2154 | FAIRFAX RD | 43221-4231 | Active | T023266 | WILKINS | 720A | PVB | 0.750 | 101262 | LEFT SIDE
2167 | FAIRFAX RD | 43221-4230 | Replaced | REPT075189 | WILKINS | 720A | PVB | 0.750 | 101220 | REPLACED-
2167 | FAIRFAX RD | 43221-4230 | Active | T363381 | WILKINS | 720A | PVB | 0.750 | 3610209 | FRONT - LEFT SIDE
2179 | FAIRFAX RD | 43221-4230 | Active | T012938 | WILKINS | 720A | PVB | 1.000 | 90253 | RIGHT SIDE
2208 | FAIRFAX RD | 43221-4233 | Active | G038337 | WILKINS | 720A | PVB | 0.750 | 87542 | FRONT OF HOUSE
2236 | FAIRFAX RD | 43221-4233 | NULL | [5 empty] | 3418716
2253 | FAIRFAX RD | 43221-4232 | Active | G242375 | WILKINS | 720A | PVB | 0.750 | 99351 | RIGHT SIDE OF HOUSE
265 | FAIRLAWN DR | 43214-2712 | Active | 644671 | WILKINS | 720A | PVB | 1.000 | 58866 | RIGHT SIDE OF HOUSE
277 | FAIRLAWN DR | 43214-2712 | Active | HB32508 | FEBCO | 765 | PVB | 0.750 | 3418915 | BACK LEFT
421 | FAIRLAWN DR | 43214-2819 | Active | AK2260 | FEBCO | 765 | PVB | 0.750 | 90261 | FRONT OF HOUSE
432 | FAIRLAWN DR | 43214-2820 | Active | CAB40878 | WILKINS | 720A | PVB | 1.000 | 90262 | LEFT SIDE OF HOUSE
445 | FAIRLAWN DR | 43214-2819 | Active | F136491 | WILKINS | 720A | PVB | 0.750 | 100096 | RIGHT SIDE OF HOUSE
461 | FAIRLAWN DR | 43214-2819 | Active | CB081583 | WILKINS | 720 | PVB | 0.750 | 3418925 | FRONT OF HOUSE
385 | FAIRLINGTON DR | 43220-4529 | Active | W336490 | WILKINS | 975XL | RP | 0.750 | 90263 | BASEMENT CLOSET
3857 | FAIRLINGTON DR | 43220 | Active | T459218 | WILKINS | 720A | PVB | 0.750 | 97835 | MIDDLE LEFT
3896 | FAIRLINGTON DR | 43220-4531 | Active | T407373 | WILKINS | 720A | PVB | 0.750 | 3418955 | LEFT FRONT
3928 | FAIRLINGTON DR | 43220-4531 | Active | 109797 | WATTS | 800QT | PVB | 0.750 | 90265 | LEFT SIDE
3935 | FAIRLINGTON DR | 43220-4530 | Active | t329055 | WILKINS | 720A | PVB | 0.750 | 62255 | LH SIDE
3945 | FAIRLINGTON DR | 43220-4530 | Active | 569343 | RAINBIRD | AC4000 | PVB | 0.750 | 62298 | OUTSIDE SOUTHEAST CORNER OF HOUSE
3950 | FAIRLINGTON DR | 43220-4531 | Active | H480595 | FEBCO | 765 | PVB | 1.000 | 93370 | RIGHT SIDE
3957 | FAIRLINGTON DR | 43220-4530 | Active | A150672 | WILKINS | 720A | PVB | 0.750 | 91668 | LEFT SIDE OF HOUSE
1888 | FAIRMONT AVE | 43223 | Active | 25425 | WATTS | 919AQT | RP | 2.000 | 3615025 | MECH ROOM
1888 | FAIRMONT AVE | 43223 | Active | PH-1071 | WATTS | 757 | DCDA | 6.000 | 3615450 | MECH ROOM
1888 | FAIRMONT AVE | 43223 | Active | 211939 | WATTS | 007M3 | DC | 0.750 | 3615451 | MECH ROOM
1888 | FAIRMONT AVE | 43223 | Not Required by DOW | 52932 | WATTS | 919AQT | RP | 1.000 | 3615452 | 2ND FLOOR MECH ROOM
1100 | FAIRVIEW AVE | 43212-3356 | Active | 12211 | WATTS | 800M3QT | PVB | 0.750 | 53866 | AS YOU COME IN DRIVEWAY IT IS BEHIND DECORATIVE WALL
1179 | FAIRVIEW AVE | 43212-3357 | Active | T434269 | WILKINS | 720A | PVB | 0.750 | 3419070 | FRONT
1261 | FAIRVIEW AVE | 43212- | Removed | 347377REM | WILKINS | 950XL | DC | 2.00 | 54473 | BASEMENT EAST WALKWAY IN CEILING
1261 | FAIRVIEW AVE | 43212- | Not Required by DOW | A06189 | WILKINS | 950 | DC | 2.50 | 97945 | ROOM B18 ABOVE THE WATER METER - 1261 FAIRVIEW AVE
1499 | FAIRVIEW AVE | 43212- | Due Install |  |  |  | RP | 1.000 | 3419104
1499 | FAIRVIEW AVE | 43212- | NULL | [5 empty] | 3626365
674 | FAIRWAY BL | 43213 | Active | 06717 | AMES | 4000B | RP | 1.000 | 3646334 | AT METER IN CLOSET (LIMITED FIRE LEG)
678 | FAIRWAY BL | 43213 | Active | 06677 | AMES | 4000B | RP | 1.000 | 3646333 | AT METER IN CLOSET (LIMITED FIRE LEG)
682 | FAIRWAY BL | 43213 | Active | 06555 | AMES | 4000B | RP | 1.000 | 3646332 | AT METER IN CLOSET (LIMITED FIRE LEG)
686 | FAIRWAY BL | 43213 | Active | 06701 | AMES | 4000B | RP | 1.000 | 3646812 | AT METER IN CLOSET (LIMITED FIRE LEG)
690 | FAIRWAY BL | 43213 | Active | 06711 | AMES | 4000B | RP | 1.000 | 3646813 | AT METER IN CLOSET (LIMITED FIRE LEG)
694 | FAIRWAY BL | 43213 | Active | 06715 | AMES | 4000B | RP | 1.000 | 3646331 | AT METER IN CLOSET (LIMITED FIRE LEG)
698 | FAIRWAY BL | 43213 | Active | 02703 | AMES | LF4000BM2 | RP | 1.000 | 3638220 | AT METER IN CLOSET (LIMITED FIRE LEG)
702 | FAIRWAY BL | 43213 | Active | 02680 | AMES | LF4000BM2 | RP | 1.000 | 3638221 | AT METER IN CLOSET (LIMITED FIRE LEG)
706 | FAIRWAY BL | 43213 | Active | 02687 | AMES | LF4000BM2 | RP | 1.000 | 3638222 | AT METER IN CLOSET (LIMITED FIRE LEG)
710 | FAIRWAY BL | 43213 | Active | 02701 | AMES | LF4000BM2 | RP | 1.000 | 3638223 | AT METER IN CLOSET (LIMITED FIRE LEG)
714 | FAIRWAY BL | 43213 | Active | 02585 | AMES | LF4000BM2 | RP | 1.000 | 3635047 | AT METER IN CLOSET (LIMITED FIRE LEG)
718 | FAIRWAY BL | 43213 | Active | 02563 | AMES | LF4000BM2 | RP | 1.000 | 3635049 | AT METER IN CLOSET (LIMITED FIRE LEG)
722 | FAIRWAY BL | 43213 | Active | 02562 | AMES | LF4000BM2 | RP | 1.000 | 3635048 | AT METER IN CLOSET (LIMITED FIRE LEG)
726 | FAIRWAY BL | 43213 | Active | 02565 | AMES | LF4000BM2 | RP | 1.000 | 3635045 | AT METER IN CLOSET (LIMITED FIRE LEG)
161 | FAIRWAY BLVD | 43213-2099 | Due Install |  |  |  | RP | 0.750 | 3419129 | SOUTHWEST CORNER IN REAR OF 157
165 | FAIRWAY BLVD | 43213-2099 | Due Install |  |  |  | RP | 0.750 | 3419130
336 | FAIRWAY BLVD | 43213-2525 | Active | CB487155 | WILKINS | 720A | PVB | 1.000 | 89506 | FRONT OF HOUSE
371 | FAIRWAY BLVD | 43213-2507 | Active | 320371 | WILKINS | 720A | PVB | 0.750 | 90267 | BACK OF HOUSE BY AC
383 | FAIRWAY BLVD | 43213-2507 | Active | T121894 | WILKINS | 720A | PVB | 1.000 | 101769 | FRONT OF HOUSE NEAR GARAGE
420 | FAIRWAY BLVD | 43213-2508 | Removed | REMT000131 | WILKINS | 720A | PVB | 1.250 | 3419156 | NEXT TO AC UNIT
550 | FAIRWAY BLVD | 43213-2510 | Active | BB8T9T | FEBCO | 765 | PVB | 0.750 | 90268 | SOUTH SDIE OF HOUSE BEHIND SHRUBS
600 | FAIRWAY BLVD | 43213-2510 | Active | AB9884 | FEBCO | 765 | PVB | 1.000 | 68520 | FRONT OF HOUSE
676 | FAIRWAY BLVD | 43213 | Active | 4915004XLTCU | WILKINS | 975XL2 | RP | 1.500 | 3633290 | IRRIGATION ONLY METER. LEFT GOLF CART GARAGE
680 | FAIRWAY BLVD | 43213- | Active | 470641 | WATTS | LF009M3QT | RP | 0.750 | 3419181 | Garage Closet Building along Road-For Columbus Country Club Snack Bar on Course
731 | FAIRWAY BLVD | 43213-2513 | Active | F023727 | WILKINS | 720 | PVB | 0.750 | 98849 | LEFT SIDE OF HOUSE BY A/C
826 | FAIRWAY BLVD | 43213-2517 | Active not linked | 635686 | WATTS | 800M4QT | PVB | 1.000 | 90271 | BACK OF HOUSE LEFT OF DOOR
878 | FAIRWAY BLVD | 43213-2517 | Active | 08948 | WATTS | 909QT | RP | 1.000 | 90270 | BSMNT UNDER STEPS BY WATER METER
225 | FAIRWAY BLVD UNIT A | 43213-2071 | Active | 24219C | APOLLO | RPLF4 | RP | 0.750 | 3419135
345 | FAIRWAY CIR | 43213-2558 | Active | H477262 | FEBCO | 765 | PVB | 1.000 | 91230 | RIGHT BACK SIDE OF HOUSE
355 | FAIRWAY CIR | 43213-2558 | Active | 917379 | WILKINS | 975XL | RP | 1.000 | 61041 | BASEMENT
344 | FAIRWAY COMMONS DR | 43026-7668 | Active | 19910 | FEBCO | 765 | PVB | 0.750 | 60751 | OUTSIDE
3451 | FAIRWAY COMMONS DR | 43026-7668 | Active | 037823 | WATTS | 800M4QT | PVB | 0.750 | 60779 | OUTSIDE / EASTSIDE OF HOUSE
3452 | FAIRWAY COMMONS DR | 43026-7668 | Active | T417721 | WILKINS | 720A | PVB | 0.750 | 60782 | LEFT FRONT
3460 | FAIRWAY COMMONS DR | 43026-7668 | Active | H099544 | FEBCO | 765 | PVB | 0.750 | 60794 | SIDE OF HOUSE
3467 | FAIRWAY COMMONS DR | 43026-7668 | Replaced | REP287212 | WATTS | 800QT | PVB | 0.750 | 90273 | REPLACED- RIGHT SIDE OF HOUSE
3467 | FAIRWAY COMMONS DR | 43026-7668 | Active | CB101205 | WILKINS | 720A | PVB | 0.750 | 3609510 | RIGHT SIDE OF HOUSE
3468 | FAIRWAY COMMONS DR | 43026-7668 | Active | CAB61570 | WILKINS | 720A | PVB | 1.000 | 60800 | WEST SIDE
3475 | FAIRWAY COMMONS DR | 43026-7668 | Active | 208621 | WATTS | 800M4QT | PVB | 0.750 | 88603 | LEFT SIDE OF HOUSE
3476 | FAIRWAY COMMONS DR | 43026-7668 | Active | 4774062 | WILKINS | 975XL | RP | 1.000 | 60814 | LEFT SIDE
3507 | FAIRWAY COMMONS DR | 43026-7668 | Active | H011061 | FEBCO | 765 | PVB | 1.000 | 60930 | RIGHT SIDE
3508 | FAIRWAY COMMONS DR | 43026-7668 | Active | 835617 | WILKINS | 720A | PVB | 0.750 | 88602 | LEFT OF HOUSE
3516 | FAIRWAY COMMONS DR | 43026-7668 | Active | 301056 | WILKINS | 420 | PVB | 1.000 | 60950 | RIGHT SIDE
3524 | FAIRWAY COMMONS DR | 43026-7668 | Active | EAF5695 | WILKINS | 720A | PVB | 0.750 | 98371 | BACK OF HOUSE
1273 | FAIRWAY DR | 43123 | Active | T084004 | WILKINS | 720A | PVB | 0.750 | 101552 | LEFT SIDE OF HOUSE
1283 | FAIRWAY DR | 43123 | Active | T081602 | WILKINS | 720A | PVB | 0.750 | 101757 | LEFT SIDE
1288 | FAIRWAY DR | 43123 | Active | 373126 | WATTS | 800M4QT | PVB | 0.750 | 102620 | EAST SIDE OF HOUSE
1293 | FAIRWAY DR | 43123 | Active | T097006 | WILKINS | 720A | PVB | 0.750 | 102215 | LEFT
1298 | FAIRWAY DR | 43123 | Active | CB016324 | WILKINS | 720A | PVB | 0.750 | 103000 | RIGHT SIDE OF HOUSE BY GAS METER
1308 | FAIRWAY DR | 43123 | Active | 563198 | APOLLO/CONBRACO | PVB4A | PVB | 0.750 | 3605969 | RIGHT SIDE OF HOUSE
1313 | FAIRWAY DR | 43123 | Active | T132367 | WILKINS | 720A | PVB | 0.750 | 102885 | RIGHT REAR CORNER OF HOUSE
1333 | FAIRWAY DR | 43123 | Active | EAA0722 | WILKINS | 720 | PVB | 0.750 | 3602607 | LEFT SIDE OF HOUSE
1338 | FAIRWAY DR | 43123 | Active | T223661 | WILKINS | 720A | PVB | 0.750 | 3603124 | RIGHT SIDE
1348 | FAIRWAY DR | 43123 | Active | T223307 | WILKINS | 720A | PVB | 0.750 | 3602676 | RIGHT SIDE
1353 | FAIRWAY DR | 43123 | Active | CB288695 | WILKINS | 720A | PVB | 0.750 | 3602634 | LEFT SIDE
1363 | FAIRWAY DR | 43123 | Active | T132366 | WILKINS | 720A | PVB | 0.750 | 102908 | LEFT SIDE
1378 | FAIRWAY DR | 43123 | Active | CAA31072 | WILKINS | 720A | PVB | 0.750 | 3602753 | RIGHT SIDE OF HOUSE
1393 | FAIRWAY DR | 43123 | Active | CB078724 | WILKINS | 720A | PVB | 0.750 | 3602353 | RIGHT SIDE
1403 | FAIRWAY DR | 43123 | Active | EAD0692 | WILKINS | 720A | PVB | 0.750 | 101715 | LEFT SIDE
1413 | FAIRWAY DR | 43123 | Active | CB478592 | WILKINS | 720A | PVB | 0.750 | 3603258 | RIGHT FRONT
1425 | FAIRWAY DR | 43123 | Active | CB601611 | WILKINS | 720A | PVB | 0.750 | 3603259 | OUTSIDE
1428 | FAIRWAY DR | 43123 | Active | CB082858 | WILKINS | 720A | PVB | 0.750 | 3603343 | RIGHT SIDE
1469 | FAIRWAY DR | 43123 | Active | AEF6301 | WILKINS | 720A | PVB | 0.750 | 3606283 | LEFT SIDE
1478 | FAIRWAY DR | 43123 | Active | T409607 | Wilkins | 720A | PVB | 0.750 | 3603466 | RIGHT FRONT
1479 | FAIRWAY DR | 43123 | Active | CB074919 | WILKINS | 720A | PVB | 0.750 | 3603467 | RIGHT SIDE
1513 | FAIRWAY DR | 43123 | Active | CB073499 | WILKINS | 720A | PVB | 0.750 | 3603468 | LEFT SIDE BY GAS METER
1523 | FAIRWAY DR | 43123 | Active | T191347 | WILKINS | 720A | PVB | 0.750 | 3606178 | RIGHT SIDE - FRONT
1567 | FAIRWAY DR | 43123 | Active | CB205834 | WILKINS | 720A | PVB | 0.750 | 3603418 | RIGHT SIDE
726 | FAIRWOOD AVE | 43205-3011 | Removed | 71382REM | WATTS | 919QT | RP | 0.750 | 71702 | BY CONDENSATE RETURN TANK-FAIRWOOD E.S.
726 | FAIRWOOD AVE | 43205-3011 | Removed | 417REM | APOLLO/CONBRACO | 4020 | RP | 0.750 | 3632908 | MECHANICAL ROOM FAIRWOOD E.S.
832 | FAIRWOOD AVE | 43205-3032 | Active | 11963 | WATTS | 009M2QT | RP | 1.500 | 73702 | ON WATER METER SETTING IN MECHANICAL ROOM
832 | FAIRWOOD AVE | 43205-3032 | Not Required by DOW | AB0196 | FEBCO | 765 | PVB | 1.000 | 73703 | AT DEDUCT METER SET IN CLOSET
125 | FAIRWOOD AVE | 43206-3372 | Not Required by DOW | 06256 | WATTS | 774 | DC | 0.750 | 54441 | ROOM 1115 IN SURVEILLANCE LAB
1250 | FAIRWOOD AVE | 43206-3372 | Active | 197674 | WATTS | 909 | RP | 4.000 | 87878 | PARKS AND REC NE OF BLDG ZONE HQ
1250 | FAIRWOOD AVE | 43206-3372 | Not Required by DOW | 32788 | WATTS | 919AQT | RP | 1.000 | 87879 | WASH RACK
1250 | FAIRWOOD AVE | 43206-3372 | Not Required by DOW | jg952 | CONBRACO | 40205A2 | RP | 1.000 | 96052 | UPSTAIRS BOILER ROOM
1250 | FAIRWOOD AVE | 43206-3372 | Not Required by DOW | 23902 | WATTS | 919AQT | RP | 1.000 | 97812 | up near ceiling above boiler systems
1250 | FAIRWOOD AVE | 43206-3372 | Removed | 3204671REM | WILKINS | 375 | RP | 3.000 | 3608005 | 5101 ALUM CREEK DRIVE-1ST FLOOR BIOFILTER #3 REMOVED
1250 | FAIRWOOD AVE | 43206-3372 | Removed | N08050706REM | FEBCO | 880 | RP | 3.000 | 3608006 | 5101 ALUM CREEK-1ST FLOOR-BIOFILTER #3 REMOVED
1250 | FAIRWOOD AVE | 43206-3372 | Due Install |  |  |  | DCDA | 8.000 | 3632635
1250 | FAIRWOOD AVE | 43206-3372 | Not Required by DOW | 71382 | WATTS | LF919 | RP | 0.750 | 3633128 | MEN'S RESTROOM CEILING COMM CENTER
1600 | FAIRWOOD AVE | 43206-3711 | Due Install |  |  |  | RP | 0.750 | 3419607 | IN BATHROOM UNDER SINK AT WATER METER BARBER SHOP
2080 | FAIRWOOD AVE | 43207-1735 | Active | 433246 | WATTS | LF009M3QT | RP | 0.750 | 3419665
2150 | FAIRWOOD AVE | 43207-1736 | Active | 100034466 | WATTS | 800QT | PVB | 1.000 | 57387 | SOUTH END STAIRWAY NEAR OFFICES
2150 | FAIRWOOD AVE | 43207-1736 | Active | 163155 | WATTS | 909 | RP | 4.000 | 57388 | N.W. CORNER OF BUILDING--2150 FAIRWOOD AVE
2150 | FAIRWOOD AVE | 43207-1736 | Active | 2383 | CONBRACO | 4020C02 | RP | 6.000 | 57389 | NW CORNER IF BLDG -2150 FAIRWOOD WAS 200002383
2150 | FAIRWOOD AVE | 43207-1736 | Active | 24179 | WATTS | 919AQT | RP | 1.000 | 57391 | BOILER ROOM AGAINST WEST WALL
2150 | FAIRWOOD AVE | 43207-1736 | Due Install |  |  |  | RP |  | 3646182 | HEATED ENCLOSURE AT PIT
2200 | FAIRWOOD AVE | 43207-1738 | Active | 44273C | WILKINS | 375AST | RP | 10.000 | 3419668
2301 | FAIRWOOD AVE | 43207-2768 | Active | QE-0628 | WATTS | 957 | RP | 3.000 | 3419671 | NORTH END OF PRODUCTION FACILITY
2301 | FAIRWOOD AVE | 43207-2768 | Active | VH-0001 | AMES | COLT 300GV | DCDA | 8.000 | 3639135 | NORTH END OF PRODUCTION FACILITY
2301 | FAIRWOOD AVE | 43207-2768 | Active | 02871 | AMES | 2000BM3 | DC | 0.750 | 3651646 | NORTH END OF PRODUCTION FACILITY
2400 | FAIRWOOD AVE | 43207-2708 | Active | 19904 | WATTS | 919AQT | RP | 1.000 | 58177 | NE CORNER OF BLDG
2400 | FAIRWOOD AVE | 43207-2708 | Active | 18694 | AMES | 4000SS | RP | 3.000 | 58178 | CLOSET IN FILE ROOM NEAR SOUTH EXIT DOOR
2400 | FAIRWOOD AVE | 43207-2708 | Due Install |  |  |  | RP | 6.000 | 3626290 | IN HOT BOX AT PIT
2521 | FAIRWOOD AVE | 43207-2712 | Removed | 3489748REM | WILKINS | 975XL | RP | 0.750 | 58537 | REMOVED-BOILERS "MAKE UP WATER" - Koebel E.S.
2521 | FAIRWOOD AVE | 43207-2712 | Active | L75071 | WILKINS | 375 | RP | 2.500 | 103037 | BOILER/MECHANICAL ROOM
2645 | FAIRWOOD AVE | 43207-2729 | Active | ABU5744 | WILKINS | 975 | RP | 1.000 | 3419693 | FRONT CORNER CLASS ROOM IN CLOSET BY WATER METER
2141 | FAIRWOOD AVE UNIT A | 43207-1753 | Active | 599866 | WATTS | 909QT | RP | 0.750 | 57428 | 2ND FLOOR BOILER ROOM
2141 | FAIRWOOD AVE UNIT A | 43207-1753 | Active | 4642543xltcu | WILKINS | 975XL2 | RP | 2.000 | 57429 | MECHANICAL ROOM
2141 | FAIRWOOD AVE UNIT A | 43207-1753 | Active | 70061 | WATTS | LF919QT | RP | 0.750 | 57430 | BLDG #4 IN CEILING ABOVE UTILITY ROOM
2141 | FAIRWOOD AVE UNIT A | 43207-1753 | Active | 4640396XLTCU | WILKINS | 975XL2 | RP | 0.750 | 57431 | POWER ROOM ON WEST WALL
2141 | FAIRWOOD AVE UNIT A | 43207-1753 | Removed | H226619REM | FEBCO | 765 | PVB | 1.000 | 57432 | OUTSIDE OF BUILDING NEAR FAIRWOOD DR AND NORTH DR
2141 | FAIRWOOD AVE UNIT A | 43207-1753 | Active | 4642547xltcu | WILKINS | 975XL2 | RP | 2.000 | 87881 | POWER ROOM IN BLDG #1 NE?
2141 | FAIRWOOD AVE UNIT A | 43207-1753 | Active | 107008 | WATTS | 919QT | RP | 0.750 | 92693 | BLDG 3 CHILLER AND PUMP AREA
2141 | FAIRWOOD AVE UNIT A | 43207-1753 | Active | 80183 | WATTS | 919QT | RP | 0.750 | 92694 | BLDG 3 CHILLER AND PUMP AREA
2141 | FAIRWOOD AVE UNIT A | 43207-1753 | Active | 08893 | WATTS | 919 | RP | 1.500 | 92695 | BLDG EAST WALL
2141 | FAIRWOOD AVE UNIT A | 43207-1753 | Due Install |  |  |  | RP | 8.000 | 3633710 | IN HOT BOX AT PIT AT N ENTRANCE
2141 | FAIRWOOD AVE UNIT A | 43207-1753 | LPS - Active |  |  |  | LST |  | 3633711 | FIRE BOOSTER PUMP
5516 | FALCO DR | 43081-8247 | Active | A108768 | WILKINS | 375 | RP | 0.750 | 100537 | BASEMENT
5612 | FALCO DR | 43081-8233 | Active | FN7591 | FEBCO | 765 | PVB | 1.000 | 90274 | RIGHT SIDE OF HOUSE
6997 | FALLEN TIMBER DR | 43017 | Active | 301085 | WILKINS | 420 | PVB | 1.000 | 95077 | LEFT SIDE
55 | FALLIS RD | 43214-3723 | Active | H114231 | FEBCO | 765 | PVB | 0.750 | 67013 | EAST SIDE BY PORCH
27 | FALLIS RD | 43214-3726 | Active | A150671 | WILKINS | 720A | PVB | 0.750 | 87373 | LEFT SIDE OF HOME
327 | FALLIS RD | 43214-3727 | Active | T046310 | WILKINS | 720A | PVB | 1.000 | 101322 | FRONT OF HOUSE
377 | FALLIS RD | 43214-3727 | Active | H617699 | FEBCO | 765 | PVB | 0.750 | 99935 | FRONT OF HOUSE
453 | FALLIS RD | 43214-3772 | Active | 01684 | WATTS | 800M4QT | PVB | 1.000 | 96991 | RIGHT SDIE OF HOUSE NEAR FRONT
580 | FALMOUTH CT | 43085-3876 | Active | G171999 | WILKINS | 720A | PVB | 0.750 | 92390 | FRONT OF HOUSE
3888 | FARBER CT | 43054-9348 | Active | H205878 | FEBCO | 765 | PVB | 0.750 | 90275 | USE 6/3/15 CAG. FRONT LEFT DOOR IN OFFSET
3901 | FARBER CT | 43054-9344 | Active | T148645 | WILKINS | 720A | PVB | 0.750 | 62153 | LEFT SIDE OF HOUSE
3904 | FARBER CT | 43054-9349 | Active | 297651 | WILKINS | 720A | PVB | 0.750 | 90276 | RIGHT SIDE
3932 | FARBER CT | 43054-9349 | Active | 2519 | FEBCO | 765 | PVB | 0.750 | 62252 | REAR OF HOUSE
3933 | FARBER CT | 43054-9344 | Active | 8143 | FEBCO | 765 | PVB | 1.000 | 62253 | WEST SIDE OF RESIDENCE
3960 | FARBER CT | 43054-9349 | Active | A107287 | WILKINS | 720A | PVB | 0.750 | 62361 | RIGHT SIDE OF HOUSE
3961 | FARBER CT | 43054-9344 | Active | 257570 | WILKINS | 720A | PVB | 0.750 | 62364 | FRONT OF HOUSE
3972 | FARBER CT | 43054-9349 | Active | 175319 | WILKINS | 420 | PVB | 1.000 | 62395 | RIGHT SIDE OF HOUSE
3973 | FARBER CT | 43054-9344 | Active | AD3545 | FEBCO | 765 | PVB | 0.750 | 90277 | LEFT SIDE
3980 | FARBER CT | 43054-9349 | Active | H098687 | FEBCO | 765 | PVB | 0.750 | 62409 | LEFT SIDE OF HOUSE
3981 | FARBER CT | 43054-9344 | Active | 5024 | FEBCO | 765 | PVB | 1.000 | 62416 | SOUTHEAST CORNER OF BUILDING
3988 | FARBER CT | 43054-9349 | Active | H205854 | FEBCO | 765 | PVB | 0.750 | 62461 | RIGHT FRONT OF HOUSE
3997 | FARBER CT | 43054-9344 | Active | CB120509 | WILKINS | 720 | PVB | 0.750 | 3420439 | Right side of house
4000 | FARBER CT | 43054-9350 | Active | H835842 | FEBCO | 765 | PVB | 0.750 | 91918 | right of front door
4009 | FARBER CT | 43054-9346 | Active | 8129 | FEBCO | 765 | PVB | 1.000 | 62665 | SE SIDE OF HOUSE
4018 | FARBER CT | 43054-9350 | Active | H152750 | FEBCO | 765 | PVB | 0.750 | 62692 | FRONT OF HOUSE
4027 | FARBER CT | 43054-9346 | Active | EAE8771 | WILKINS | 720A | PVB | 0.750 | 62706 | RIGHT REAR
2290 | FARLEIGH RD | 43221-2612 | Active | EAF6975 | WILKINS | 720A | PVB | 0.750 | 3420509 | LEFT FRONT
2356 | FARLEIGH RD | 43221-2614 | Active | CB154318 | WILKINS | 720 | PVB | 0.750 | 3605539 | RIGHT SIDE
2365 | FARLEIGH RD | 43221-2613 | Active | CAA35795 | WILKINS | 720A | PVB | 0.750 | 3420521 | RIGHT SIDE OF HOUSE
2380 | FARLEIGH RD | 43221-2614 | Active | H549270 | FEBCO | 765 | PVB | 0.750 | 98978 | RIGHT HAND SIDE BACK OF HOUSE
2381 | FARLEIGH RD | 43221-2613 | Active | A284795 | WILKINS | 375 | RP | 0.750 | 3420523 | IN BASEMENT AT WATER METER
2400 | FARLEIGH RD | 43221-2616 | Active | CB631401 | Wilkins | 720 | PVB | 0.750 | 3420524 | left side of house
2410 | FARLEIGH RD | 43221-2616 | Active | T418242 | WILKINS | 720A | PVB | 0.750 | 3420526 | FRONT SIDE OF HOME
2470 | FARLEIGH RD | 43221-2618 | Active | AK3656 | FEBCO | 765 | PVB | 1.000 | 58399 | S/W CORNER OF HOUSE UNDER TREE
2480 | FARLEIGH RD | 43221-2618 | Active | H429712 | FEBCO | 765 | PVB | 0.750 | 99604 | RIGHT SIDE OF HOUSE
2530 | FARLEIGH RD | 43221-2662 | Active | W255399 | WILKINS | 975XL | RP | 0.750 | 90278 | IN CLOSET NEXT TO WATER METER
2544 | FARLEIGH RD | 43221-2662 | Active | T671771 | WILKINS | 720A | PVB | 0.750 | 91896 | FRONT OF HOUSE
2553 | FARLEIGH RD | 43221-2663 | Active | CB019536 | WILKINS | 720A | PVB | 0.750 | 58621 | RIGHT OF FRONT DOOR IN CORNER
2567 | FARLEIGH RD | 43221-2663 | Active | EAJ6138 | WILKINS | 720A | PVB | 0.750 | 3420539 | FRONT
2570 | FARLEIGH RD | 43221-2664 | Active | cb190209 | WILKINS | 720A | PVB | 0.750 | 90279 | SW CORNER
3663 | FARLEY CT | 43054-8802 | Active | 375315 | WILKINS | 720A | PVB | 0.750 | 61420 | SE CORNER OF HOUSE
3664 | FARLEY CT | 43054-8802 | Active | 903154 | WILKINS | 720A | PVB | 0.750 | 61424 | FRONT RIGHT CORNER OUTSIDE
3675 | FARLEY CT | 43054-8802 | Active | A082414 | WILKINS | 720A | PVB | 0.750 | 87026 | RIGHT SIDE OF HOME
3676 | FARLEY CT | 43054-8802 | Active | EA13043 | WILKINS | 720 | PVB | 0.750 | 3420542 | Right side
3684 | FARLEY CT | 43054-8802 | Active | DJ7074 | FEBCO | 765 | PVB | 0.750 | 61459 | LEFT SIDE OF HOUSE
3161 | FARM BANK WAY | 43123-1973 | Active | 177294 | WATTS | 909 | RP | 3.000 | 87950 | 3149 FARM BANK WAY, HOT BOX AT METER PIT
3161 | FARM BANK WAY | 43123-1973 | Active | 1152770513 | WATTS | 774DCDA | DCDA | 4.000 | 103930 | 3149 FARM BANK WAY, PIT LOCATED IN FRONT OF COMPLEX
3161 | FARM BANK WAY | 43123-1973 | Active | 20772 | WATTS | 007M2QT | DC | 0.750 | 103931 | 3149 FARM BANK WAY, PIT LOCATED IN FRONT OF COMPLEX
3161 | FARM BANK WAY | 43123-1973 | Not Required by DOW | 467158 | WATTS | 909M1QT | RP | 2.000 | 103932 | 3149 FARM BANK WAY, PRIVATE SERVICE TO UNIT 3149
3161 | FARM BANK WAY | 43123-1973 | Not Required by DOW | 449092 | WATTS | 909M1QT | RP | 1.500 | 103933 | 3149 FARM BANK WAY, TOP DEVICE IN WATER HEATER ROOM UNIT 3149
3161 | FARM BANK WAY | 43123-1973 | Not Required by DOW | 450048 | WATTS | 909M2QT | RP | 1.500 | 103934 | 3149 FARM BANK WAY
3491 | FARM BANK WAY | 43123 | Active | 4253343 | WILKINS | 975 | RP | 1.500 | 3618471 | MECHANICAL ROOM
3491 | FARM BANK WAY | 43123 | Not Required by DOW | CB215374 | WILKINS | 720A | PVB | 0.750 | 3622517 | RIGHT SIDE OF BUILDING - OUTSIDE
3491 | FARM BANK WAY | 43123 | Not Required by DOW | 4278691 | WILKINS | 975XL | RP | 1.500 | 3631426 | SOUTH MECH. ROOM
3215 | FARMBROOK DR | 43123-4802 | Active | G215540 | WILKINS | 720A | PVB | 0.750 | 95433 | RIGHT FRONT
2545 | FARMERS DR | 43235-2705 | Active | 7247 | FEBCO | 825Y | RP | 2.000 | 58593 | 2ND FLOOR MECHANICAL ROOM
2545 | FARMERS DR | 43235-2705 | Due Install |  |  |  | RP | 6.000 | 3635402 | IN HOT BOX AT PIT
2545 | FARMERS DR | 43235-2705 | LPS - Active |  |  |  | LPC |  | 3635403 | DOMESTIC PUMP - 1ST MECH ROOM
2545 | FARMERS DR | 43235-2705 | LPS - Active |  |  |  | LST |  | 3635404 | FIRE BOOSTER PUMP - MECHANICAL ROOM
2700 | FARMERS DR | 43235-5716 | Active | FL-1957 | WATTS | 957Z | RP | 3.000 | 87951 | SE MECH/RISER ROOM AT WATER METER OUTSIDE DOOR
2700 | FARMERS DR | 43235-5716 | Not Required by DOW | 111825 | WATTS | 009M2QT | RP | 2.000 | 88796 | CARWASH BAY
2700 | FARMERS DR | 43235-5716 | Not Required by DOW | 409883 | WATTS | 009M3QT | RP | 0.750 | 88797 | PRESSURE WASHER NORTH BAY OF BLDG
2700 | FARMERS DR | 43235-5716 | Active | 26226B | WILKINS | 350ASTDA | DCDA | 8.000 | 90494 | SE MECH/RISER ROOM OUTSIDE DOOR
2700 | FARMERS DR | 43235-5716 | Active | HC48874 | WILKINS | 350XL | DC | 0.750 | 90495 | PUMP ROOM
2700 | FARMERS DR | 43235-5716 | Not Required by DOW | 2248961 | WILKINS | 975XLBMS | RP | 2.000 | 90496 | PUMP ROOM
2500 | FARMERS DR UNIT A | 43235-5706 | Not Required by DOWT | 57749 | WATTS | LF919QT | RP | 0.750 | 58491 | Penthouse - Boiler Room
2500 | FARMERS DR UNIT A | 43235-5706 | Not Required by DOW | 4149945 | WILKINS | 975XL | RP | 2.000 | 58492 | Basement - Fire Pump Room
2500 | FARMERS DR UNIT A | 43235-5706 | Not Required by DOW | 0868 | WATTS | 009M2QT | RP | 2.000 | 58493 | Penthouse - Boiler Room / Ceiling
2500 | FARMERS DR UNIT A | 43235-5706 | Active | YF-0621 | AMES | COLT 200 | DC | 8.000 | 3635944 | MECH/BOILER/RISER ROOM AT WATER METER
2500 | FARMERS DR UNIT A | 43235-5706 | LPS - Active |  |  |  | LPC |  | 3635945 | DOMESTIC PUMP - MECH/BOILER ROOM
2500 | FARMERS DR UNIT A | 43235-5706 | LPS - Active |  |  |  | LST |  | 3635947 | FIRE PUMP - MECH/BOILER ROOM
2500 | FARMERS DR UNIT A | 43235-5706 | Active | YG-0200 | AMES | 400 | RP | 4.000 | 3658198 | MECH/BOILER/RISER ROOM AT WATER METER
7444 | FARMINGTON CLOSE | 43054-8801 | Removed | G125066REM | WILKINS | 720A | PVB | 0.750 | 71988 | REMOVED-RIGHT FRONT OF HOUSE
7444 | FARMINGTON CLOSE | 43054-8801 | Active | T474407 | WILKINS | 720A | PVB | 0.750 | 3650563 | RIGHT FRONT
7450 | FARMINGTON CLOSE | 43054 | Active | AD4884 | FEBCO | 765 | PVB | 0.750 | 72008 | RIGHT SIDE OF HOUSE
950 | FARNHAM RD | 43220-5021 | Active | 913021 | WATTS | 800MQT | PVB | 0.750 | 96136 | LEFT SIDE
670 | FARRINGTON DR | 43085- | Removed | 452126REM | WILKINS | 720A | PVB | 1.000 | 70444 | REAR OF HOUSE
653 | FARRINGTON RD | 43085-3531 | Active | 181349 | WILKINS | 420 | PVB | 1.000 | 70192 | LEFTSIDE
693 | FARRINGTON RD | 43085-3531 | Active | EAD4911 | WILKINS | 720A | PVB | 0.750 | 3420755 | LEFT OF FRONT DOOR
701 | FARRINGTON RD | 43085-3531 | Active | T199286 | WILKINS | 720A | PVB | 0.750 | 3420757 | BACK ON RIGHT
702 | FARRINGTON RD | 43085-3575 | Active | CB090115 | WILKINS | 720A | PVB | 0.750 | 3420758 | Rear of house
500 | FARVIEW DR | 43231 | Active | VD-1598 | AMES | COLT 400 | RP | 4.000 | 3654654
5001 | FARVIEW DR | 43231 | Active | V1-0745 | AMES | COLT 300GV | DCDA | 8.000 | 3654655 | VAULT NORTHWEST CORNER OF BLDG
5001 | FARVIEW DR | 43231 | Active | 67205 | AMES | 2000BM3 | DC | 0.750 | 3654656 | VAULT NORTHWEST OF BLDG
4990 | FARVIEW RD | 43231 | Active | VD-1086 | AMES | COLT 400 | RP | 3.000 | 3649966 | IN HOT BOX NORTHWEST SECTION OF PROPERTY AT ENTRANCE
4990 | FARVIEW RD | 43231 | Active | UK-1705 | WATTS | COLT 300 | DCDA | 6.000 | 3649967 | PIT WEST OF HOT BOX NORTHWEST SECTION OF PROPERTY AT ENTRANCE
4990 | FARVIEW RD | 43231 | Active | 63639 | AMES | 2000B | DC | 0.750 | 3649968 | PIT WEST OF HOT BOX NORTHWEST SECTION OF PROPERTY AT ENTRANCE
5507 | FAWNBROOK CT | 43017-8364 | Active | G152287 | WILKINS | 720A | PVB | 0.750 | 67131 | LEFT CENTER
5543 | FAWNBROOK CT | 43017 | Active | T337649 | WILKINS | 720A | PVB | 1.000 | 67204 | LEFT SIDE
5563 | FAWNBROOK CT | 43017-8364 | Active | CB219858 | WILKINS | 720A | PVB | 1.000 | 67309 | LEFT FRONT
5415 | FAWNBROOK LN | 43017-8367 | Active | 32005 | WATTS | 800M2QT | PVB | 0.750 | 66867 | SOUTH SIDE OF HOUSE IN FLOWER BED
5430 | FAWNBROOK LN | 43017-8366 | Active | T076689 | WILKINS | 720A | PVB | 0.750 | 66893 | RIGHT FRONT
5430 | FAWNBROOK LN | 43017-8366 | Removed | 034387REM | WATTS | 800M4 | PVB | 0.750 | 3632454 | BASEMENT AT WATER POWERED SUMP PUMP
5431 | FAWNBROOK LN | 43017-8367 | Active | 792722 | WILKINS | 720A | PVB | 0.750 | 66896 | LT SIDE
5439 | FAWNBROOK LN | 43017-8367 | Active | 200331 | WILKINS | 720A | PVB | 0.750 | 66907 | LEFT SIDE OF HOUSE
5447 | FAWNBROOK LN | 43017-8367 | Active | 375254 | WILKINS | 720A | PVB | 0.750 | 66920 | FRONT OF HOUSE
5455 | FAWNBROOK LN | 43017-8367 | Active | T042210 | WILKINS | 720A | PVB | 0.750 | 100918 | LEFT SIDE OF HOUSE
5463 | FAWNBROOK LN | 43017 | Active | 424902 | WILKINS | 720A | PVB | 0.750 | 66953 | LEFT SIDE OF HOUSE
5475 | FAWNBROOK LN | 43017 | Active | CAB59082 | WILKINS | 720A | PVB | 1.000 | 66973 | LT SIDE
5476 | FAWNBROOK LN | 43017 | Active | T081652 | WILKINS | 720A | PVB | 0.750 | 66977 | RIGHT SIDE OF HOUSE
5484 | FAWNBROOK LN | 43017-8366 | Active | 342332 | WILKINS | 720A | PVB | 0.750 | 66982 | RT SIDE
5490 | FAWNBROOK LN | 43017 | Active | T019798 | WILKINS | 720A | PVB | 0.750 | 99785 | RIGHT REAR OF HOUSE
5495 | FAWNBROOK LN | 43017-8367 | Active | T230599 | WILKINS | 720A | PVB | 0.750 | 67000 | LEFT SIDE
5522 | FAWNBROOK LN | 43017 | Active | CAA28988 | WILKINS | 720 | PVB | 0.750 | 3420827 | RIGHT SIDE OF HOUSE
5527 | FAWNBROOK LN | 43017 | Active | 228504 | WILKINS | 720A | PVB | 0.750 | 67178 | RT SIDE
5536 | FAWNBROOK LN | 43017-8251 | Active | 277959 | WILKINS | 720A | PVB | 1.000 | 67199 | LEFT SIDE OF HOUSE
5552 | FAWNBROOK LN | 43017 | Active | 150360 | WILKINS | 720A | PVB | 0.750 | 67248 | LEFT HAND SIDE
5569 | FAWNBROOK LN | 43017-8253 | Active | 6196 | FEBCO | 765 | PVB | 1.000 | 67313 | LEFT SIDE OF HOUSE
5576 | FAWNBROOK LN | 43017 | Active | cb197796 | WILKINS | 720A | PVB | 1.000 | 67323 | LEFT SIDE OF HOUSE
5577 | FAWNBROOK LN | 43017-8253 | Replaced | REP279662 | WILKINS | 720A | PVB | 0.750 | 67325 | REPLACED- RIGHT REAR SOUTH OF GARAGE DOOR
5577 | FAWNBROOK LN | 43017-8253 | Active | t293424 | WILKINS | 720A | PVB | 0.750 | 3609769 | RIGHT REAR SOUTH OF GARAGE DOOR
5584 | FAWNBROOK LN | 43017-8251 | Active | T465516 | WILKINS | 720 | PVB | 0.750 | 3420835 | BACK OF HOUSE
5592 | FAWNBROOK LN | 43017-8251 | Active | T366113 | WILKINS | 720 | PVB | 0.750 | 3420836 | RIGHT SIDE
5611 | FAWNBROOK LN | 43017-8254 | Active | 672011 | WILKINS | 720A | PVB | 0.750 | 67426 | LEFT FRONT
5629 | FAWNBROOK LN | 43017-8254 | Active | G050824 | WILKINS | 720A | PVB | 0.750 | 67455 | OUTSIDE
5639 | FAWNBROOK LN | 43017 | Active | 438785 | WILKINS | 720A | PVB | 0.750 | 67469 | RT SIDE
5640 | FAWNBROOK LN | 43017-8252 | Active | T135478 | WILKINS | 720A | PVB | 0.750 | 102619 | LEFT SIDE
5644 | FAWNBROOK LN | 43017-8252 | Active | A150249 | WILKINS | 720A | PVB | 0.750 | 87559 | LEFT HAND SIDE OF HOUSE
5648 | FAWNBROOK LN | 43017-8252 | Active | t199242 | WILKINS | 720A | PVB | 0.750 | 67486 | RIGHT HAND SIDE
5649 | FAWNBROOK LN | 43017-8254 | Active | CB015664 | WILKINS | 720A | PVB | 0.750 | 67491 | RIGHT SIDE
5652 | FAWNBROOK LN | 43017-8252 | Active | CB443299 | WILKINS | 720A | PVB | 0.750 | 3420843 | FRONT OF HOUSE
5660 | FAWNBROOK LN | 43017 | Active | H055729 | FEBCO | 765 | PVB | 0.750 | 67529 | LEFT SIDE FRONT OF HOUSE
6394 | FAYBOROUGH CT | 43016-8485 | Active | t303591 | WILKINS | 720A | PVB | 0.750 | 69844 | RT SIDE
6395 | FAYBOROUGH CT | 43016-8485 | Active | EJ1122 | FEBCO | 765 | PVB | 1.000 | 69845 | OUTSIDE SIDE OF HSE
1500 | FEDDERN AVE | 43123-1291 | Active | 4418409 | WILKINS | 975 | RP | 2.000 | 3626224 | NW CORNER OF BUILDING
1699 | FEDDERN AVE | 43123-1205 | Active | 88737 | WILKINS | 975 | RP | 1.000 | 55859 | MECHANICAL ROOM AT METER
1720 | FEDDERN AVE | 43123-1206 | Active | 3868663 | WILKINS | 975XL2 | RP | 1.000 | 55945 | INSIDE OFFICE @ MAIN WATER METER
1750 | FEDDERN AVE | 43123-1206 | Active | W386042 | WILKINS | 975XL | RP | 0.500 | 56023 | MECHANICAL ROOM OFF MEN'S ROOM
1787 | FEDDERN AVE | 43123- | Not Required by DOW | 135873 | WATTS | 007M1QT | DC | 2.000 | 56138 | ABOVE SOLUTION TANKS - 1795 FEDDERN AVE
1787 | FEDDERN AVE | 43123- | Removed | 176149REM | WATTS | 909 | RP | 3.000 | 56139 | TREATMENT ROOM - 1795 FEDDERN AVE
1787 | FEDDERN AVE | 43123- | Active | 10235 | WATTS | 909 | RP | 3.000 | 56140 | ABOVE METER IN TREATMENT RM E WALL - 1795 FEDDERN AVE
1787 | FEDDERN AVE | 43123- | Not Required by DOW | 615113 | WATTS | 909QT | RP | 1.000 | 56142 | BOILER ROOM - 1795 FEDDERN AVE
1787 | FEDDERN AVE | 43123- | Safe storage | [5 empty] | 3629651 | Per Mr. Kinstle sulfuric acid and caustic soda stored on site in approved drums.
1820 | FEDDERN AVE | 43123-1208 | Active | 3896166 | WILKINS | 975 | RP | 0.750 | 3626217 | BY METER IN OFFICE AREA
5645 | FEDER RD | 43228-9045 | Active not linked | 1255336 | WILKINS | 975 | RP | 0.750 | 67480 | WEST WALL MECH ROOM
5645 | FEDER RD | 43228-9045 | Active not linked | 1290123 | WILKINS | 975XL | RP | 1.500 | 67481 | INSIDE MECH ROOM-W. WALL @ WTR MTR
5655 | FEDER RD | 43228-9045 | Active | 1343 | AMES | 3000SS | DCDA | 6.000 | 67513 | METER PIT
5655 | FEDER RD | 43228-9045 | Active | 15588 | AMES | 2000SS | DC | 0.750 | 67514 | METER PIT
5655 | FEDER RD | 43228-9045 | Active | 356423 | WATTS | 909M1QT | RP | 2.000 | 67515 | MECH ROOM
5655 | FEDER RD | 43228-9045 | Inactive |  |  |  | LPC |  | 3629672 | PUMP DOMESTIC
5665 | FEDER RD | 43228-9045 | Active | B350349 | WILKINS | 375 | RP | 1.000 | 67538 | MECH ROOM
5675 | FEDER RD | 43228-9045 | Active | PF668 | APOLLO/CONBRACO | 4020899T | RP | 2.000 | 67572 | 1ST FLOOR MECH ROOM
5675 | FEDER RD | 43228-9045 | Not Required by DOW | PI617 | CONBRACO | 4020799T | RP | 1.500 | 67573 | 1ST FLOOR MECH ROOM
5675 | FEDER RD | 43228-9045 | Active | 16946 | WATTS | 007M1QT | DC | 0.750 | 99423 | RISER ROOM, EAST SIDE. SEPERATE OUTSIDE ENTRANCE
5675 | FEDER RD | 43228-9045 | Active | 1731950910 | AMES | 3000SS | DCDA | 6.000 | 99424 | RISER ROOM, EAST SIDE
5720 | FEDER RD | 43228 | Active | 16017 | WATTS | 774 | DCDA | 6.000 | 3616933 | METER VAULT OFF FEDER
5720 | FEDER RD | 43228 | Active | 24372 | WATTS | 007M1PCQT | DC | 0.750 | 3618184 | METER VAULT OFF FEDER
5720 | FEDER RD | 43228 | Active | PK0020 | WATTS | 957 | RP | 3.000 | 3618185 | HOT BOX AT METER VAULT
5720 | FEDER RD | 43228 | LPS - Active |  |  |  | LST |  | 3652482 | FIRE PUMP - FIRE PUMP ROOM
5750 | FEDER RD | 43228-9770 | Active | YF-1567 | AMES | COLT 400 | RP | 6.000 | 3420960 | HOTBOX BY PIT AND DUMPSTERS. SE CORNER OF PROP
6174 | FEDER RD | 43228-9753 | Active | 52203 | WATTS | 009M3QT | RP | 0.750 | 93277 | BASEMENT AT METER
1900 | FEDERAL PKWY | 43207-5710 | Due Install |  |  |  | RP | 1.500 | 3420965
2255 | FEDERATED BLVD | 43235 | Active | RK-2636 | AMES | COLT 400 | RP | 4.000 | 3633006 | MIDDLE-METER HOUSE BEHIND MAIL CENTER AT WATER METER
2255 | FEDERATED BLVD | 43235 | Active | RJ-1089 | AMES | COLT 500-GV | RPDA | 8.000 | 3633071 | METER HOUSE BEHIND MAIL CENTER BY GARAGES
2255 | FEDERATED BLVD | 43235 | Active | 70235 | WATTS | 919QT | RP | 0.750 | 3633072 | METER HOUSE BEHIND MAIL CENTER
2255 | FEDERATED BLVD | 43235 | LPS - Active |  |  |  | LPC |  | 3633079 | DOMESTIC PUMP -
2255 | FEDERATED BLVD | 43235 | LPS - Active |  |  |  | LST |  | 3633080 | FIRE BOOSTER PUMP
2255 | FEDERATED BLVD | 43235 | Not Required by DOW | 879410 | APOLLO | RPLF40 | RP | 1.500 | 3638570 | IN METER ROOM BY MAIL CENTER
2255 | FEDERATED BLVD | 43235 | Not Required by DOW | 37324 | WATTS | LF919QT | RP | 2.000 | 3648622 | IN 2364 POOL MECH ROOM
2291 | FEDERATED BLVD | 43235 | Active | 1000180601 | AMES | 2000SS | DC | 6.000 | 57860 | SPRINKLER PUMP ROOM 3500, basement
2291 | FEDERATED BLVD | 43235 | Removed | 125620REM | WATTS | 009QT | RP | 1.000 | 57861 | REMOVED-BASEMENT MECH ROOM
2291 | FEDERATED BLVD | 43235 | Active | 012325 | WATTS | 909 | RP | 3.000 | 57862 | BSMNT MECH RM - 3500 TRILLIUM CROSSING BTTOM DEVICE
2291 | FEDERATED BLVD | 43235 | Active | 163286 | WATTS | 909 | RP | 3.000 | 57863 | BASEMENT MECH ROOM TOP DEVICE
2291 | FEDERATED BLVD | 43235 | Not required by DOW | 3697369 | WILKINS | 975XL2 | RP | 1.250 | 57864 | KITCHEN AT HOOD WASH DOWN
2291 | FEDERATED BLVD | 43235 | Not required by DOW | 22239 | WATTS | 009M2QT | RP | 1.250 | 57865 | BASEMENT MECH ROOM
2291 | FEDERATED BLVD | 43235 | Not required by DOW | 56361 | WATTS | 009M2QT | RP | 1.500 | 57866 | BASEMENT MECH ROOM
2291 | FEDERATED BLVD | 43235 | Not required by DOW | 68432 | WATTS | 009M2QT | RP | 1.500 | 57867 | POOL PUMP ROOM
2291 | FEDERATED BLVD | 43235 | Not required by DOW | 4276765 | WILKINS | XL | RP | 1.000 | 3635667 | POOL PUMP ROOM
2291 | FEDERATED BLVD | 43235 | Due Install |  |  |  | DCDA |  | 3639559 | IN PIT BY DELIVERY ENTRANCE. NEXT TO POND
2291 | FEDERATED BLVD | 43235 | LPS - Active |  |  |  | LPC |  | 3639560 | DOMESTIC PUMP -
2291 | FEDERATED BLVD | 43235 | LPS - Active |  |  |  | LST |  | 3639561 | FIRE PUMP
2370 | FEDERATED BLVD | 43235- | Active | 123955 | WILKINS | 950 | DC | 2.000 | 58094 | 2317 VICENTE CT ENTRYWAY -IN CABINET UNDER STAIRS
2370 | FEDERATED BLVD | 43235- | Active | 126252 | WILKINS | 950XL | DC | 2.000 | 58095 | 2303 VICENTE CT ENTRYWAY IN CABINET UNDER STAIRS REMOVED
2370 | FEDERATED BLVD | 43235- | Removed | 153622REM | WILKINS | 950 | DC | 2.000 | 58096 | REMOVED-FRONT DOOR UNDER STAIRS
2370 | FEDERATED BLVD | 43235- | Active | 122964 | WILKINS | 950XLT | DC | 2.000 | 58097 | 2306 PIZON PL ENTRYWAY IN CABINET UNDER STAIRS
2370 | FEDERATED BLVD | 43235- | Active | 2kj3032 | AMES | 2000SS | DC | 2.000 | 58098 | 6767 MEADOW CREEK DR ENTRYWAY IN CABINET UNDER STAIRS
2370 | FEDERATED BLVD | 43235- | Active | 232011 | WILKINS | 950 | DC | 2.000 | 58099 | 6823 MEADOW CREEK DR ENTRYWAY IN CABINET UNDER STAIRS
2370 | FEDERATED BLVD | 43235- | Active | 347544 | WILKINS | 950XL | DC | 2.000 | 58100 | 6729 MEADOW CREEK DR ENTRYWAY IN CABINET UNDER STAIRS
2370 | FEDERATED BLVD | 43235- | Active | 43361 | WATTS | 009QT | RP | 1.500 | 95540 | CLUBHOUSE 6850 MECH ROOM
2370 | FEDERATED BLVD | 43235- | Due Install |  |  |  | RP | 8.000 | 3632640 | IN HT BOX AT PIT
2370 | FEDERATED BLVD | 43235- | LPS - Active |  |  |  | LPC |  | 3632641 | DOMESTIC PUMP - END OF GARAGE IN MECH ROOM
2674 | FEDERATED BLVD | 43235-4990 | Active | 19600 | WATTS | 009QT | RP | 1.000 | 58932 | FURNANCE & WATER METER ROOM
2674 | FEDERATED BLVD | 43235-4990 | Removed | CAA18235REM | WILKINS | 720A | PVB | 1.000 | 58933 | REAR OF BUILDING
2699 | FEDERATED BLVD | 43235- | Active | 2HM0452 | AMES | 2000SS | DC | 8.000 | 58975 | 2582 SAWMILL PL -SW MECH/RISER -PLANET FITNESS
2699 | FEDERATED BLVD | 43235- | Active | 3JN0200 | AMES | 3000SS | DCDA | 6.000 | 58976 | 2620 SAWMILL PL - NW MECH/RISER RM ADVENTURE PARK
2699 | FEDERATED BLVD | 43235- | Active | 39626 | WATTS | 007M1 | DC | 0.750 | 58977 | 2620 SAWMILL PL -NW MECH/RISER RM ADVENTURE PARK
2699 | FEDERATED BLVD | 43235- | Active | 4312603 | WILKINS | 975 | RP | 2.000 | 58978 | 2582 SAWMILL PL --SW MECH/RISER RM -PLANET FITNESS
2699 | FEDERATED BLVD | 43235- | Removed | 295726REM | WATTS | 009M2-FP | RP | 2.000 | 58979 | NORTH SIDE IRRIG -IFO/N OF 2655 FEDERATED REMOVED
2699 | FEDERATED BLVD | 43235- | Active | 731702 | WATTS | 975XL | RP | 1.500 | 58980 | 2620 SAWMILL PL NW MECH/RISER RM -ADVENTURE PARK
2699 | FEDERATED BLVD | 43235- | Active | 79777 | WATTS | 009QT | RP | 1.500 | 58981 | 6510 SAWMILL RD ABOVE CIELING REAR STORE -MATRESS FIRM
2699 | FEDERATED BLVD | 43235- | Active | 577987 | WILKINS | 975XLBMS | RP | 1.000 | 96946 | 2655 FEDERATED CHEMICAL ROOM -ENLIGHTEN HAIR
2699 | FEDERATED BLVD | 43235- | Active | 1122220 | WILKINS | 975XL | RP | 0.750 | 3612980 | 2685 FEDERATED- GOKUL - CEILING ABOVE WALK IN COOLERS
2699 | FEDERATED BLVD | 43235- | Active | 71843 | WATTS | 009QT | RP | 0.500 | 3612981 | 2685 FEDRATED - GOKUL - UNDER DISHWASHER TRAY
2699 | FEDERATED BLVD | 43235- | Active | 3977475 | WILKINS | 975XL2 | RP | 0.750 | 3616718 | 2660 - VN NAIL SALON - ABOVE HOT WATER TANK
2699 | FEDERATED BLVD | 43235- | Removed | 15858REM | WATTS | LF009M2QT | RP | 1.250 | 3626236 | ***REMOVED*** 2582 -PLANET FITNESS 4 WTR HTRS, MECH RM IN WOMEN'S RESTROOM
2699 | FEDERATED BLVD | 43235- | Removed | 15863REM | WATTS | LF009M2QT | RP | 1.250 | 3626237 | ***REMOVED*** 2582 -PLANET FITNESS 4 WTR HTRS, MECH RM IN MEN'S ROOM
2699 | FEDERATED BLVD | 43235- | LPS - Active |  |  |  | LST |  | 3630288 | BOOSTER PUMP ON FIRE PER QUESTIONAIRE IN PLANET FITNESS
2699 | FEDERATED BLVD | 43235- | Due Install |  |  |  | RP | 8.000 | 3632538
7162 | FENIAN CT | 43017 | Active | H184922 | FEBCO | 765 | PVB | 1.000 | 101030 | LEFT SIDE OF HOUSE
2155 | FENTON ST | 43224-2314 | Not Required by DOW | 99064 | WATTS | 909QT | RP | 0.750 | 57465 | BOILER ROOM-SPANISH IMMENSION, Beaumont (Spanish)
2155 | FENTON ST | 43224-2314 | Active | XK-1598 | WATTS | 957 | RP | 3.000 | 3629968
215 | FENWAY RD | 43214-1409 | Active | CB620529 | WILKINS | 720 | PVB | 0.750 | 3421183 | RIGHT SIDE
290 | FENWAY RD | 43214-1410 | Active | 223092 | WATTS | LF009M3QT | RP | 0.750 | 3421201 | FRONT BSMNT ABOVE FIRE SUPRESSION TANKS
747 | FENWAY RD | 43054-9347 | Active | H872841 | FEBCO | 765 | PVB | 1.000 | 72063 | RIGHT SIDE OF FRONT DOOR
7507 | FENWAY RD | 43054-8919 | Active | AG3861 | FEBCO | 765 | PVB | 1.000 | 72139 | BY GAS METER RT SIDE OF FRONT PORCH
7528 | FENWAY RD | 43054-8922 | Active | G045384 | WILKINS | 720A | PVB | 0.750 | 72180 | FRONT OF HOUSE
7571 | FENWAY RD | 43054-8924 | Active | HJ66203 | FEBCO | 765 | PVB | 1.000 | 72260 | FRONT OF HOUSE
7574 | FENWAY RD | 43054-8922 | Active | FC8803 | FEBCO | 765 | PVB | 1.000 | 72263 | FRONT LT SIDE
7593 | FENWAY RD | 43054-8924 | Active | 779221 | WILKINS | 720A | PVB | 1.000 | 72287 | FRONT OF HOUSE
7623 | FENWAY RD | 43054-8920 | Active | T486507 | WILKINS | 720A | PVB | 0.750 | 72356 | RIGHT CENTER OF HOUSE ON WEST SIDE
7641 | FENWAY RD | 43054-8920 | Active | 348050 | WATTS | 800M4QT | PVB | 0.750 | 90282 | REAR BY AC UNITS
7671 | FENWAY RD | 43054-8913 | Active | T189390 | WILKINS | 720A | PVB | 1.000 | 72467 | LEFT SIDE
7674 | FENWAY RD | 43054-8923 | Active | A12718 | FEBCO | 765 | PVB | 0.750 | 72475 | FRONT RIGHT CORNER OF HOUSE
7692 | FENWAY RD | 43054-8923 | Active | 587230 | WILKINS | 720A | PVB | 0.750 | 72533 | FRONT OF HOUSE
7693 | FENWAY RD | 43054-8921 | Active | 371591 | WILKINS | 720A | PVB | 1.000 | 72534 | WEST
7714 | FENWAY RD | 43054-9691 | Replaced | REPDL8538 | FEBCO | 765 | PVB | 1.000 | 72611 | REPLACED- FRONT OF HOUSE
7714 | FENWAY RD | 43054-9691 | Active | T210129 | WILKINS | 720 | PVB | 1.000 | 3611564 | FRONT OF HOUSE
7719 | FENWAY RD | 43054-9689 | Active | CB548729 | WILKINS | 720A | PVB | 0.750 | 72620 | FRONT RIGHT
7736 | FENWAY RD | 43054-9691 | Active | H129015 | FEBCO | 765 | PVB | 0.750 | 72664 | FRONT OF HSE
7737 | FENWAY RD | 43054-9689 | Active | T189387 | WILKINS | 720A | PVB | 1.000 | 72665 | FRONT OF HOUSE
7762 | FENWAY RD | 43054-9692 | Active | 4213 | FEBCO | 765 | PVB | 1.000 | 72727 | BACK OF HOUSE NROTH WEST CORNER
7763 | FENWAY RD | 43054-9690 | Active | T674891 | WILKINS | 720A | PVB | 1.000 | 72732 | RIGHT CENTER OF HOUSE LEFT OF SIDE DOOR
7782 | FENWAY RD | 43054-9692 | Active | A008689 | WILKINS | 720A | PVB | 0.750 | 72796 | LEFT SIDE TOWARD FRONT
7783 | FENWAY RD | 43054-9690 | Active | HB01501 | FEBCO | 765 | PVB | 0.750 | 72797 | EAST SIDE OF HOUSE
7805 | FENWAY RD | 43054-8981 | Active | DJ4127 | FEBCO | 765 | PVB | 0.750 | 72832 | LEFT SIDE OF HOUSE
7806 | FENWAY RD | 43054-8980 | Active | 6537 | FEBCO | 765 | PVB | 0.750 | 72834 | FRONT OF HOUSE
7824 | FENWAY RD | 43054-8980 | Active | 501721 | WILKINS | 720A | PVB | 1.000 | 72865 | LEFT SIDE OF HOUSE
7825 | FENWAY RD | 43054-8981 | Active | H004000 | FEBCO | 766 | PVB | 1.000 | 72868 | OUTSIDE LEFT HAND SIDE OF HOUSE
7847 | FENWAY RD | 43054-8981 | Active | 196780 | WATTS | 800M2QT | PVB | 1.000 | 72908 | LEFT SIDE OF HOUSE
7852 | FENWAY RD | 43054-8980 | Active | H142700 | FEBCO | 765 | PVB | 1.000 | 90283 | LEFT SIDE OF HOUSE
34 | FENWAY RD REAR | 43214-1406 | Removed | REM3809057 | WILKINS | 975XL2 | RP | 0.750 | 3421155 | SOUTH WALL AT WATER METER
34 | FENWAY RD REAR | 43214-1406 | Active | 83249 | WATTS | LF919QT | RP | 0.750 | 3650277 | GARAGE - WOOD SHOP AFTER WATER METER
40 | FENWICK RD | 43220-4869 | Active | 42069 | WATTS | 800M4QT | PVB | 0.750 | 62821 | REAR/MIDDLE -- OUTSIDE
4110 | FENWICK RD | 43220-4870 | Active | H535963 | FEBCO | 765 | PVB | 0.750 | 97169 | LEFT SIDE OF HOUSE 6161--E5
1393 | FERGUS RD | 43123-8102 | Active | CB469293 | WILKINS | 720A | PVB | 0.750 | 91131 | LEFT SIDE OF HOUSE
1417 | FERGUS RD | 43123-8102 | Active | T477375 | WILKINS | 720 | PVB | 0.750 | 3600891 | LEFT SIDE
4845 | FERN GROVE CT | 43125-9253 | Active | CB030135 | WILKINS | 720A | PVB | 0.750 | 103128 | LEFT SIDE OF HOUSE
2156 | FERNLEAF LN | 43235-2749 | Removed | HB68330REM | FEBCO | 765 | PVB | 1.000 | 57466 | FRONT RIGHT AT OFFSET
2200 | FERNLEAF LN | 43235-2751 | Active | 516837 | WILKINS | 720A | PVB | 0.750 | 101013 | LEFT SIDE
2252 | FERNLEAF LN | 43235-2751 | Active | BG7026 | FEBCO | 765 | PVB | 0.750 | 90284 | RIGHT FRONT
7051 | FERNRIDGE DR | 43054-8418 | Active | CB987610 | WILKINS | 720A | PVB | 0.750 | 71326 | RIGHT SIDE...MIDDLE
7062 | FERNRIDGE DR | 43054 | Active | 3587260 | WILKINS | 975 | RP | 0.750 | 71353 | little island by Fernridge and Hammersmith
7067 | FERNRIDGE DR | 43054 | Removed | 190685REM | WILKINS | 720A | PVB | 0.750 | 71358 | ***REMOVED*** - LEFTSIDE
7067 | FERNRIDGE DR | 43054 | Active | T271178 | WILKINS | 720A | PVB | 0.750 | 3611547 | LEFT FRONT
7087 | FERNRIDGE DR | 43054-8418 | Active | AC9886 | FEBCO | 765 | PVB | 0.750 | 71393 | LEFT FRONT CORNER
7139 | FERNRIDGE DR | 43054-8420 | Active | 223686 | WILKINS | 420 | PVB | 1.000 | 71486 | EAST SIDE FRONT
7159 | FERNRIDGE DR | 43054-8420 | Active | H116073 | FEBCO | 765 | PVB | 0.750 | 71516 | RIGHT FRONT
7169 | FERNRIDGE DR | 43054-8420 | Active | 001347 | WATTS | 800QT | PVB | 1.000 | 71533 | LEFT CENTER
7190 | FERNRIDGE DR | 43054-8423 | Active | H088411 | FEBCO | 765 | PVB | 0.750 | 71586 | RT SIDE
7200 | FERNRIDGE DR | 43054-8423 | Active | T131745 | WILKINS | 720A | PVB | 0.750 | 71613 | RIGHT FRONT
7211 | FERNRIDGE DR | 43054 | Active | 903177 | WILKINS | 720A | PVB | 0.750 | 71634 | LEFT SIDE OF HOUSE
7220 | FERNRIDGE DR | 43054-8423 | Active | a33089 | APOLLO | PVB4A | PVB | 1.000 | 71644 | SOUTH SIDE OF HOUSE
7221 | FERNRIDGE DR | 43054-8424 | Active | EAC7145 | WILKINS | 720A | PVB | 0.750 | 3593318 | LEFT FRONT
7230 | FERNRIDGE DR | 43054-8423 | Active | 138686 | WATTS | 800M4QT | PVB | 0.750 | 71664 | RIGHT SIDE
7240 | FERNRIDGE DR | 43054-8423 | Active | H500442 | FEBCO | 765 | PVB | 0.750 | 95969 | LEFT SIDE
1900 | FERNTREE RD | 43219-1623 | Active | H352238 | FEBCO | 765 | PVB | 0.750 | 88134 | RIGHT SIDE OF HOUSE
1294 | FERNWOOD AVE | 43212- | Active | T210148 | Wilkins | 720a | PVB | 1.000 | 54545 | EAST SIDE OF PARK
1294 | FERNWOOD AVE | 43212- | Active | ALA52609 | Wilkins | 975XL3 | RP | 0.750 | 3658890 | IN GREEN BOX LOCATED IN FLOWERBED
1600 | FERNWOOD AVE | 43212-2720 | Active | AH0418 | FEBCO | 765 | PVB | 1.000 | 55540 | REAR CENTER OF BUILDING
1600 | FERNWOOD AVE | 43212-2720 | Active | ACH9883 | WILKINS | 975XL2 | RP | 1.500 | 3633264 | WATER METER
1523 | FERRIS RD | 43224-2175 | Due Install |  |  |  | RP | 4.000 | 3421514
2571 | FERRIS RD | 43224-2540 | Active | 258291 | WATTS | 909QT | RP | 0.750 | 58654 | SOUTH EAST CORNER WAREHOUSE IN B1
2573 | FERRIS RD | 43224-2540 | Active | 067066 | WATTS | 909QT | RP | 0.750 | 58660 | N E CORNER WAREHOUSE TEMP HEAT
2577 | FERRIS RD | 43224-6504 | Active | 08557 | WATTS | 919AQT | RP | 0.750 | 58665 | BASEMENT - BOILER ROOM IN HOUSE BACK
2579 | FERRIS RD | 43224-2540 | Active | 221093 | WATTS | 009M3QT | RP | 0.750 | 58668 | NORTH WEST CORNER IN WAREHOUSE IN B 2 WEST
2581 | FERRIS RD | 43224-2540 | Active | 59709 | WATTS | LF919QT | RP | 0.750 | 58676 | FRONT OF BUILDING IN RESTROOM IN B2
2590 | FERRIS RD | 43224-2541 | In Review | [5 empty] | 3421677
2575 | FERRIS RD UNIT A | 43224-2540 | Active | 267208 | WATTS | 909M1QT | RP | 1.500 | 3421675 | BATHROOM NE CORNER IN MAIN OFFICE
2757 | FESTIVAL LN | 43017-2361 | Not Required by DOW | A02473 | WATTS | 009M2QT | RP | 2.000 | 103660 | BKFLOW IN 2757 ASIAN MRKT FRT OF STORE 30' HIGH AT METER-NEED SCISSOR LIFT
2757 | FESTIVAL LN | 43017-2361 | Not Required by DOW | 625391 | WATTS | 909 | RP | 0.750 | 3607938 | 6234 SAWMILL RD - BLUE GINGER -AT BK DR MOP SINK
2757 | FESTIVAL LN | 43017-2361 | Active | 45687 | WILKINS | 375AST | RP | 3.000 | 3636383 | N -FRONT JOANN FABRICS BY RESTROOMS AT WATER METER
2757 | FESTIVAL LN | 43017-2361 | Active | YB-0277 | AMES | 300GV | DCDA | 6.000 | 3639075 | SE -BACK BY LOADING DOCK AREA
2757 | FESTIVAL LN | 43017-2361 | Active | 76458 | AMES | 2000BM3 | DC | 0.750 | 3657002 | SE -BACK BY LOADING DOCK AREA
2760 | FESTIVAL LN | 43017 | Active | AMA23516 | WILKINS | 975XL | RP | 1.500 | 3421777 | BACK MECH/MOP ROOM BEHIND 2760 STORE FRONT OUTSIDE DOOR
2827 | FESTIVAL LN | 43017 | Removed | 371583REM | WILKINS | 720A | PVB | 1.000 | 3421778 | BACK MECH/PAINT STORAGE ROOM (E OF 2829 DOOR) OUTSIDE DOOR
2837 | FESTIVAL LN | 43017 | Active | 5017472 | WILKINS | 975XL2 | RP | 1.500 | 3421779 | MECH ROOM -BACK OUTSIDE (RED DOOR) DOOR AT WATER METER
2837 | FESTIVAL LN | 43017 | LPS - Active |  |  |  | LPC |  | 3639198 | DOMESTIC PUMP - MECH ROOM -BACK OUTSIDE (RED DOOR) DOOR
3395 | FIELDPOINTE CT | 43221-4713 | Active | 28946 | FEBCO | 765 | PVB | 1.000 | 90285 | RIGHT OF HOUSE
1191 | FIELDS AVE | 43201-6902 | Active | H003031 | FEBCO | 805 | DC | 0.750 | 54213 | IN HOT BOX BY FIELDS AVE
1191 | FIELDS AVE | 43201-6902 | Active | FO401160811 | FEBCO | 876 | DCDA | 6.000 | 54214 | IN HOT BOX AT FIELDS AVE.
1191 | FIELDS AVE | 43201-6902 | Active | 253001 | WATTS | 009M2QT | RP | 2.000 | 75026 | AT MAIN WATER METER Bldg. 1
1191 | FIELDS AVE | 43201-6902 | Not Required by DOW | 3627702 | WILKINS | 975XL | RP | 1.000 | 100116 | BUILDING #4 AT THE POWER WASHER
1330 | FIELDS AVE | 43201 | Active | 1707791109 | AMES | 3000SS | DCDA | 6.000 | 100356 | RISER/MECHANICAL ROOM SE CORNER
1330 | FIELDS AVE | 43201 | Active | 15536 | WATTS | 007M1QT | DC | 0.750 | 100357 | SE CORNER RISER ROOM
1330 | FIELDS AVE | 43201 | Active | 220852 | WATTS | 909 | RP | 4.000 | 100380 | RISER/MECHANICAL ROOM, ROOM M118
1330 | FIELDS AVE | 43201 | Not Required by DOW | 28167 | WATTS | 919QT | RP | 1.000 | 100382 | BOILER ROOM, ROOM A121
1330 | FIELDS AVE | 43201 | Not Required by DOW | 28161 | WATTS | 919QT | RP | 1.000 | 100384 | RISER/MECHANICAL ROOM, ROOM 119
1330 | FIELDS AVE | 43201 | Active | AG1330A | XX | AGAP | AG | 2.00 | 100385 | RAIN HARVESTER
1330 | FIELDS AVE | 43201 | Not Required by DOW | QA-1752 | WATTS | 957 | RP | 3.000 | 3618667
1333 | FIELDS AVE | 43201-2908 | Not Required by DOW | 110727 | WATTS | 909 | RP | 2.500 | 54722 | BUS REPAIR NW CORNER
1333 | FIELDS AVE | 43201-2908 | Not Required by DOW | 16204 HAS BEEN DEMOED | WATTS | 909 | RP | 4.000 | 54723 | MECHANICAL ROOM BY AIR COMPRESSORS IN BLDG AT DOM WTR INLET/RISER.
1333 | FIELDS AVE | 43201-2908 | Not Required by DOW | 204246 | WILKINS | 975 | RP | 2.000 | 54724 | ABOVE ENTRY DOOR...... HAS BEEN REMOVED FOR REMODEL
1333 | FIELDS AVE | 43201-2908 | Removed | 229755REM | WILKINS | 975 | RP | 0.750 | 54725 | ***REMOVED*** LUBRICANTS STORAGE ROOM
1333 | FIELDS AVE | 43201-2908 | Not Required by DOW | 260451 | WILKINS | 975 | RP | 2.000 | 54726 | LOADING DOCK @ Ceiling
1333 | FIELDS AVE | 43201-2908 | Not Required by DOW | W336757 | WILKINS | 975 | RP | 0.750 | 54727 | BATTERY MAINTENANCE ROOM
1333 | FIELDS AVE | 43201-2908 | Not Required by DOW | ABK5323 | WILKINS | 975XL2 | RP | 0.750 | 54729 | STEAM WASH RACK
1333 | FIELDS AVE | 43201-2908 | Removed | B09700REM | WILKINS | 975 | RP | 3.000 | 54731 | REMOVED-CENTER MEZZANINE
1333 | FIELDS AVE | 43201-2908 | Removed | L91919REM | WILKINS | 375 | RP | 3.000 | 3608269 | HAS BEEN REMOVED DURING REMODEL..NO LONGER NECESSARY
1333 | FIELDS AVE | 43201-2908 | LPS - Active |  |  |  | LPC |  | 3629460 | FIRE PUMP - FRONT MECH ROOM IN FIRE RESER
1333 | FIELDS AVE | 43201-2908 | Not Required by DOW | 160127 | WATTS | LF009M2QT | RP | 2.000 | 3648771 | AT CEILING OF BOILER ROOM # 1
1333 | FIELDS AVE | 43201-2908 | Not Required by DOW | 292064 | WATTS | LF009M3QT | RP | 0.750 | 3648772 | BUS WASH EQUIPMENT ROOM AT SOAP TANK
1333 | FIELDS AVE | 43201-2908 | Not Required by DOW | 205627 | WATTS | LF009M2QT | RP | 1.000 | 3648773 | CNG BUILDING JANITOR CLOSET
1333 | FIELDS AVE | 43201-2908 | Not Required by DOW | UG-2430 | WATTS | 957 | RP | 3.000 | 3648774 | BUS WASH EQUIPMENT ROOM AT CEILING
1333 | FIELDS AVE | 43201-2908 | Active | 27967 C | WILKINS | 375AST | RP | 4.000 | 3650128 | BOILER ROOM NORTH
1333 | FIELDS AVE | 43201-2908 | Active | 28041C | WILKINS | 375AST | RP | 8.000 | 3650138 | BOILER ROOM NORTH
1386 | FIELDS AVE | 43211-2635 | NULL | [5 empty] | 3421806
1386 | FIELDS AVE | 43211-2635 | Active | 260681 | WATTS | LF009M2QT | RP | 1.000 | 3421808
1416 | FIELDS AVE | 43211-2635 | Active | 3504013 | WILKINS | 975XL | RP | 0.750 | 100454 | METER/BACKFLOIN IN MECHANICAL ROOM OF 1420 UNIT
7035 | FIELDSTONE PL | 43235-2139 | Active | CAA67118 | WILKINS | 720A | PVB | 0.750 | 3421812 | LEFT FRONT
6331 | FIESTA DR | 43235 | Active | 4627262 | WILKINS | 975XL2 | RP | 1.500 | 3635569 | NW GARAGE BY ROLL-UP DR AT WATER METER
6331 | FIESTA DR | 43235 | NULL | [5 empty] | 3635822
6355 | FIESTA DR | 43235- | Active | ACE1761 | WILKINS | 975 | RP | 2.000 | 3421816 | N/W CORNER OF WAREHOUSE
6355 | FIESTA DR | 43235- | Active | XB1409 | AMES | 3000DCDA | DCDA | 6.000 | 3650936 | PIT W OF DRIVE
6355 | FIESTA DR | 43235- | Active | 72142 | AMES | 2000BM3 | DC | 0.750 | 3654567 | PIT W OF DRIVE
6360 | FIESTA DR | 43235-5207 | Active | 076213 | WATTS | LF009M2QT | RP | 1.500 | 3421817 | NW BY DOCKS AT WATER METER
6360 | FIESTA DR | 43235-5207 | Due Install |  |  |  | DCDA | 6.000 | 3645992
6388 | FIESTA DR | 43235-5207 | Active | 57429 | WATTS | 009M1QT | RP | 1.500 | 69838 | MECH ROOM 115
6420 | FIESTA DR | 43235-5208 | Active | A21802 | WATTS | 009M3QT | RP | 0.750 | 91072 | NW OF WAREHOUSE AT WATER METER
6436 | FIESTA DR | 43235-5201 | Active | 67178 | WATTS | LF919QT | RP | 1.000 | 3421818 | W IN 6436 UNIT AT WATER METER
6456 | FIESTA DR | 43235-5201 | Active | 66727 | WATTS | LF919QT | RP | 1.000 | 3421819 | IN UNIT 6462 AT WATER METER, NE CORNER
6474 | FIESTA DR | 43235-5201 | Active | 67445 | WATTS | LF919QT | RP | 1.000 | 3421820 | IN W UNIT 6474 AT WATER METER
6500 | FIESTA DR | 43235-5201 | Active | ABA76179 | WILKINS | 975XL2 | RP | 0.750 | 3421821 | TELEPHONE/JANITORS CLOSET
6518 | FIESTA DR | 43235-5201 | Active | ABA58594 | WILKINS | 975XL2 | RP | 0.750 | 70159 | SW BLDG AT WATER METER
7652 | FINBARR CT | 43017-2645 | Active | EAE8685 | WILKINS | 720A | PVB | 1.000 | 72422 | RIGHT SIDE
7664 | FINBARR CT | 43017 | Active | T433702 | WILKINS | 720A | PVB | 0.750 | 72451 | FRONT OF HOUSE LEFT OF GARAGE
7679 | FINBARR CT | 43017-2645 | Active | 902534 | WILKINS | 720A | PVB | 0.750 | 72491 | OUTSIDE
7691 | FINBARR CT | 43017-2645 | Active | 545311 | WILKINS | 720A | PVB | 0.750 | 72526 | LEFT FRONT
1831 | FINLAND | 43223-3719 | Not Required by DOW | 4974374 | WILKINS | 975XL2 | RP | 1.000 | 56345 | MECHANICAL ROOM CEILING
1831 | FINLAND | 43223-3719 | Active | 195926 | WATTS | 909 | RP | 4.000 | 56346 | MECHANICAL ROOM WEST WALL
1831 | FINLAND | 43223-3719 | Active | 5301311 | FEBCO | 850 | DC | 6.000 | 56347 | MECH ROOM WEST SIDE OF BUILDING
1831 | FINLAND | 43223-3719 | LPS - Active |  |  |  | LST |  | 3650757 | FIRE PUMP - FIRE PUMP ROOM
1827 | FINLAND AVE | 43223-3719 | Not Required by DOW | 648105 | WATTS | 909QT | RP | 0.750 | 100653 | BOILER ROOM
1827 | FINLAND AVE | 43223-3719 | Active | UK-1230 | WATTS | 957 | RP | 3.000 | 3649403 | HOTBOX, EAST OF BUILDING
1827 | FINLAND AVE | 43223-3719 | Active | UI-1437 | WATTS | 957 | RPDA | 6.000 | 3649404 | HOTBOX, EAST OF BUILDING
1827 | FINLAND AVE | 43223-3719 | Active | 87276 | WATTS | LF919QT | RP | 0.750 | 3649405 | HOTBOX, EAST OF BUILDING
1827 | FINLAND AVE | 43223-3719 | Not Required by DOW | ABR7381 | WILKINS | 975 | RP | 1.000 | 3652993 | BOILER ROOM
1827 | FINLAND AVE | 43223-3719 | Not Required by DOW | ACF2726 | WILKINS | 975 | RP | 1.500 | 3652994 | BOILER ROOM
1835 | FINLAND AVE | 43223-3719 | Removed | 500381REM | WATTS | 909HWQT | RP | 0.750 | 56356 | REMOVED-BOILER ROOM -6 FOOT ABOVE FLOOR
1835 | FINLAND AVE | 43223-3719 | Active | 22984 | WATTS | 007M1PCQT | DC | 0.750 | 3611845 | HOT BOX
1835 | FINLAND AVE | 43223-3719 | Active | 1158520814 | WATTS | 774 | DCDA | 6.000 | 3611846 | HOT BOX
1835 | FINLAND AVE | 43223-3719 | Active | 2213C | WILKINS | 375 | RP | 3.000 | 3613282 | MECHANICAL ROOM
1835 | FINLAND AVE | 43223-3719 | Not Required by DOW | 2987675 | WILKINS | 975XL | RP | 1.250 | 3613283 | MECHANICAL ROOM
8541 | FINLARIG DR | 43017 | Active | 28956 | FEBCO | 765 | PVB | 1.000 | 74033 | FRONT RIGHT SIDE ON OFF SET
8556 | FINLARIG DR | 43017 | Active | 916202 | WATTS | 800M4FR | PVB | 1.000 | 74067 | WEST SIDE BEHIND FENCE
8559 | FINLARIG DR | 43017 | Active | T013704 | WILKINS | 720A | PVB | 0.750 | 74070 | LEFT CENTER
8566 | FINLARIG DR | 43017 | Active | T178700 | WILKINS | 420 | PVB | 0.750 | 74083 | FRONT LEFT OF FRONT DOOR
8577 | FINLARIG DR | 43017 | Removed | AF1686REM | FEBCO | 765 | PVB | 1.000 | 74092 | **REMOVED****RIGHT CENTER
8577 | FINLARIG DR | 43017 | Active | CB317343 | WILKINS | 720A | PVB | 1.000 | 3623080 | RIGHT CENTER
8578 | FINLARIG DR | 43017 | Active | T048783 | WILKINS | 720A | PVB | 1.000 | 90289 | LEFT CENTER
8590 | FINLARIG DR | 43017 | Active | 599448 | RAINBIRD | 100 | PVB | 1.000 | 74107 | FRONT RIGHT OF DOOR
8597 | FINLARIG DR | 43017 | Active | CB015908 | WILKINS | 720A | PVB | 0.750 | 74108 | RIGHT FRONT
8613 | FINLARIG DR | 43017 | Active | AA4336 | FEBCO | 765 | PVB | 1.000 | 74120 | LEFT SIDE BEHIND A/C UNIT
8627 | FINLARIG DR | 43017 | Active | CAA54858 | WILKINS | 720A | PVB | 0.750 | 3421947 | L OF FD UNDER WINDOW
8639 | FINLARIG DR | 43017 | Active | cb829659 | WILKINS | 720A | PVB | 0.750 | 98956 | LEFT FRONT
8640 | FINLARIG DR | 43017 | Active | 026996 | WATTS | 800QT | PVB | 1.000 | 74141 | LEFT SIDE NORTH WEST CORNER REAR
8652 | FINLARIG DR | 43017-9636 | Active | T304566 | WILKINS | 720A | PVB | 0.750 | 74150 | LEFT OF FRONT DOOR MIDDLE BEHIND SHRUBS
8653 | FINLARIG DR | 43017 | Active | T043694 | WILKINS | 720A | PVB | 1.000 | 90290 | RIGHT FRONT
8664 | FINLARIG DR | 43017 | Active | 06504 | WATTS | 800M2QT | PVB | 0.750 | 74163 | LEFT REAR
8666 | FINLARIG DR | 43017 | Active | CB992485 | WILKINS | 720A | PVB | 0.750 | 74169 | LEFT FRONT
8667 | FINLARIG DR | 43017 | Active | 593289 | WILKINS | 720A | PVB | 1.000 | 74170 | OUTSIDE
8676 | FINLARIG DR | 43017 | Active | EF4178 | FEBCO | 765 | PVB | 1.000 | 74176 | N OF FRONT DOOR
8684 | FINLARIG DR | 43017 | Active | 11831 | WATTS | 800M2QT | PVB | 0.750 | 74180 | LEFT FRONT
8720 | FINLARIG DR | 43017-9651 | Active | 136780 | WATTS | 800M4 | PVB | 1.000 | 74219 | RIGHT SIDE OF HOUSE
8723 | FINLARIG DR | 43017 | Active | 421755 | WATTS | 800M4QT | PVB | 1.000 | 87025 | FRONT LEFT FRONT DOOR
8888 | FINLARIG DR | 43017 | Active | 57265 | RAINBIRD | 100 | PVB | 1.000 | 74381 | NE CORNER OF HOUSE
8904 | FINLARIG DR | 43017 | Active | 812591 | RAINBIRD | 100 | PVB | 1.000 | 74399 | LEFT FRONT
5766 | FINNEGAN CT | 43017 | Active | H461502 | FEBCO | 765 | PVB | 0.750 | 91902 | FRONT OF HOUSE
6634 | FIRENZA PL | 43016 | Active | T294448 | WILKINS | 720A | PVB | 0.750 | 3626327 | RIGHT SIDE
6646 | FIRENZA PL | 43016 | Active | CB492702 | WILKINS | 720A | PVB | 0.750 | 3633158 | LEFT FRONT
6658 | FIRENZA PL | 43016 | Active | T290877 | WILKINS | 720A | PVB | 0.750 | 3632711 | LEFT SIDE
6670 | FIRENZA PL | 43016 | Active | CB492714 | WILKINS | 720A | PVB | 0.750 | 3633239 | LEFT SIDE
6671 | FIRENZA PL | 43016 | Active | CB492736 | WILKINS | 720A | PVB | 0.750 | 3633457 | RIGHT REAR SIDE OF HOUSE
6682 | FIRENZA PL | 43016 | Active | CB357859 | WILKINS | 720A | PVB | 0.750 | 3626342 | LEFT SIDE
6683 | FIRENZA PL | 43016 | Active | CB598329 | WILKINS | 720A | PVB | 0.750 | 3640762 | LEFT SIDE OF HOUSE
6694 | FIRENZA PL | 43016 | Active | CB492700 | WILKINS | 720A | PVB | 0.750 | 3635965 | LEFT SIDE
6695 | FIRENZA PL | 43016 | Active | T305697 | WILKINS | 720A | PVB | 0.750 | 3633238 | RIGHT SIDE
6706 | FIRENZA PL | 43016 | Active | CB492712 | WILKINS | 720A | PVB | 0.750 | 3633550 | RIGHT SIDE
6717 | FIRENZA PL | 43016 | Active | CB511960 | WILKINS | 720A | PVB | 0.750 | 3636240 | RIGHT SIDE
6718 | FIRENZA PL | 43016 | Active | CB653460 | WILKINS | 720A | PVB | 0.750 | 3646465 | RIGHT SIDE OF HOUSE
6729 | FIRENZA PL | 43016 | Active | T284382 | WILKINS | 720A | PVB | 0.750 | 3624970 | RIGHT SIDE
6730 | FIRENZA PL | 43016 | Active | CB655482 | WILKINS | 720A | PVB | 0.750 | 3640952 | LEFT SIDE
7033 | FIRENZA PL | 43016 | Active | H722786 | FEBCO | 765 | PVB | 0.750 | 102532 | RIGHT SIDE OF HOUSE
7041 | FIRENZA PL | 43016 | Active | T083964 | WILKINS | 720A | PVB | 0.750 | 102157 | LEFT
7049 | FIRENZA PL | 43016 | Active | T603722 | WILKINS | 720A | PVB | 0.750 | 102589 | LEFT SIDE
7057 | FIRENZA PL | 43016 | Active | CB807078 | WILKINS | 720A | PVB | 0.750 | 102592 | LEFT FRONT
7062 | FIRENZA PL | 43016 | Active | CB092961 | WILKINS | 720A | PVB | 0.750 | 3605771 | LEFT SIDE OF HOUSE
7065 | FIRENZA PL | 43016 | Active | T261378 | WILKINS | 720A | PVB | 0.750 | 103417 | LEFT SIDE OF HOUSE BY GAS METER
7073 | FIRENZA PL | 43016 | Active | 011585 | WATTS | 800M2QT | PVB | 0.750 | 3604419 | LEFT SIDE OF HOUSE
7081 | FIRENZA PL | 43016 | Active | T231378 | WILKINS | 720A | PVB | 0.750 | 3602470 | RIGHT SIDE
8506 | FIRENZA PL | 43016 | Active | T290935 | WILKINS | 720A | PVB | 0.750 | 3629764 | LEFT SIDE
8517 | FIRENZA PL | 43016 | Active | CB492838 | WILKINS | 720A | PVB | 0.750 | 3632708 | LEFT FRONT SIDE OF HOUSE
8518 | FIRENZA PL | 43016 | Active | CB357803 | WILKINS | 720A | PVB | 0.750 | 3630308 | RIGHT SIDE
8529 | FIRENZA PL | 43016 | Active | T307426 | WILKINS | 720A | PVB | 0.750 | 3638292 | LEFT SIDE
8530 | FIRENZA PL | 43016 | Active | T290931 | WILKINS | 720A | PVB | 0.750 | 3629762 | RIGHT SIDE
8541 | FIRENZA PL | 43016 | Active | 446766 | WATTS | 800M4 | PVB | 0.750 | 3639402 | RIGHT SIDE
8542 | FIRENZA PL | 43016 | Active | T294312 | WILKINS | 720A | PVB | 0.750 | 3632934 | RIGHT SIDE
8554 | FIRENZA PL | 43016 | Active | CB316163 | WILKINS | 720A | PVB | 0.750 | 3624859 | RIGHT SIDE
8566 | FIRENZA PL | 43016 | Active | T290141 | WILKINS | 720A | PVB | 0.750 | 3630068 | RIGHT SIDE
2119 | FIRESTONE ST | 43228-9508 | Removed | REMCB145496 | WILKINS | 720A | PVB | 0.750 | 57345 | LEFT SIDE OF HOUSE AT REAR GATE
5428 | FIREWATER LN | 43081 | Active | RK1071 | WATTS | 957 | RP | 8.000 | 3633215
1017 | FIRTH AVE | 43085-2913 | Active | 669246 | WATTS | 800M4QT | PVB | 1.000 | 3422005 | Right Front Corner
1061 | FIRTH AVE | 43085-2913 | Active | H135264 | FEBCO | 765 | PVB | 0.750 | 53746 | LEFT SIDE OF HOUSE
1064 | FIRTH AVE | 43085-2914 | Active | 292822 | WATTS | 800M4QT | PVB | 0.750 | 97076 | LEFT FRONT
1147 | FIRTH AVE | 43085-2913 | Active | G046591 | WILKINS | 720A | PVB | 0.750 | 90849 | BACK OF HOUSE
7599 | FISHEL N DR | 43016-8818 | Active | 4703027 | WILKINS | 975XL2 | RP | 1.000 | 3638661 | NE WAREHOUSE AT WATER METER BY MENS ROOM CHEMCOTE
7672 | FISHEL N DR | 43016 | Removed | 88521REM | Febco | 850 | DC | 0.750 | 3602905 | ** DC REMOVED** IN WAREHOUSE 1st BAY BY WATER METER FOR IRRIG
7672 | FISHEL N DR | 43016 | Active | 455505 | WATTS | LF009M3QT | RP | 0.750 | 3650659 | IN WAREHOUSE 1st BAY BY WATER METER FOR IRRIG
7575 | FISHEL S DR | 43016 | Active | 160584 | WATTS | LF009M2QT | RP | 1.000 | 3636573 | IN HOT BOX N OF BLDG BY STREET AT WATER METER
7575 | FISHEL S DR | 43016 | Not Required by DOW | 60273 | WATTS | LF919QT | RP | 1.000 | 3649933 | SHOWROOM FURNACE CLOSET
3166 | FISHER PL | 43221-2678 | Active | T121898 | WILKINS | 720A | PVB | 1.000 | 87176 | RIGHT SIDE OF HOUSE
3169 | FISHER PL | 43221-2678 | Active | H611554 | FEBCO | 765 | PVB | 1.000 | 60142 | RIGHT SIDE OF HOUSE
2525 | FISHER RD | 43204-3533 | Active | 3850518 | WILKINS | 975XL | RP | 1.500 | 3422115 | BASEMENT BELOW OFFICE AT METER
2533 | FISHER RD | 43204-3533 | Active | 74703 | AMES | 2000SS | DC | 6.000 | 58566 | BACK BUILDING RISER ROOM
2533 | FISHER RD | 43204-3533 | Active | WJ-1523 | AMES | COLT 400 | RP | 6.000 | 3629882 | HOT BOX
2551 | FISHER RD | 43204- | Active | 093785 | WATTS | LF009M2QT | RP | 2.000 | 3626869 | IN PLYWOOD HOT BOX BY FISHER RD AT SMOOT CONST. TRAILER..
2551 | FISHER RD | 43204- | Active | 2131 | WATTS | 957 | RP | 6.000 | 3638054 | NORTHWEST MECH ROOM
2551 | FISHER RD | 43204- | Active | 2165 | WATTS | 957 | RP | 6.000 | 3638055 | NORTHWEST MECH ROOM
2551 | FISHER RD | 43204- | Active | L-127144 | WILKINS | 375 | RP | 10.000 | 3638074 | NORTHWEST MECH ROOM
2551 | FISHER RD | 43204- | Removed | 4689619REM | WILKINS | 975 | RP | 0.750 | 3638075
2551 | FISHER RD | 43204- | Not Required by DOW | 115549 | WATTS | LF009M2QT | RP | 2.000 | 3639342 | NORTHWEST MECH ROOM
2551 | FISHER RD | 43204- | Not Required by DOW | 120712 | WATTS | LF009M2QT | RP | 2.000 | 3639343 | NORTHWEST MECH ROOM
2551 | FISHER RD | 43204- | Not Required by DOW | 119134 | WATTS | LF009M2QT | RP | 2.000 | 3639344 | NORTHWEST MECH ROOM
2551 | FISHER RD | 43204- | Not Required by DOW | 115553 | WATTS | LF009M2QT | RP | 2.000 | 3639345 | NORTHWEST MECH ROOM
2551 | FISHER RD | 43204- | Not Required by DOW | 249846 | WATTS | LF009M3QT | RP | 0.750 | 3646399 | Dehydrator Room (ceiling above door)
2551 | FISHER RD | 43204- | Not Required by DOW | AJB5111 | WILKINS | 375XL | RP | 0.750 | 3649792 | BOILER ROOM CHEMICAL FEED
2551 | FISHER RD | 43204- | Not Required by DOW | AJB5113 | WILKINS | 375XL | RP | 0.750 | 3649793 | BOILER ROOM CHEMICAL FEED
2551 | FISHER RD | 43204- | LPS - Active |  |  |  | LST |  | 3658376 | FIRE PUMP - FIRE PUMP ROOM
2600 | FISHER RD | 43204-3564 | Active | 74056 | WATTS | 919QT | RP | 1.000 | 3422117 | METER ROOM IN SUB-VAULT OUTSIDE
2600 | FISHER RD | 43204-3564 | Active | 22422B | WILKINS | 350ASTDA | DCDA | 8.000 | 3641421 | South basement
2600 | FISHER RD | 43204-3564 | Active | HC44520 | WILKINS | 950XLD | DC | 0.750 | 3653133 | South basement
2642 | FISHER RD | 43204- | Active | W124825 | WILKINS | 975XL | RP | 0.500 | 58848 | FRONT OF BUILDING BETWEEEN BAY DOOR
2642 | FISHER RD | 43204- | Due Install |  |  |  | RP | 8.000 | 3629648
2642 | FISHER RD | 43204- | LPS - Active | [5 empty] | 3629740
2799 | FISHER RD | 43204-3537 | Active | 48826 | WATTS | 009QT | RP | 1.000 | 59299 | ELECTRICAL PANNEL ROOM
2820 | FISHER RD | 43204-3538 | Active | 32698 | WATTS | 007M1QT | DC | 0.750 | 3422121 | SOUTHWEST CORNER. ACCESS 2802 FOR ENTRY
2820 | FISHER RD | 43204-3538 | Active | 11035021022 | AMES | 3000SS | DCDA | 6.000 | 3651285 | SOUTHWEST CORNER. ACCESS 2802 FOR ENTRY
2820 | FISHER RD | 43204-3538 | Active | ACI0062 | WILKINS | 975XL2 | RP | 1.500 | 3654945 | S/W CORNER OF 2802
2845 | FISHER RD | 43204-3539 | Active | 188618 | WATTS | 009QT | RP | 0.750 | 59431 | AT WATER METER
2850 | FISHER RD | 43204-3538 | Active | B226549 | WILKINS | 375 | RP | 0.750 | 93279 | BY WATER METER
2881 | FISHER RD | 43204-3539 | Active | 555773 | WATTS | 909HWQT | RP | 0.750 | 59501 | ON NORTH WALL JUST EAST OF OFFICE
3077 | FISHER RD | 43204-1406 | Active | ALA66174 | WILKINS | 975XL3 | RP | 0.750 | 3422125 | MTR IN KITCHEN BY GREASE TRAP UNDER SINK. *SD*
3275 | FISHER RD | 43204-1410 | Active | 21278 | WATTS | 719QT | DC | 0.750 | 99672 | BASEMENT @ METER
3575 | FISHER RD | 43228-1050 | Active | 219220 | WATTS | 009M2QT | RP | 1.000 | 61139 | STORE ROOM
3580 | FISHER RD | 43228- | Active | ALA22141 | WILKINS | 975XL3 | RP | 0.750 | 3422183
3737 | FISHER RD | 43228-1013 | Active | 139084 | WILKINS | 975 | RP | 2.000 | 61619 | WASHROOM AT WATER METER
3737 | FISHER RD | 43228-1013 | Not Required by DOW | 67523 | WATTS | 919 | RP | 0.750 | 61620 | METER ROOM NW CORNER OF BUILDING
3737 | FISHER RD | 43228-1013 | Not Required by DOW | 33793 | WATTS | 009M2QT | RP | 1.250 | 61622 | IN BOILER ROOM ABOVE BOILER TANK
3737 | FISHER RD | 43228-1013 | Not Required by DOW | 38251 | WATTS | 919QT | RP | 2.000 | 87322 | IN HOT BOX ON S WALL OF BUILDING
3843 | FISHER RD | 43228- | Inactive | 34052 | WATTS | 009M1QT | RP | 1.50 | 61938 | IN BUILDING #5 EAST BATHROOM IN FURNANCE ROOM
3843 | FISHER RD | 43228- | NULL | [5 empty] | 3422192
3849 | FISHER RD | 43228-1015 | Inactive | 23849 | WATTS | 909QT | RP | 1.000 | 61937 | ACID ROOM
3849 | FISHER RD | 43228-1015 | Inactive | 10352 | WATTS | 919QT | RP | 1.50 | 61939 | BOILER ROOM
3849 | FISHER RD | 43228-1015 | Due Install |  |  |  | RP |  | 3628088
3855 | FISHER RD | 43228-1015 | Due Install |  |  |  | RP | 6.000 | 3422194
3866 | FISHER RD | 43228-1016 | Not Required by DOW | 50199 | WATTS | 919QT | RP | 0.750 | 61977 | SOUTH WALL BEHIND ACCESS PANEL TO THE LEFT OF ELECTRIC PANEL
3866 | FISHER RD | 43228-1016 | Removed | 44629REM | WATTS | 009PCQT | RP | 2.000 | 61978 | REMOVED-CENTER OF WEST WALL
3866 | FISHER RD | 43228-1016 | Active | 55779 | WATTS | 919AQT | RP | 0.750 | 3607580 | SOUTHWALL RISER ROOM
3866 | FISHER RD | 43228-1016 | Active | 0I-0944 | WATTS | 957 | RP | 3.000 | 3607581 | SOUTH WALL W WATER METER ROOM AT WATER METER
3866 | FISHER RD | 43228-1016 | Active | OK-1083 | AMES | 500-GV | RPDA | 8.000 | 3607582 | SOUTH WALL E RISER ROOM
3866 | FISHER RD | 43228-1016 | Not Required by DOW | 322717 | WATTS | 009M2QT | RP | 2.000 | 3616791 | SHOP REAR (WEST) WALL
4040 | FISHER RD | 43228-1020 | Due Install |  |  |  | RP | 1.500 | 3422198
4076 | FISHER RD | 43228-1020 | Due Install |  |  |  | RP | 1.000 | 3422200 | AT WATER METER IN CLOSET BY HWT
4100 | FISHER RD | 43228-1039 | Active | B230988 | WILKINS | 375XL | RP | 0.750 | 3422202 | AT METER IN OFFICE CLOSET ON E WALL.3RD OFFICE FROM FRONT DOOR
4125 | FISHER RD | 43228- | Not Required by DOW | 158447 | WATTS | 009M2QT | RP | 1.000 | 62965 | 4125 FISHER, IN PLG CHASE NEXT TO JANITOR CLOSET W WING BLDG
4125 | FISHER RD | 43228- | Active | 10823 | WATTS | 909M1QT | RP | 1.500 | 62966 | IN PIPE CHASE BY MOP SINK - 4125 FISHER
4162 | FISHER RD | 43228-1024 | Due Install |  |  |  | RP | 1.000 | 3422204 | MTR IN FORD BOX OFF WESTWARD AVE
4444 | FISHER RD | 43228-9480 | Active | 1373510804 | AMES | 3000SS | DCDA | 6.000 | 64017 | METER PIT OFF OF FISHER ROAD INSIDE FENCE
4444 | FISHER RD | 43228-9480 | Active | 61995 | WATTS | 007M1QT | DC | 0.750 | 64018 | PIT OFF OF FISHER ROAD INSIDE FENCE
4444 | FISHER RD | 43228-9480 | Not Required by DOW | W197843 | WILKINS | 975XLBMS | RP | 2.000 | 64019 | CAR WASH MECH ROOM
4444 | FISHER RD | 43228-9480 | Active | AMA25571 | WILKINS | 975XL3 | RP | 2.000 | 64020 | MECH ROM NORTH SIDE BUILDING
4444 | FISHER RD | 43228-9480 | Not Required by DOW | W210382 | WILKINS | 975 | RP | 1.500 | 64021 | MECH ROOM NORTH SIDE BUILDING
4444 | FISHER RD | 43228-9480 | Not Required by DOW | 94768 | WATTS | 919AQT | RP | 0.750 | 3652751 | BAY WASH BUILDING BY HEATER
4499 | FISHER RD | 43228-9509 | Active | 191043 | WATTS | 909 | RP | 4.000 | 64182 | CHILLER ROOM
4499 | FISHER RD | 43228-9509 | Active | 191048 | WATTS | 909 | RP | 4.000 | 64183 | CHILLER ROOM
4499 | FISHER RD | 43228-9509 | Not Required by DOW | 340295 | WATTS | 909M1QT | RP | 2.000 | 64186 | MECHANICAL ROOM
4499 | FISHER RD | 43228-9509 | Replaced | REP424970 | WATTS | 909M1QT | RP | 2.000 | 64187 | REPLACED- SOUTH MECH ROOM
4499 | FISHER RD | 43228-9509 | Not Required by DOW | 424972 | WATTS | 909M1QT | RP | 2.000 | 64188 | CHILLER ROOM
4499 | FISHER RD | 43228-9509 | Not Required by DOW | 425528 | WATTS | 909M1QT | RP | 1.500 | 87233 | west wall. South mechanical room
4499 | FISHER RD | 43228-9509 | Not Required by DOW | 425591 | WATTS | 909PCM1QT | RP | 2.000 | 87234 | MECHANICAL ROOM
4499 | FISHER RD | 43228-9509 | Not Required by DOW | 22393 | WATTS | 919AQT | RP | 0.750 | 97324 | PENTHOUSE
4499 | FISHER RD | 43228-9509 | Not Required by DOW | 24611 | WATTS | 919QT | RP | 2.000 | 3611333 | CHILLER ROOM
4499 | FISHER RD | 43228-9509 | Due Install |  |  |  | RPDA |  | 3638964 | SOUTH MECH ROOM
4540 | FISHER RD | 43228-9480 | Active | 103621 | AMES | 3000SS | DCDA | 6.000 | 64312 | PIT SW CORNER OF LOT IN GRASS
4540 | FISHER RD | 43228-9480 | Active | 43866 | WATTS | 007MI | DC | 0.750 | 64313 | PIT
4540 | FISHER RD | 43228-9480 | Active | 94412 | WATTS | 009M2QT | RP | 1.000 | 64314 | ON DOCK NEXT TO DISPATCH DOOR 1in MTR IN PIT WITH FIRE
4560 | FISHER RD | 43228 | Active | 51174 | WATTS | 919AQT | RP | 0.750 | 3607553 | MECHANICAL ROOM BY WATER METER
4599 | FISHER RD | 43228-8921 | Active | 131523 | WATTS | 009QT | RP | 1.000 | 64430 | METER PIT BUILDING
4599 | FISHER RD | 43228-8921 | Active | 401586 | WATTS | 909 | RP | 10.000 | 64435 | METER PIT BUILDING
4599 | FISHER RD | 43228-8921 | Active | 9451 | WILKINS | 975 | RP | 4.000 | 64437 | METER PIT BUILDING (WEST DEVICE)
4599 | FISHER RD | 43228-8921 | Active | 9456 | WILKINS | 975 | RP | 4.000 | 64438 | METER PIT BUILDING (EAST DEVICE)
4599 | FISHER RD | 43228-8921 | Due Install |  |  |  | RP |  | 3641119
4600 | FISHER RD | 43228-9480 | Active | 100304 | AMES | 3000SS | DCDA | 6.000 | 64452 | SW MECH/RISER ROOM OUTSIDE DOOR
4600 | FISHER RD | 43228-9480 | Active | 3784448 | WILKINS | 975XL2 | RP | 0.750 | 64453 | SW MECH/RISER ROOM AT WATER METER OUTSIDE DOOR
4600 | FISHER RD | 43228-9480 | Active | 42261 | WATTS | 007M1 | DC | 0.750 | 64454 | SW MECH/RISER ROOM OUTSIDE DOOR
4700 | FISHER RD | 43228-9752 | Active | 53935 | WATTS | 009M1QT | RP | 2.000 | 64833 | NEXT TO METER IN BLDG OUT FRONT
4700 | FISHER RD | 43228-9752 | Not Required by DOW | 02809 | WATTS | 919QT | RP | 0.50 | 100505 | MECHANIC ROOM
4700 | FISHER RD | 43228-9752 | Not Required by DOW | 43810 | WATTS | 919QT | RP | 1.000 | 3615199 | BOILER ROOM
4700 | FISHER RD | 43228-9752 | Due Install |  |  |  | DCDA |  | 3636543
4700 | FISHER RD | 43228-9752 | LPS - Active |  |  |  | LST |  | 3636544 | FIRE BOOSTER PUMP
5115 | FISHER RD | 43228-9146 | Removed | REM109548 | WATTS | 909QT | RP | 0.750 | 66053 | FIRE STORAGE TANK PUMP ROOM
5115 | FISHER RD | 43228-9146 | Active | 244008 | WATTS | 909 | RP | 6.000 | 66056 | KC 63 WEST MEZZ. SOUTH END
5115 | FISHER RD | 43228-9146 | Active | 244752 | WATTS | 909 | RP | 6.000 | 66057 | PROCESS WATER ROOM 2ND FLOOR
5115 | FISHER RD | 43228-9146 | Removed | 248280REM | WATTS | 909 | RP | 6.000 | 66058 | PHONIX NW END OF BUILDING 2ND FLOOR - Removed
5115 | FISHER RD | 43228-9146 | Active | 17574 | WATTS | LF909 | RP | 6.000 | 66059 | BOILER ROOM - NORTH WALL - Top Device
5115 | FISHER RD | 43228-9146 | Removed | 287182REM | WATTS | 909M1QT | RP | 2.000 | 66060 | SE WALL OF MEAT PREP.
5115 | FISHER RD | 43228-9146 | Removed | 259356REM | WATTS | 909M1QT | RP | 2.000 | 66061 | REMOVED-SOUTH SIDE OF FMC1 1ST FLOOR
5115 | FISHER RD | 43228-9146 | Removed | 326348REM | WATTS | 909M1QT | RP | 2.000 | 66062 | KC-88 WEST MEZZANINE 2 FLOOR
5115 | FISHER RD | 43228-9146 | Removed | REM354790 | WATTS | 909M1QT | RP | 2.000 | 66064 | NEW STEAM OVER AREA
5115 | FISHER RD | 43228-9146 | Removed | REM366337 | WATTS | 909M1QT | RP | 2.000 | 66065 | 1ST FLOOR CEILING WEST OF T FILLER
5115 | FISHER RD | 43228-9146 | Removed | 397098REM | WATTS | 909M1QT | RP | 2.000 | 66066 | FMCI SOUTH SIDE 2nd FLOOR
5115 | FISHER RD | 43228-9146 | Removed | 650519REM | WATTS | 009QT | RP | 0.750 | 66067 | NORTH WALL OF KC-40 - Above Sink
5115 | FISHER RD | 43228-9146 | Active | 1709480812 | AMES | 2000SS | DC | 8.000 | 66068 | METER PIT
5115 | FISHER RD | 43228-9146 | Removed | 543709REM | WATTS | 909QT | RP | 0.750 | 66069 | REMOVED-BULK RECEIVING N/E WALL
5115 | FISHER RD | 43228-9146 | Removed | 566949REM | WATTS | 909QT | RP | 1.000 | 66070 | REMOVED-UPPER MEZZANINIE NORTH OF M MIXER
5115 | FISHER RD | 43228-9146 | Active | 588705 | WATTS | 909QT | RP | 0.750 | 66071 | SOUTH WALL OF BATTERY
5115 | FISHER RD | 43228-9146 | Active | 16425 | WATTS | LF909M1 | RP | 8.000 | 66072 | BIOLER ROOM NORTH WAY - Bottom Main 8 RPZ
5115 | FISHER RD | 43228-9146 | Active | 16405 | WATTS | LF909M1 | RP | 8.000 | 66073 | BOILER ROOM NORTH WALL CENTER OF 3
5115 | FISHER RD | 43228-9146 | Active | 396127 | WATTS | 909HWM1QT | RP | 2.000 | 89529 | BOILER ROOM - NORTH WALL DOMESTIC BYPASS
5115 | FISHER RD | 43228-9146 | Active | 007545 | WATTS | 909M1QT | RP | 2.000 | 89530 | AMMONIA ROOM SE CORNER
5115 | FISHER RD | 43228-9146 | Active | 031866 | WATTS | LF909M1QT | RP | 2.000 | 89531 | AMMONIA ROOM SE CORNER
5115 | FISHER RD | 43228-9146 | Active | 190905 | WATTS | 909 | RP | 4.000 | 89532 | BOILER ROOM South OF CONTROL ROOM - Top 4" RPZ In Front of Control Window
5115 | FISHER RD | 43228-9146 | Removed | 386648REM | WATTS | 909HWM1QT | RP | 2.000 | 89535 | ABOVE VMP ACCUMULATOR
5115 | FISHER RD | 43228-9146 | Removed | 553337REM | WATTS | 909HWQT | RP | 0.750 | 89536 | SOUTH SIDE OF FMC #2 1ST FLOOR
5115 | FISHER RD | 43228-9146 | Active | 591064 | WATTS | 909HWQT | RP | 0.750 | 89537 | CENTRAL MIXING BY STEAM HEAT EXCHANGER
5115 | FISHER RD | 43228-9146 | Removed | REM029780 | WATTS | 909QT | RP | 2.000 | 90796 | 1ST FLOOR CEILING EAST OF T FILLER
5115 | FISHER RD | 43228-9146 | Removed | 20407REM | WATTS | 919AQT | RP | 0.750 | 96530 | CANNERY
5115 | FISHER RD | 43228-9146 | Removed | 55507REM | WATTS | 919AQT | RP | 0.750 | 3610028 | SOUTH SIDE OF FMC #2 1ST FLOOR
5115 | FISHER RD | 43228-9146 | Active | 225643 | WATTS | 909 | RP | 4.000 | 3610029 | BOILER ROOM S OF CONTROL ROOM - Bottom 4" RPZ In Front of Control Window
5115 | FISHER RD | 43228-9146 | Active | 259356 | WATTS | 909M1QT | RP | 6.000 | 3628192 | FMC#1 South Side 2nd Floor
5115 | FISHER RD | 43228-9146 | Removed | 076176REM | WATTS | LF009M2QT | RP | 1.500 | 3648567 | AMONIA ROOM ABOVE COMPRESSOR WATER COOLING TANK
5115 | FISHER RD | 43228-9146 | Due Install |  |  |  | RPDA | 10.000 | 3651288
5115 | FISHER RD | 43228-9146 | Due Install |  |  |  | RP | 8.000 | 3651289
5115 | FISHER RD | 43228-9146 | Active | 307618 | WATTS | 909QT | RP | 0.750 | 3656349
5115 | FISHER RD | 43228-9146 | Due Install |  |  |  | AG | 4.000 | 3659390
5115 | FISHER RD | 43228-9146 | Due Install |  |  |  | AG | 4.000 | 3659391
5115 | FISHER RD | 43228-9146 | Due Install |  |  |  | AG | 4.000 | 3659392
5115 | FISHER RD | 43228-9146 | Due Install |  |  |  | AG | 4.000 | 3659393
5132 | FISHER RD | 43228-9752 | Active | 4391878 | WILKINS | 975XL2 | RP | 1.500 | 3624428 | SW MECH/ELECTRC/HWT ROOM AT WATER METER
5176 | FISHER RD | 43228-9752 | Due Install |  |  |  | RP | 1.000 | 3422207 | WAREHOUSE WEST WALL
5176 | FISHER RD | 43228-9752 | Due Install |  |  |  | DCDA | 8.000 | 3651283 | WAREHOUSE WEST WALL
5180 | FISHER RD | 43228- | Active | HC58652 | WILKINS | 950 | DC | 0.750 | 3422208 | WAREHOUSE SOUTHWEST CORNER
5180 | FISHER RD | 43228- | Active | 2708F | WILKINS | 350ASTDA | DC | 8.000 | 3651284 | WAREHOUSE SOUTHWEST CORNER
5180 | FISHER RD | 43228- | Active | AKB5269 | WILKINS | 375XL | RP | 1.500 | 3653111 | CLOSET IN WOMENS ROOM
5200 | FISHER RD | 43228-9139 | Active | 82098 | WATTS | 919QT | RP | 0.750 | 3422209 | AT WATER METER IN BATHROOM
5303 | FISHER RD | 43228-9511 | Not Required by DOW | H018019 | FEBCO | 805YB | DC | 0.750 | 101314 | PUMP HOUSE (ELECTRIC FRONT)
5303 | FISHER RD | 43228-9511 | Not Required by DOW | N-1108100848 | FEBCO | 876 | DCDA | 8.000 | 101316 | PUMP ROOM (ELECTRIC FRONT)
5303 | FISHER RD | 43228-9511 | Active | 042230 | WATTS | 009M2QT | RP | 1.500 | 3622781 | Hot Box off Parking Lot
5303 | FISHER RD | 43228-9511 | Active | QJ-0881 | AMES | COLT 500-GV | RPDA | 10.000 | 3622782 | HOT BOX BY PARKING LOT
5303 | FISHER RD | 43228-9511 | Active | 84304 | WATTS | 919QT | RP | 0.750 | 3622783 | HOT BOX BY PARKING LOT
5303 | FISHER RD | 43228-9511 | LPS - Active |  |  |  | LST |  | 3654669 | FIRE BOOSTER PUMP - FIRE PUMP ROOM
5309 | FISHER RD | 43228-9511 | Active | WL-0999 | AMES | 2000BM3 | DCDA | 6.000 | 3422210 | PIT AT ENTRANCE WAY,
5309 | FISHER RD | 43228-9511 | Active | ACM0904 | WILKINS | 975XL2 | RP | 2.000 | 3646264 | MTR IS BY RISERS ON N WALL at dock door 9
5309 | FISHER RD | 43228-9511 | Active | 72086 | AMES | 2000BM3 | DC | 0.750 | 3655701 | PIT AT ENTRANCE WAY
5353 | FISHER RD | 43228-9511 | Removed | 3123641REM | WILKINS | 975XL | RP | 1.000 | 102508 | REMOVED-UNIT 5345, STORAGE CLOSET IN BREAK ROOM
5353 | FISHER RD | 43228-9511 | Active | ACQ2207 | WILKINS | 975XL2 | RP | 2.000 | 3636788 | On north wall behind sprinkler risers next to dock door. Space 5339
5353 | FISHER RD | 43228-9511 | Active | YA-0813 | AMES | 300-GV | DCDA | 8.000 | 3636789 | In pit near fisher rd
5353 | FISHER RD | 43228-9511 | Active | 75308 | AMES | 2000BM3 | DC | 0.750 | 3656660 | In pit near fisher rd
5400 | FISHER RD | 43228-9771 | Active | 002636 | WATTS | 909 | RP | 2.500 | 66791 | DOCK OFFICE - BASEMENT MECHANICAL ROOM
5400 | FISHER RD | 43228-9771 | Active | 109025 | WATTS | 909HWM1QT | RP | 2.000 | 66792 | OFFICE BLDG BASEMENT NW CORNER
5400 | FISHER RD | 43228-9771 | Active | 122974 | WATTS | 909 | RP | 3.000 | 66793 | 5390 FISHER RD, MAINT BLDG PARTS DEPT SOUTH WALL
5400 | FISHER RD | 43228-9771 | Active | ACA 6465 | WILKINS | 975XL | RP | 1.500 | 66794 | 5390 FISHER RD, IN CEILING FUEL LANES
5400 | FISHER RD | 43228-9771 | Active | 54236 | WATTS | 009M2PCQT | RP | 0.750 | 66795 | DOCK OFFICE - BASEMENT JANITOR CLOSET
5400 | FISHER RD | 43228-9771 | Active | 4320961 | WILKINS | 975XL2 | RP | 2.000 | 66796 | CEILING AT WEST SIDE @ 5390 RISER
5400 | FISHER RD | 43228-9771 | Active | ACJ5953 | WILKINS | 975XL | RP | 8.000 | 3633375 | above sink in truck garage building 5390
5430 | FISHER RD | 43228 | Active | JL-1225 | WATTS | 957 | RP | 4.000 | 104059 | 1261 GARBRIELLE ELAINE DR, 1ST GARAGE - RIGHT OF ENTRANCE
5430 | FISHER RD | 43228 | Active | 1154700013 | WATTS | 774DCDA | DCDA | 8.000 | 104060 | 1261 GABRIELLE ELAINE DR, 1ST GARAGE - RIGHT OF ENTRANCE
5430 | FISHER RD | 43228 | Active | 20622 | WATTS | 007M2QT | DC | 0.750 | 104061 | 1261 GABRIELLE ELAINE DR, 1ST GARAGE - RIGHT OF ENTRANCE
5430 | FISHER RD | 43228 | Not Required by DOW | 50251 | WATTS | 919QT | RP | 0.750 | 104062 | 1261 GABRIELLE ELAINE DR, IN LOBBY
5430 | FISHER RD | 43228 | Not Required by DOW | 24003 | WATTS | LF919AQT | RP | 2.000 | 3603709 | BOX OFFICE BUILDING 1083
5430 | FISHER RD | 43228 | LPS - Active |  |  |  | LST |  | 3658940 | FIRE PUMP - PUMP HOUSE
5433 | FISHER RD | 43228-9512 | Active | A08805 | WATTS | 007QT | DC | 2.000 | 87520 | EAST UTILITY ROOM
5460 | FISHER RD | 43228 | Active | TH-2258 | WATTS | 957 | RP | 4.000 | 3638951 | IN HOT BOX AT STREET (NE FISHER/HILLIARD ROME) N OF METER HOT BOX
5460 | FISHER RD | 43228 | Active | SK-1753 | WATTS | 957 | RPDA | 6.000 | 3638952 | IN HOT BOX AT STREET (NE FISHER & HILLRD ROME)
5460 | FISHER RD | 43228 | Active | 77748 | WATTS | LF919QT | RP | 0.750 | 3638953 | IN HOT BOX SOUTHWEST CORNER OF PROPERTY
5460 | FISHER RD | 43228 | Not Required by DOW | 071060 | WATTS | LF009M2QT | RP | 1.500 | 3641148 | POOL MECH ROOM
5460 | FISHER RD | 43228 | Not Required by DOW | 068916 | WATTS | LF009M2QT | RP | 1.500 | 3641149 | MECH ROOM OFF SALES ROOM WEST SIDE OF BUILDING
5460 | FISHER RD | 43228 | LPS - Active | 171028 | Cla-Val | 171028 | LST |  | 3641153 | FIRE PUMP - IN RISER ROOM TO RIGHT OF MAIN ENTRANCE
5501 | FISHER RD | 43228-8938 | Active | 348443 | WATTS | 009QT | RP | 2.000 | 67112 | MECHANICAL ROOM IN CENTER OF BUILDING AT WATER METER
5501 | FISHER RD | 43228-8938 | Not Required by DOW | 088689 | WATTS | 009M2QT | RP | 2.00 | 101153 | CAR WASH MECHANIC ROOM
3854 | FISHER RD REAR | 43228-1016 | Active | 111085 | AMES | 3000SS | DCDA | 6.000 | 61958 | BACK BLDG NW OF WAREHOUSE
3854 | FISHER RD REAR | 43228-1016 | Active | 1149844 | WILKINS | 975XL | RP | 1.500 | 61959 | BACK BLDG NW IN WAREHOUSE AT WATER METER NEW ADDITION
3854 | FISHER RD REAR | 43228-1016 | Active | 48338 | WATTS | 007m1 | DC | 0.750 | 61960 | BACK BLDG NW OF WAREHOUSE
3651 | FISHER RD UNIT A | 43228-1011 | Active | 21356 | WATTS | LF919QT | RP | 1.500 | 3624569 | BOILER ROOM AT METER
3651 | FISHER RD UNIT A | 43228-1011 | Not Required by DOW | [5 empty] | 3624948
3651 | FISHER RD UNIT A | 43228-1011 | Removed | 71291REM | WATTS | LF919QT | RP | 0.750 | 3629485 | REMOVED - Mech. Room
4140 | FISHER RD UNIT A | 43228-1058 | Removed | 37220REM | WATTS | 009M2PCQT | RP | 1.000 | 63017 | FACTORY, SOUTH WALL RESTROOMS IN WAREHOUSE REMOVED
4140 | FISHER RD UNIT A | 43228-1058 | Active | 4792987 | WILKINS | 975XL2 | RP | 1.000 | 3633182 | SOUTH END OF BLDG BY OFFICES UTILITY CLOSET
4599 | FISHER RD UNIT A | 43228-8921 | Not Required by DOW | 202229 | WILKINS | 975 | RP | 0.750 | 64431 | CORE 18 BATTERY STATION--(SIZE 1/2)
4599 | FISHER RD UNIT A | 43228-8921 | Not Required by DOW | 259873 | WILKINS | 975 | RP | 2.000 | 64432 | CORE 11 BATTERY STATION
4599 | FISHER RD UNIT A | 43228-8921 | Not Required by DOW | 267705 | WILKINS | 975 | RP | 0.750 | 64433 | 2ND FL N WALL BATTERY CHANGE STATION--SIZE 1/2
4599 | FISHER RD UNIT A | 43228-8921 | Not Required by DOW | 281387 | WATTS | 909M1QT | RP | 2.000 | 64434 | TOTAL ENERGY PLANT--FOR SAND FILTER DUEL
4599 | FISHER RD UNIT A | 43228-8921 | Active | 401589 | WATTS | 909 | RP | 10.000 | 64436 | PUMP HOUSE #1
4599 | FISHER RD UNIT A | 43228-8921 | Not Required by DOW | 9457 | WILKINS | 975 | RP | 4.000 | 64439 | TOTAL ENERGY PLANT
4599 | FISHER RD UNIT A | 43228-8921 | LPS - Active |  |  |  | LST |  | 3639615 | FIRE PUMP ON COMBINATION LINE (PUMP HOUSE #1)
4599 | FISHER RD UNIT A | 43228-8921 | Not Required by DOW | 4771538 | WILKINS | 975XL2 | RP | 2.000 | 3641039 | NORTH SIDE OF BUILDING BETWEEN DOCK DOORS 214/213
1325 | FISHER RUN CT | 43235 | Active | CB215377 | WILKINS | 720A | PVB | 1.000 | 3598706 | LEFT SIDE OF HOUSE
1375 | FISHER RUN CT | 43235-6700 | Active | T074580 | WILKINS | 720A | PVB | 0.750 | 91049 | LEFT FRONT
1386 | FISHER RUN CT | 43235- | Active | 4239247 | WILKINS | 975XL | RP | 0.750 | 54860 | W END OF COURT -IN BUSHES -IFO 1385
3615 | FISHINGER BL | 43026-7559 | Active | 989791 | WILKINS | 975XL | RP | 1.000 | 61285 | AT METER IN CHIROPRACTIC OFFICE BACK WALL STORAGE AREA
3535 | FISHINGER BLVD | 43026-7504 | Active | 13185 | WATTS | 009QT | RP | 2.000 | 60970 | WATER METER ROOM
3535 | FISHINGER BLVD | 43026-7504 | Due Install |  |  |  | RP | 2.000 | 3638316 | WATER METER ROOM
3545 | FISHINGER BLVD | 43026-9550 | Active | 266821 | WILKINS | 975XL | RP | 1.500 | 61030 | NE CORNER OF BASEMENT MECHANICAL ROOM BY METER
3545 | FISHINGER BLVD | 43026-9550 | Active | 231167979 | BEECP | BSC | DC | 0.750 | 3658259 | NE CORNER OF BASEMENT MECHANICAL ROOM BY METER
3545 | FISHINGER BLVD | 43026-9550 | Active | 25C001 | BEECO |  | DCDA | 6.000 | 3658955 | NE CORNER OF BASEMENT MECHANICAL ROOM BY METER
3550 | FISHINGER BLVD | 43026-9549 | Not Required by DOW | 386492 | WATTS | 909QT | RP | 0.750 | 61048 | Mechanical / Boiler / Sprinkler Rm - Rear by Receiving
3550 | FISHINGER BLVD | 43026-9549 | Not Required by DOW | 393589 | WATTS | 909QT | RP | 0.750 | 61049 | Mechanical / Boiler / Sprinkler Rm - Rear by Receiving
3550 | FISHINGER BLVD | 43026-9549 | Active | 279735 | WATTS | 909M1QT | RP | 2.000 | 95496 | Mechanical / Boiler / Sprinkler Rm - Rear by Receiving
3550 | FISHINGER BLVD | 43026-9549 | Active | YC-0241 | AMES | COLT 300-GV | DCDA | 6.000 | 3633265
3550 | FISHINGER BLVD | 43026-9549 | Active | 77148 | AMES | 2000BM3 | DC | 0.750 | 3657105
3555 | FISHINGER BLVD | 43026-9550 | Due Install |  |  |  | RP | 2.000 | 3639671 | FIRE STATION # 30 ROOM OFF KITCHEN
3560 | FISHINGER BLVD | 43026-7503 | Active | 225856 | WATTS | LF009M2QT | RP | 2.000 | 61069 | IN ROOM W/WATER METER NEAR REAR ENTRANCE...
3560 | FISHINGER BLVD | 43026-7503 | Not Required by DOW | 06538 | WATTS | 919 | RP | 0.500 | 3610167 | DENTAL WATER, IN MECH RM NEXT TO W.H.
3570 | FISHINGER BLVD | 43026-7503 | Active | 173644 | WATTS | 009QT | RP | 0.750 | 61116 | 3762 ASIAN EXPRESS BACK CORNER AT SUB METER BY HWT
3570 | FISHINGER BLVD | 43026-7503 | Active | 129285 | WATTS | 009M2QT | RP | 2.000 | 61117 | 3622 FISHINGER RD, BACK ROOM BEFORE SUB METER
3570 | FISHINGER BLVD | 43026-7503 | Active | 91765 | WATTS | 007M2QT | DC | 0.750 | 61120 | 3718 FISHINGER RD PETVALU MENS ROOM ABOVE CEILING
3570 | FISHINGER BLVD | 43026-7503 | Active | 63503 | WATTS | 919QT | RP | 0.750 | 3619859 | 3718 FISHINGER RD PETVALU FISH TANKS, UTILITY ROOM IN BACK
3570 | FISHINGER BLVD | 43026-7503 | Active | 22956 | WATTS | 919 | RP | 1.500 | 3632521 | 3706 Fishinger Blvd Above Mop Sink CHAMPIONS IN CHRIST CHURCH
3570 | FISHINGER BLVD | 43026-7503 | Active | 129886 | WATTS | 009M2 | RP | 2.000 | 3635991 | 3708 FISHINGER BLVD GET AIR HILLIARD
3570 | FISHINGER BLVD | 43026-7503 | Due Install |  |  |  | RP | 8.000 | 3636381
3572 | FISHINGER BLVD | 43026- | Removed | 74916REM | WATTS | 009M2QT | RP | 0.750 | 61128 | WATER METER 3570 FISHINGER BLVDREMOVED
3572 | FISHINGER BLVD | 43026- | Active | 4468338 | WILKINS | 975XL2 | RP | 1.000 | 3626215 | CLOSET/ WATER HEATER IN 3570 FISHINGER ADDR 3570-OUT FRONT BLDG
3576 | FISHINGER BLVD | 43026-7503 | Active | 731649 | WILKINS | 975XL | RP | 1.500 | 61142 | IN JANITORS CLOSET AT WATER METER BY RESTROOMS
3578 | FISHINGER BLVD | 43026-7503 | Active | 571428 | WILKINS | 975XL | RP | 2.000 | 61147 | MECH ROOM OSD
3600 | FISHINGER BLVD | 43026-9203 | Active | 175682 | WILKINS | 950XL | DC | 1.500 | 61231 | NW CORNER CLOSET ABOVE METER ON LIMITED FIRE
3600 | FISHINGER BLVD | 43026-9203 | Active | AMA02401 | WILKINS | 975XL3 | RP | 2.000 | 3631392 | NW CLOSET AT WATER METER
3610 | FISHINGER BLVD | 43026-9203 | Not Required by DOW | 192080 | WILKINS | 950XL | DC | 2.000 | 61268 | MECHANICAL ROOM
3610 | FISHINGER BLVD | 43026-9203 | Active | 03249 | WATTS | 009 | RP | 3.000 | 61269 | IN MECH ROOM AT WATER METER
3610 | FISHINGER BLVD | 43026-9203 | Not Required by DOW | 35064 | WATTS | 009M2QT | RP | 0.750 | 61270 | IN MECHANICAL ROOM IN CEILING
3610 | FISHINGER BLVD | 43026-9203 | LPS - Active | 621023 | Thrush | C-300 | LPC |  | 3636690 | DOMESTIC PUMP - 50' DOWNSTREAM OF METER
3611 | FISHINGER BLVD | 43026-7559 | Active | AMA25691 | WILKINS | 975XL3 | RP | 2.000 | 61275 | CAR WASH MECH ROOM ST# 9356
3611 | FISHINGER BLVD | 43026-7559 | Not Required by DOW | W069431 | WILKINS | 975XL | RP | 1.500 | 61276 | REAR OF MECH BY CAR WASH ST# 9356
3625 | FISHINGER BLVD | 43026-7559 | Active | 280834 | WILKINS | 975 | RP | 2.000 | 61312 | N MECHANICAL ROOM AT WATER METER
3625 | FISHINGER BLVD | 43026-7559 | Not Required by DOW | CB517617 | WILKINS | 720A | PVB | 1.000 | 61314 | RIGHT REAR OF BUILDING
3642 | FISHINGER BLVD | 43026-9271 | Active | 50926 | WATTS | 919QT | RP | 1.000 | 3422211 | IN ROOM WITH WATER MAIN
3646 | FISHINGER BLVD | 43026-9271 | Active | 4956210 | WILKINS | 975 | RP | 1.500 | 3422212 | STORAGE ROOM SE CORNER BY METER POPEYES CHICKEN
3667 | FISHINGER BLVD | 43026- | Active | 68009 | WATTS | 009M1QT | RP | 1.500 | 61432 | 3667 IS BACK METER/RISER ROOM AT WATER MTR -OUTSIDE DR
3667 | FISHINGER BLVD | 43026- | Active | XL-0845 | AMES | 300-GV | DCDA | 8.000 | 3629349 | IN 3667 BACK MTR/RISER ROOM -OUTSIDE DR
3667 | FISHINGER BLVD | 43026- | Active | 75886 | AMES | 2000BM3 | DC | 0.750 | 3656293 | IN 3667 BACK MTR/RISER ROOM -OUTSIDE DR
3670 | FISHINGER BLVD | 43026 | Active | 4976742 | WILKINS | 975XL2 | RP | 1.500 | 90664 | -MID N WALL BY SINK AT WATER MTR CHIPOTLE
3693 | FISHINGER BLVD | 43026-9552 | Active | 4661717 | WILKINS | 975XL2 | RP | 1.500 | 61482 | SW OFFICE AT WATER METER
3703 | FISHINGER BLVD | 43026-7501 | Active | 273339 | WATTS | 009 | RP | 1.000 | 61537 | BACK ROOM SOUTH
3703 | FISHINGER BLVD | 43026-7501 | Not Required by DOW | T205087 | WILKINS | 720A | PVB | 0.750 | 100493 | R/O BUILDING
3707 | FISHINGER BLVD | 43026-7501 | Active | 129492 | WATTS | LF009M3QT | RP | 0.750 | 61541 | AT WATER METER
3711 | FISHINGER BLVD | 43026-7501 | Removed | 60576REM | WATTS | 009QT | RP | 1.000 | 61554 | ***REMOVED** ABOVE WATER METER N.W. CORNER OF BUILDING (KITCHEN)
3711 | FISHINGER BLVD | 43026-7501 | Removed | T065562REM | WILKINS | 720A | PVB | 1.000 | 61555 | ***REMOVED*** OUTSIDE OF BLDG NW SIDE
3711 | FISHINGER BLVD | 43026-7501 | Active | 207853 | WATTS | LF009M2QT | RP | 1.000 | 3648760 | IN HOT BOX SE OF PROPERTY AT WATER METER
3721 | FISHINGER BLVD | 43026-7501 | Active | A01482 | WATTS | 009M2-FP | RP | 1.500 | 61585 | AT WATER METER --DRY STORAGE ROOM
3770 | FISHINGER BLVD | 43026-8549 | Active | A15921 | WATTS | 009M2QT | RP | 1.000 | 90469 | WATER METER
3880 | FISHINGER BLVD | 43026-9551 | Removed | 101595REM | WILKINS | 975 | RP | 2.000 | 62022 | REMOVED - Saturn West above meter at fire riser
3880 | FISHINGER BLVD | 43026-9551 | Removed | REM2A107679 | AMES | 2000SS | DC | 3.000 | 62024 | REMOVED - Saturn West above meter at fire riser
3880 | FISHINGER BLVD | 43026-9551 | Removed | REM109569 | WILKINS | 975 | RP | 2.000 | 62025 | REMOVED - Saturn West 15' HIGH AT END OF CAR WASH
3880 | FISHINGER BLVD | 43026-9551 | Active | 29902 | WATTS | 919QT | RP | 2.000 | 3622667 | MECHANICAL ROOM
3880 | FISHINGER BLVD | 43026-9551 | Not Required by DOW | 60728 | WATTS | 919QT | RP | 0.750 | 3622728 | WATER HEATER ROOM / ABOVE CEILING
3880 | FISHINGER BLVD | 43026-9551 | Not Required by DOW | 59140 | WATTS | 919QT | RP | 1.000 | 3622729 | MECHANICAL ROOM
3880 | FISHINGER BLVD | 43026-9551 | Active | 77114 | AMES | 2000B | DC | 0.750 | 3622735 | METER ROOM
3880 | FISHINGER BLVD | 43026-9551 | Active | 1898600816 | AMES | 3000SS | DCDA | 4.000 | 3622736 | METER ROOM
1130 | FISHINGER RD | 43221-2371 | Active | 4422599 | WILKINS | 975XL | RP | 0.750 | 3422218
1130 | FISHINGER RD | 43221-2371 | Due Install |  |  |  | RP | 0.750 | 3641405
1225 | FISHINGER RD | 43221-2303 | Active | EAJ6022 | WILKINS | 720A | PVB | 0.750 | 3422221
1231 | FISHINGER RD | 43221-2303 | Active | 59162 | WATTS | 919QT | RP | 0.750 | 3611695 | IN BASEMENT ABOVE METER
1340 | FISHINGER RD | 43221-2306 | Active | 173273 | WATTS | 009QT | RP | 2.000 | 54746 | MECHANICAL ROOM
1560 | FISHINGER RD | 43221-2108 | Active | 4974383 | WILKINS | 975XL2 | RP | 1.000 | 3422252 | METER UNDER STARIS. BACK DOOR, DOWN STARIS, THROUGH SMALL ELECTRICAL DR
1570 | FISHINGER RD | 43221 | Active | 237012 | WATTS | LF009M2QT | RP | 1.000 | 3651039 | IN HOT BOX S OF SE CORNER 1560 BLDG FOR BACK BLDG
1580 | FISHINGER RD | 43221-2107 | Not Required by DOW | 314094 | WATTS | 909QT | RP | 0.750 | 55460 | IN MOP ROOM AT SE SIDE OF BLDG
1580 | FISHINGER RD | 43221-2107 | Not Required by DOW | 494836 | WILKINS | 975XL | RP | 0.750 | 55461 | NE BASEMENT CORNER WITH AIR COMPRESSOR, BLDG 1580
1580 | FISHINGER RD | 43221-2107 | Not Required by DOW | A15334 | WATTS | 009M3QT | RP | 0.750 | 90865 | 2ND FLOOR NW OFFICE ABOVE WATER HEATER
1580 | FISHINGER RD | 43221-2107 | Active | 4973014 | WILKINS | 975 | RP | 0.750 | 3632948 | UNDER STEPS N WALL CENTER
1600 | FISHINGER RD | 43221-2114 | Not Required by DOW | 86873 | WATTS | 009M2QT | RP | 1.000 | 3579580 | 1600 BUILDING, IN ELECTRICAL ROOM
1600 | FISHINGER RD | 43221-2114 | Active | 246075 | WATTS | LF009M2QT | RP | 1.000 | 3626577 | IN HOT BOX AT WATER METER SW OF 1600 BLDG
1610 | FISHINGER RD | 43221-2104 | Active | 411308 | WATTS | 909QT | RP | 0.750 | 55605 | MECHANICAL ROOM ABOVE THE HOT WATER HEATER
1615 | FISHINGER RD | 43221-2103 | Active | CG688 | APOLLO/CONBRACO | 40205A2 | RP | 1.000 | 55612 | MECH/FURN ROOM AT WATER METER ON DOM LINE
1615 | FISHINGER RD | 43221-2103 | Active | 21329 | WATTS | LF719QT | DC | 1.000 | 3638251 | MID W MECH/FURN ROOM ON FIRE LINE AT WATER METER
1670 | FISHINGER RD | 43221-1420 | Active | 41318 | AMES | 2000B | DC | 1.000 | 3422259 | In utility room of basement. Device is for sprinkler system n elevator shaft.
1670 | FISHINGER RD | 43221-1420 | Due Install |  |  |  | RP | 1.000 | 3646181
2136 | FISHINGER RD | 43221- | Not Required by DOW | G086402 | WILKINS | 720A | PVB | 0.750 | 97040 | 2140 FISHINGER, FRONT CENTER OF BLDG
2136 | FISHINGER RD | 43221- | Active | 56376 | WATTS | 919QT | RP | 1.000 | 3635090 | UNDER SINK IN KITCHEN PRESCHOOL
2346 | FISHINGER RD | 43221-1251 | Active | 606945 | RAINBIRD | 100 | PVB | 1.000 | 58035 | RIGHT OF GAS METER
2381 | FISHINGER RD | 43221-1250 | Active | H123656 | FEBCO | 765 | PVB | 1.000 | 90294 | LEFT SIDE OF HOUSE
2716 | FISHINGER RD | 43221-1127 | Active | CB729876 | WILKINS | 720A | PVB | 1.000 | 59078 | REAR OF HSE WEST SIDE MIDDLE SITS HIGH
7104 | FITZGERALD RD | 43017 | Active | CAB40373 | Wilkins | 720A | PVB | 1.000 | 3422434 | Left side of the house
7223 | FITZWILLIAM DR | 43017-2407 | Active | 877688 | WILKINS | 720A | PVB | 1.000 | 71652 | REAR OF HOUSE
5985 | FIVE BOROUGHS RD | 43081 | Active | EAD4318 | WILKINS | 720 | PVB | 0.750 | 3634954 | LEFT SIDE
6817 | FLAG CENTER DR | 43229- | Active | 23032 | WATTS | 919AQT | RP | 0.750 | 70752 | IN 6833 DAYCARE -STORAGE THRU TODDLER ROOM AT PRIVATE SUB MTR
6817 | FLAG CENTER DR | 43229- | Active | 32629 | WATTS | 919AQT | RP | 0.750 | 102687 | IN 6833 DAYCARE -E BATHROOM UNDER SINK
6817 | FLAG CENTER DR | 43229- | Due Install |  |  |  | RP | 1.500 | 3633210
5074 | FLAGSTAFF CT | 43026-9196 | Active | T475367 | WILKINS | 720A | PVB | 0.750 | 95723 | LEFT SIDE
1672 | FLAT ROCK CT | 43235-2002 | Active | EAL3424 | WILKINS | 720A | PVB | 0.750 | 94170 | LEFT SIDE OF HOME
5742 | FLATIRON RD | 43081 | Active | T385443 | WILKINS | 720A | PVB | 0.750 | 3649224 | RIGHT SIDE OF HOUSE
5746 | FLATIRON RD | 43081 | Active | EAE8915 | WILKINS | 720 | PVB | 0.750 | 3648643 | RIGHT SIDE
5762 | FLATIRON RD | 43081 | Active | EAJ6472 | WILKINS | 720A | PVB | 0.750 | 3648680 | .LEFT SIDE OF HOUSE
6879 | FLATLANDS RD | 43081 | Active | T385655 | WILKINS | 720A | PVB | 0.750 | 3649214 | LEFT SIDE OF HOUSE
5582 | FLINT CREEK AV | 43026- | Active | FC-0090 | WATTS | 909 | RP | 6.000 | 87947 | SMALLER WHITE METER HSE (15' SE OF LARGER BLDG) N OF DUMPSTRS/COMPACTOR
5582 | FLINT CREEK AV | 43026- | Not Required by DOW | A150989 | WILKINS | 720A | PVB | 0.750 | 93193 | RIGHT SIDE OF BUILDING
5980 | FLORA VILLA DR | 43085-3353 | Active | 4003495 | WILKINS | 975 | RP | 0.750 | 3422666 | S/W CORNER
3699 | FLORIAN DR | 43219-3003 | Active | BK8131 | FEBCO | 745 | PVB | 0.750 | 61486 | LEFT SIDE OF HOUSE
2500 | FLORIBUNDA DR | 43209-3114 | Active | EAE7944 | WILKINS | 720A | PVB | 1.000 | 90296 | FRONT OF HOUSE
2618 | FLORIBUNDA DR | 43209-3118 | Active | 63840 | WATTS | 919QT | RP | 0.750 | 3422809 | BASEMENT BY FURNACE
2748 | FLORIBUNDA DR | 43209-3120 | Active | T131830 | WILKINS | 720A | PVB | 0.750 | 103126 | FRONT OF HOUSE
7086 | FODOR RD | 43054-8330 | Active | T084780 | WILKINS | 720A | PVB | 0.750 | 101902 | RIGHT SIDE OF HOUSE
7087 | FODOR RD | 43054-9469 | Active | 665715 | FEBCO | 765 | PVB | 0.750 | 71394 | RT SIDE
7135 | FODOR RD | 43054-9469 | Active | T374881 | WILKINS | 720A | PVB | 1.000 | 71478 | LEFT FRONT
7142 | FODOR RD | 43054-9467 | Active | 151919 | WILKINS | 420 | PVB | 1.000 | 71493 | RIGHT OF FRONT DOOR
7143 | FODOR RD | 43054-9469 | Active | T304237 | WILKINS | 720A | PVB | 0.750 | 71495 | LT SIDE
7150 | FODOR RD | 43054-9467 | Active | A072863 | WILKINS | 720A | PVB | 0.750 | 71507 | LEFT HAND SIDE OF HOUSE
7155 | FODOR RD | 43054-9470 | Active | T023630 | WILKINS | 720A | PVB | 0.750 | 71511 | NEXT TO GARAGE DOOR
7176 | FODOR RD | 43054-9468 | Active | H072151 | FEBCO | 765 | PVB | 0.750 | 71546 | RIGHT FRONT
7187 | FODOR RD | 43054-9470 | Active | 954407 | WILKINS | 720A | PVB | 0.750 | 71564 | L/SIDE OF HSE
7188 | FODOR RD | 43054-9468 | Active | T272826 | WILKINS | 720A | PVB | 0.750 | 71567 | LEFT CENTER
7200 | FODOR RD | 43054-9468 | Active | A006720 | WILKINS | 720 | PVB | 0.750 | 95344 | RIGHT FRONT
7203 | FODOR RD | 43054-8407 | Active | 542768 | WILKINS | 720A | PVB | 0.750 | 91821 | BACK OF HOUSE
7272 | FODOR RD | 43054- | Active | 12529 | WATTS | 919QT | RP | 1.500 | 99151 | 5185 SULGRAVE MAINTENANCE SHOP
7272 | FODOR RD | 43054- | Active | AG7272A | XX | XX | AG | 0.000 | 102082 | 5203 SULGRAVE MAINTENANCE SHOP
7272 | FODOR RD | 43054- | Due Install |  |  |  | RP | 6.000 | 3638384
7380 | FODOR RD | 43054- | Active | 2000962 | AMES | 2000SS | DC | 4.000 | 71874 | METER ROOM NORTH - 5179 HAMPSTEAD VILLAGE
7380 | FODOR RD | 43054- | Active | 324270 | WATTS | 909M1QT | RP | 2.000 | 71875 | NW COURNER OF BUILDING - 5143 HAMPSTEAD VILLAGE
7380 | FODOR RD | 43054- | Active | 334054 | WATTS | 009PCQT | RP | 2.000 | 71876 | SW CORNER OF BUILDING - 5161 HAMPSTEAD VILLAGE WAY
7380 | FODOR RD | 43054- | Active | 338332 | WATTS | 909M1QT | RP | 2.000 | 71877 | N METER ROOM-REAR OF BUILDING - 5179 HAMPSTEAD VILLAGE
7380 | FODOR RD | 43054- | Active | 9911151355 | FEBCO | 870 | DC | 6.000 | 71878 | MECHANICAL ROOM - 5143 HAMPSTEAD VILLAGE
7380 | FODOR RD | 43054- | Removed | 57863REM | WATTS | 800M4QT | PVB | 0.750 | 75014 | DELI-BOARS HEAD BY SINK - 5161 HAMPSTEAD VILLAGE WAY
7380 | FODOR RD | 43054- | Removed | 61175 | WATTS | 008PCQT | PVB | 0.500 | 75015 | DELI ROTISSERIE AREA BY SINK - 5161 HAMPSTEAD VILLAGE WAY
7380 | FODOR RD | 43054- | Active | 61324 | WATTS | 008PCQT | PVB | 0.500 | 99079 | PRODUCE @ SINK - 5161 HAMPSTEAD VILLAGE WAY
7380 | FODOR RD | 43054- | Active | 27910 | WATTS | 008PCQT | PVB | 0.500 | 101962 | MEN'S ROOM FRONT - 5161 HAMPSTEAD VILLAGE WAY
7380 | FODOR RD | 43054- | Active | 02231 | WATTS | 008PCQT | PVB | 0.500 | 101963 | WOMEN'S RESTROOM FRONT - 5161 HAMPSTEAD VILLAGE WAY
7380 | FODOR RD | 43054- | Active | 55305 | AMES | 2000BM3 | DC | 0.750 | 3638382 | Receiving Area of Krogers - 5161 Hampstead way
7380 | FODOR RD | 43054- | Active | TA-2027 | AMES | COLT 300 | DCDA | 6.000 | 3652310 | IN RECEIVING AREA IN KROGER BY SPRINKLER RISER
7380 | FODOR RD | 43054- | Due Install |  |  |  | RP | 3.000 | 3652340
7380 | FODOR RD | 43054- | Due Install |  |  |  | DCDA | 6.000 | 3656768
7400 | FODOR RD | 43054-8607 | Active | 455763 | WILKINS | 975XL | RP | 1.500 | 71912 | BY WATER METER NORTH CORNER OF BUILDING
7400 | FODOR RD | 43054-8607 | Not Required by DOW | 9598 | FEBCO | 765 | PVB | 1.000 | 71913 | OUTSIDE - WEST SIDE (SERIAL # EG9598)
1101 | FOLKESTONE RD | 43220-3707 | Not Required by DOW | [5 empty] | 3422959
2764 | FOLKSTONE RD | 43220-4219 | Active | 500455 | WILKINS | 720A | PVB | 0.750 | 90297 | RIGHT SIDE
4015 | FONDORF DR | 43228-1025 | Due Install |  |  |  | RP | 0.750 | 3422978 | IN WATER/FURANCE ROOM
4015 | FONDORF DR | 43228-1025 | Due Install |  |  |  | DCDA | 8.000 | 3651270 | RIGHT OF FRONT DOOR
4040 | FONDORF DR | 43228-1026 | Active | 30322C | WILKINS | 375AST | RP | 3.000 | 3422979 | WAREHOUSE WEST WALL
4040 | FONDORF DR | 43228-1026 | Not Required by DOW | 062992 | WATTS | LF909QT | RP | 1.000 | 3650163 | BOILER EAST WALL
4040 | FONDORF DR | 43228-1026 | Active | 4912971 | WILKINS | 975XL2 | RP | 1.500 | 3651294 | South warehouse office wall
4040 | FONDORF DR | 43228-1026 | Active | 1011680721 | AMES | 3000SS | DCDA | 6.000 | 3651301 | WAREHOUSE WEST WALL
4040 | FONDORF DR | 43228-1026 | Active | 31476 | WATTS | 007M1-QT | DC | 0.750 | 3651302 | WAREHOUSE WEST WALL
4051 | FONDORF DR | 43228-1025 | Active | 447577 | WATTS | 909M1QT | RP | 1.500 | 62771 | N.E. CORNER OF MAIN BLDG
4051 | FONDORF DR | 43228-1025 | Removed | 506546REM | WATTS | 909QT | RP | 1.000 | 62772 | ABOVE COOLING TOWER SUMP TANK
4051 | FONDORF DR | 43228-1025 | Removed | 511002REM | WATTS | 909QT | RP | 0.750 | 62773 | MEZZANINE ABOVE CHILLERS
4051 | FONDORF DR | 43228-1025 | Due Install |  |  |  | RP | 8.000 | 3638542 | MTR IN PIT COMBO MTR..*SD*
1843 | FONTENAY CT | 43235-7317 | Active | 90871 | WATTS | 800QT | PVB | 0.750 | 90298 | LEFT SIDE
1897 | FONTENAY CT | 43235-7317 | Removed | T079809REM | WILKINS | 720A | PVB | 0.750 | 90300 | ***REMOVED***FRONT OF HOUSE
2060 | FONTENAY PL | 43220-6256 | Active | A133496 | WILKINS | 720A | PVB | 0.750 | 89463 | RIGHT SIDE
2065 | FONTENAY PL | 43220-6300 | Active | F005838 | WILKINS | 720A | PVB | 0.750 | 97519 | FRONT OF HOUSE
2072 | FONTENAY PL | 43220-6256 | Active | H517455 | FEBCO | 765 | PVB | 0.750 | 96106 | LEFT SIDE OF HOUSE
2073 | FONTENAY PL | 43220-6300 | Active | A133536 | WILKINS | 720A | PVB | 0.750 | 89464 | RIGHT SIDE
2082 | FONTENAY PL | 43220 | Active | H429789 | FEBCO | 765 | PVB | 0.750 | 91116 | REAR OF HOUSE
2083 | FONTENAY PL | 43220-6300 | Active | H461652 | FEBCO | 765 | PVB | 0.750 | 93359 | LEFT FRONT OF HOUSE
2092 | FONTENAY PL | 43220-6256 | Active | F021208 | WILKINS | 720A | PVB | 0.750 | 97985 | RIGHT SIDE OF HOUSE
2093 | FONTENAY PL | 43220-6300 | Active | CB547295 | WILKINS | 720A | PVB | 0.750 | 92614 | RIGHT SIDE OF HOUSE
2102 | FONTENAY PL | 43220 | Active | H743240 | FEBCO | 765 | PVB | 0.750 | 3602706 | RIGHT SIDE OF HOUSE
2103 | FONTENAY PL | 43220 | Active | H628805 | FEBCO | 765 | PVB | 0.750 | 101146 | RIGHT SIDE OF HOUSE
5031 | FOREST DR | 43054-7088 | Active | 112572 | WATTS | 009QT | RP | 1.500 | 65774 | MECH ROOM AT WATER METER
5040 | FOREST DR | 43054 | Active | 60655 | AMES | 2000B | DC | 0.750 | 99841
5040 | FOREST DR | 43054 | Active | 1692520609 | AMES | 3000SS | DCDA | 8.000 | 100042 | MECHANIC ROOM
5040 | FOREST DR | 43054 | Not Required by DOW | 626724 | WATTS | 909HWQT | RP | 1.000 | 100044 | MECHANIC ROOM
5040 | FOREST DR | 43054 | Active | 190029 | WATTS | 909 | RP | 3.000 | 100045 | MECHANIC ROOM
5040 | FOREST DR | 43054 | Removed |  |  |  | LPC |  | 3639199 | DOMESTIC PUMP -
5040 | FOREST DR | 43054 | Removed |  |  |  | LST |  | 3639200 | FIRE BOOSTER PUMP
5051 | FOREST DR | 43054-8181 | Active | A04903 | WATTS | 009 | RP | 1.500 | 92495 | SOUTH CENTER MECHANICAL ROOM
5071 | FOREST DR | 43054-8181 | Active | 113579 | WATTS | 009M2QT | RP | 1.500 | 65913 | MECHANICAL ROOM AT WATER METER
5095 | FOREST DR | 43054 | Active | R18H009 | BEECO | RP | RP | 3.000 | 3635679
5095 | FOREST DR | 43054 | Not Required by DOW | 16B029 | BEECO | FRP | RP | 1.000 | 3636210
5095 | FOREST DR | 43054 | Not Required by DOW | 42405 | WATTS | LF719QT | DC | 0.750 | 3636211 | KITCHEN
5095 | FOREST DR | 43054 | Active | SC1183 | AMES | COLT 300 | DCDA | 6.000 | 3636275 | EAST SIDE MECH RM
5095 | FOREST DR | 43054 | Active | 51184 | AMES | 2000B | DC | 0.750 | 3636276 | EAST SIDE MECH RM
5101 | FOREST DR | 43054-8215 | Active | 108235 | WATTS | 009QT | RP | 1.500 | 66030 | MECH ROOM AT WATER METER
5121 | FOREST DR | 43054-7085 | Not Required by DOW | H009209 | FEBCO | 765 | PVB | 1.500 | 66084 | FRONT RIGHT CORNER
5121 | FOREST DR | 43054-7085 | Active | 115734 | WATTS | 009M1PCQT | RP | 1.500 | 66085 | MECH ROOM AT WATER METER
5161 | FOREST DR | 43054 | Not Required by DOW | BQ74329 | WILKINS | 375XL | RP | 1.000 | 3616762 | MECH RM BY ELEVATOR
5161 | FOREST DR | 43054 | Active | 4205495 | WILKINS | 975XL | RP | 1.500 | 3618140 | WATER ROOM WEST OF ELEVATOR
5161 | FOREST DR | 43054 | Active | 18856 | AMES | 3000 | DCDA | 4.000 | 3636020 | ON FIRE LINE
5161 | FOREST DR | 43054 | Active | 75738 | AMES | 2000B | DC | 0.750 | 3636021 | ON FIRE LINE
5211 | FOREST DR | 43054 | Active | 194773 | WATTS | 909 | RP | 3.000 | 103987 | NE MECHANICAL ROOM AT METER
5211 | FOREST DR | 43054 | Active | 194285 | WATTS | 909 | RP | 3.000 | 103988 | NE MECHANICAL ROOM AT METER
5211 | FOREST DR | 43054 | Active | LI-0608 | AMES | COLT 300GV | DCDA | 8.000 | 103989 | NE MECHANICAL ROOM
5211 | FOREST DR | 43054 | Active | 23899 | AMES | 2000BM3 | DC | 0.750 | 103990 | NE MECHANICAL ROOM0
5211 | FOREST DR | 43054 | Not Required by DOW | 16012 | WATTS | 919QT | RP | 1.500 | 104044 | SPRINKLER ROOM
5216 | FOREST DR | 43054 | Active | 042355 | WATTS | 009M2QT | RP | 1.500 | 3624325 | ABOVE GROUND IN HOT BOX
5216 | FOREST DR | 43054 | Active | 11644 | WATTS | 774 | DC | 6.000 | 3624326 | IN METER PIT
5216 | FOREST DR | 43054 | Active | 26656 | WATTS | 007M1QT | DC | 0.750 | 3624327 | IN METER PIT
5216 | FOREST DR | 43054 | Not Required by DOW | 4247903 | WILKINS | 975XL | RP | 1.000 | 3625094 | INSIDE PLUMBING ROOM
5216 | FOREST DR | 43054 | Not Required by DOW | 191999 | AMES | 3000SS | DCDA | 4.000 | 3635513 | INSIDE PLUMBING ROOM
5216 | FOREST DR | 43054 | Not Required by DOW | 78478 | AMES | 2000B | DC | 0.750 | 3635514 | INSIDE PLUMBING ROOM
5220 | FOREST DR | 43054 | Active | 1854400115 | AMES | 3000SS | DCDA | 8.000 | 3616931 | S HALLWAY WATER RM
5220 | FOREST DR | 43054 | Not Required by DOW | 4111116 | WILKINS | 975XL | RP | 1.500 | 3616950 | POOL MECHANICAL ROOM
5220 | FOREST DR | 43054 | Active | X32861 | WILKINS | 375A | RP | 3.000 | 3616951 | S HALLWAY WATER RM
5220 | FOREST DR | 43054 | Active | 32862 | WILKINS | 375A | RP | 3.000 | 3616952 | MECHANICAL ROOM
5220 | FOREST DR | 43054 | Not Required by DOW | 4059826 | WILKINS | 975 | RP | 1.500 | 3616953 | S MECHANICAL RM
5220 | FOREST DR | 43054 | Active | 73668 | AMES | 2000B | DC | 0.750 | 3616954 | S HALLWAY WATER RM
5220 | FOREST DR | 43054 | LPS - Active |  |  |  | LST | 1.500 | 3636742 | S MECHANICAL RM
5382 | FOREST GLEN DR | 43123-9241 | Active | F005847 | WILKINS | 720A | PVB | 0.750 | 97739 | R.H. side
5557 | FOREST GLEN DR | 43123-9258 | Active | H008978 | FEBCO | 765 | PVB | 0.750 | 67296 | SOUTH SIDE OF HOUSE
5560 | FOREST GLEN DR | 43123-9407 | Active | F022319 | WILKINS | 720A | PVB | 0.750 | 98644 | RIGHT SIDE OF HOUSE
5701 | FOREST GROVE AVE | 43081-7842 | Active | 2223897 | WILKINS | 420 | PVB | 1.000 | 67664 | RIGHT OF FRONT DOOR
5578 | FOREST HILLS BLVD | 43231-2917 | Active | 4508583 | WILKINS | 975XL | RP | 0.750 | 67326 | 5550 ARTURO COURT, BASEMENT NW CORNER IN CLOSET
5665 | FOREST HILLS BLVD | 43231-2970 | Active | W047104 | WILKINS | 975XLBMS | RP | 1.000 | 67728 | 5665 FOREST HILLS BLVD, SPRINKLER ROOM
5665 | FOREST HILLS BLVD | 43231-2970 | Active | V19894 | WILKINS | 350 | DC | 4.000 | 96979 | 5665 FOREST HILLS BLVD, NORTHWEST MECH ROOM
5665 | FOREST HILLS BLVD | 43231-2970 | Active | 3018737 | WILKINS | 950XLD | DC | 0.750 | 96980 | 5665 FOREST HILLS BLVD, NORTHWEST MECH ROOM
5707 | FOREST HILLS BLVD | 43231-2990 | Active | 324031 | WATTS | 009QT | RP | 0.500 | 67680 | KITCHEN/ BAR AREA
5707 | FOREST HILLS BLVD | 43231-2990 | Active | 21893C | WILKINS | 375AST | RP | 3.000 | 3635739 | NE STORAGE ROOM AT METER SETTING
5707 | FOREST HILLS BLVD | 43231-2990 | Active | 16591 | WILKINS | 350 | DCDA | 6.000 | 3640867
5707 | FOREST HILLS BLVD | 43231-2990 | Active | HC31366 | WILKINS | 350 | DC | 0.750 | 3640868
5795 | FOREST HILLS BLVD | 43231- | Active | 3FN1777 | AMES | 3000SS | DCDA | 6.000 | 67969 | METER PIT
5795 | FOREST HILLS BLVD | 43231- | Active | 37064 | WATTS | 007QT | DC | 0.750 | 67971 | METER PIT
5795 | FOREST HILLS BLVD | 43231- | Active | YL-4062 | WATTS | 957 | RP | 3.000 | 3635345 | IN HOT BOX AT PIT
5865 | FOREST HILLS BLVD | 43231-2948 | Active | 4552224 | WILKINS | 975XL2 | RP | 0.750 | 3423420 | BASEMENT
5547 | FOREST KNOLL CT | 43017-8246 | Active | T471088 | WILKINS | 720A | PVB | 1.000 | 67207 | RIGHT SIDE
5581 | FOREST KNOLL CT | 43017 | Active | 209207 | WILKINS | 720A | PVB | 0.750 | 67329 | EAST SIDE OF HOUSE
5591 | FOREST KNOLL CT | 43017-8246 | Active | 779733 | WILKINS | 720A | PVB | 0.750 | 90303 | FRONT
5591 | FOREST KNOLL CT | 43017-8246 | Active | 673063 | WILKINS | 720A | PVB | 0.750 | 91158 | REAR
7589 | FOREST KNOLL DR | 43017-8272 | Active | 290365 | WATTS | 800M4QT | PVB | 0.750 | 72281 | LEFT FRONT
7599 | FOREST KNOLL DR | 43017 | Active | H516815 | FEBCO | 765 | PVB | 0.750 | 95971 | RIGHT REAR OF HOUSE
7621 | FOREST KNOLL DR | 43017-8249 | Active | CB179854 | WILKINS | 720A | PVB | 1.000 | 72354 | RIGHT SIDE OF HOUSE
7635 | FOREST KNOLL DR | 43017 | Active | CAA76456 | WILKINS | 720A | PVB | 1.000 | 72380 | LEFT FRONT
7649 | FOREST KNOLL DR | 43017-8249 | Active | H560453 | FEBCO | 765 | PVB | 0.750 | 97563 | right side of house
7663 | FOREST KNOLL DR | 43017 | Active | F031607 | WILKINS | 720A | PVB | 0.750 | 72449 | NORTH SIDE OFF HOUSE
7675 | FOREST KNOLL DR | 43017-8249 | Active | 036176 | WATTS | 800M4QT | PVB | 1.000 | 72479 | LEFT SIDE OF HOUSE
7686 | FOREST KNOLL DR | 43017-8248 | Active | 4987 | APOLLO/CONBRACO | 4050402 | PVB | 0.750 | 72510 | SOUTH WEST SIDE OF HOUSE
7691 | FOREST KNOLL DR | 43017-8249 | Active | 279683 | WILKINS | 720A | PVB | 0.750 | 72527 | LEFT SIDE OF HOUSE
7703 | FOREST KNOLL DR | 43017-8271 | Active | F059232 | WILKINS | 720A | PVB | 1.000 | 72582 | LT SIDE
7121 | FOREST RUN CT | 43017-1015 | Active | 375462 | WILKINS | 720A | PVB | 0.750 | 71462 | SOUTHEAST CORNER OF OUTSIDE OF HOUSE
7144 | FOREST RUN CT | 43017-1015 | Active | 11441 | WATTS | 800M4QT | PVB | 0.750 | 90304 | LEFT SIDE
5151 | FOREST RUN DR | 43017-1013 | Active | T059901 | WILKINS | 720 | PVB | 0.750 | 3423459 | RIGHT SIDE
5162 | FOREST RUN DR | 43017-1011 | Active | 34590 | WILKINS | 720A | PVB | 0.750 | 66214 | NW CORNER OF HOUSE
5168 | FOREST RUN DR | 43017-1011 | Active | H671431 | FEBCO | 765 | PVB | 0.750 | 90305 | LEFT SIDE
5169 | FOREST RUN DR | 43017-1013 | Active | ED2344 | FEBCO | 765 | PVB | 1.000 | 90306 | LEFT SIDE OF HOUSE
5174 | FOREST RUN DR | 43017-1011 | Active | 32135 | WATTS | 800QT | PVB | 0.750 | 66236 | S.E. CORNER OF BUILDING
5175 | FOREST RUN DR | 43017-1013 | Active | G046642 | WILKINS | 720A | PVB | 0.750 | 89178 | LEFT SIDE
5181 | FOREST RUN DR | 43017-1013 | Active | GO45467 | WILKINS | 720A | PVB | 0.750 | 87742 | BACK OF HOUSE
5186 | FOREST RUN DR | 43017-1011 | Active | G208461 | WILKINS | 720A | PVB | 0.750 | 95058 | FRONT OF HOUSE
5192 | FOREST RUN DR | 43017-1011 | Active | G24243 | WILKINS | 720A | PVB | 0.750 | 66281 | FRONT - RIGHT OF FRONT DOOR
5198 | FOREST RUN DR | 43017-1011 | Active | H088372 | FEBCO | 765 | PVB | 0.750 | 66294 | RIGHT FRONT
5204 | FOREST RUN DR | 43017-1009 | Active | 311060 | WILKINS | 720A | PVB | 0.750 | 103136 | LEFT FRONT
5205 | FOREST RUN DR | 43017-1013 | Active | 117442 | WILKINS | 420 | PVB | 1.000 | 66402 | FRONT LEFT OF FRONT DOOR
5211 | FOREST RUN DR | 43017-1013 | Active | 056193 | WATTS | 800M4QT | PVB | 0.750 | 66421 | EAST SIDE OF HOUSE
5216 | FOREST RUN DR | 43017-1009 | Active | T361578 | WILKINS | 720A | PVB | 0.750 | 98545 | LEFT FRONT
5217 | FOREST RUN DR | 43017-1013 | Active | F022346 | WILKINS | 720A | PVB | 0.750 | 87414 | RIGHT FRONT
5222 | FOREST RUN DR | 43017-1009 | Active | T205070 | WILKINS | 720A | PVB | 0.750 | 3423467 | RIGHT SIDE OF HOUSE
5223 | FOREST RUN DR | 43017-1013 | Active | A150976 | WILKINS | 720A | PVB | 0.750 | 87339 | RIGHT HAND SIDE
5228 | FOREST RUN DR | 43017 | Removed | A151038REM | WILKINS | 720A | PVB | 0.750 | 87338 | FRONT OF HOUSE
5234 | FOREST RUN DR | 43017-1009 | Active | EAA0524 | WILKINS | 720 | PVB | 0.750 | 3423468 | RIGHT SIDE OF HOUSE
5235 | FOREST RUN DR | 43017-1013 | Active | A151094 | WILKINS | 720A | PVB | 0.750 | 87593 | LEFT FRONT
5246 | FOREST RUN DR | 43017-1009 | Active | 426979 | WILKINS | 720A | PVB | 0.750 | 66482 | RIGHT SIDE OF HOUSE
5252 | FOREST RUN DR | 43017-1009 | Active | G212883 | WILKINS | 720A | PVB | 0.750 | 95360 | LEFT SIDE OF HOUSE
5258 | FOREST RUN DR | 43017-1010 | Active | T434052 | WILKINS | 720A | PVB | 0.750 | 3423470 | FRONT OF HOUSE
5270 | FOREST RUN DR | 43017-1010 | Active | T396529 | WILKINS | 720A | PVB | 1.000 | 66533 | RIGHT HAND SIDE
5276 | FOREST RUN DR | 43017-1010 | Active | G251954 | WILKINS | 720A | PVB | 0.750 | 99092 | RIGHT FRONT
5282 | FOREST RUN DR | 43017-1010 | Active | T278467 | WILKINS | 720A | PVB | 1.000 | 3423472 | LEFT SIDE OF FRONT DOOR
5294 | FOREST RUN DR | 43017-1010 | Active | ED2412 | FEBCO | 765 | PVB | 1.000 | 90307 | RIGHT CENTER
362 | FOREST ST | 43206-2222 | Active | 2871721 | WILKINS | 975XLBMS | RP | 1.500 | 96261 | WEST UNIT BASEMENT MECH ROOM
752 | FOREST ST | 43206- | Active | 4710162 | WILKINS | 975XL2 | RP | 0.750 | 3423195 | 1ST FL BATHROOM CLOSET AT WATER METER
164 | FOREST ST | 43206-1824 | Active | 345442 | WATTS | 800CMQT | PVB | 0.750 | 101416 | RIGHT SIDE
5049 | FOREST TR | 43230-4217 | Active | 3933391 | WILKINS | 975XL | RP | 0.750 | 3423248 | FRONT RIGHT BY GAS BY DECK ACCESS OFF PLYMOUTROCK CT
5850 | FORESTVIEW DR | 43213-2112 | Active | 408575 | RAINBIRD | 100 | RP | 0.750 | 90308 | BASEMENT
5955 | FORESTVIEW DR | 43213-2114 | Active | T038484 | WILKINS | 720A | PVB | 0.750 | 100853 | REAR OF HOUSE
6011 | FORESTVIEW DR | 43213-2114 | Active | 34138 | WATTS | 009QT | RP | 1.000 | 68701 | IN BASEMENT
1961 | FORESTWIND DR | 43123-4730 | Active | EAA0704 | WILKINS | 720 | PVB | 0.750 | 3423510 | LEFT SIDE OF HOUSE
6480 | FORFAR LN | 43017 | Active | 287725 | WATTS | 800CMQT | PVB | 0.750 | 70020 | LEFT SIDE OF HOUSE
6494 | FORFAR LN | 43017 | Active | H087017 | FEBCO | 765 | PVB | 1.000 | 70037 | LEFT FRONT CORNER OF HOUSE
30 | FORNOF RD | 43207 | Active | 50947C | WILKINS | 375ASTD | RP | 4.000 | 3658351 | MTR S SIDE
30 | FORNOF RD | 43207 | Active | 11053971223 | AMES | 3000 | DC | 6.000 | 3658352 | MECH ROOM/RISER ROOM
30 | FORNOF RD | 43207 | Active | 33678 | WATTS | 007 | DC | 0.750 | 3658353 | MTR ROOM S SIDE
77 | FORNOF RD | 43207 | Not Required by DOW | 30650 | WATTS | 919 | RP | 1.500 | 3658123 | MECH WATER SERVICE ROOM
77 | FORNOF RD | 43207 | Active | 11036721122 | AMES | 3000SS | DCDA | 8.000 | 3658124 | N/E MECH ROOM
77 | FORNOF RD | 43207 | Active | 87401 | AMES | 2000B | DC | 0.750 | 3658125 | N/E MECH ROOM
77 | FORNOF RD | 43207 | Active | 50005C | WILKENS | 375AST | RP | 6.000 | 3658618 | N/E MECH ROOM
10 | FORNOFF RD | 43207-2416 | Active | ACA8620 | WILKINS | 975XL2 | RP | 1.500 | 53523 | JANITOR SINK ROOM
100 | FORNOFF RD | 43207-2416 | Active | UH-1880 | WATTS | 757 | DCDA | 4.000 | 3624675 | south west corner prep room
100 | FORNOFF RD | 43207-2416 | Active | 224896 | WATTS | 007M3 | DC | 0.750 | 3649555 | south west corner prep room
273 | FORNOFF RD UNIT A | 43207- | Active | 37552 | WATTS | 919QT | RP | 2.000 | 58227 | 2320 S 7TH STREET - ROOM WITH WATER METER N/W CORNER
128 | FORSYTHE AVE | 43201 | Active | TH-0286 | AMES | COLT 400 | RP | 3.000 | 3648233 | HOTBOX IN NORTHWEST CORNER
1313 | FORSYTHE AVE | 43201-3234 | Active | G204731 | WILKINS | 720A | PVB | 0.750 | 3423583 | LEFT SIDE OF HOUSE
1330 | FORSYTHE AVE | 43201-3235 | Active | 185381 | WILKINS | 720A | PVB | 0.750 | 88625 | RIGHT SIDE OF HOUSE
1361 | FORSYTHE AVE | 43201-2712 | Active | 243471 | WATTS | 800M4QT | PVB | 0.750 | 54809 | RIGHT SIDE OF HOUSE
5345 | FORT WARD DR | 43054-7114 | Active | 190524 | WILKINS | 720A | PVB | 0.750 | 104006 | LEFT SIDE OF HOUSE
5350 | FORT WARD DR | 43054-7117 | Active | T520613 | WILKINS | 720A | PVB | 1.000 | 96499 | SW CORNER
5355 | FORT WARD DR | 43054 | Active | G104438 | WILKINS | 720A | PVB | 1.000 | 3599712 | LEFT SIDE OF THE HOUSE
5360 | FORT WARD DR | 43054 | Active | T205062 | WILKINS | 720A | PVB | 0.750 | 3602915 | FRONT LEFT CORNER
5365 | FORT WARD DR | 43054-7114 | Active | H966991 | FEBCO | 765 | PVB | 0.750 | 92397 | LEFT FRONT
5370 | FORT WARD DR | 43054 | Active | T178617 | WILKINS | 720A | PVB | 0.750 | 3603125 | RIGHT SIDE
5375 | FORT WARD DR | 43054-7114 | Active | A133485 | WILKINS | 720A | PVB | 0.750 | 91024 | RIGHT SIDE
5385 | FORT WARD DR | 43054-7114 | Active | G104722 | WILKINS | 720A | PVB | 1.000 | 95871 | RIGHT FRONT
5385 | FORT WARD DR | 43054-7114 | Removed | 11679REM | WATTS | 919AQT | RP | 0.750 | 96081 | IN BASMENT REMOVED
4831 | FOSTERSON DR | 43137 | Inactive | A07513 | FEBCO | 375 | RP | 1.000 | 89223 | 0 USE 6/3/15 CAG. BEHIND SW CORNER PILLAR
1068 | FOUNTAIN LN | 43213 | Due Install |  |  |  | RP | 0.750 | 3603382
1073 | FOUNTAIN LN | 43213-3203 | Due Install |  |  |  | RP |  | 3423676
4449 | FOUNTAIN SQUARE DR | 43224 | Active | ABY2911 | WILKINS | 975XL | RP | 1.000 | 56664 | 2045 MORSE RD -E SIDE OF BLDG D. outside on wall.
4449 | FOUNTAIN SQUARE DR | 43224 | Active | 352690 | WILKINS | 975XLBMS | RP | 1.000 | 89564 | 2045 MORSE, BLDG I 2 BASEMENT BOILER RM ABOVE WATER HEATER
4449 | FOUNTAIN SQUARE DR | 43224 | Active | 207025 | WATTS | 909 CW | RP | 1.000 | 89566 | 2045 MORSE, BLDG F 1ST FL AIR HANDLER/BOILER RM ABOVE AIR COMPRESSOR
4449 | FOUNTAIN SQUARE DR | 43224 | Active | 114763 | WATTS | 009M2QT | RP | 1.000 | 89567 | 2045 MORSE, BLDG F 1ST FL AIR HANDLER/PUMP RM ALONG E WALL NEXT TO BOILER
4449 | FOUNTAIN SQUARE DR | 43224 | Active | W111327 | WILKINS | 975XLBMS | RP | 1.500 | 89568 | 2045 MORSE RD, S SIDE OF BLDG A IN HOT BOX OUTSIDE UNDER STAINLESS BOX
4449 | FOUNTAIN SQUARE DR | 43224 | Active | 606000 | WATTS | 909 QT | RP | 0.750 | 89690 | 2045 MORSE RD, MAINT RM BLDG E 2ND FL IN JANITOR CLOSET
4449 | FOUNTAIN SQUARE DR | 43224 | Active | A04055 | WATTS | 007M3QT | DC | 0.750 | 89691 | 2045 MORSE RD, BLDG I BASEMENT FIRE PUMP RM
4449 | FOUNTAIN SQUARE DR | 43224 | Active | 3KL1487 | AMES | 3000SS | DCDA | 6.000 | 89692 | 2045 MORSE RD, BLDG I BASEMENT FIRE PUMP RM
4449 | FOUNTAIN SQUARE DR | 43224 | Due Install |  |  |  | RP | 8.000 | 3586426
4449 | FOUNTAIN SQUARE DR | 43224 | LPS - Active |  |  |  | LST |  | 3649414 | 2045 MORSE RD, BLDG I BASEMENT FIRE PUMP ROOM
1241 | FOUNTAINE DR | 43221-1519 | Active | 176390 | WILKINS | 720A | PVB | 0.750 | 3423694
1261 | FOUNTAINE DR | 43221-1519 | Active | H158884 | FEBCO | 765 | PVB | 1.000 | 54476 | RIGHT SIDE OF HOUSE
1275 | FOUNTAINE DR | 43221-1519 | Active | CAA76652 | WILKINS | 720A | PVB | 1.000 | 90310 | LEFT SIDE
1289 | FOUNTAINE DR | 43221-1519 | Active | 04889 | WATTS | 800QT | PVB | 0.750 | 90311 | RIGHT SIDE
1301 | FOUNTAINE DR | 43221-1521 | Active | H023246 | FEBCO | 765 | PVB | 0.750 | 100822 | FRONT OF HOUSE RIGHT OF FRONT DOOR
1315 | FOUNTAINE DR | 43221-1521 | Active | EAK2451 | WILKINS | 720 | PVB | 0.750 | 90312 | FRONT OF HOUSE
1335 | FOUNTAINE DR | 43221-1521 | Active | T304623 | WILKINS | 720A | PVB | 1.000 | 3423697 | FRONT OF HOUSE
1349 | FOUNTAINE DR | 43221-1521 | Active | 22337 | WATTS | 800M2QT | PVB | 1.000 | 54760 | FRONT OF HOUSE TO THE RIGHT OF FRONT DOOR BEHIND BUSHES
1373 | FOUNTAINE DR | 43221-1521 | Active | 371670 | WILKINS | 720A | PVB | 1.000 | 54834 | N SIDE OF BUILDING
1385 | FOUNTAINE DR | 43221-1521 | Active | CR1385 | RAINBIRD | 100 | PVB | 1.000 | 92077 | FRONT OF HOUSE--SER. # UNREADABLE
1401 | FOUNTAINE DR | 43221-1523 | Active | HE78389 | FEBCO | 765 | PVB | 1.000 | 87264 | WEST SIDE OF HOUSE NEXT TO AC AT PATIO TWO GATES ON NORTH SIDE TO ENTER
1425 | FOUNTAINE DR | 43221-1523 | Active | T189440 | WILKINS | 720A | PVB | 1.000 | 103307 | LEFT SIDE OF THE HOUSE (EAST)
1437 | FOUNTAINE DR | 43221-1523 | Active | 487375 | WATTS | 800M4 | PVB | 0.750 | 55025 | FRONT OF HOUSE
3000 | FOX CHAPLE DR | 43232-5455 | Active | 14290 | AMES | 2000B | DC | 1.000 | 59766 | FRONT CLOSET
5461 | FOX HILL RD | 43026-7761 | Active | 835388 | WILKINS | 720A | PVB | 0.750 | 66951 | FRT RT CORNER
5469 | FOX HILL RD | 43026-7761 | Active | 792692 | WILKINS | 720A | PVB | 0.750 | 90314 | LEFT SIDE OF HOUSE
5476 | FOX HILL RD | 43026-7760 | Active | G214805 | WILKINS | 720A | PVB | 0.750 | 95268 | LEFT FRONT CORNER
5489 | FOX HILL RD | 43026-7761 | Active | t427926 | WILKINS | 720A | PVB | 0.750 | 66992 | FRONT RIGHT CORNER OF HOUSE
5503 | FOX HILL RD | 43026-7761 | Active | T415552 | WILKINS | 720A | PVB | 0.750 | 67120 | LEFT SIDE OF HOME
23 | FOX LN | 43085-3545 | Active | T304840 | WILKINS | 720A | PVB | 0.750 | 57883 | SOUTH SIDE OF HOUSE
25 | FOX LN | 43085-3545 | Active | 444368 | WILKINS | 720A | PVB | 0.750 | 93221 | BACK OF HOUSE BY AC
54 | FOX LN | 43085-3501 | Active | F022372 | WILKINS | 720A | PVB | 0.750 | 97288 | LEFT OF FRONT DOOR S# HARD TO READ VERIFIED F022372
575 | FOX LN | 43085-3545 | Active | T034548 | WILKINS | 720A | PVB | 0.750 | 99971 | BY FRONT DOOR
699 | FOXGLOVE DR | 43054 | Active | T384540 | WILKINS | 725 | PVB | 0.750 | 3646998 | RIGHT SIDE OF HOUSE
7000 | FOXGLOVE DR | 43054 | Active | T417668 | WILKINS | 720 | PVB | 0.750 | 3652632 | RIGHT SIDE OF HOUSE
6122 | FOXMEADOW DR | 43081-7161 | Active | T239543 | WILKINS | 720A | PVB | 0.750 | 3599734 | LEFT SIDE OF THE HOUSE
5672 | FRALEY CT | 43235-7540 | Active | G251746 | WILKINS | 720A | PVB | 0.750 | 99105 | RIGHT SIDE OF HOUSE
4976 | FRANCISCO GLEN DR | 43220 | Active | T279104 | WILKINS | 720A | PVB | 0.750 | 3624528 | Right Side of House
4979 | FRANCISCO GLEN DR | 43220-2786 | Active | 635100 | WATTS | 800M4QT | PVB | 1.000 | 91481 | LEFT SIDE OF HOUSE
4980 | FRANCISCO GLEN DR | 43220 | Active | T181202 | Wilkins | 720A | PVB | 0.750 | 3611261 | Right side of the house
4983 | FRANCISCO GLEN DR | 43220 | Active | 780826 | WATTS | 800M4FR | PVB | 1.000 | 102735 | LEFT SIDE OF HOUSE
4984 | FRANCISCO GLEN DR | 43220 | Active | 798212 | WATTS | 800M4QT | PVB | 1.000 | 102155 | LEFT SIDE OF HOUSE
4987 | FRANCISCO GLEN DR | 43220 | Active | T146413 | WILKINS | 720A | PVB | 0.750 | 3603301 | RIGHT SIDE OF HOUSE
4991 | FRANCISCO GLEN DR | 43220-2786 | Active | G215108 | WILKINS | 720A | PVB | 0.750 | 96018 | RIGHT SIDE OF HOUSE
1145 | FRANCISCO RD | 43220 | Active | 4856577 | WILKINS | 975 | RP | 0.750 | 3648401
1515 | FRANCISCO RD | 43220-2672 | Active | AC9896 | FEBCO | 765 | PVB | 0.750 | 90315 | LEFT SIDE OF HOUSE
1621 | FRANCISCO RD | 43220-2536 | Active | 3201264 | WILKINS | 975XL | RP | 2.000 | 98727
1621 | FRANCISCO RD | 43220-2536 | Active | XB-1597 | AMES | COLT 300GV | DCDA | 6.000 | 3638383 | PIT
1621 | FRANCISCO RD | 43220-2536 | Active | 72351 | AMES | 2000BM3 | DC | 0.750 | 3654578 | PIT
400 | FRANK RD | 43207-2423 | Active | 034982 | WILKINS | 975 | RP | 1.000 | 62520 | EVANS BUILDING BATHROOM
400 | FRANK RD | 43207-2423 | Active | 1073980 | WILKINS | 975XLBMS | RP | 2.000 | 62521 | MAINT. SHOP BUILDING IN BOX IN ELECT. ROOM
400 | FRANK RD | 43207-2423 | Active | BA1589 | FEBCO | 825Y | RP | 1.250 | 62522 | WASH GARAGE CHEMICAL FEED ROOM
400 | FRANK RD | 43207-2423 | Active | RH1018 | WILKINS | 975XL2 | RP | 4.000 | 62523 | PUMP HOUSE
400 | FRANK RD | 43207-2423 | Active | ACG5541 | WILKINS | 975XL2 | RP | 2.000 | 62524 | MIXING BUILDING/MIXING ROOM
400 | FRANK RD | 43207-2423 | Active | 9308201230 | FEBCO | 880 | RP | 3.000 | 62525 | MECHANICAL RM, SOUTH END OF BLDG, TRUCK MAINTENANCE BLDG
400 | FRANK RD | 43207-2423 | Active | N0906161003 | FEBCO | 880V | RP | 3.000 | 62526 | WASH FARAGE BY EAST DOOR
400 | FRANK RD | 43207-2423 | Active | AM9682 | FEBCO | 825YA | RP | 0.750 | 62527 | MECHANICAL ROOM OF MIXING BUILDING
400 | FRANK RD | 43207-2423 | Active | AM8591 | FEBCO | 825Y | RP | 2.000 | 62529 | SHOWER ROOM WALL BASEMENT OFFICE BUILDING, NORTH WALL
400 | FRANK RD | 43207-2423 | Active | AM8616 | FEBCO | 825YA | RP | 2.000 | 62530 | OFFICE BY DOOR 600 N HAMILTON RD
400 | FRANK RD | 43207-2423 | Active | AM9752 | FEBCO | 825Y | RP | 0.750 | 62532 | MECH ROOM WASH GARAGE BY BOILER
400 | FRANK RD | 43207-2423 | Active | BA1540 | FEBCO | 825Y | RP | 1.250 | 62533 | PRE CAST MECHANICAL ROOM BY WATER HEATER
400 | FRANK RD | 43207-2423 | Active | AM7855 | FEBCO | 825Y | RP | 1.000 | 3616578 | BOILER ROOM SOUTH WALL
400 | FRANK RD | 43207-2423 | Due Install |  |  |  | RP | 8.000 | 3659484 | MTR PIT
711 | FRANK RD | 43223-3852 | Active | 01484 | AMES | 4000BM2 | RP | 1.000 | 3424263 | HOT BOX OFF NORTH SIDE
711 | FRANK RD | 43223-3852 | Not Required by DOW | 025509 | WATTS | LF007M1QT | DC | 1.000 | 3621345
777 | FRANK RD | 43223 | Active | 56531 | WATTS | 919AQT | RP | 1.000 | 3617014 | IN HOTBOX WEST OF ENTRANCE
808 | FRANK RD | 43223-3896 | Active | 443032 | WATTS | LF009M3QT | RP | 0.750 | 73281 | NEXT TO METER N.W. CORNER OF GARAGE
856 | FRANK RD | 43223 | Active | 31342 | WATTS | 919 | RP | 2.000 | 3626766
856 | FRANK RD | 43223 | Not Required by DOW | 3940137 | WILKINS | 975XL | RP | 1.000 | 3629661 | IN WATER METER ROOM
865 | FRANK RD | 43223 | Active | 241977 | WATTS | 009M2 | RP | 1.000 | 3651273 | SILVER HOT BOX 30' S OF FRANK RD
900 | FRANK RD | 43223-3857 | Active | 74918 | WATTS | 009QT | RP | 0.750 | 74462 | AT METER PIT ABOVE GROUND
900 | FRANK RD | 43223-3857 | Due Install |  |  |  | RP | 0.750 | 3638077 | AT METER PIT ABOVE GROUND FORD BOX
933 | FRANK RD | 43223-3856 | Active | 2278037 | WILKINS | 975XL | RP | 1.000 | 74677 | HOT BOX FRONT CENTER OF BUILDING
933 | FRANK RD | 43223-3856 | Not Required by DOW | 260582 | WILKINS | 975XL | RP | 0.750 | 74678 | TRUCK WASH BAY
977 | FRANK RD | 43223-3856 | Not Required by DOW | 076169 | WATTS | LF009M2QT | RP | 1.500 | 3646477 | Device is in mechanical room
977 | FRANK RD | 43223-3856 | Active | 187206 | WATTS | LF009M2QT | RP | 1.000 | 3646593 | HOT BOX AT WATER METER IN FRONT OF BLDG - NORTH
100 | FRANK RD | 43223-3858 | Active | 1001563 | WILKINS | 975XL | RP | 2.000 | 53603 | IN HOT BOX SW CORNER ON PROPERTY
1075 | FRANK RD | 43223-3817 | Active | 3635125 | WILKINS | 975XL | RP | 1.000 | 102211 | MECHANIC ROOM
1075 | FRANK RD | 43223-3817 | Active | 1788570912 | AMES | 3000SS | DCDA | 3.000 | 102220 | BACK OF STORE
1075 | FRANK RD | 43223-3817 | Active | 69223 | AMES | 2000B | DC | 0.750 | 102221 | REAR OF STORE
1367 | FRANK RD | 43223-3729 | Active | 108281 | WATTS | 009QT | RP | 0.750 | 54817 | WATER METER ROOM
1371 | FRANK RD | 43223-3700 | Active | 38136 | WATTS | 919ZQT | RP | 0.750 | 92499 | HOT BOX FRONT OF PARKING LOT
1392 | FRANK RD | 43223- | Active | A16318 | WATTS | 009M3QT | RP | 0.750 | 90706 | JANITOR CLOSET OFF MAIN SHOWROOM
1430 | FRANK RD | 43223-3730 | Active | 148913 | WATTS | 009QT | RP | 0.750 | 55003 | MECH. RM JUST TO THE LEFT OF WTR MTR
1430 | FRANK RD | 43223-3730 | Active | 28509 | WATTS | 009QT | RP | 1.500 | 55004 | MECH. RM JUST TO THE LEFT OF THE WTR MTR
1430 | FRANK RD | 43223-3730 | Active | 93220A | APOLLO | RPLF4A | RP | 1.250 | 55005 | MECH. RM JUST ABOVE THE MAIN WTR MTR
1525 | FRANK RD | 43223-3737 | Due Install |  |  |  | RP | 1.500 | 3424285 | AT WATER MTR IN OFFICE
1595 | FRANK RD | 43223-3737 | Not Required by DOW | 1781 | WILKINS | 975 | RP | 1.000 | 55495 | MECH ROOM S ADDITIONS
1595 | FRANK RD | 43223-3737 | Not Required by DOW | 253071 | WILKINS | 975 | RP | 1.000 | 55496 | FURNACE ROOM
1595 | FRANK RD | 43223-3737 | Not Required by DOW | 64411 | WATTS | 009QT | RP | 2.000 | 55497 | FURNACE ROOM
1595 | FRANK RD | 43223-3737 | Not Required by DOW | 64425 | WATTS | 009QT | RP | 2.000 | 55498 | FURNACE ROOM
1595 | FRANK RD | 43223-3737 | Not Required by DOW | 64561 | WATTS | 009QT | RP | 2.000 | 55499 | FURNACE ROOM
1595 | FRANK RD | 43223-3737 | Not Required by DOW | 64564 | WATTS | 009QT | RP | 2.000 | 55500 | FURNACE ROOM
1595 | FRANK RD | 43223-3737 | Removed | 202044REM | WATTS | 009M2QT | RP | 2.000 | 104162 | REMOVED - TRAVELING BACKFLOW
1595 | FRANK RD | 43223-3737 | Not Required by DOW | 3605659 | WILKINS | 950XL | DC | 2.000 | 3615015 | 1603 FRANK RD, MOBILE UNITS FOR JOBS
1595 | FRANK RD | 43223-3737 | Not Required by DOW | 3605660 | WILKINS | 950XL | DC | 2.000 | 3615016 | 1603 FRANK RD, MOBILE UNITS FOR JOBS
1595 | FRANK RD | 43223-3737 | Not Required by DOW | A13767 | WATTS | 009M2QT | RP | 2.000 | 3615126 | 1603 FRANK RD, HYDRANT HOOK UPS MOBILE UNITS
1595 | FRANK RD | 43223-3737 | Not Required by DOW | W143579 | WILKINS | 975XL | RP | 2.000 | 3615127 | 1603 FRANK RD, HYDRANT HOOK UPS MOBILE UNITS
1595 | FRANK RD | 43223-3737 | Not Required by DOW | 202044 | WATTS | 009M2QT | RP | 2.000 | 3620079 | 1603 FRANK RD, MOBILE UNITS FOR JOBS
1595 | FRANK RD | 43223-3737 | Active | UC-0867 | WATTS | 957 | RP | 8.000 | 3633049 | HOT BOX
1595 | FRANK RD | 43223-3737 | Not Required by DOW | 327533 | WATTS | 909M1 | RP | 2.000 | 3646017 | 1603 FRANK RD, MOBILE UNITS FOR JOBS
1709 | FRANK RD | 43223-3726 | Not Required by DOW | 00449 | WATTS | 009QT | RP | 0.750 | 55912 | INSIDE PLANT BY MECH ROOM
1709 | FRANK RD | 43223-3726 | Not Required by DOW | 40105A2 | CONBRACO | 40-105-02 | DC | 1.000 | 55914 | BOILER ROOM
1709 | FRANK RD | 43223-3726 | Not Required by DOW | A00441 | WATTS | 009M2QT | RP | 1.000 | 55915 | BOILER ROOM
1709 | FRANK RD | 43223-3726 | Active | 031596 | WATTS | LF909M1QT | RP | 2.000 | 55916 | BOILER ROOM
1709 | FRANK RD | 43223-3726 | Not Required by DOW | 08470 | WATTS | 719AQT | DC | 2.000 | 100860 | OUTSIDE BOILER ROOM ABOVE GARAGE DOOR
1709 | FRANK RD | 43223-3726 | Active | WL-1598 | WATTS | 957 | RP | 4.000 | 100861 | UPPER BF DEVICE IN BOILER ROOM
1709 | FRANK RD | 43223-3726 | Removed | 401108A2REM | CONBRACO | 40-105-02 | DC | 1.000 | 100862 | REMOVED-BOILER ROOM
1709 | FRANK RD | 43223-3726 | Active | XA-0708 | WATTS | 957 | RP | 4.000 | 100872 | MECHANICAL ROOM
1709 | FRANK RD | 43223-3726 | Removed | 172593REM | WATTS | 909 | RP | 4.000 | 100873 | REMOVED-MECHANICAL ROOM
1709 | FRANK RD | 43223-3726 | Not Required by DOW | 1105648 | WILKINS | 950 | DC | 2.000 | 104170 | BOILER ROOM
1709 | FRANK RD | 43223-3726 | Not Required by DOW | 027539 | WATTS | 007MQ | DC | 2.000 | 3630243 | IN CEILING
1709 | FRANK RD | 43223-3726 | Not Required by DOW | 291820 | WATTS | LF909 | RP | 2.000 | 3651338 | BOILER
1709 | FRANK RD | 43223-3726 | Not Required by DOW | 064331 | WATTS | LF909 | RP | 0.750 | 3651339 | WASH STATION
1709 | FRANK RD | 43223-3726 | Active | VD-0737 | AMES | COLT | DCDA | 10.000 | 3652949
1709 | FRANK RD | 43223-3726 | Active | 65018 | AMES | 2000BM3 | DC | 0.750 | 3652950
1919 | FRANK RD | 43223-3731 | Not Required by DOW | 4766812 | WILKINS | 975XL2 | RP | 1.25 | 56628 | ABOVE BOILER IN CEILING
1919 | FRANK RD | 43223-3731 | Active | 216763 | WATTS | LF009M2QT | RP | 2.000 | 3640773 | MTR IN UTILITY ROOM
2035 | FRANK RD | 43223-3741 | Active | W074818 | WILKINS | 975XL | RP | 1.000 | 57079 | SW CORNER OF FRANK ROAD AND BIG RUN BLUFF TRAILER PK
2090 | FRANK RD | 43223-3735 | Removed | REM30037 | WATTS | 909QT | RP | 0.750 | 88806 | REMOVED, BLDG RAZED - BASEMENT BOILER ROOM
2090 | FRANK RD | 43223-3735 | Active | SI-0134 | WATTS | 957 | RP | 4.000 | 3636313 | BROWN HOTBOX SOUTHEAST CORNER OF LOT. MTR IN PIT
2090 | FRANK RD | 43223-3735 | Active | SH-3148 | WATTS | 957 | RP | 4.000 | 3640775 | BROWN HOTBOX SOUTHWEST CORNER OF LOT
2090 | FRANK RD | 43223-3735 | Active | SL-1585 | watts | 957 | RPDA | 8.000 | 3640776
2090 | FRANK RD | 43223-3735 | Active | 77185 | WATTS | 919 | RP | 0.750 | 3640777
2090 | FRANK RD | 43223-3735 | Not Required by DOW | 020719 | WATTS | LF909M1QT | RP | 2.000 | 3646389 | CONDENSER WATER SYSTEM, CHILLER ROOM - 1ST FLOOR
2090 | FRANK RD | 43223-3735 | Not Required by DOW | 009694 | WATTS | LF909 | RP | 3.000 | 3646390 | PROCESSED WATER SYSTEM, CHILLER ROOM - 1ST FLOOR
2090 | FRANK RD | 43223-3735 | Not Required by DOW | 048858 | WATTS | LF909QT | RP | 1.000 | 3646391 | CHILLED WATER SYSTEM, CHILLER ROOM - 1ST FLOOR
2090 | FRANK RD | 43223-3735 | Not Required by DOW | 048841 | WATTS | LF909QT | RP | 1.000 | 3646392 | BOILER SYSTEM, MECH ROOM 2ND FLOOR
2090 | FRANK RD | 43223-3735 | Not Required by DOW | 048500 | WATTS | LF909QT | RP | 0.750 | 3646393 | GLYCOL SYSTEM, MECH ROOM 2ND FLOOR
2090 | FRANK RD | 43223-3735 | Not Required by DOW | 215865 | WATTS | LF009QT | RP | 0.500 | 3646394 | GLYCOL SYSTEM, MECH ROOM 2ND FLOOR
2090 | FRANK RD | 43223-3735 | Not Required by DOW | 252541 | WATTS | LF009M3QT | RP | 0.750 | 3646395 | HUMIDIFIER, MECH ROOM 2ND FLOOR
100 | FRANKFORT SQ | 43206-1058 | Active | 04387 | AMES | 4000B | RP | 0.750 | 71568 | 100 W FRANKFORT ST, MAIN PUMP ROOM
100 | FRANKFORT SQ | 43206-1058 | Active | 1018420802 | AMES | 5000 | RPDA | 6.000 | 71569 | 100 FRANKFORT SQ, IN MAIN PUMP ROOM
100 | FRANKFORT SQ | 43206-1058 | Active | 17384 | WATTS | 909 | RP | 4.000 | 71570 | 100 FRANKFORT SQ, MECH ROOM #134 SEC B
100 | FRANKFORT SQ | 43206-1058 | Not Required by DOW | 744006 | WILKINS | 720A | PVB | 1.500 | 71571 | 100 FRANKFORT SQ, IN SOUTH CT YARD
100 | FRANKFORT SQ | 43206-1058 | Not Required by DOW | W055920 | WILKINS | 975XLBMS | RP | 0.750 | 71572 | TRASH ROOM 2ND FLOOR A-5
100 | FRANKFORT SQ | 43206-1058 | Not Required by DOW | W055923 | WILKINS | 975XLBMS | RP | 0.750 | 71573 | TRASH ROOM 2ND FLOOR A-1
100 | FRANKFORT SQ | 43206-1058 | Not Required by DOW | W055924 | WILKINS | 975XL | RP | 0.750 | 71574 | TRASH ROOM 2ND FLOOR B-3
100 | FRANKFORT SQ | 43206-1058 | Not Required by DOW | W055925 | WILKINS | 975XLBMS | RP | 0.750 | 71575 | TRASH ROOM 2ND FLOOR B-1
100 | FRANKFORT SQ | 43206-1058 | LPS - Active |  |  |  | LST |  | 3653374 | FIRE PUMP - IN MAIN FIRE PUMP ROOM
100 | FRANKFORT SQ | 43206-1058 | LPS - Active |  |  |  | LPC |  | 3658809 | DOMESTIC PUMP - IN PUMP ROOM (SER #3109)
100 | FRANKFORT SQ | 43206-1058 | LPS - Active |  |  |  | LPC |  | 3658810 | DOMESTIC PUMP - IN PUMP ROOM (SER #3110)
189 | FRANKLIN AVE | 43085-3186 | Active | T436116 | WILKINS | 720A | PVB | 1.000 | 56521 | RIGHT FRONT
233 | FRANKLIN AVE | 43085-3128 | Active | T154999 | WILKINS | 720 | PVB | 1.000 | 57981 | RIGHT CENTER
549 | FRANKLIN AVE | 43215-4715 | Active | 143663 | AMES | 2000SS | DC | 3.000 | 66993 | BASEMENT BOILER RM
549 | FRANKLIN AVE | 43215-4715 | Active | 403293 | WATTS | 909M1QT | RP | 1.500 | 66994 | BASEMENT AT WATER METER
737 | FRANKLIN AVE | 43205-1041 | Active | 4997204 | WILKINS | 975 | RP | 0.750 | 3424469
129 | FRANKLIN AVE | 43205 | Active | TK-1046 | AMES | COLT-400 | RP | 3.000 | 3643499 | INSIDE AT WATER METER
1296 | FRANKLIN AVE | 43205 | Active | TK-0163 | AMES | COLT-300GV | DCDA | 6.000 | 3643500 | FIRE METER INSIDE
1296 | FRANKLIN AVE | 43205 | Active | 59154 | AMES | 2000BM3 | DC | 0.750 | 3643501 | FIRE METER INSIDE
1415 | FRANKLIN AVE | 43205-2003 | Active | 95630 | WATTS | 919QT | RP | 0.750 | 54954 | BASEMENT - BOILER- MECHANICAL ROOM
2130 | FRANKLIN RD | 43209-2724 | Active | 108868 | AMES | 3000SS | DCDA | 6.000 | 57392 | FIRE PIT AT SOUTH GATE ENTRANCE
2130 | FRANKLIN RD | 43209-2724 | Active | 4974244 | WILKINS | 975XL2 | RP | 2.000 | 57393 | MECHANICAL ROOM
2130 | FRANKLIN RD | 43209-2724 | Active | 46600 | WATTS | 007M1QT | DC | 0.750 | 57394 | FIRE PIT AT SOUTH GATE ENTRANCE
1880 | FRANKLIN S PK | 43205- | Not Required by DOW | BF1880 | WATTS | LF009M2QT | RP | 1.000 | 56477 | NORTH MECHANICAL ROOM -- 1777 E BROAD ST
1880 | FRANKLIN S PK | 43205- | Not Required by DOW | 4307800 | WILKINS | 975 | RP | 2.000 | 56478 | SOUTH EQUIPMENT ROOM MECHANICAL--1777 E BROAD ST
1880 | FRANKLIN S PK | 43205- | Replaced | REP1001579 | WILKINS | 975 | RP | 2.000 | 56480 | REPLACED- GRAND MALL AREA
1880 | FRANKLIN S PK | 43205- | Replaced | 1222089REP | WILKINS | 975 | RP | 2.000 | 56481 | REPLACED- JAPAN AREA
1880 | FRANKLIN S PK | 43205- | Not Required by DOW | 221481 | WATTS | LF009M2QT | RP | 1.000 | 56482 | SOUTH MECHANICAL ROOM--1777 E BROAD ST
1880 | FRANKLIN S PK | 43205- | Not Required by DOW | WH-4050 | WATTS | 957 | RP | 3.000 | 56483 | STORAGE AREA--MULTI PURPOSE BLDG
1880 | FRANKLIN S PK | 43205- | Not Required by DOW | 4885492 | WILKINS | 975 | RP | 2.000 | 56484 | NORTH MECHANICAL ROOM--1777 E BROAD ST
1880 | FRANKLIN S PK | 43205- | Not Required by DOW | 199372 | WATTS | 909QT | RP | 0.750 | 56485 | BOILER ROOM
1880 | FRANKLIN S PK | 43205- | Not Required by DOW | 299918 | WATTS | 909M1QT | RP | 1.500 | 56486 | STORAGE/ELECTRIC ROOM--DON'S YOUTH CENTER FOR DOMESTIC SERVICE
1880 | FRANKLIN S PK | 43205- | Not Required by DOW | 33752 | WATTS | 009QT | RP | 0.750 | 56488 | NORTH BOILER ROOM ABOVE EXPANSION TANKS--1777 E BROAD ST
1880 | FRANKLIN S PK | 43205- | Not Required by DOW | 5694 | WATTS | 009QT | RP | 2.000 | 56489 | SOUTH BOILER ROOM REAR OF BOILER--1777 E BROAD ST
1880 | FRANKLIN S PK | 43205- | Not Required by DOW | 6784 | WATTS | 009QT | RP | 2.000 | 56490 | SOUTH BOILER ROOM AT REAR OF BOILER--1777 E BROAD ST
1880 | FRANKLIN S PK | 43205- | Replaced | 24726REP | WILKINS | 975XL | RP | 2.000 | 56491 | GRAND MALL WAY AREA
1880 | FRANKLIN S PK | 43205- | Not Required by DOW | 21415 | WATTS | 919AQT | RP | 0.750 | 97470 | pavillion in cabinet space
1880 | FRANKLIN S PK | 43205- | Not Required by DOW | 22708 | WATTS | 919ZQT | RP | 0.750 | 97471 | SUMMER KITCHEN IN CABINET SPACE
1880 | FRANKLIN S PK | 43205- | Replaced | 23467REP | WATTS | 919AQT | RP | 0.750 | 98842 | IN BASEMENT/CARE TAKER HOUSE
1880 | FRANKLIN S PK | 43205- | Not Required by DOW | 3143299 | WILKINS | 975A | RP | 1.500 | 98843 | CAMPUS IRRIGATION IN HOT BOX
1880 | FRANKLIN S PK | 43205- | Not Required by DOW | 193050 | WATTS | 909 | RP | 3.000 | 100028 | BOILER RM, GREENHOUSE, SE SIDE OF PARK, FRANKLIN PK CONSERV
1880 | FRANKLIN S PK | 43205- | Not Required by DOW | ACM0020 | WILKINS | 975XL2 | RP | 2.000 | 3611289 | GRAND MALL WAY AREA
1880 | FRANKLIN S PK | 43205- | Not Required by DOW | ACI0815 | WILKINS | 975XL2 | RP | 2.000 | 3611290 | SOUTH DOCK
1880 | FRANKLIN S PK | 43205- | Not Required by DOW | ACJ7231 | WILKINS | 975XL2 | RP | 2.000 | 3611291 | JAPAN AREA
1880 | FRANKLIN S PK | 43205- | Not Required by DOW | 49359 | WATTS | 919AQT | RP | 0.750 | 3611292 | IN BASEMENT/CARE TAKER HOUSE
1880 | FRANKLIN S PK | 43205- | Active | 1290040315 | AMES | 4000RP | RP | 10.000 | 3611475 | AT EXISTING PIT, HOT BOX FRANKLIN PARK CONSERV
1880 | FRANKLIN S PK | 43205- | Not Required by DOW | 74464 | AMES | 2000B | DC | 0.750 | 3616712 | IN THE BARN IN BASEMENT MECHANICAL ROOM
1880 | FRANKLIN S PK | 43205- | Not Required by DOW | 06602 | AMES | 4000B | RP | 1.500 | 3616713 | IN THE BARN IN BASEMENT MECHANICAL ROOM
1880 | FRANKLIN S PK | 43205- | Not Required by DOW | 186203-0015 | AMES | 3000SS | DCDA | 3.000 | 3622954 | IN THE BARN MECHANICAL ROOM IN THE BASEMENT
1880 | FRANKLIN S PK | 43205- | Not Required by DOW | 4417643 | WILKINS | 975XL | RP | 2.000 | 3646910 | CHILDRENS GARDEN MECHANICAL CLOSET
1880 | FRANKLIN S PK | 43205- | Not Required by DOW | 4287187 | WILKINS | 975 | RP | 1.500 | 3646911 | CHILDRENS GARDEN MECHANICAL CLOSET
1880 | FRANKLIN S PK | 43205- | Not Required by DOW | 4349518 | WILKINS | 950XLT | DC | 2.000 | 3646912 | CHILDRENS GARDEN MECHANICAL CLOSET
1880 | FRANKLIN S PK | 43205- | LPS - Active |  |  |  | LST |  | 3650454 | FIRE PUMP - SPRINKLER ROOM
86 | FRANKLIN ST | 43017-1105 | Active | CAB12838 | WILKINS | 720A | PVB | 0.750 | 3424813 | LEFT SIDE OF HOUSE
94 | FRANKLIN ST | 43017 | Active | T429219 | WILKINS | 720 | PVB | 0.750 | 3424814 | RIGHT FRONT OF HOUSE
14 | FRANKLIN ST | 43017 | Active | G246778 | WILKINS | 720A | PVB | 0.750 | 98791 | RIGHT SIDE OF HOUSE
160 | FRANKLIN ST | 43017 | Active | 06534 | WATTS | 800M4 | PVB | 0.750 | 3424822 | LEFT SIDE OF HOUSE
172 | FRANKLIN ST | 43017 | Active | ABAA2255 | WILKINS | 975XL2 | RP | 0.750 | 55944 | IN BASEMENT AT WATER METER
280 | FRANKLIN ST | 43017 | Active | 1298148 | WILKINS | 975 | RP | 0.750 | 59304 | AT WATER METER
407 | FRANKLIN ST | 43123-3006 | Active | 229485 | WATTS | 909HWM1QT | RP | 1.500 | 62822 | NEXT TO WATER METER CENTER OF BLDG, EAST WALL
5260 | FRANKLIN ST | 43026 | Active | RC-2017 | AMES | COLT 500-GV | RPDA | 6.000 | 3624470 | METER/MECH/RISER RM WEST SIDE OF CLUB HSE/RENTAL OFFICE
5260 | FRANKLIN ST | 43026 | Active | 68604 | WATTS | 919QT | RP | 0.750 | 3624471 | METER/RISER FOOM WEST SIDE OF CLUB HSE
5260 | FRANKLIN ST | 43026 | Active | RE-0794 | AMES | COLT 400 | RP | 4.000 | 3624472 | METER/MECH ROOM WEST SIDE OF CLUB HSE AT WATER METER
5260 | FRANKLIN ST | 43026 | Not Required by DOW | 22625 | WATTS | 919QT | RP | 1.500 | 3629613 | AT SWIMMING POOL
5260 | FRANKLIN ST | 43026 | Not Required by DOW | T303333 | WILKINS | 720A | PVB | 1.000 | 3633927 | WEST WALL OF CLUB HSE BY METER/MECH ROOM
5260 | FRANKLIN ST | 43026 | LPS - Active |  |  |  | LPC |  | 3648476 | DOMESTIC PUMP -
5260 | FRANKLIN ST | 43026 | LPS - Active |  |  |  | LST |  | 3648477 | FIRE PUMP
5263 | FRANKLIN ST | 43026 | Active | RE-0593 | AMES | COLT 500-GV | RPDA | 8.000 | 3624467 | METER/MECH/RISER ROOM NE DOOR OF W SIDE APTS
5263 | FRANKLIN ST | 43026 | Active | 69167 | WATTS | 919QT | RP | 0.750 | 3624468 | NE METER/MECH/RISER ROOM
5263 | FRANKLIN ST | 43026 | Active | RE-1036 | AMES | COLT 400 | RP | 4.000 | 3624469 | NE METER/MECH/RISER ROOM AT WATER METER W SIDE APTS
5263 | FRANKLIN ST | 43026 | Not Required by DOW | T308600 | WILKINS | 720A | PVB | 1.000 | 3633863 | NE AT OUTSIDE OF METER/RISER ROOM
5263 | FRANKLIN ST | 43026 | LPS - Active |  |  |  | LPC |  | 3648474 | DOMESTIC PUMP - IN METER/RISER ROOM
5263 | FRANKLIN ST | 43026 | LPS - Active |  |  |  | LST |  | 3648475 | FIRE PUMP IN METER/RISER ROOM
5286 | FRANKLIN ST | 43026-3402 | Active | 82094 | WATTS | LF919QT | RP | 0.750 | 3424854 | IN UNIT D IN BOX AT WATER METER
5316 | FRANKLIN ST | 43026-1410 | Active | 78162 | WATTS | LF919QT | RP | 0.750 | 3424861 | SW BATHROOM AT WATER METER
5396 | FRANKLIN ST | 43026-1463 | Not Required by DOW |  |  |  | RP |  | 3424871 | AT MTR
5435 | FRANKLIN ST | 43026 | Active | AMA02399 | WILKINS | 975XL3 | RP | 2.000 | 3656934 | EAST CORNER OF BUILDING
5460 | FRANKLIN ST | 43026-1070 | Active | 14877 | WATTS | LF909M1QT | RP | 1.500 | 3424875 | IN CLOSET OFFICE S OF FRONT DOOR AT WATER METER
5350 | FRANTZ RD | 43016 | Active | 66017 | WATTS | 007QT | DC | 0.750 | 87949 | METER PIT SOUTH SIDE OF MAIN DRIVE WEST OF BLDG.
5350 | FRANTZ RD | 43016 | Active | W242365 | WILKINS | 975XLBMS | RP | 2.000 | 88895 | IN RISER ROOM WEST SIDE OF BUILDING
5350 | FRANTZ RD | 43016 | Active | 1454980805 | AMES | 3000SS | DCDA | 6.000 | 88896 | METER PIT SOUTH OF DRIVE WEST OF BLDG.
5350 | FRANTZ RD | 43016 | Active | 2280394 | WILKINS | 975XLBMS | RP | 1.500 | 88898 | IN RISER ROOM WEST SIDE OF BUILDING
5400 | FRANTZ RD | 43016 | Active | 1211120802 | AMES | 3000SS | DCDA | 6.000 | 66797 | NW Corner in Yard / In Pit - Along Frantz Road
5400 | FRANTZ RD | 43016 | Active | W051350 | WILKINS | 975XL | RP | 2.000 | 66798 | West Wall - In Suite Hall Closet
5400 | FRANTZ RD | 43016 | Active | 51914 | WATTS | 007M1QT | DC | 0.750 | 66799 | NW Corner in Yard / In Pit - Along Frantz Road
5400 | FRANTZ RD | 43016 | Active | W059757 | WILKINS | 975XL | RP | 1.500 | 66800 | West Wall - In Suite Hall Closet
5450 | FRANTZ RD | 43016-4134 | Active | HC29359 | WILKINS | 950XLD | DC | 0.750 | 66930 | Frantz Road - Front Entrance to 5450 on North side of Drive
5450 | FRANTZ RD | 43016-4134 | Active | 1078310723 | WATTS | 994 | RP | 3.000 | 66931 | 1st Floor / Center Hall - Janitors Closet
5450 | FRANTZ RD | 43016-4134 | Active | 2118F | WILKINS | 350ASTDAR | DCDA | 6.000 | 66932 | Frantz Road - Front Entrance to 5450 on North side of Drive
5500 | FRANTZ RD | 43017-3544 | Active | A248136 | WILKINS | 375 | RP | 0.750 | 67096 | BOILER ROOM UP HIGH
5500 | FRANTZ RD | 43017-3544 | Active | AB2957 | FEBCO | 765 | PVB | 2.000 | 67097 | NE SIDE OF BUILDING
5500 | FRANTZ RD | 43017-3544 | Due Install |  |  |  | RP | 6.000 | 3632789 | INSIDE AT WATER METER
5501 | FRANTZ RD | 43017-7596 | Not Required by DOW | 031617 | WATTS | 909 | RP | 0.750 | 67115 | 4900 TUTTLE CROSSING BLVD, A-H #1 MECH RM **POSS REMOVED AT RENOVATI0N**
5501 | FRANTZ RD | 43017-7596 | Not Required by DOW | 453714 | WATTS | 909QT | RP | 0.750 | 67116 | 4900 TUTTLE CROSSING BLVD, 1ST FLOOR MECH RM
5501 | FRANTZ RD | 43017-7596 | Active | 127991 | WATTS | LF009M2QT | RP | 2.000 | 3636922 | 4900 TUTTLE CROSS - 1ST FL MECH/RISER ROOM AT WATER METER
5501 | FRANTZ RD | 43017-7596 | Active | 5746D | WILKINS | 375ASTDA | RPDA | 6.000 | 3636923 | 1ST FLOOR MECH ROOM
5501 | FRANTZ RD | 43017-7596 | Active | 4887191 | WILKINS | 975XL2 | RP | 0.750 | 3648635 | MECH ROOM
5501 | FRANTZ RD | 43017-7596 | Not Required by DOW | [5 empty] | 3648709 | WELL IRRIG - FROM POND
5555 | FRANTZ RD | 43017-1880 | Active | 36530 | WATTS | LF919QT | RP | 2.000 | 67257 | NW CORNER N OF DOCK
5626 | FRANTZ RD | 43017-1559 | Removed | 13711REM | WATTS | 800QT | PVB | 1.500 | 67452 | REMOVED-FRONT OF BUILDING
5626 | FRANTZ RD | 43017-1559 | Active | 448058 | WATTS | 909M1QT | RP | 2.000 | 96638 | MECH ROOM IN CLOSET OFF OF MENS RESTRM AT MTR
5626 | FRANTZ RD | 43017-1559 | Not Required by DOW | 621065 | WATTS | 909QT | RP | 1.000 | 96640 | MECH ROOM IN MENS RESTRM AT MTR
5626 | FRANTZ RD | 43017-1559 | Active | V60276 | WILKINS | 350ADA | DCDA | 4.000 | 3656291 | Riser Room South West Corner of building FRONT RIGHT CORNER
5626 | FRANTZ RD | 43017-1559 | Active | HC58332 | WILKINS | 950 | DC | 0.750 | 3656292 | Riser Room South West Corner of building
5700 | FRANTZ RD | 43016-4138 | Active | 130719 | WILKINS | 975XL | RP | 1.500 | 67643 | OUTSIDE MECH ROOM
5700 | FRANTZ RD | 43016-4138 | Active | 133364 | AMES | 2000SS | DC | 4.000 | 67644 | IN OUTSIDE MECH ROOM
5700 | FRANTZ RD | 43016-4138 | Removed | REM440339 | WATTS | 909QT | RP | 0.750 | 67645 | ***REMOVED***MECH ROOM REAR OF BLDG
5700 | FRANTZ RD | 43016-4138 | Active | 58907 | WATTS | 919QT | RP | 0.750 | 3615017 | IN 5784 BACK ABOVE WASHR & DRYER BY HWT FOR PEDI CHAIR
5700 | FRANTZ RD | 43016-4138 | Active | 62001 | WATTS | 919QT | RP | 0.750 | 3615018 | IN 5784 BACK ABOVE WASHR & DRYER BY HWT FOR PEDI CHAIRS
5700 | FRANTZ RD | 43016-4138 | Due Install |  |  |  | RP | 6.000 | 3632526 | 6" COMBINATION METER IN PIT IN PARKING LOT
5720 | FRANTZ RD | 43016-4138 | Active | C80834013 | WILKINS | 720A | PVB | 0.750 | 3424878 | RIGHT FRONT BEHIND BUSH 3870 OAKBRIDGE LN
5720 | FRANTZ RD | 43016-4138 | Active | T191479 | WILKINS | 720A | PVB | 0.750 | 3609503 | RIGHT SIDE OF BLDG, RIGHT REAR UNIT 5720 PARK BRIDGE LN
5720 | FRANTZ RD | 43016-4138 | Active | T209695 | WILKINS | 720A | PVB | 0.750 | 3609504 | LEFT CENTER UNIT 5814 ELMBRIDGE LN
5777 | FRANTZ RD | 43017-1886 | Active | 31966 | WILKINS | 375AST | RP | 3.000 | 67932 | BASEMENT BOILER ROOM
5777 | FRANTZ RD | 43017-1886 | Active | 257563 | WATTS | 009M3QT | RP | 0.750 | 93940 | In janitor closet across from SEM Lab
5777 | FRANTZ RD | 43017-1886 | Active | A64432 | AMES | 40G | RPDA | 8.000 | 3635122 | ON FIRE LINE
5777 | FRANTZ RD | 43017-1886 | Active | A63622 | AMES | 40G | RP | 3.000 | 3635124 | WATER METER ROOM LOWER LEVEL
5805 | FRANTZ RD | 43016 | Active | 071735 | WATTS | LF909QT | RP | 0.750 | 3654028 | MECH ROOM WEST SIDE OF BLDG
5839 | FRANTZ RD | 43016 | Active | 346474 | WATTS | 009M2QT | RP | 2.000 | 3626548 | AT WATER MTR - NW METER/MECH RM OUSIDE DR
5839 | FRANTZ RD | 43016 | Active | 1072721217 | AMES | 5000 | RPDA | 4.000 | 3626569 | NW METER/MECH RM OUSIDE DR
5839 | FRANTZ RD | 43016 | Active | 14334 | AMES | 4000B | RP | 0.750 | 3626570 | NW METER/MECH RM OUSIDE DR
5855 | FRANTZ RD | 43016-4142 | [6 empty] | 3657773
5859 | Frantz rd | 43016 | Not Required by DOW | AKC1350 | WILKINS | 375XL | RP | 2.000 | 3629946 | OSD LABELED SPRINKLER ROOM FACES FRANTZ RD
5859 | Frantz rd | 43016 | Active | 23846C | WILKINS | 375AST | RP | 3.000 | 3629947 | SPRINKLER ROOM OSD FACES FRANTZ RD LCKBX CODE 6000
5859 | Frantz rd | 43016 | Active | 101873C122 | AMES | 3000SS | DCDA | 6.000 | 3653083 | MIDDLE OSD FACES FRANTZ RD LABELED SPRINKLER ROOM LCK BX CODE 6000
5859 | Frantz rd | 43016 | Active | 32044 | WATTS | 007M1PCQT | DC | 0.750 | 3653084 | MIDDLE OSD FACES FRANTZ ROAD LCKBX CODE 6000
5885 | FRANTZ RD | 43016 | Active | AKA8748 | WILKINS | 375 | RP | 1.500 | 3651997 | NW CORNER AT WATER METER STARBUCKS
5885 | FRANTZ RD | 43016 | Not Required by DOW | 332735 | WATTS | LF009M3QT | RP | 0.750 | 3651998 | NW CORNER AT WATER METER STARBUCKS YARD HYDRANT AT DUMPSTER
5913 | FRANTZ RD | 43016- | Active | Z5913 | WATTS | 007QT | DC | 2.000 | 96075 | PIT BEHIND KARRIC PLACE SIGN @ 3970 BREISFORD
5913 | FRANTZ RD | 43016- | Due Install |  |  |  | RP | 8.000 | 3638425 | IN HOT BOX AT PIT AT SE PROP BEHIND WOODEN KARRIC APTS SIGN UNDER TREE
6025 | FRANTZ RD | 43017-1302 | Active | 559937 | WILKINS | 975XL | RP | 2.000 | 88954 | NE CORNER OF 6025 BLDG
6025 | FRANTZ RD | 43017-1302 | Due Install |  |  |  | RP | 6.000 | 3639695 | IN HOT BOX AT PIT S SIDE OF ENTRANCE
6275 | FRANTZ RD | 43017-1304 | Active | 383606 | WATTS | LF009M3QT | RP | 0.750 | 69539 | NW MECH/FURN ROOM AT WTR METER BEHIND DOOR, ABOVE METER/ABOVE DOOR
6300 | FRANTZ RD | 43017-1307 | Removed | 1346167REM | WILKINS | 975 | RP | 1.000 | 69596 | ***REMOVED*** RIGHT OF FRONT DOOR
6300 | FRANTZ RD | 43017-1307 | Active | 268463 | WATTS | 909HWQT | RP | 0.750 | 69597 | SW BOILER ROOM IN CEILING ALONG N WALL 8' HIGH
6340 | FRANTZ RD | 43017 | Active | 070654 | WATTS | LF009M2QT | RP | 1.000 | 3424882 | MIDDLE MECH ROOM AT WATER METER
6360 | FRANTZ RD | 43017-1307 | Active | 67322 | WATTS | 009QT | RP | 1.500 | 69781 | SE MECH AREA AT/ABOVE WATER METER
6364 | FRANTZ RD | 43017-1307 | Active | 2393 | WILKINS | 375AST | RP | 3.000 | 3609877 | MID S RISER/MECH RM AT WATER METER
6364 | FRANTZ RD | 43017-1307 | Active | 1819951013 | AMES | 3000SS | DCDA | 6.000 | 3613483 | MID S RISER/MECH RM
6364 | FRANTZ RD | 43017-1307 | Active | 21420 | WATTS | 007M1QT | DC | 0.750 | 3613484 | MID S RISER/MECH RM
6364 | FRANTZ RD | 43017-1307 | Not Required by DOW | 565308 | APOLLO/CONBRACO | PVB4A | PVB | 1.000 | 3613494 | LEFT OF THE FLAG POLES
6364 | FRANTZ RD | 43017-1307 | LPS - Active |  |  |  | LST |  | 3632597 | PUMP ON FIRE LINE
6500 | FRANTZ RD | 43017-1309 | Active | A083522 | WILKINS | 720A | PVB | 0.750 | 91815 | E OF BANK REAR OF BANK
6500 | FRANTZ RD | 43017-1309 | Active | 77389 | WATTS | 919QT | RP | 1.000 | 3652149 | BASEMENT MECHANICAL ROOM MTR IN FORDBOX BY FENCE
6520 | FRANTZ RD | 43017- | Active | 16083 | WATTS | 919QT | RP | 1.000 | 70216 | NW IN GARAGE BAY AT WATER METER
6600 | FRANTZ RD | 43017 | Active | 144203 | WATTS | 909 | RP | 3.000 | 70320 | 6565 (KILGOUR BLDG) MECH/RISER ROOM AT WATER METER DUAL SET 9' HIGH
6600 | FRANTZ RD | 43017 | Active | 144618 | WATTS | 909 | RP | 3.000 | 70321 | 6565 (KILGOUR BLDG) MECH/RISER ROOM AT WATER METER 9' HIGH
6600 | FRANTZ RD | 43017 | Not Required by DOW | 17063 | WATTS | 919AQT | RP | 1.500 | 70322 | 6600 (SMITH BLDG) BOILER RM - MAKE UP WATER TO BOILER
6600 | FRANTZ RD | 43017 | Inactive | 162596 | WATTS | 909 | RP | 6.000 | 70323 | BSMT FIRE PUMP RM UP HIGH 30' HIGH- OOS
6600 | FRANTZ RD | 43017 | Removed | 191981REM | WATTS | 009M2PCQT | RP | 1.000 | 70324 | REMOVED-SMITH COMPLEX CHILLER/BOILER ROOM-South Bldg
6600 | FRANTZ RD | 43017 | Active | 263839 | WATTS | 909 | RP | 6.000 | 70325 | 6600 (SMITH BLDG) BASEMENT AT WATER ENTRANCE
6600 | FRANTZ RD | 43017 | Not Required by DOW | 270250 | WATTS | 909HWM1QT | RP | 1.500 | 70326 | 6565 (KILGOUR BLDG) CHILLER ROOM PENTHOUSE
6600 | FRANTZ RD | 43017 | Not Required by DOW | 270310 | WATTS | 909HWM1QT | RP | 1.500 | 70327 | 6565 (KILGOUR BLDG) PENTHOUSE IN CHILLER ROOM
6600 | FRANTZ RD | 43017 | Not Required by DOW | 288902 | WATTS | 909HWM1QT | RP | 0.750 | 70328 | 6565 (KILGOUR BLDG) MECHANICAL ROOM #171 (NEW POWER HOUSE)
6600 | FRANTZ RD | 43017 | Not Required by DOW | 295633 | WATTS | 909M1QT | RP | 1.500 | 70329 | 15' OFF OF FLOOR (PENTHOUSE) BY GARAGE DOOR
6600 | FRANTZ RD | 43017 | Not Required by DOW | 071297 | WATTS | 909QT | RP | 0.750 | 70330 | 6565 (KILGOUR) 2ND FL COMPUTR RM UNDER FL 8FT INSIDE RM BY MAIN DOOR
6600 | FRANTZ RD | 43017 | Not Required by DOW | 394957 | WATTS | 909QT | RP | 0.750 | 70331 | 6565 (KILGOUR) 3RD FL COMPUTR RM UNDER FL 6FT FROM MAIN DOOR
6600 | FRANTZ RD | 43017 | Not Required by DOW | 403928 | WATTS | 909QT | RP | 0.750 | 70333 | 6600 (SMITH BLDG) ROOM SOUTH FAN ROOM 1ST FLOOR
6600 | FRANTZ RD | 43017 | Not Required by DOW | 403939 | WATTS | 909QT | RP | 0.750 | 70334 | 6600 (SMITH BLDG) OCLC MECHANICAL ROOM # 129
6600 | FRANTZ RD | 43017 | Removed | 616979REM | WATTS | 909QT | RP | 0.750 | 70335 | REMOVED-2ND FL SOUTH FAN RM IN SMITH BLDG FOR UNIT H-B
6600 | FRANTZ RD | 43017 | Not Required by DOW | 616979 | WATTS | 909QT | RP | 0.750 | 70336 | 6600 (SIMTH BLDG) 2ND FL SOUTH FAN RM FOR UNIT H-4
6600 | FRANTZ RD | 43017 | Removed | 460011REM | WATTS | 909QT | RP | 1.000 | 70337 | REMOVED-OLD CHILLER ROOM BUILDING C
6600 | FRANTZ RD | 43017 | Active | 06646 | WATTS | 909 | RPDA | 8.000 | 70338 | 6565 (KILGOUR BLDG) MECH/RISER ROOM AT WATER METER -FOR FIRE
6600 | FRANTZ RD | 43017 | Active | 605759 | WATTS | 909PCHWQT | RP | 0.750 | 90443 | 6565 (KILGOUR BLDG) MECH/RISER ROOM AT WATER METER -FIRE LINE SIDE CAR
6600 | FRANTZ RD | 43017 | Not Required by DOW | 403942 | WATTS | 909QT | RP | 0.750 | 3607919 | 6600 (SMITH BLDG) 2ND FL S FAN RM FOR UNIT H-3
6725 | FRANTZ RD | 43017 | Not Required by DOW | 74597 | WATTS | 919 | RP | 0.750 | 3424883 | 6565 (KILGOUR BLDG) PENTHOUSE
6725 | FRANTZ RD | 43017 | Not Required by DOW | 74780 | WATTS | 919 | RP | 0.750 | 3635787 | 6565 (KILGOUR BLDG) PENTHOUSE
6725 | FRANTZ RD | 43017 | Due Install |  |  |  | RP | 6.000 | 3646289 | 6565 (KILGOUR BLDG) MECH/RISER ROOM AT WATER METER -FIRE LINE
6725 | FRANTZ RD | 43017 | LPS - Active |  |  |  | LPC |  | 3646290 | DOMESTIC PUMP - 6565 (KILGOUR BLDG)
6725 | FRANTZ RD | 43017 | LPS - Active |  |  |  | LST |  | 3646291 | 6565 (KILGOUR BLDG) BOOSTER PUMP - FIRE LINE
434 | FREBIS AVE | 43206-3634 | Active | 86052 | WATTS | 009QTm2 | RP | 1.500 | 63725 | MECH ROOM
600 | FREBIS AVE | 43206-3747 | Not Required by DOW | [5 empty] | 3648993
612 | FREBIS AVE | 43206- | Active | H744616 | FEBCO | 765 | PVB | 0.750 | 102831 | FRONT SIDE OF BUILDING OUTSIDE
779 | FREBIS AVE | 43206- | Active | 1392380 | WILKINS | 975XL2 | RP | 2.000 | 72807 | IN RED BRICK BLDG AT STREET AT WATER MTR -ADDR ON WAREHSE 785
779 | FREBIS AVE | 43206- | Active | TB0685 | AMES | COLT300GV | DCDA | 8.000 | 3633192 | IN YELLOW BLOCK BUILDING BY FDC
779 | FREBIS AVE | 43206- | Active | 55419 | AMES | 200BM3 | DC | 0.750 | 3641220 | IN YELLOW BLOCK BUILDING BY FDC
800 | FREBIS AVE | 43206-3710 | Active | 4598310 | WILKINS | 975XL2 | RP | 0.750 | 3636933 | AT WATER METER HOLD
951 | FREBIS AVE | 43206-3755 | Active | 4777161 | WILKINS | 975XL | RP | 0.750 | 3425148 | AT WTR MTR
135 | FREBIS AVE | 43206-3735 | Active | 174875 | WATTS | LF009M2QT | RP | 1.000 | 3425176 | IN BASEMENT AT METER - 1365 FREBIS AVE
1355 | FREBIS AVE | 43206-3735 | Not Required by DOW | 08200 | WATTS | 009M3QT | RP | 0.750 | 3644557 | UNDER BAPTISM TUB
1501 | FREBIS AVE | 43206- | Inactive | REP97896 | WATTS | 919QT | RP | 1.500 | 55233 | USE 6/3/15 CAG. AT WATER METER
1501 | FREBIS AVE | 43206- | Active | 18467 | Watts | LF919QT | RP | 1.500 | 3650740 | UTILITY CLOSET BY MTR
1541 | FREBIS AVE | 43206-3722 | Active | 266729 | WILKINS | 975 | RP | 0.750 | 55339 | AT WATER METER BESIDE HOT WATER TANK UNDER SINK --STORE #611
1543 | FREBIS AVE | 43206-3722 | Active | 3637448 | WILKINS | 975XL | RP | 0.750 | 55344 | USE 6/3/15 CAG. AT WATER METER IN BATHROOM
1643 | FREBIS AVE | 43206- | Removed | REM215954 | WATTS | 009M3QT | RP | 0.750 | 55690 | REMAnnex Mechanical Room - Bus Wash Room REMOVED
1643 | FREBIS AVE | 43206- | Active | 33592 | WATTS | 919AQT | RP | 1.000 | 55691 | Annex Mechanical Room - Frebis Bus Comp.
1643 | FREBIS AVE | 43206- | Active | 1083105 | WILKINS | 975XL | RP | 0.750 | 3628036 | REMAnnex Mechanical Room - Bus Wash Room
1760 | FREBIS AVE | 43206- | Active | W149895 | WILKINS | 975 | RP | 1.500 | 56130 | IN 1760 FREBIS ON SOUTH WEST WALL IN BASEMENT
1798 | FREBIS AVE | 43206-3729 | Active | ABA48734 | WILKINS | 975XL2 | RP | 1.000 | 3425227 | WEST SIDE BY ELECTRIC PANELS THRU OFFICE
1798 | FREBIS AVE | 43206-3729 | Active | ZC-0495 | AMES | 300-GV | DCDA | 6.000 | 3638994 | WEST SIDE BY DOOR 8
1798 | FREBIS AVE | 43206-3729 | Active | 80626 | AMES | 2000BM3 | DC | 0.750 | 3658932 | WEST SIDE BY DOOR 8
1799 | FREBIS AVE | 43206-3728 | Active | 3018 | WATTS | 009M1PCQT | RP | 1.500 | 89128 | ABOVE OVERHEAD DOOR BY RAMP Frebis Bus
1799 | FREBIS AVE | 43206-3728 | Due Install |  |  |  | RP | 1.500 | 3628038
1799 | FREBIS AVE | 43206-3728 | Due Install |  |  |  | DCDA | 6.000 | 3628039 | ABOVE OVERHEAD DOOR BY RAMP Frebis Bus
1875 | FREBIS AVE | 43206-3728 | Active | 3868548 | WILKINS | 975XL2 | RP | 2.000 | 3425229 | EAST WALL OF PARTS ROOM
1875 | FREBIS AVE | 43206-3728 | Due Install |  |  |  | DCDA | 6.000 | 3650449 | MTR PIT
1945 | FREBIS AVE | 43206-3756 | Active | 167893 | WILKINS | 975 | RP | 1.500 | 56714 | E SIDE OB BLDG BY S OVERHEAD DOOR @ 1719 ALUM CREEK DR
1945 | FREBIS AVE | 43206-3756 | Not Required by DOW | 23225 | WATTS | 919AQT | RP | 1.500 | 56715 | SE CORNER STORAGE CLOSET
1575 | FREBIS LN | 43206-3319 | Active | 333510 | WATTS | 009 | RP | 1.000 | 3425230 | MID S RISER ROOM BTWN TRUCK DOCKS AT WATER METER
1575 | FREBIS LN | 43206-3319 | Active | YE-2015 | AMES | 300 | DCDA | 8.000 | 3635962 | MID S RISER ROOM BTWN TRUCK DOCKS
1575 | FREBIS LN | 43206-3319 | Active | 77654 | AMES | 2000B | DCDA | 0.750 | 3657042 | MID S RISER ROOM BTWN TRUCK DOCKS
1585 | FREBIS LN | 43206-3319 | Active | 14755 | WATTS | 009QT | RP | 2.000 | 55470 | NW CORNER - CANOPY RAMP
1585 | FREBIS LN | 43206-3319 | Active | 32343 | WATTS | 009QT | RP | 1.500 | 55471 | SW CORNER/CANOPY RAMP
1585 | FREBIS LN | 43206-3319 | Due Install |  |  |  | DCDA | 6.000 | 3628222
1585 | FREBIS LN | 43206-3319 | Due Install |  |  |  | RP | 0.750 | 3629491
1586 | FREBIS LN | 43206-3320 | Active | ABA49847 | WILKINS | 975 XL2 | RP | 1.000 | 3425231 | WEST SIDE BY DOOR 11
1586 | FREBIS LN | 43206-3320 | Active | ZC-0505 | AMES | COLT 300 GV | DCDA | 6.000 | 3650319 | WEST SIDE BY DOOR 11
1586 | FREBIS LN | 43206-3320 | Active | 79187 | AMES | 2000BM3 | DC | 0.750 | 3658933 | WEST SIDE BY DOOR 11
2295 | FRED HAISE RD BLDG 532 | 43217 | Active | 71415 | WATTS | 009M1QT | RP | 2.000 | 103748 | 2295 JOHNS CIRCLE DR, NORTH END ELECTRICAL ROOM
2295 | FRED HAISE RD BLDG 532 | 43217 | Active | 3CK0199 | AMES | 3000SS | DCDA | 6.000 | 103749 | 2295 JOHNS CIRCLE DR, NORTH END ELECTRIC ROOM
2295 | FRED HAISE RD BLDG 532 | 43217 | Active | 35929 | WATTS | 007M2QT | DC | 0.750 | 103750 | 2295 JOHNS CIRCLE DR, NORTH END ELECTRICAL ROOM
2879 | FREEDOM TR | 43068-3924 | Active | 167 | FEBCO | 765 | PVB | 0.750 | 59481 | LEFT SIDE OF HOUSE
4949 | FREEWAY E DR | 43229-5401 | Active | 142658 | WATTS | 909 | RP | 3.000 | 65475 | FRONT - SE CORNER AT METER
4949 | FREEWAY E DR | 43229-5401 | Active | 42497 | WATTS | 009QT | RP | 0.750 | 65477 | WEST END OF BLDG IN TRUCK WASH BAY
4949 | FREEWAY E DR | 43229-5401 | Active | 99291 | WATTS | 909QT | RP | 1.000 | 65478 | WAREHOUSE WASH AREA
4949 | FREEWAY E DR | 43229-5401 | Active | 262705 | WATTS | 909HWM1QT | RP | 1.500 | 96996 | OUTSIDE
4949 | FREEWAY E DR | 43229-5401 | Due Install |  |  |  |  | 6.000 | 3648332
5049 | FREEWAY E DR | 43229- | Active | 4969638 | WILKINS | 975XL2 | RP | 1.500 | 3425305 | METER CLOSET IN CUBICAL AREA
5055 | FREEWAY E DR | 43229- | Active | 4969636 | WILKINS | 975XL2 | RP | 1.500 | 3425306 | IN WALL IN WOMENS RESTROOM.
5055 | FREEWAY E DR UNIT A | 43229- | Active | 1026020522 | AMES | 3000SS | DCDA | 8.000 | 3605696 | PUMP ROOM
5055 | FREEWAY E DR UNIT A | 43229- | LPS - Active |  |  |  | LST |  | 3636308 | PUMP ROOM - 5061 FREEWAY DR E
5055 | FREEWAY E DR UNIT A | 43229- | Active | 86532 | AMES | 2000B | DC | 0.750 | 3653319 | PUMP ROOM
970 | FREEWAY N DR | 43229- | Active | L77847 | WILKINS | 375 | RP | 3.000 | 102629 | IN SIDE OF METER BLDG IN FRONT OF MAIN BLDG
100 | FREEWAY N DR | 43229-5428 | Active | 89905 | APOLLO | RPLF4A | RP | 8.000 | 3425307
1000 | FREEWAY N DR | 43229-5428 | Active | 44044 | WATTS | 919QT | RP | 2.000 | 3657655 | SPRINKLER ROOM
1000 | FREIDA CT | 43119-8657 | Active | T417588 | WILKINS | 720A | PVB | 0.750 | 53552 | WEST SIDE OF HOUSE
1260 | FRIAR LN | 43221-1526 | Active | AE3079 | FEBCO | 765 | PVB | 1.000 | 54467 | UNDER WINDOW BY FRONT DOOR
1276 | FRIAR LN | 43221-1526 | Active | HB56275 | FEBCO | 765 | PVB | 1.000 | 88519 | Front of house left of porch
1348 | FRIAR LN | 43221-1528 | Active | 27058 | WATTS | 800QT | PVB | 1.000 | 90320 | REAR OF HOUSE
1375 | FRIAR LN | 43221-1527 | Active | HE75402 | FEBCO | 765 | PVB | 1.000 | 3425504 | BACK OF HOUSE
1432 | FRIAR LN | 43221-1530 | Active | T439700 | WILKINS | 720A | PVB | 0.750 | 90321 | SW CORNER OF HOUSE
4011 | FRONT ST | 43123-2506 | Active | 366827 | WATTS | LF009M2QT | RP |  | 3425627 | AT METER IN BSMNT s wall
258 | FRONTENAC PL | 43085-3817 | Active | T391157 | WILKINS | 720 | PVB | 0.750 | 3425726 | FRONT OF HOUSE -LEFT OF PORCH
360 | FRYER PARK DR | 43123- | Active | A020160 | FEBCO | 805 | DC | 0.750 | 61232 | FIRE PROTECTION ROOM
3600 | FRYER PARK DR | 43123- | Active | F0204181420 | FEBCO | 876 | DCDA | 6.000 | 61233 | FIRE PROTECTION ROOM
3600 | FRYER PARK DR | 43123- | Active | L79319 | WILKINS | 375 | RP | 3.000 | 61234 | WATER METER ROOM
3600 | FRYER PARK DR | 43123- | Active | L79318 | WILKINS | 375 | RP | 3.000 | 61235 | WATER METER ROOM
3600 | FRYER PARK DR | 43123- | Not Required by DOW | 378638 | WATTS | 909M1QT | RP | 2.000 | 96657 | N MECH RM OFF LOBBY RESTROOM OSU OFFICE - 3580 DISCOVERY DR
2380 | FUJI DR | 43229-2832 | Active | W604151 | WATTS | 009QT | RP | 1.000 | 92494 | STORAGE ROOM IN NE CORNER OF BUILDING
2439 | FUJI DR | 43229-2847 | Active | V24373 | WILKINS | 350 | DCDA | 4.000 | 98045 | EQUIPMENT ROOM
2439 | FUJI DR | 43229-2847 | Active | 3201605 | WILKINS | 950XL | DC | 0.750 | 98048
2439 | FUJI DR | 43229-2847 | Active | 4943138 | WILKINS | 975 XL2 | RP | 1.500 | 3635533 | AT WATER METER
7645 | FULMAR DR | 43017 | Active | H066444 | FEBCO | 765 | PVB | 0.750 | 72403 | FRONT OF HOUSE LEFT OF FRONT DOOR
7646 | FULMAR DR | 43017 | Active | 212235 | WILKINS | 720A | PVB | 1.000 | 72404 | LEFT HAND SIDE
7653 | FULMAR DR | 43017-9506 | Active | G046646 | WILKINS | 720A | PVB | 0.750 | 90949 | LEFT SIDE
7661 | FULMAR DR | 43017-9506 | Active | T084096 | WILKINS | 720A | PVB | 0.750 | 101535 | LEFT FRONT
7662 | FULMAR DR | 43017-8241 | Active | H009971 | FEBCO | 765 | PVB | 0.750 | 72447 | LEFT SIDE OF HOUSE
7670 | FULMAR DR | 43017-8241 | Active | 817153 | WILKINS | 720A | PVB | 0.750 | 72465 | USE 6/3/15 CAG. RIGHT SIDE
7678 | FULMAR DR | 43017-8241 | Replaced | REP871457 | WILKINS | 720A | PVB | 0.750 | 72488 | REPLACED- LEFT SIDE BY AC
7678 | FULMAR DR | 43017-8241 | Active | CB113944 | WILKINS | 720A | PVB | 0.750 | 3611567 | LEFT CENTER BY A/C
7685 | FULMAR DR | 43017-9506 | Active | H055786 | FEBCO | 765 | PVB | 0.750 | 72509 | LEFT FRONT
7686 | FULMAR DR | 43017-8241 | Active | T331000 | WILKINS | 720A | PVB | 0.750 | 99880 | BACK RIGHT BY S DECK
7694 | FULMAR DR | 43017-8241 | Active | 70228 | FEBCO | 765 | PVB | 0.750 | 72536 | RIGHT SIDE OF HOUSE
7701 | FULMAR DR | 43017-9506 | Active | 225220 | WATTS | 800M2QT | PVB | 1.000 | 72577 | RIGHT FRONT
7702 | FULMAR DR | 43017-8241 | Active | CH0368 | FEBCO | 765 | PVB | 0.750 | 72580 | LEFT SIDE
7708 | FULMAR DR | 43017-8241 | Active | VAA0083 | WILKINS | 720 | PVB | 0.750 | 3425792 | LEFT SIDE OF HOUSE
7709 | FULMAR DR | 43017-9506 | Active | 306907 | FEBCO | 800 | PVB | 0.750 | 72598 | LEFT SIDE OF HOUSE
7717 | FULMAR DR | 43017-8231 | Active | CB086650 | WILKINS | 420 | PVB | 1.000 | 72615 | RIGHT SIDE
7724 | FULMAR DR | 43017-8230 | Active | T373830 | WILKINS | 720A | PVB | 0.750 | 3584150 | RIGHT FRONT
7725 | FULMAR DR | 43017-8231 | Active | cb555877 | WILKINS | 720A | PVB | 0.750 | 72636 | LT SIDE
7732 | FULMAR DR | 43017-8230 | Active | 903162 | WILKINS | 720A | PVB | 0.750 | 90331 | RIGHT FRONT
7733 | FULMAR DR | 43017 | Active | T271187 | WILKINS | 720A | PVB | 0.750 | 72657 | RIGHT SIDE OF HOUSE
7740 | FULMAR DR | 43017-8230 | Active | H262033 | FEBCO | 765 | PVB | 1.000 | 72674 | EAST SIDE LEFT REAR
7741 | FULMAR DR | 43017 | Active | CAA40894 | WILKINS | 720A | PVB | 0.750 | 72676 | LEFT FRONT
7749 | FULMAR DR | 43017-8231 | Active | H003656 | FEBCO | 765 | PVB | 0.750 | 72690 | RIGHT SIDE OF HOUSE
7756 | FULMAR DR | 43017-8230 | Active | G208533 | WILKINS | 720A | PVB | 0.750 | 92395 | RIGHT SIDE
7764 | FULMAR DR | 43017-8230 | Active | H205801 | FEBCO | 765 | PVB | 0.750 | 87315 | LEFT SIDE SOUTH EAST CORNER
5814 | GAELIC CT | 43016 | Replaced | REP835414 | WILKINS | 720 | PVB | 0.750 | 3426020 | REPLACED- LEFT FRONT SIDE
5814 | GAELIC CT | 43016 | Active | T212402 | WILKINS | 720A | PVB | 0.750 | 3611317 | LEFT FRONT SIDE
4424 | GAFFNEY CT | 43228-9184 | Active | H070121 | FEBCO | 765 | PVB | 0.750 | 63980 | LT SIDE
8844 | GAILES CT | 43017 | Active | 190693 | WILKINS | 720A | PVB | 0.750 | 74354 | FRONT LEFT
8627 | GAIRLOCH CT | 43017 | Active | 56559 | FEBCO | 765 | PVB | 1.000 | 74126 | RIGHT SIDE OF HOUSE NEAR FRONT
8644 | GAIRLOCH CT | 43017 | Active | H115746 | FEBCO | 765 | PVB | 0.750 | 74143 | FRONT OF HOUSE RIGHT FRONT DOOR
8660 | GAIRLOCH CT | 43017 | Active | EAF4494 | WILKINS | 720A | PVB | 0.750 | 3426057 | RT OF GARAGE DOOR NEXT TO GAS METER
1951 | GALAXIE ST | 43207-1721 | Active | 2536041 | WILKINS | 975XLBMS | RP | 1.500 | 56732 | E END OF WAREHOUSE
1951 | GALAXIE ST | 43207-1721 | Active | 229951 | WATTS | 007M3QT | DC | 0.750 | 3652000 | E END OF WAREHOUSE
1951 | GALAXIE ST | 43207-1721 | Active | WA-0011 | WATTS | 757 | DCDA | 8.000 | 3652001 | E END OF WAREHOUSE
1975 | GALAXIE ST | 43207-1721 | Active | AB03093 | WILKINS | 975XLZ | RP | 0.750 | 3426073
1975 | GALAXIE ST | 43207-1721 | Active | VK-0383 | WATTS | 757 | DCDA | 6.000 | 3650997
1975 | GALAXIE ST | 43207-1721 | Active | 227754 | WATTS | 007M3 | DC | 0.750 | 3651874
8411 | GALDINO DR | 43054 | Active | G246874 | WILKINS | 720A | PVB | 0.750 | 99033 | LEFT SIDE
8422 | GALDINO DR | 43054 | Active | G242197 | WILKINS | 720A | PVB | 0.750 | 98537 | LEFT SIDE
8432 | GALDINO DR | 43054-7149 | Active | G169748 | WILKINS | 720A | PVB | 0.750 | 95369 | RIGHT SIDE OF HOUSE
8442 | GALDINO DR | 43054-7149 | Active | CB027111 | WILKINS | 720A | PVB | 0.750 | 103056 | FRONT
122 | GALLOWAY RD | 43119-8043 | Active | 206483 | WATTS | 909 | RP | 4.000 | 54329 | BOILER ROOM
122 | GALLOWAY RD | 43119-8043 | Active | ABJ6619 | WILKINS | 975XL2 | RP | 1.000 | 54330 | MECHANICAL ROOM back wall by pump
122 | GALLOWAY RD | 43119-8043 | Active | 5301313 | FEBCO | 870 | DC | 6.000 | 54331 | MECH ROOM NORTH SIDE
122 | GALLOWAY RD | 43119-8043 | Due Install |  |  |  | DCDA | 6.000 | 3649274
122 | GALLOWAY RD | 43119-8043 | LPS - Active |  |  |  | LST |  | 3649276
146 | GALLOWAY RD | 43119 | Removed | REM1116 | WATTS | 009M1PCQT | RP | 2.000 | 66948 | REPLACED- BOILER ROOM REC CENTRE
146 | GALLOWAY RD | 43119 | Removed | 1983REM | FEBCO | 805 | DC | 2.000 | 66949 | REMOVED- CONCESSION STAND NE CORNER
146 | GALLOWAY RD | 43119 | Active | 457120 | WATTS | 909QT | RP | 1.000 | 66950 | BOILER ROOM IN REC CENTER
146 | GALLOWAY RD | 43119 | Active | 3895561 | WILKINS | 975 | RP | 2.000 | 3611403 | BOILER ROOM REC CENTRE
146 | GALLOWAY RD | 43119 | Active | 218170 | WATTS | LF009M3QT | RP | 0.750 | 3632832 | PENTHOUSE #1
146 | GALLOWAY RD | 43119 | Active | 408789 | WILKINS | 720A | PVB | 2.00 | 3632833 | FOOTBALL CONCESSION STAND
146 | GALLOWAY RD | 43119 | Active | 196274 | WATTS | LF009M3QT | RP | 0.750 | 3641218 | PENT HOUSE 2
146 | GALLOWAY RD | 43119 | Active | 260241 | WATTS | LF009M2QT | RP | 1.000 | 3653573 | NEW REC CENTER/RISER ROOM
375 | GALLOWAY RD | 43119 | [6 empty] | 3657799
775 | GALLOWAY RD | 43119 | Active | 01965 | AMES | LF2000BM3 | DC | 0.750 | 94426 | IN HOT BOX @ ENTRANCE
775 | GALLOWAY RD | 43119 | Active | 0608090 | FEBCO | 876V | DCDA | 6.000 | 94428 | IN HOT BOX @ ENTRANCE
775 | GALLOWAY RD | 43119 | Active | 2516056 | WILKINS | 975XLBMS | RP | 1.500 | 94429 | IN MECH ROOM
936 | GALLOWAY RD | 43119- | Active | 1289666 | WILKINS | 975 | RP | 1.500 | 74693 | METER ROOM #938
136 | GALLOWAY RD | 43119 | Active | 88156 | APOLLO | RPLF40 | RP | 12.000 | 3655740
1503 | GALLOWAY RD UNIT M | 43119 | Active | 032852 | WATTS | 009M2 | RP | 1.500 | 3633291 | HOT BOX
815 | GALLOWAY RD UNIT WATR | 43119 | Active | YB-0798 | AMES | COLT 400 | RP | 4.000 | 3657294 | METER BUILDING
815 | GALLOWAY RD UNIT WATR | 43119 | Active | YB-1013 | AMES | 300GV | DCDA | 10.000 | 3657295 | METER BUILDING
815 | GALLOWAY RD UNIT WATR | 43119 | Active | 76966 | AMES |  | DC | 0.750 | 3657296 | METER BUILDING
815 | GALLOWAY RD UNIT WATR | 43119 | Not Required by DOW | 30324 | WATTS | 919QT | RP | 1.500 | 3657705 | MECHANICAL ROOM
480 | GALWAY DR | 43017 | Active | CAA31013 | WILKINS | 720A | PVB | 0.750 | 3426243 | Front
4804 | GALWAY DR | 43017 | Active | CB324157 | WILKINS | 720 | PVB | 0.750 | 3426244 | RIGHT FRONT
4820 | GALWAY DR | 43017-8507 | Active | 185482 | WILKINS | 720A | PVB | 0.750 | 88300 | Front of house
4833 | GALWAY DR | 43017-8509 | Active | T056642 | WILKINS | 720A | PVB | 1.000 | 90356 | RIGHT SIDE REAR OF HOUSE BY ELECTRIC METER
4848 | GALWAY DR | 43017-8507 | Active | T180135 | WILKINS | 720A | PVB | 1.000 | 65218 | RT SIDE
4849 | GALWAY DR | 43017-8509 | Active | T077010 | WILKINS | 720A | PVB | 0.750 | 95293 | RIGHT SIDE REAR
4864 | GALWAY DR | 43017-8507 | Active | CAA46505 | WILKINS | 720A | PVB | 0.750 | 90357 | LEFT SIDE
4876 | GALWAY DR | 43017-8507 | Active | T415561 | WILKINS | 720A | PVB | 0.750 | 65298 | RIGHT FRONT
4889 | GALWAY DR | 43017-8509 | Active | 2862076 | WILKINS | 975XLBMS | RP | 0.750 | 65349 | REAR OF HOUSE LEFT SIDE
4901 | GALWAY DR | 43017-9796 | Active | 554643 | WATTS | 800M4QT | PVB | 1.000 | 65386 | 10 FEET RIGHT OF FRONT DOOR
4904 | GALWAY DR | 43017-8410 | Active | T022028 | WILKINS | 720A | PVB | 1.000 | 65389 | FRONT OF HOUSE
4913 | GALWAY DR | 43017-9796 | Active | CB655317 | WILKINS | 720A | PVB | 0.750 | 3426249 | RIGHT SIDE
4932 | GALWAY DR | 43017-8410 | Active | DE5223 | FEBCO | 765 | PVB | 0.750 | 65450 | FRONT LEFT OF FRONT DOOR
4967 | GALWAY DR | 43017-8465 | Active | G214870 | WILKINS | 720A | PVB | 0.750 | 96036 | FRONT OF HOUSE
4976 | GALWAY DR | 43017-8441 | Removed | 266859REM | WATTS | 800M4QT | PVB | 0.750 | 65531 | ***REMOVED*** RIGHT FRONT
4976 | GALWAY DR | 43017-8441 | Removed | 196659REM | WATTS | 800QT | PVB | 0.750 | 65532 | ***REMOVED*** RIGHT FRONT
4988 | GALWAY DR | 43017-8441 | Active | 5724 | FEBCO | 765 | PVB | 1.000 | 65544 | LEFT SIDE OF HOUSE
5016 | GALWAY DR | 43017-8464 | Active | 79766 | WATTS | 800QT | PVB | 0.750 | 65729 | SOUTH SIDE OF HOUSE
5031 | GALWAY DR | 43017-8465 | Active | H689255 | FEBCO | 765 | PVB | 0.750 | 101196 | RIGHT SIDE OF HOUSE
5044 | GALWAY DR | 43017-8464 | Active | H070067 | FEBCO | 765 | PVB | 0.750 | 65804 | LEFT SIDE
5060 | GALWAY DR | 43017-8464 | Active | 20990 | WATTS | 800QT | PVB | 0.750 | 65891 | RIGHT SIDE OF HOUSE
5072 | GALWAY DR | 43017-8464 | Active | BA5734 | FEBCO | 765 | PVB | 1.000 | 100155 | BACK OF HOUSE
4150 | GANTON PKWY | 43054 | Active | 86393 | APOLLO | RPLF4A | RP | 4.000 | 3653480 | HOT BOX - SOUTH PROPERTY
4150 | GANTON PKWY | 43054 | Active | 86239 | APOLLO | RPLF4A | RP | 4.000 | 3653481 | HOT BOX - SOUTH PROPERTY
4150 | GANTON PKWY | 43054 | Active | 85877 | APOLLO | RPDA2LF | RPDA | 12.000 | 3653482 | HOT BOX - WOUTH PROPERTY
4150 | GANTON PKWY | 43054 | Active | 70723B | APOLLO | CVALF4A | DC | 0.500 | 3653483 | HOTBOXES LEFT OF ENTRANCE OFF GANTON PKWY
1861 | GANTZ RD | 43123 | Active | 28933 | WILKINS | 375XL | RP | 3.000 | 3606119 | MECH RM N END OF BLDG
1861 | GANTZ RD | 43123 | Active | 1815270813 | AMES | 3000SS | DCDA | 8.000 | 3607950 | METER PIT FRANK/GANTZ
1861 | GANTZ RD | 43123 | Active | 70972 | AMES | 2000B | DC | 0.750 | 3607951 | METER PIT FRANK/GANTZ
1861 | GANTZ RD | 43123 | Active | A278571 | WILKINS | 375XL | RP | 1.000 | 3607952 | MECHANICAL ROOM NEAR DOMESTIC BACKFLOW
2539 | GANTZ RD | 43123 | Active | 492711 | WATTS | 009M3QT | RP | 0.750 | 3640714 | AT METER IN HOTBOX
2539 | GANTZ RD | 43123 | Active | TB-0973 | WATTS |  | DCDA | 8.000 | 3640877 | HOT BOX
2539 | GANTZ RD | 43123 | Active | 55188 | AMES | 2000BM3 | DC | 0.750 | 3640878 | 2 HOTBOXES ON RIGHT SIDE OF ENTRANCE
2677 | GANTZ RD | 43123- | Active | WI-1647 | AMES | 400 | RP | 6.000 | 3580283 | METER IS IN PIT
2777 | GANTZ RD | 43123 | Active | W115800 | WILKINS | 975 | RP | 1.000 | 59272 | MECH ROOM GYM AREA
2777 | GANTZ RD | 43123 | Active | Y13122 | WILKINS | 375ADA | RPDA | 6.000 | 3646400 | HOTBOX at parking entrance
2777 | GANTZ RD | 43123 | Active | 4482150 | WILKINS | 975XLD | RP | 0.750 | 3646401 | HOTBOX NEAR at parking entrance
3240 | GANTZ RD | 43123 | Active | 1864600015 | AMES | 3000SS | DCDA | 6.000 | 60262 | PIT IN FRONT OF 3125 FARMBROOK, PIT JUST OFF GANTZ ROAD
3240 | GANTZ RD | 43123 | Active | 23851 | WATTS | 007QT | DC | 0.750 | 60263 | PIT IN FRONT OF 3125 FARMBROOK DR, PIT JUST OFF GANTZ ROAD
3240 | GANTZ RD | 43123 | Active | 7014 | AMES | 2000SS | DC | 1.000 | 60264 | MECH ROOM LIMITED FIRE SYS - 3125 FARMBROOK DR
3240 | GANTZ RD | 43123 | Due Install |  |  |  | RP | 3.000 | 3624682
3240 | GANTZ RD | 43123 | Active | T417984 | Wilkins | 720 | PVB | 0.750 | 3650720 | BACK RIGHT OF OFFICE 3125 FARMBROOK DR
3495 | GANTZ RD | 43123-4847 | Active | 2FN0462 | AMES | 2000SE | DC | 8.000 | 60846 | EAST END OF BUILDING IN FIRE PUMP ROOM
3495 | GANTZ RD | 43123-4847 | Not Required by DOW | 326624 | WATTS | 909M1QT | RP | 1.500 | 60848 | PUMP ROOM E END OF BLDG
3495 | GANTZ RD | 43123-4847 | Active | 585849 | WILKINS | 975 | RP | 1.500 | 60849 | NEXT TO WATER METER EAST SIDE OF BLDG--BULK # 12 WAREHOUSE
3495 | GANTZ RD | 43123-4847 | LPS - Active |  |  |  | LPC |  | 3636932 | DOMESTIC PUMP - NEXT TO WATER METER EAST SIDE OF BLDG--BULK # 12 WAREHOUSE
3555 | GANTZ RD | 43123 | Active | 078606 | WATTS | LF009M2QT | RP | 2.000 | 3626578 | WATER RISER ROOM/PUMP ROOM EAST SIDE OF BUILDING
3555 | GANTZ RD | 43123 | Active | 71272 | WATTS | 919QT | RP | 0.750 | 3626698 | FIRE PUMP ROOM
3555 | GANTZ RD | 43123 | Active | RJ-0519 | AMES | COLT 500-GV | RPDA | 8.000 | 3626699 | FIRE PUMP ROOM
3555 | GANTZ RD | 43123 | Not Required by DOW | B165063 | WILKINS | 375XL | RP | 2.000 | 3638572
3555 | GANTZ RD | 43123 | LPS - Active |  |  |  | LST |  | 3657701 | FIRE BOOSTER PUMP - FIRE PUMP ROOM
3560 | GANTZ RD | 43123-1887 | Not Required by DOW | 072993 | WILKINS | 975RP | RP | 0.750 | 61070 | COLUMN A-9 QUENCH TANK UNITED MILL
3560 | GANTZ RD | 43123-1887 | Not Required by DOW | 094674 | WILKINS | 975 RP | RP | 0.750 | 61071 | BOILER WATER SUPPLY MEZZ
3560 | GANTZ RD | 43123-1887 | Not Required by DOW | 118377 | WATTS | 909 | RP | 2.500 | 61072 | NEXT TO TOWER PUMPS
3560 | GANTZ RD | 43123-1887 | Not Required by DOW | 13570 | WATTS | 709 | DC | 3.000 | 61073 | BY TOWER PUMPS
3560 | GANTZ RD | 43123-1887 | Active | 1436080605 | AMES | 3000SS | DCDA | 8.000 | 61074 | UNDERGROUND PIT
3560 | GANTZ RD | 43123-1887 | Not Required by DOW | 170911 | WATTS | 909 | RP | 3.000 | 61075 | RO ROOM
3560 | GANTZ RD | 43123-1887 | Not Required by DOW | 21965 | WATTS | 007QT | DC | 0.500 | 61076 | BY TOWER PUMPS
3560 | GANTZ RD | 43123-1887 | Not Required by DOW | 243332 | WATTS | 009QT | RP | 0.750 | 61077 | COLUMN E-9
3560 | GANTZ RD | 43123-1887 | Not Required by DOW | 576509 | WATTS | 909QT | RP | 0.750 | 61078 | MIDDLE MEZZ C-10
3560 | GANTZ RD | 43123-1887 | Not Required by DOW | 304219 | WATTS | 909M1QT | RP | 2.000 | 61079 | COLUMN E-20
3560 | GANTZ RD | 43123-1887 | Not Required by DOW | 326033 | WATTS | 909CWQT | RP | 0.750 | 61080 | COLUMN LINE D-13
3560 | GANTZ RD | 43123-1887 | Not Required by DOW | 326662 | WATTS | 909CW | RP | 0.750 | 61081 | COLUMN E-10
3560 | GANTZ RD | 43123-1887 | Removed | 353891REM | WATTS | 909M1QT | RP | 2.000 | 61082 | REMOVED-CASTING AREA SOUTH WALL
3560 | GANTZ RD | 43123-1887 | Not Required by DOW | 356902 | WATTS | 909M1QT | RP | 2.000 | 61083 | BY TOWER PUMPS
3560 | GANTZ RD | 43123-1887 | Not Required by DOW | 409184 | WATTS | 909QT | RP | 1.000 | 61084 | COLUMN E-14
3560 | GANTZ RD | 43123-1887 | Not Required by DOW | 409981 | WATTS | 909QT | RP | 1.000 | 61085 | COLUMN F-13
3560 | GANTZ RD | 43123-1887 | Not Required by DOW | 419583 | WATTS | 909M1QT | RP | 2.000 | 61086 | FRONT MEZZ RIGHT OF BOILER
3560 | GANTZ RD | 43123-1887 | Active | 44511 | AMES | 2000SS | DC | 0.750 | 61087 | PIT
3560 | GANTZ RD | 43123-1887 | Not Required by DOW | 493195 | WATTS | 909QT | RP | 0.750 | 61088 | B - 12
3560 | GANTZ RD | 43123-1887 | Not Required by DOW | 497300 | WATTS | 909QT | RP | 0.750 | 61089 | SE CORNER
3560 | GANTZ RD | 43123-1887 | Not Required by DOW | 509646 | WATTS | 909QT | RP | 0.750 | 61090 | WET COLLECTOR 13
3560 | GANTZ RD | 43123-1887 | Not Required by DOW | 513929 | WATTS | 909QT | RP | 0.750 | 61091 | E-10 WET COLLECTOR #10
3560 | GANTZ RD | 43123-1887 | Not Required by DOW | 537217 | WATTS | 909QT | RP | 0.750 | 61092 | 300 MM? CELL AREA
3560 | GANTZ RD | 43123-1887 | Not Required by DOW | ALA23060 | WILKINS | 975XL3 | RP | 0.750 | 61094 | WET COL 016
3560 | GANTZ RD | 43123-1887 | Not Required by DOW | 581582 | WATTS | 909QT | RP | 0.750 | 61095 | COLLECTOR #14
3560 | GANTZ RD | 43123-1887 | Not Required by DOW | 583506 | WILKINS | 975 | RP | 0.750 | 61096 | E-10 COLUMN
3560 | GANTZ RD | 43123-1887 | Not Required by DOW | W218441 | WILKINS | 975XLBMS | RP | 0.750 | 61099 | WEST END OF SHOP
3560 | GANTZ RD | 43123-1887 | Not Required by DOW | W218491 | WILKINS | 975XLBMS | RP | 0.750 | 61100 | EAST END OF FREEZER ROOM
3560 | GANTZ RD | 43123-1887 | Not Required by DOW | 438325 | WATTS | 909M1QT | RP | 2.000 | 61101 | CASTING HOUSE
3560 | GANTZ RD | 43123-1887 | Not Required by DOW | 353257 | WATTS | 909M1QT | RP | 2.000 | 61102 | BY TOWER PUMPS****DUPLICATE #-PREFIX WITH Z******
3560 | GANTZ RD | 43123-1887 | Not Required by DOW | 421595 | WATTS | 909M1QT | RP | 2.000 | 88560 | VACUME FURNACE @ 400 TON PRESS
3560 | GANTZ RD | 43123-1887 | Not Required by DOW | 587453 | WATTS | 909QT | RP | 0.750 | 88561 | WET COLLECTOR 018
3560 | GANTZ RD | 43123-1887 | Not Required by DOW | 599814 | WATTS | 909QT | RP | 0.750 | 88562 | Removed
3560 | GANTZ RD | 43123-1887 | Active | 130707 | WILKINS | 375 | RP | 6.000 | 88563 | @ WATER SERV NORTH SIDE OF BLDG
3560 | GANTZ RD | 43123-1887 | Not Required by DOW | 425519 | WATTS | 909M1QT | RP | 1.500 | 88565 | CEILING ABOVE WATER JET ROOM
3560 | GANTZ RD | 43123-1887 | Not Required by DOW | 436749 | WATTS | 909M1QT | RP | 2.000 | 92014 | IN CEILING ABOVE HOT PRESS ROOM
3560 | GANTZ RD | 43123-1887 | Not Required by DOW | 622459 | WATTS | 909QT | RP | 0.750 | 95622 | HIP CAN WASH
3560 | GANTZ RD | 43123-1887 | Not Required by DOW | 630188 | WATTS | 909QT | RP | 1.000 | 96658 | WET COLLECTOR #15
3560 | GANTZ RD | 43123-1887 | Not Required by DOW | 624609 | WATTS | 909HWQT | RP | 0.750 | 97531 | 19 wtr collector main hall
3560 | GANTZ RD | 43123-1887 | Not Required by DOW | 269147 | WATTS | 009M2PCQT | RP | 2.000 | 97532 | rear of jet wash
3560 | GANTZ RD | 43123-1887 | Not Required by DOW | 630433 | WATTS | 909QT | RP | 0.750 | 97567 | wet collector # 20
3560 | GANTZ RD | 43123-1887 | Not Required by DOW | 643333 | WATTS | 909QT | RP | 0.750 | 101591 | WET COLLECTOR 12
3560 | GANTZ RD | 43123-1887 | Not Required by DOW | 016243 | WATTS | LF909QT | RP | 0.750 | 3609789 | NEW WAREHOUSE BY WET COLLECTOR 21
3560 | GANTZ RD | 43123-1887 | Not Required by DOW | 636895 | WATTS | 909 | RP | 1.000 | 3609790 | BY COLUMN E-11 BEHIND MACHINE
3560 | GANTZ RD | 43123-1887 | Not Required by DOW | 253155 | WATTS | LF009M3QT | RP | 0.750 | 3641223 | B103J JANITORS CLOSET IN QA AREA
3560 | GANTZ RD | 43123-1887 | Not Required by DOW | 4783154 | WILKINS | 975XL2 | RP | 0.750 | 3641224 | B126 HEMOLYSIS WASH STATION
3560 | GANTZ RD | 43123-1887 | Not Required by DOW | 4783157 | WILKINS | 975XL2 | RP | 0.750 | 3641225 | B121 PRODUCTION AREA (HA)
3560 | GANTZ RD | 43123-1887 | Active | 022083 | WATTS | 909HWM1QT | RP | 2.000 | 3655165 | COOLING TOWER
3560 | GANTZ RD | 43123-1887 | Active | 013834 | WATTS | 909 | RP | 3.000 | 3655166 | COOLING TOWER
3560 | GANTZ RD | 43123-1887 | Active | 4980540 | WILKINS | 975 | RP | 0.750 | 3655167 | LOCATED AT FUME HOOD EQUIPMENT
3735 | GANTZ RD | 43123-4849 | Not Required by DOW | 4012491 | WILKINS | 975 | RP | 2.000 | 61617 | NE Wall In Suite (Rear)
3735 | GANTZ RD | 43123-4849 | Active | 4915015 | WILKINS | 975XL2 | RP | 2.000 | 3632764 | NW Wall In Suite (Rear)
3735 | GANTZ RD | 43123-4849 | Active | WL-2111 | AMES | 3000DCDA | DCDA | 6.000 | 3632765 | MTR PIT
3735 | GANTZ RD | 43123-4849 | Active | 67469 | AMES | 2000BM3 | DC | 0.750 | 3654556 | MTR PIT
3769 | GANTZ RD | 43123 | Active | 4247904 | WILKINS | 975XL | RP | 1.000 | 3625046 | AT ROUNDABOUT IN HOT BOX
3783 | GANTZ RD | 43123-1894 | Active | 207949 | WATTS | 909M1QT | RP | 2.00 | 61773 | WAREHOUSE AT WATER METER
3783 | GANTZ RD | 43123-1894 | Not Required by DOW | 022512 | WATTS | 800M4QT | PVB | 2.000 | 97272 | NORTH END OF BLDG
3783 | GANTZ RD | 43123-1894 | Active | TE0756 | AMES | 300GV | DCDA | 4.000 | 3632717 | NORTHWEST CORNER IN SHOP
3783 | GANTZ RD | 43123-1894 | Active | 56556 | AMES | 2000B | DC | 0.750 | 3639248 | NORTHWEST CORNER IN SHOP - FIRE SIDE CAR
3900 | GANTZ RD | 43123-4834 | Removed | 239039REM | WATTS | 909M1QT | RP | 2.000 | 62106 | PUMP ROOM-MAIN BUILDING, DOMESTIC WATER
3900 | GANTZ RD | 43123-4834 | Removed | 240881REM | WATTS | 909M1 | RP | 2.000 | 62107 | PUMP ROOM-MAIN BUILDING, DOMESTIC WATER
3900 | GANTZ RD | 43123-4834 | Removed | 241109REM | WATTS | 909M1QT | RP | 2.000 | 62108 | MAIN PUMP ROOM
3900 | GANTZ RD | 43123-4834 | Removed | 94547REM | WATTS | LF919QT | RP | 8.000 | 62109 | MAIN BLDG PUMP ROOM
3900 | GANTZ RD | 43123-4834 | Active | WD-1355 | WATTS | 957 | RP | 10.000 | 62110 | PUMP ROOM - MAIN BUILDING, FIRE SPRINKLER
3900 | GANTZ RD | 43123-4834 | Active | 94547 | WATTS | LF919QT | RP | 0.750 | 62111 | PUMP ROOM - MAIN BUILDING
3900 | GANTZ RD | 43123-4834 | Active | VE-0302 | AMES | COLT 400 | RP | 4.000 | 3652912 | HOT BOX
3901 | GANTZ RD | 43123-4914 | Active | 79306 | WATTS | 009M1PCQT | RP | 2.000 | 62154 | WEST END AFETER WATER METER
3901 | GANTZ RD | 43123-4914 | Not Required by DOW | 16463 | WATTS | 919AQT | RP | 1.500 | 62155 | EAST SIDE PF BUILDING OUTSIDE, BEHIND PANEL IN CLOSET
3901 | GANTZ RD | 43123-4914 | Not Required by DOW | 16760 | WATTS | 919AQT | RP | 1.500 | 62156 | WEST SIDE OF BLDG OUTSIDE
3940 | GANTZ RD | 43123-4845 | Active | 0002584 | AMES | 2000SS | DC | 0.750 | 62278 | WEST END OF BLDG AT FIRE SYS.
3940 | GANTZ RD | 43123-4845 | Not Required by DOW | 345032 | WILKINS | 720A | PVB | 1.500 | 62280 | WEST WALL OUTSIDE OF BUILDING
3940 | GANTZ RD | 43123-4845 | Active | 3HM1679 | AMES | 3000SS | DCDA | 8.000 | 62281 | FIRE PUMP ROOM
3940 | GANTZ RD | 43123-4845 | Active | 528878 | WILKINS | 975 | RP | 2.000 | 62577 | WEST WALL OF WAREHOUSE AT METER IN 3940 GANTZ RD
3940 | GANTZ RD | 43123-4845 | Removed | 6326REM | WATTS | 919AQT | RP | 0.750 | 89157 | REMOVED-BY METER IN BACKROOM
4000 | GANTZ RD | 43123-4844 | Not Required by DOW | T014097 | WILKINS | 720A | PVB | 1.500 | 62279 | WEST END OF SOUTH BUILDING 4000 GANTZ
4000 | GANTZ RD | 43123-4844 | Active | 528948 | WILKINS | 975 | RP | 2.000 | 62282 | WEST WALL AT METER MIDDLE OF BLDG
4001 | GANTZ RD | 43123-4833 | Active | 204353 | WILKINS | 975 | RP | 2.000 | 62653 | CENTER OF WEST WALL BY WATER METER
4001 | GANTZ RD | 43123-4833 | Not Required by DOW | 16548 | WATTS | 919AQT | RP | 1.500 | 62654 | WEST END OF BLDG
4001 | GANTZ RD | 43123-4833 | Active | 2GM1085 | AMES | 2000SS | DC | 8.000 | 62655 | FIRE PUMP ROOM
4001 | GANTZ RD | 43123-4833 | Duplicate | DUP16678 | WATTS | 919AQT | RP | 1.500 | 62656 | DUPLICATE RECORD - EAST END MIDDLE OF UNIT
4001 | GANTZ RD | 43123-4833 | Not Required by DOW | 15784 | WATTS | 919AQT | RP | 1.500 | 3609436 | WEST END OF BLDG
4001 | GANTZ RD | 43123-4833 | LPS - Active |  |  |  | LST |  | 3636390 | FIRE PUMP - PUMP ROOM
4001 | GANTZ RD | 43123-4833 | Due Install |  |  |  | DCDA | 8.000 | 3659394 | FIRE PUMP - PUMP ROOM
4041 | GANTZ RD | 43123-4830 | Active | ABS1476 | WILKINS | 925XLZ | RP | 1.000 | 3426329 | W WALL STOCKROOM
4041 | GANTZ RD | 43123-4830 | Active | WJ-1163 | WATTS | 757 | DCDA | 6.000 | 3652346 | W WALL STOCKROOM
4041 | GANTZ RD | 43123-4830 | Active | 232333 | WATTS | 007M3 | DC | 0.750 | 3654098 | W WALL STOCKROOM
4050 | GANTZ RD | 43123-4816 | Active | 109282 | WATTS | 009M2QT | RP | 1.500 | 62766 | MECH ROOM
4050 | GANTZ RD | 43123-4816 | Not Required by DOW | 31475 | WATTS | 919AQT | RP | 1.000 | 100614 | IN MECHANICAL ROOM ABOVE WATER METER
4074 | GANTZ RD | 43123-4816 | Active | 260651 | WATTS | 909M1QT | RP | 1.500 | 62824 | REAR MECHANICAL ROOM
4074 | GANTZ RD | 43123-4816 | Not Required by DOW | 366168 | WATTS | 909QT | RP | 0.750 | 62825 | FRONT MECHANICAL ROOM
4079 | GANTZ RD | 43123 | Not Required by DOW | B055868 | WILKINS | 375 XL RP | RP | 1.500 | 62834 | MECH ROOM
4079 | GANTZ RD | 43123 | Active | B055870 | WILKINS | 375 | RP | 1.500 | 62835 | MECH ROOM
4079 | GANTZ RD | 43123 | Removed | W210355REM | WILKINS | 975XLBMS | RP | 0.750 | 75048 | REMOVED-RADIATION ROOM
4084 | GANTZ RD | 43123-4816 | Active | 09814 | WATTS | 919QT | RP | 1.500 | 95415 | MECH ROOM AT WATER METER - 4090 GANTZ RD, closet near south entrance
4200 | GANTZ RD | 43123 | Active | 179776 | AMES | 2000B | DC | 6.000 | 3632734 | SPRINKLER RISER ROOM
4200 | GANTZ RD | 43123 | Not Required by DOW | T000715 | WILKINS | 720 | PVB | 1.500 | 3632735 | BACK OF BUILDING OUTSIDE BY RISER ROOM.
4200 | GANTZ RD | 43123 | Active | 67728 | CONBRACO |  | RP | 3.000 | 3632736 | SPRINKLER RISER ROOM
4200 | GANTZ RD | 43123 | Not Required by DOW | 914011 | CONBRACO |  | RP | 1.000 | 3632737 | BY POOL EQUIPMENT IN POOL ROOM
4203 | GANTZ RD | 43123-2993 | Active | 560251 | WATTS | 800M4QT | PVB | 1.000 | 87955 | SOUTH SIDE OF BLDG
4203 | GANTZ RD | 43123-2993 | Active | 121766 | WATTS | 009M2QT | RP | 1.500 | 88233 | MECH RM
4207 | GANTZ RD | 43123 | Active | AC07484 | WILKINS | 975XL2 | RP | 1.500 | 3638389 | IN HOTBOX
4207 | GANTZ RD | 43123 | Not Required by DOW | 025931 | WATTS | LF800MR | PVB | 0.750 | 3638690 | REAR OF BUILDING
4225 | GANTZ RD | 43123- | Due Install |  |  |  | RP | 6.000 | 3426330
3801 | GANTZ RD UNIT C | 43123-4915 | Removed | 12666REM | WATTS | 800M4QT | PVB | 2.000 | 61818 | REMOVED-WEST END OF BUILDING
3801 | GANTZ RD UNIT C | 43123-4915 | Not Required by DOW | 144739 | WATTS | 009M2PCQT | RP | 1.500 | 61819 | WEST END
3801 | GANTZ RD UNIT C | 43123-4915 | Active | 16678 | WATTS | 919AQT | RP | 1.500 | 61820 | NW CORNER OF BLDG ALONG OUTSIDE WALL, INSIDE BY WATER METER
3801 | GANTZ RD UNIT C | 43123-4915 | Not Required by DOW | 16568 | WATTS | 919AQT | RP | 1.500 | 61821 | EAST WALL OUTSIDE, EAST IN CLOSET OFF BREAK ROOM
3801 | GANTZ RD UNIT C | 43123-4915 | Not Required by DOW | 20441 | WATTS | 009M2PCQT | RP | 1.500 | 3609435 | WEST END
5187 | GARAND DR | 43081-4455 | Active | T300038 | WILKINS | 720A | PVB | 0.750 | 90358 | OUTSIDE
511 | GARDEN DR | 43085-3820 | Active | H083823 | FEBCO | 765 | PVB | 1.000 | 66047 | LEFT HAND SIDE
101 | GARDEN RD | 43214-2157 | Active | CAA54844 | WILKINS | 720A | PVB | 0.750 | 3426394 | LEFT SIDE OF HOUSE
232 | GARDENDALE DR | 43219-2002 | Active | 297037 | WATTS | 800M4QT | PVB | 0.750 | 90360 | RIGHT OF FRONT DOOR
1806 | GARDENSTONE DR | 43235-5902 | Active | EAK6308 | WILKINS | 720A | PVB | 0.750 | 56254 | LEFT CENTER OF HOUSE
1592 | GARLING AVE | 43223-2542 | Removed | 3076REM | FEBCO | 765 | PVB | 0.750 | 90362 | IN BACK OF BLDG
1592 | GARLING AVE | 43223-2542 | Active | 4552259 | WILKINS | 975XL | RP | 1.000 | 3636403 | mtr in basement
2360 | GARNET PL | 43232-3905 | Removed | 219736REM | CONBRACO | 4020402 | RP | 0.750 | 58066 | BOILER ROOM-EASTHAVEN/Easthaven
2360 | GARNET PL | 43232-3905 | Due Install |  |  |  | RP | 1.500 | 3652009 | IN BOILER ROOM AT METER
1040 | GARVEY RD | 43229-4131 | Removed | 3504017REM | WILKINS | 975 | RP | 0.750 | 53690 | BOILER ROOM - Salem E. S.
4391 | GARY WAY | 43026-7017 | Active | G223202 | WILKINS | 720A | PVB | 0.750 | 95494 | LEFT SIDE
4400 | GARY WAY | 43026-7016 | Active | T486796 | WILKINS | 720A | PVB | 0.750 | 101602 | RIGHT SIDE OF HOUSE
4423 | GARY WAY | 43026-7016 | Active | CB333221 | WILKINS | 720A | PVB | 0.750 | 3588906 | FRONT OF HOUSE
4445 | GARY WAY | 43026 | Active | 468985 | WATTS | 800M4FR | PVB | 0.750 | 64026 | FRONT LEFT OF FRONT DOOR
4486 | GARY WAY | 43026-7073 | Active | CB620415 | WILKINS | 720A | PVB | 0.750 | 3589333 | RIGHT FRONT
4487 | GARY WAY | 43026-7073 | Active | 251177 | WILKINS | 420 | PVB | 1.000 | 64155 | LEFT SIDE OF HOUSE
4498 | GARY WAY | 43026-7073 | Active | CB325673 | WILKINS | 720A | PVB | 0.750 | 3589334 | LEFT SIDE OF THE HOUSE
5311 | GATEHOUSE DR | 43213-4520 | Removed | 18958REM | WATTS | 919AQT | RP | 0.750 | 66643 | REMOVED-LAUNDRY ROOM -- 5310 GATEHOUSE DRIVE
5311 | GATEHOUSE DR | 43213-4520 | Replaced | REP16625 | WATTS | 919QT | RP | 1.500 | 66644 | REPLACED- POOL PUMP HOUSE
5311 | GATEHOUSE DR | 43213-4520 | Active | 4131831 | WILKINS | 975XL | RP | 1.500 | 3612975 | POOL PUMP HOUSE
5311 | GATEHOUSE DR | 43213-4520 | Due Install |  |  |  | RP | 6.000 | 3638264 | PIT NEXT TO LIGHT POLE
697 | GATEHOUSE LN | 43235-1780 | Active | 50405 | APOLLO/CONBRACO | PVB4A | PVB | 1.000 | 71047 | FRONT OF HOUSE
730 | GATEHOUSE LN | 43235-1732 | Active | F022283 | WILKINS | 720A | PVB | 0.750 | 71761 | LEFT SIDE OF HOUSE
810 | GATEHOUSE LN | 43235-1734 | Active | 133299 | WATTS | 009QT | RP | 0.750 | 73303 | BY WATER METER FRONT OF HOME
830 | GATEHOUSE LN | 43235-1734 | Active | T567312 | WILKINS | 720A | PVB | 1.000 | 92990 | FRONT LEFT OF FRONT DOOR
864 | GATEHOUSE LN | 43235-1734 | Active | 297561 | WILKINS | 420 | PVB | 0.750 | 74139 | FRONT OF HOUSE LEFT OF ENTRY - OUTSIDE
880 | GATEHOUSE LN | 43235-1734 | Active | CAB79205 | WILKINS | 720A | PVB | 0.750 | 74305 | FRONT LEFT OF FRONT
895 | GATEHOUSE LN | 43235-1733 | Active | 117525 | FEBCO | 765 | PVB | 1.000 | 90365 | FRONT LEFT OF DOOR
903 | GATEHOUSE LN | 43235-1733 | Active | A259315 | FEBCO | 825YA | RP | 0.750 | 74501 | IN BASEMENT AT WATER METER
749 | GATESTONE LN | 43235-1736 | Active | G215892 | WILKINS | 720A | PVB | 0.750 | 97038 | LEFT SIDE
3870 | GATEWAY BLVD | 43228- | Removed | 131850REM | WATTS | 709 | DC | 4.000 | 61983 | MECHANICAL ROOM REAR
3870 | GATEWAY BLVD | 43228- | Removed | 15492REM | WATTS | 007QT | DC | 0.500 | 61984 | MECHANICAL ROOM REAR
3870 | GATEWAY BLVD | 43228- | Removed | 327584REM | WATTS | 909M1QT | RP | 1.500 | 61985 | NECH ROOM IN NORTH EAST CORNER
3870 | GATEWAY BLVD | 43228- | Not Required by DOW | 41190 | WATTS | 009QT | RP | 1.500 | 61986 | MECHANICAL ROOM NE CORNER
3870 | GATEWAY BLVD | 43228- | Active | VG-1912 | AMES | 400 | RP | 3.000 | 3650946 | HOTBOX SOUTH WEST CORNER
3870 | GATEWAY BLVD | 43228- | Active | VG-2596 | AMES | 500-GV | RPDA | 4.000 | 3650947 | HOTBOX SOUTH WEST CORNER
3870 | GATEWAY BLVD | 43228- | Active | 2105N | WATTS | 919 | RP | 0.750 | 3650948 | HOTBOX SOUTH WEST CORNER
3880 | GATEWAY BLVD | 43228-9747 | Active | VG1258 | AMES | COLT 400 | RP | 4.000 | 3652971 | HOTBOX WEST
3885 | GATEWAY BLVD | 43228-9747 | Active | 55419 | AMES | 2000B | DC | 0.750 | 92790 | AT WATER METER
3885 | GATEWAY BLVD | 43228-9747 | Active | 157167 | AMES | 3000SS | DCDA | 8.000 | 92791 | at water meter
3885 | GATEWAY BLVD | 43228-9747 | Active | 182803 | WATTS | 909QTFDA | RP | 3.000 | 93159 | MECH ROOM
3885 | GATEWAY BLVD | 43228-9747 | Active | 448050 | WATTS | 909M1QT | RP | 2.000 | 96016 | IN WATER ROOM
3885 | GATEWAY BLVD | 43228-9747 | Active | 38615 | Watts | 919 QT | RP | 1.000 | 3609728 | Engineering Lab
3885 | GATEWAY BLVD | 43228-9747 | Active | 97327 | WATTS | 919QT | RP | 0.750 | 3652047 | HYDRAULIC PUMPS
1606 | GATEWAY CIR | 43123 | Active | 202611 | WATTS | 009M2QT | RP | 1.000 | 55595 | MECH ROOM BY MOP SINK
1606 | GATEWAY CIR | 43123 | Not Required by DOW | T223334 | WILKINS | 720 | PVB | 0.750 | 88113 | left of 1604 front of bldg
1645 | GATEWAY CIR | 43123-9309 | Active | 24131 | WATTS | 009QT | RP | 0.750 | 55694 | WATER METER
1660 | GATEWAY CIR | 43123-8650 | Active | 236534 | WATTS | 009QT | RP | 1.000 | 55753 | MECHANICAL ROOM
1667 | GATEWAY CIR | 43123-9309 | Active | 68753 | WATTS | 009QT | RP | 1.000 | 55794 | UNDER STAIRWAY LANDING - 1671 GATEWAY
1729 | GATEWAY CIR | 43123-9292 | Active | W113959 | WILKINS | 975XLBMS | RP | 1.000 | 55949 | MECHANICAL ROOM
1761 | GATEWAY CIR | 43123-9292 | Active | W342359 | WILKINS | 975XLBMS | RP | 1.000 | 96259 | MECH ROOM
1850 | GATEWAY CIR | 43123 | Active | 30457 | WATTS | 919QT | RP | 2.000 | 3623081 | MECH RM IN BACK OF BLDG NEXT TO ELECTRICAL PANELS, E WALL
1850 | GATEWAY CIR | 43123 | Not Required by DOW | 21545 | WATTS | LF919QT | RP | 1.500 | 3629405 | UTILITY ROOM ABOVE DOOR
1929 | GATEWAY CIR | 43123-9587 | Active | 279307 | WATTS | LF009M2QT | RP | 1.000 | 92523 | Mechanical Room - by West Entrance (Rm33)
1929 | GATEWAY CIR | 43123-9587 | Active | N0702021225 | FEBCO | 876V | DCDA | 6.000 | 92556 | Mechanical Room - by West Entrance (Rm33)
1929 | GATEWAY CIR | 43123-9587 | Active | H012546 | FEBCO | 805YB | DC | 0.750 | 92559 | Mechanical Room - by West Entrance (Rm33)
1929 | GATEWAY CIR | 43123-9587 | Not Required by DOW | 630568 | WATTS | 800M4QT | PVB | 1.000 | 93204 | Mechanical Room - by West Entrance (Rm33)
1801 | GATEWAY CIR BLDG GARAGE | 43123 | Active | 59967 | WATTS | LF919QT | RP | 0.750 | 3613139 | GARAGE - RESTROOM
1801 | GATEWAY CIR BLDG MAIN | 43123 | Active | 1711860110 | AMES | 3000SS | DCDA | 4.000 | 98934 | HOT BOX IN FRONT OF BUILDING
1801 | GATEWAY CIR BLDG MAIN | 43123 | Active | 01284 | AMES | LF200B | DC | 0.750 | 98935 | HOT BOX @ FRONT OF PROPERTY
1801 | GATEWAY CIR BLDG MAIN | 43123 | Active | 12389 | WATTS | 919QT | RP | 1.500 | 98936 | EQUIPMENT ROOM AT METER
1801 | GATEWAY CIR BLDG MAIN | 43123 | Not Required by DOW | 11992 | WATTS | 919QT | RP | 1.500 | 98937 | LAUNDRY ROOM
3903 | GATEWAY LAKES DR | 43123- | Not Required by DOW | 004540 | WATTS | LF007M2QT | DC | 1.500 | 62160 | bldg 3466 SPRINKLER CLOSET SW CORNER OF BLDG AT BASE OF STAIRS
3903 | GATEWAY LAKES DR | 43123- | Not Required by DOW | 050491 | WATTS | 007M2QT | DC | 1.500 | 62161 | FIRE SPRINKLER MECH MECH RM - BLDG 1426
3903 | GATEWAY LAKES DR | 43123- | Not Required by DOW | 55164 | WATTS | 007M2QT | DC | 1.500 | 62162 | 3374 OUTSIDE CLOSET
3903 | GATEWAY LAKES DR | 43123- | Not Required by DOW | 63731 | WATTS | 007M2QT | DC | 1.500 | 62163 | OUTSIDE CLOSET AT 3596
3903 | GATEWAY LAKES DR | 43123- | Active | 991126132 | FEBCO | 860 | RP | 6.000 | 62164 | Meter House South of Apts West Side of Jackpot Rd
3903 | GATEWAY LAKES DR | 43123- | Not Required by DOW | A276417 | WILKINS | 350 | DC | 1.500 | 62165 | LOCATED IN 3741 A
1623 | GATEWAY S CIR | 43123 | Active | 200479 | AMES | 3000SS | DCDA | 4.000 | 55648 | South Storage - Water/Sprinkler Rm
1623 | GATEWAY S CIR | 43123 | Active | 21895 | AMES | 2000B | DC | 0.750 | 55649 | South Storage - Water/Sprinkler Rm
1623 | GATEWAY S CIR | 43123 | Active | 67510 | WATTS | 009M2QT | RP | 1.500 | 55650 | South Storage - Water/Sprinkler Rm
8531 | GATTO LN | 43016 | Active | CB332949 | WILKINS | 720A | PVB | 0.750 | 3623012 | RIGHT FRONT
8543 | GATTO LN | 43016 | Active | CB325215 | WILKINS | 720A | PVB | 0.750 | 3624316 | LEFT SIDE OF HOUSE
8555 | GATTO LN | 43016 | Active | CB332993 | WILKINS | 720A | PVB | 0.750 | 3623199 | LEFT SIDE OF HOUSE
8567 | GATTO LN | 43016 | Active | CB332909 | WILKINS | 720A | PVB | 0.750 | 3623157 | LEFT SIDE OF HOUSE
8570 | GATTO LN | 43016 | Active | CB332857 | WILKINS | 720A | PVB | 0.750 | 3625034 | RIGHT FRONT
1338 | GAULT ST | 43205-2861 | Not Required by DOW |  |  |  | RP |  | 3427459
1414 | GAULT ST | 43205-2933 | Not Required by DOW | EQ634 | CONBRACO | 40204A2S | RP | 0.750 | 54949 | BOILER ROOM - KENT ELEMENTARY SCHOOL
1414 | GAULT ST | 43205-2933 | Active | 17030 | WATTS | 919QT | RP | 1.500 | 103976 | MECHANICAL ROOM AT METER
1810 | GAULT ST UNIT A-H | 43205-3067 | Due Install |  |  |  | RP | 1.000 | 3427479
1814 | GAULT ST UNIT A-H | 43205-3068 | Due Install |  |  |  | RP | 1.000 | 3427480
4151 | GAVIN LN | 43220-4425 | Replaced | REPCB028980 | WILKINS | 720A | PVB | 0.750 | 63095 | REPLACED- LEFT OF FRONT DOOR
4151 | GAVIN LN | 43220-4425 | Active | T479234 | WILKINS | 720A | PVB | 0.750 | 3613121 | LEFT OF FRONT DOOR
8621 | GAVINTON CT | 43017 | Active | H322960 | FEBCO | 765 | PVB | 0.750 | 88721 | RT SIDE OF HOUSE
8627 | GAVINTON CT | 43017-9615 | Active | 46546 | FEBCO | 765 | PVB | 1.000 | 74127 | FRONT OF HOUSE
8633 | GAVINTON CT | 43017 | Active | EAD8743 | WILKINS | 720A | PVB | 1.000 | 74132 | FRONT OF HOUSE
8643 | GAVINTON CT | 43017-9615 | Active | T382135 | WILKINS | 720A | PVB | 0.750 | 3427517 | FRONT LEFT
7094 | GELDERLAND | 43026 | Active | T466311 | WILKINS | 720 | PVB | 0.750 | 3656925 | LEFT FRONT
6983 | GELDERLAND DR | 43026 | Active | T307682 | WIKINS | 720 | PVB | 0.750 | 3656073 | LEFT FRONT
6991 | GELDERLAND DR | 43026 | Active | EAK2452 | WILKINS | 720 | PVB | 0.750 | 3655903
7055 | GELDERLAND DR | 43026 | Active | EAJ0564 | WILKINS | 720 | PVB | 0.750 | 3656890 | RIGHT SIDE
7110 | GELDERLAND DR | 43026 | Active | CB915262 | WILKINS | 720A | PVB | 0.750 | 3656790 | LEFT SIDE OF HOUSE
1650 | GEMINI PKWY | 43240 | Not Required by DOW | 38430 | WATTS | 919AQT | RP | 1.000 | 3602507 | DISHWASHER, ABOVE CEILING LOWER DEVICE
1650 | GEMINI PKWY | 43240 | Not Required by DOW | 38443 | WATTS | 919AQT | RP | 1.000 | 3607351 | ABOVE CEILING IN DELI (UPPER DEVICE)
1650 | GEMINI PKWY | 43240 | Not Required by DOW | J020896 | FEBCO | 825Y | RP | 1.500 | 3608259 | Fire sprinkler riser room
1650 | GEMINI PKWY | 43240 | Not Required by DOW | 37657 | WATTS | 919QT | RP | 1.000 | 3608260 | BACK ROOM WATER ROOM
1650 | GEMINI PKWY | 43240 | Active | H-019144 | FEBCO | 805YB | DC | 0.750 | 3608262 | HOT BOX SW CORNER OF LOT
1650 | GEMINI PKWY | 43240 | Active | N1304150757 | FEBCO | 876V | DCDA | 8.000 | 3608263 | HOT BOX SW CORNER OF LOT
1650 | GEMINI PKWY | 43240 | Active | 3920969 | WILKINS | 975XL | RP | 1.500 | 3608264 | HOT BOX SW CORNER OF LOT
9009 | GEMINI PKWY | 43240-2010 | Active | 25914 | WATTS | 919QT | RP | 1.500 | 90366 | NORTHWALL NEXT TO METER
9009 | GEMINI PKWY | 43240-2010 | Removed | T007372REM | Wilkins | 720A | PVB | 1.500 | 91797 | NORTH SIDE
8999 | GEMINI PKWY UNIT A | 43240-2010 | Active | AMA17355 | WILKINS | 975XL3 | RP | 2.000 | 74441 | MECH ROOM
8999 | GEMINI PKWY UNIT A | 43240-2010 | Not Required by DOW | W001634 | WILKINS | 975 | RP | 1.000 | 74442 | MECH ROOM
8999 | GEMINI PKWY UNIT A | 43240-2010 | Not Required by DOW | 35341 | WATTS | 009QT | RP | 1.500 | 74443 | ABOVE WATER (INSIDE)
1021 | GEMINI PL | 43240 | Active | 141942 | AMES | 3000SS | DCDA | 3.000 | 87953 | MECH RM
1021 | GEMINI PL | 43240 | Active | 43647 | AMES | 2000B | DC | 0.750 | 88090 | MECH RM
1021 | GEMINI PL | 43240 | Active | W175215 | WILKINS | 975XLBMS | RP | 1.500 | 88091 | MECH RM
1021 | GEMINI PL | 43240 | Not Required by DOW | W186733 | WILKINS | 975XLBMS | RP | 1.000 | 88093 | MECH RM
1031 | GEMINI PL | 43240-6092 | Active | W342361 | WILKINS | 975XL | RP | 1.000 | 94427 | SW MTR/MECH ROOM AT WATER MTR -OUTSIDE DR
1031 | GEMINI PL | 43240-6092 | Not Required by DOW | 3873586 | WILKINS | 975 | RP | 1.000 | 94839 | MECH ROOM SW CORNER OF BLDG
1041 | GEMINI PL | 43240 | Active | N1311110133 | FEBCO | 876 | DCDA | 4.000 | 3604437 | WATER METER SE CORNER
1041 | GEMINI PL | 43240 | Active | 22883 | WATTS | 919QT | RP | 2.000 | 3604478 | SE CORNER OF BUILDING - METER ROOM
1041 | GEMINI PL | 43240 | Active | 33445 | WATTS | 719QT | DC | 0.750 | 3604479 | WATER METER SE CORNER
1041 | GEMINI PL | 43240 | Not Required by DOW | 3900865 | WILKINS | 975 | RP | 1.000 | 3604480 | MECHANICAL ROOM IN REAR
1050 | GEMINI PL | 43240-6091 | Removed | REMHI72671 | FEBCO | 765 | PVB | 1.000 | 89201 | RIGHT SIDE OF BUILDING
1050 | GEMINI PL | 43240-6091 | Active | 279985 | WATTS | 009M2PCQT | RP | 1.000 | 89202 | AT METER
1071 | GEMINI PL | 43240-6092 | Active | 139026110 | AMES | 3000SS | DCDA | 6.000 | 53775 | MTR PIT OFF FASHION MALL PARKWAY
1071 | GEMINI PL | 43240-6092 | Removed | W218566REM | WILKINS | 975XLBMS | RP | 0.750 | 53776 | 8 FEET ABOVE FLOOR- NEXT TO SODA MACHINE
1071 | GEMINI PL | 43240-6092 | Active | 63138 | WATTS | 007QT | DC | 0.750 | 53777 | METER PIT OFF OF FASHION PARKWAY
1071 | GEMINI PL | 43240-6092 | Active | L23137 | WILKINS | 375 | RP | 3.000 | 53778 | ON BUILDING (MAIN SERVICE)
1071 | GEMINI PL | 43240-6092 | Active | W01178 | WATTS | 919QT | RP | 1.500 | 53779 | METER ROOM-BEHIND THEATER EAST SIDE 1051-1081 FASHION MALL PKWY
1071 | GEMINI PL | 43240-6092 | Active | W197823 | WILKINS | 975XLBMS | RP | 2.000 | 53781 | IN MECHANICAL ROOM AT 1051 GEMINI S.W.CORNER
1071 | GEMINI PL | 43240-6092 | Active | W218473 | WILKINS | 975XLBMS | RP | 0.750 | 53782 | LOWER BACKFLOW NW SIDE OF ROOM #123
1071 | GEMINI PL | 43240-6092 | Active | W218474 | WILKINS | 975XLBMS | RP | 0.750 | 53783 | UPPER BACKFLOW NW SIDE OF ROOM #123
1071 | GEMINI PL | 43240-6092 | Not Required by DOW | W218482 | WILKINS | 975XLBMS | RP | 0.750 | 53784 | 8 FEET ABOVE FLOOR NEXT TO SODA MACHINE
1071 | GEMINI PL | 43240-6092 | Removed | REMW218516 | WILKINS | 975XLBMS | RP | 0.750 | 53785 | SODA ROOM #115, SOUTH END OF BUILDING
1071 | GEMINI PL | 43240-6092 | Active | 1780145 | WILKINS | 975XLBMS | RP | 2.000 | 54131 | ABOVE CEILING UPSTAIRS OFFICE
1071 | GEMINI PL | 43240-6092 | Active | W177884 | WILKINS | 975XLBMS | RP | 2.000 | 54136 | NEAR REAR DOOR BED BATH AND BEYOND
1071 | GEMINI PL | 43240-6092 | Removed | W218513REM | WILKINS | 975 | RP | 0.750 | 75045 | EAST WALL OF ROOM #1030
1071 | GEMINI PL | 43240-6092 | Active | W197825 | WILKINS | 975XLBMS | RP | 2.000 | 88480 | MECH ROOM OF 1081 N.W.CORNER
1071 | GEMINI PL | 43240-6092 | Active | W218511 | WILKINS | 975 | RP | 0.750 | 91987 | ON WALL RM 115 SNACK BAR
1071 | GEMINI PL | 43240-6092 | Active | W218437 | WILKINS | 975 | RP | 0.750 | 91988 | RM 1030 SNACK BAR
1071 | GEMINI PL | 43240-6092 | Active | 300401 | WATTS | 009QT | RP | 0.500 | 95495 | BEHIND ICE MAKER in unit 1051
1071 | GEMINI PL | 43240-6092 | Removed | REM01229 | WATTS | 919AQT | RP | 0.750 | 98592 | REMOVED - FORMERLY SWEET FROG
1071 | GEMINI PL | 43240-6092 | Due Install |  |  |  | RP | 4.000 | 3639311
1074 | GEMINI PL | 43240-6091 | Active | A28914 | WATTS | 009M2PCQT | RP | 1.500 | 97110 | BACK WALL OG BLDG
1074 | GEMINI PL | 43240-6091 | Active | N08120808741 | FEBCO | 876V | DCDA | 3.000 | 97111 | REAR MECH ROOM
1074 | GEMINI PL | 43240-6091 | Active | 014626 | FEBCO | 805YB | DC | 0.750 | 97112 | REAR MECH ROOM
1074 | GEMINI PL | 43240-6091 | Not Required by DOW | 674875 | WATTS | 800M4QT | PVB | 1.000 | 97113 | BACK WALL OF STORE
1091 | GEMINI PL | 43240 | Active | 065607 | WATTS | LF009M2QT | RP | 2.000 | 3618644 | NE CORNER OF BLDG DELIVERY DROP OFF
1091 | GEMINI PL | 43240 | Active | 188221 | AMES | 3000SS | DCDA | 6.000 | 3618649 | NE CORNER OF BLDG
1091 | GEMINI PL | 43240 | Active | 25165 | AMES | 2000B | DC | 0.750 | 3618650 | NE CORNER OF BLDG
1122 | GEMINI PL | 43240 | Not Required by DOW | 34188 | WATTS | 919QT | RP | 0.750 | 100200 | MECH ROOM IN REAR
1122 | GEMINI PL | 43240 | Active | 3290299 | WILKINS | 975XL | RP | 1.500 | 100289 | MECH ROOM IN REAR OUTSIDE DOOR
1122 | GEMINI PL | 43240 | Active | 1740750211 | AMES | 3000SS | DCDA | 4.000 | 100290 | WEST SIDE OF BUILDING OUTSIDE DOOR
1122 | GEMINI PL | 43240 | Active | 204803 | WATTS | LF007M3QT | DC | 0.750 | 100291 | WEST SIDE OF BUILDING - OUTSIDE DOOR
1122 | GEMINI PL | 43240 | Removed | 4238543REM | Wilkins | 975xl | RP | 1.000 | 100292 | MECH ROOM IN REAR
1122 | GEMINI PL | 43240 | Not Required by DOW | 20480 | WATTS | LF007M3QT | DC | 0.750 | 3653841 | MECH ROOM IN REAR
1146 | GEMINI PL | 43240 | Active | 089463 | WATTS | LF009M2QT | RP | 1.500 | 3649508 | SW PROPERTY IN HOT BOX AT WATER METER
1146 | GEMINI PL | 43240 | Not Required by DOW | 4661001 | WILKINS | 950XLT2 | DC | 0.750 | 3650583 | BACK CENTER MECH ROOM W/HWT
1160 | GEMINI PL | 43240 | Active | 4399967 | WILKINS | 975XL2 | RP | 2.000 | 3624601 | NW CORNER OF BLDG, FIRE RISER ROOM AT METER
1160 | GEMINI PL | 43240 | Not Required by DOW | 22123 | WATTS | 919LF | RP | 1.500 | 3624602 | FIRE RISER ROOM AT IRRIGATION DEDUCT METER
1160 | GEMINI PL | 43240 | Active | 1914990517 | AMES | 3000SS | DCDA | 8.000 | 3624618 | NW CORNER OF BLDG
1160 | GEMINI PL | 43240 | Active | 78576 | AMES | 2000B | DC | 0.750 | 3624620 | NW CORNER OF BLDG
1160 | GEMINI PL | 43240 | Not Required by DOW | 184746 | WATTS | LF009M2QT | RP | 1.000 | 3647040 | Hot Box
1170 | GEMINI PL | 43240 | Active | 075196 | WATTS | LF009M2QT | RP | 1.500 | 3641122 | HOT BOX BY GEMINI PL S/E CORNER OF PROPERTY
1170 | GEMINI PL | 43240 | Active | TJ-0084 | AMES | COLT 500-GV | RP | 4.000 | 3641124 | HOT BOX BY GEMINI PL S/E CORNER OF PROPERTY
1170 | GEMINI PL | 43240 | Active | 107275 | WATTS | 919-QT | RP | 0.750 | 3641125 | HOT BOX BY GEMINI PL S/E CORNER OF PROPERTY
1170 | GEMINI PL | 43240 | Not Required by DOW | 25893 | WATTS | SS009M3QT | RP | 0.500 | 3646847 | KITCHEN AT SODA/BEVERAGE CONNECTION
1170 | GEMINI PL | 43240 | Not Required by DOW | 131297 | WATTS | LF009QT | RP | 0.500 | 3647017 | above prep sink device for ro system for combi oven
1210 | GEMINI PL | 43240 | Not Required by DOW | 14384 | WATTS | 919QT | RP | 1.500 | 101651 | BUILDING EQUIPMENT RM 143 N CORNER FOR RM 145
1210 | GEMINI PL | 43240 | Not Required by DOW | 36748 | WATTS | 919QT | RP | 0.750 | 102030 | BUILDING EQUIPMENT RM 143 N CORRIDOR FOR ROOM #145
1210 | GEMINI PL | 43240 | Not Required by DOW | 36749 | WATTS | 919ZQT | RP | 0.750 | 102031 | BLDG EQUP ROOM 143 N CORRIDOR FOR RM 145
1210 | GEMINI PL | 43240 | Active | 175381 | AMES | 3000SS | DCDA | 6.000 | 102123 | WEST SIDE MECHANICAL ROOM
1210 | GEMINI PL | 43240 | Active | 18092 | WATTS | 007M1QT | DC | 0.750 | 102124 | WEST SIDE MECHANICAL ROOM
1210 | GEMINI PL | 43240 | Active | 34506 | WATTS | 009 | RP | 3.000 | 102292 | MECHANICAL ROOM
1210 | GEMINI PL | 43240 | Not Required by DOW | 14295 | WATTS | 919QT | RP | 1.500 | 102293 | MECHANICAL ROOM
1210 | GEMINI PL | 43240 | Not Required by DOW | 4572640 | WILKINS | 975XL | RP | 1.250 | 3642507 | STERILIZER SYSTEM IN JANITOR'S CLOSET
1238 | GEMINI PL | 43240 | Active | NB-0078 | WATTS | 957 | RP | 3.000 | 3602920 | 1238 NORTHPARK PLACE SMALL SHED AT ENTRANCE
1238 | GEMINI PL | 43240 | Active | 1152630413 | WATTS | 774DCDA | DCDA | 6.000 | 3605648 | 1238 NORTHPARK PLACE, MECH RM BLDG AT ENTRANCE
1238 | GEMINI PL | 43240 | Active | 20711 | WATTS | 007M1-QT | DC | 0.750 | 3605649 | 1238 NORTHPARK PLACE MECH RM BLDG AT ENTRANCE
1320 | GEMINI PL | 43240 | Active | RC-0794 | WATTS | 957 | RP | 3.000 | 3624611 | EAST SIDE OF BUILDING METER ROOM
1320 | GEMINI PL | 43240 | Active | 1920970717 | AMES | 3000SS | DCDA | 6.000 | 3624612 | EAST SIDE OF BUILDING METER ROOM
1320 | GEMINI PL | 43240 | Active | 26840 | WATTS | 007M1PCQT | DC | 0.750 | 3624613 | EAST SIDE OF BUILDING METER ROOM
1320 | GEMINI PL | 43240 | Not Required by DOW | 61576 | WATTS | 919QT | RP | 1.000 | 3624876 | WATER RM E END OF BLDG 1ST FL MIDDLE
1360 | GEMINI PL | 43240 | Active | 23020 | WATTS | 919AQT | RP | 1.500 | 3629652 | EAST SIDE BY WATER METER
1360 | GEMINI PL | 43240 | Not Required by DOW | 4423892 | WILKINS | 975XL | RP | 1.000 | 3632674 | NEXT TO WATER METER
1388 | GEMINI PL | 43240 | Active | 4647803 | WILKINS | 975XL2 | RP | 1.500 | 3635767 | AFTER DOMESTIC WATER METER
1388 | GEMINI PL | 43240 | Not Required by DOW | 4568149 | WILKINS | 975XL2 | RP | 1.000 | 3636012
1400 | GEMINI PL | 43240-7001 | Active | 17655 | WATTS | 007M2QT | DC | 0.750 | 95942 | ROADWAY FRONT ENTRANCE
1400 | GEMINI PL | 43240-7001 | Active | 119070108 | WATTS | 774X | DCDA | 8.000 | 95950 | ROADWAY FRONT ENTRANCE
1400 | GEMINI PL | 43240-7001 | Active | 1A2038 | WATTS | 957RPDA-GV | RP | 4.000 | 95951 | ROADWAY FRONT ENTRANCE
1400 | GEMINI PL | 43240-7001 | Not Required by DOW | 2821842 | WILKINS | 975XL | RP | 1.500 | 97650 | ROADWAY FRONT ENTRANCE - HOT BOX
1400 | GEMINI PL | 43240-7001 | Not Required by DOW | 55816 | WATTS | 008PCQT | PVB | 0.375 | 103287 | 1440 GEMINI PL - EARTH FARE, DEGREASER, DELI
1400 | GEMINI PL | 43240-7001 | Not Required by DOW | 54523 | WATTS | 008PCQT | PVB | 0.375 | 103288 | 1440 GEMINI PL - EARTH FARE, DEGREASER - PRODUCE PREP
1400 | GEMINI PL | 43240-7001 | Not Required by DOW | A145685 | WILKINS | 375 | RP | 2.500 | 103289 | 1440 GEMINI PL - EARTH FARE
1400 | GEMINI PL | 43240-7001 | Not Required by DOW | 54526 | WATTS | 008PCQT | PVB | 0.375 | 103290 | 1440 GEMINI PL - EARTH FARE, DEGREASER - BAKERY, JANITOR'S CLOSET
1400 | GEMINI PL | 43240-7001 | Not Required by DOW | 55823 | WATTS | 008PCQT | PVB | 0.375 | 103291 | 1440 GEMINI PL - EARTH FARE, DEGREASER - MEAT DEPT
1400 | GEMINI PL | 43240-7001 | Not Required by DOW | 54524 | WATTS | 008PCQT | SVB | 0.375 | 3618657 | 1440 GEMINI PL - EARTH FARE
1432 | GEMINI PL | 43240 | Active | NH-9087 | AMES | COLT 300GV | DCDA | 6.000 | 3603778 | Meter Pit - NW Corner by Road
1432 | GEMINI PL | 43240 | Active | 31216 | AMES | 2000BM3 | DC | 0.750 | 3603860 | Meter Pit - NW Corner by Road
1432 | GEMINI PL | 43240 | Active | 22852 | WATTS | 919QT | RP | 2.000 | 3609862 | Mechanical Room Rear - at Meter
1432 | GEMINI PL | 43240 | Active | 17102 | WATTS | 919QT | RP | 1.500 | 3609863 | Mechanical Room Rear - at Meter
1478 | GEMINI PL | 43240 | Active | 21190 | WATTS | LF919QT | RP | 1.500 | 3624560 | BACK AREA AFTER WATER METER SETTING
1478 | GEMINI PL | 43240 | Not Required by DOW | T045726 | WILKINS | 720A | PVB | 0.750 | 3634980 | OUTSIDE OF BACKDOOR
1499 | GEMINI PL | 43240 | Active | 130020 | WATTS | LF009M2QT | RP | 2.000 | 3639372 | IN HOT BOX AT PIT NW PARKING LOT CITY BBQ W OF ART VAN
1499 | GEMINI PL | 43240 | Active | 196023 | AMES | 3000SS | DCDA | 4.000 | 3639485 | IN METER PIT
1499 | GEMINI PL | 43240 | Active | 81786 | AMES | 2000B | DC | 0.750 | 3639486 | IN METER PIT
1499 | GEMINI PL | 43240 | Not Required by DOW | 4706915 | WILKINS | 975 | RP | 2.000 | 3650831
1500 | GEMINI PL | 43240-7002 | Active | L30378 | WILKINS | 375 | RP | 3.000 | 90554 | JANITORS CLOSET SW CORNER OF BUILDING
1500 | GEMINI PL | 43240-7002 | Active | 1508330606 | AMES | 3000SS | DCDA | 8.000 | 90555 | METER PIT
1500 | GEMINI PL | 43240-7002 | Active | 50538 | AMES | 2000B | DC | 0.750 | 90557 | METER PIT EAST SIDE
1500 | GEMINI PL | 43240-7002 | Not Required by DOW | N279506 | WILKINS | 975XLBMS | RP | 0.750 | 96478 | FOOD COURT KITCHEN--SODA MACHINE
1500 | GEMINI PL | 43240-7002 | Not Required by DOW | 2423745 | WILKINS | 975XLBMS | RP | 1.500 | 97114 | OUTSIDE METER PIT EAST OF PROPERTY
1516 | GEMINI PL | 43240-7002 | Active | 2435298 | WILKINS | 975XL | RP | 2.000 | 92525 | MECH ROOM 1502 H
1516 | GEMINI PL | 43240-7002 | Active | 2423734 | WILKINS | 975XL | RP | 1.500 | 92594 | MECH ROOM of 1502 H
1540 | GEMINI PL | 43240 | Active | 54999 | WATTS | 919QT | RP | 1.000 | 3616702 | BASEMENT AT METER
2885 | GENDER RD | 43068-3967 | Replaced | REPA002527 | FEBCO | 805 | DC | 0.750 | 59508 | REPLACED- EAST SIDE OF BLDG IN PIT
2885 | GENDER RD | 43068-3967 | Active | ACF8641 | WILKINS | 975XL2 | RP | 2.000 | 59509 | IN MECHANICAL ROOM NW CORNER
2885 | GENDER RD | 43068-3967 | Replaced | 9704021445REP | FEBCO | 856 | DCDA | 6.000 | 59510 | REPLACED- EAST SIDE OF BLDG IN PIT
2885 | GENDER RD | 43068-3967 | Active | 01-0619 | Watts | 757 | DCDA | 6.000 | 3611526 | EAST SIDE OF BLDG IN PIT
2885 | GENDER RD | 43068-3967 | Active | 210201 | WATTS | 007M3 | DC | 0.750 | 3611527 | EAST SIDE OF BLDG IN PIT
2995 | GENDER RD | 43068-3968 | Due Install |  |  |  | RP |  | 3427835
2995 | GENDER RD | 43068-3968 | Due Install |  |  |  | DCDA |  | 3650161
3011 | GENDER RD | 43068-3969 | Active | W342374 | WILKINS | 975XL | RP | 0.750 | 59797 | BATHROOM NW CORNER ABOVE METER
3043 | GENDER RD | 43068-3969 | Active | 3LK0481 | AMES | 3000 | DCDA | 4.000 | 59866 | STOCK ROOM NEXT TO DOCK
3043 | GENDER RD | 43068-3969 | Active | 316775 | WILKINS | 975 | RP | 1.000 | 59867 | STOCK ROOM NEXT TO DOCK--AT WATER METER
3043 | GENDER RD | 43068-3969 | Active | 60819 | WATTS | 007M2QT | DC | 0.750 | 59868 | STOCK ROOM NEXT TO DOCK
3450 | GENDER RD | 43110-8474 | Active not linked | 119293 | WATTS | 009QT | RP | 1.500 | 87957 | REAR BY WATER METER
3450 | GENDER RD | 43110-8474 | Not Required by DOW | 289792 | WATTS | 009M2PCQT | RP | 1.000 | 90380 | REAR BY WATER METER
3480 | GENDER RD | 43110-8474 | Not Required by DOW | 449247 | WATTS | 909QT | RP | 0.750 | 60823 | AT THE WATER METER AT THE REAR OF THE STORE
3480 | GENDER RD | 43110-8474 | Not Required by DOW | 460697 | WATTS | 909QT | RP | 1.000 | 60824 | AT THE WATER METER AT THE REAR OF THE STORE
3480 | GENDER RD | 43110-8474 | Active | 460708 | WATTS | 909QT | RP | 1.000 | 60825 | AT THE WATER METER AT THE REAR OF THE STORE
3506 | GENDER RD | 43068- | Removed | REM131994 | WATTS | 800M4QT | PVB | 1.000 | 60928 | STOCK ROOM NEAR WATER METER
3506 | GENDER RD | 43068- | Removed | REMT655793 | ZURN | 720 | Pvb | 1.000 | 3636935
3506 | GENDER RD | 43068- | Active | AMA09437 | ZURN | 975 | RP | 1.500 | 3657872
3515 | GENDER RD | 43110 | Active | 4810610 | WILKINS | 975XL2 | RP | 2.000 | 3646345 | AT METER
3520 | GENDER RD | 43110-8007 | Active | 3914281 | WILKINS | 975XL2 | RP | 1.000 | 3604505 | NE MENS ROOM AT WATER METER
3520 | GENDER RD | 43110-8007 | Inactive | 1780760412 | AMES | 3000SS | DCDA | 6.000 | 3639569 | RISER ROOM
3520 | GENDER RD | 43110-8007 | Inactive | 19428 | WATTS | 007M1 | DC | 0.750 | 3639570 | RISER ROOM
3588 | GENDER RD | 43110-8007 | Duplicate | 18126DUP | AMES | 3000SE | DCDA | 8.000 | 61161 | METER PIT @ REFUGEE ROAD
3588 | GENDER RD | 43110-8007 | Active | 24610 | AMES | 2000B | DC | 0.750 | 61162 | METER PIT AT REFUGEE RD ENTRANCE (NORTH)
3588 | GENDER RD | 43110-8007 | Not Required by DOW | 396683 | WATTS | 909M1QT | RP | 2.000 | 61163 | KROGER, BACK OF STORE BY DOOR NEXT TO THE MEZZ
3588 | GENDER RD | 43110-8007 | Removed | 579348REM | WATTS | 909QT | RP | 1.000 | 61164 | REMOVED-3520 GENDER RD, MECH ROOM @ REAR OF STORE
3588 | GENDER RD | 43110-8007 | Not Required by DOW | 14280 | WATTS | 919QT | RP | 2.000 | 61165 | MECH ROOM @ REAR OF 3568
3588 | GENDER RD | 43110-8007 | Not Required by DOW | 14247 | WATTS | 919QT | RP | 2.000 | 61166 | MECH ROOM @ REAR OF 3612
3588 | GENDER RD | 43110-8007 | Not Required by DOW | W187172 | WILKINS | 975XL | RP | 1.000 | 61167 | NE CORNER ABOVE WATER HEATER-DONATOS / 3680 GENDER RD
3588 | GENDER RD | 43110-8007 | Not Required by DOW | 18956 | WATTS | 008PCQT | SVB | 0.500 | 97849 | KROGER, PRODUCE DEPARTMENT
3588 | GENDER RD | 43110-8007 | Not Required by DOW | 42093 | WATTS | 008PCQT | PVB | 0.500 | 97850 | KROGER, DELI DEPARTMENT
3588 | GENDER RD | 43110-8007 | Replaced | 47118REP | WATTS | 008PCQT | SVB | 0.500 | 97851 | REPLACED- KROGER, MEAT & SEAFOOD DEPARTMENT
3588 | GENDER RD | 43110-8007 | Not Required by DOW | 41858 | WATTS | 008PCQT | PVB | 0.500 | 97852 | KROGER, BAKERY DEPARTMENT
3588 | GENDER RD | 43110-8007 | Not Required by DOW | 65668 | WATTS | 008PCQT | PVB | 0.500 | 100452 | KROGER, MEN'S RESTROOM, FRONT
3588 | GENDER RD | 43110-8007 | Not Required by DOW | 61016 | WATTS | 008PCQT | PVB | 0.500 | 100453 | KROGER, WOMEN'S RESTROOM, FRONT
3588 | GENDER RD | 43110-8007 | Not Required by DOW | 22703 | WATTS | LF919QT | RP | 2.000 | 104067 | COMPLETE SPACE, WATER ROOM NE BACK CORNER
3588 | GENDER RD | 43110-8007 | Not Required by DOW | 01145 | WATTS | LF909M1QT | RP | 1.500 | 104069 | BACK MECHANICAL ROOM
3588 | GENDER RD | 43110-8007 | Removed | REM99681 | WATTS | 008PCQT | PVB | 0.500 | 3613170 | KROGER, PRODUCE DEPARTMENT REMOVED
3588 | GENDER RD | 43110-8007 | Removed | 11673REM | WATTS | 008PCQT | SVB | 0.500 | 3613227 | KROGER, MEAT & SEAFOOD DEPARTMENT REMOVED
3588 | GENDER RD | 43110-8007 | Active | 1181260302 | AMES | 3000SS | DCDA | 8.000 | 3613754 | METER PIT
3588 | GENDER RD | 43110-8007 | Active | UC-2214 | WATTS | 957 | RP | 4.000 | 3635411 | AT PIT
3601 | GENDER RD | 43110-9739 | Active | ABB13616 | WILKINS | 975XL2 | RP | 1.000 | 88694 | MECH RM
3601 | GENDER RD | 43110-9739 | Active | 2278071 | WILKINS | 975XLBMS | RP | 1.000 | 88695 | MECH RM
3660 | GENDER RD | 43110-8679 | Not Required by DOW | HF83095 | FEBCO | 765 | PVB | 1.000 | 61394 | Outside back of building
3660 | GENDER RD | 43110-8679 | Active | 89621 | WATTS | 009M2 | RP | 1.500 | 61395 | By Water Heater
3675 | GENDER RD | 43110-9739 | Not Required by DOW | 69595 | WATTS | 800QT | PVB | 1.500 | 61445 | SOUTH BAY BY LAUNDRY SINK
3675 | GENDER RD | 43110-9739 | Not Required by DOW | 70654 | WATTS | 800QT | PVB | 1.50 | 61446 | NORTH BAY BY LAUNDRY SINK
3675 | GENDER RD | 43110-9739 | Active | WE-1124 | WATTS | 957 | RP | 3.000 | 3624624 | FIRE STATION # 32
3680 | GENDER RD | 43110-8679 | Inactive | 12066 | WATTS | 919QT | RP | 1.500 | 103662 | 3684 GENDER RD, REAR
3722 | GENDER RD | 43110 | Active | 1217350802 | AMES | 3000SS | DCDA | 6.000 | 61588 | CLUBHOUSE SE CORNER
3722 | GENDER RD | 43110 | Active | 041345 | WATTS | LF007M3QT | DC | 0.750 | 61589 | CLUBHOUSE SOUTHEAST CORNER
3722 | GENDER RD | 43110 | Active | H273383 | FEBCO | 765 | PVB | 1.000 | 61590 | REAR OF CLUBHOUSE OUTSIDE WATER CLOSET - 3698 DOROTHY'S POND LN
3722 | GENDER RD | 43110 | Due Install |  |  |  | RP |  | 3658091 | REAR OF CLUBHOUSE OUTSIDE WATER CLOSET - 3698 DOROTHY'S POND LN
4014 | GENDER RD | 43110 | Active | ABW8780 | WILKINS | 975 | RP | 0.750 | 3652723 | FURNACE/HOT WATER ROOM-DOMESTIC
4014 | GENDER RD | 43110 | Active | VI-0623 | AMES | COLT 300GV | DCDA | 8.000 | 3652724 | Hot Water Room-Main Sprinkler
4014 | GENDER RD | 43110 | Active | 68151 | AMES | 2000BM3 | DC | 0.750 | 3652725 | Hot Water Room-Sprinkler Bypass
4501 | GENDER RD | 43110- | Active | 3868971 | WILKINS | 975XL2 | RP | 0.750 | 3427836 | MAIN OFFICE MECHANICAL ROOM
4501 | GENDER RD | 43110- | Due Install |  |  |  | RP | 8.000 | 3651599
4536 | GENDER RD | 43110 | Active | VB-0424 | COLT | 400 | RP | 4.000 | 3656989
4536 | GENDER RD | 43110 | Active | 73945 | COLT | 400 | DC | 0.750 | 3657124
4536 | GENDER RD | 43110 | Active | XE-1755 | COLT | 400 | DCDA | 8.000 | 3657125
4595 | GENDER RD | 43110-9149 | Active | 156291 | WATTS | 009 | RP | 3.000 | 64423 | MECH ROOM OFF KITCHEN
4595 | GENDER RD | 43110-9149 | Due Install |  |  |  | DCDA | 6.000 | 3639566 | AT MTR PIT
4595 | GENDER RD | 43110-9149 | Due Install |  |  |  | RP | 3.000 | 3649698 | AT MTR PIT
4798 | GENDER RD | 43110 | Active | UG-3228 | AMES | COLT 400 | RP | 4.000 | 3648630 | SOUTHEAST SECTION OF PROPERTY IN HOT BOX
4798 | GENDER RD | 43110 | Active | UI-0123 | AMES | COLT 300 | DCDA | 6.000 | 3648631 | SOUTHEAST CORNER OF PROPERTY IN PIT
4798 | GENDER RD | 43110 | Active | 62265 | AMES | 2000B | DC | 0.750 | 3648632 | SOUTHEAST CORNER OF PROPERTY IN PIT
4810 | GENDER RD | 43110- | Active | 1263480403 | AMES | 3000SS | DCDA | 8.000 | 65126 | WHITE OAK CONDO ENTRANCE MTR HOUSE NOTTINGHILL TRAIL ALSO 4812
4810 | GENDER RD | 43110- | Active | 30819 | AMES | 2000SS | DC | 0.750 | 65127 | METER HSE AT WHITE OAK CONDO ENTRANCE (NOTTINGHILL TRAIL)
4810 | GENDER RD | 43110- | Active | L32973 | WILKINS | 375 | RP | 3.000 | 90833 | METER HSE AT WHITE OAK CONDO ENTRANCE (NOTTINHILL TRAIL) 4812 GENDER
4812 | GENDER RD | 43110- | Active | YC-0866 | WATTS | 957 | RP | 3.000 | 90432 | METER HSE AT WHITE OAK CONDO ENTRANCE (NOTTINGHILL TRAIL RD) ALSO 4810
4812 | GENDER RD | 43110- | Active | 1263410403 | AMES | 3000SS | DCDA | 8.000 | 92298 | METER HSE AT WHITE OAK CONDO ENTRANCE (NOTTINGHILL TRAIL)
4812 | GENDER RD | 43110- | Active | 30800 | AMES | 2000B | DC | 0.750 | 92300 | METER HSE AT WHITE OAK CONDO ENTRANCE
4812 | GENDER RD | 43110- | Not required by DOW | 3680584 | WILKINS | 975XL2 | RP | 2.000 | 102390 | POOL PUMP HOUSE
4812 | GENDER RD | 43110- | Not required by DOW | 31577 | AMES | 2000B | DC | 2.000 | 3609407 | RISER ROOM BUILDING #16
4812 | GENDER RD | 43110- | Not required by DOW | 30291 | AMES | 2000B | DC | 2.000 | 3609408 | RISER ROOM BUILDING #14
4812 | GENDER RD | 43110- | Not required by DOW | 3602792 | WILKINS | 950XL | DC | 2.000 | 3609409 | RISER ROOM BUILDING #15
4812 | GENDER RD | 43110- | Not required by DOW | 3680584XLTCU | WILKINS | 975XL | RP | 2.000 | 3646448 | POOL ROOM
4828 | GENDER RD | 43110 | Active | WH-1737 | AMES | COLT 400 | RP | 8.000 | 3652179
4958 | GENDER RD | 43110 | Active | WC-1718 | AMES | COLT- 400 | RP | 4.000 | 3652615 | S.W. CORNER OF LOT IN BLDG 4747 BRYNLEIGH LN
4958 | GENDER RD | 43110 | Active | WB-1255 | AMES | COLT-300GV | DCDA | 8.000 | 3652616 | S.W. CORNER OF OT IN BLDG. 4747 BRYNLEIGH LN.
4958 | GENDER RD | 43110 | Active | 197206 | WATTS | LF007M3QT | DC | 0.750 | 3652617 | s.w. corner of lot in s. end of bldg. 4747 BRYNLEIGH LN.
4986 | GENDER RD | 43110 | Active | 4974437 | Wilkins | 975XL2 | RP | 1.500 | 3654270 | BY SOUTH EAST DOOR
5016 | GENDER RD | 43110-9796 | Active | 4504251 | WILKINS | 975XL2 | RP | 1.500 | 3629388 | MID S MECH RM AT WATER MTR - OUTSIDE DR
5160 | GENDER RD | 43110- | Not Required by DOW | 216651 | WILKINS | 720A | PVB | 2.000 | 66203 | WEST SIDE OF BUILDING--OUTSIDE - 5152 AQUILA DR
5160 | GENDER RD | 43110- | Not Required by DOW | 563385 | WILKINS | 975XL | RP | 1.500 | 66204 | MECHANICAL ROOM WEST SIDE - 5152 AQUILA DR
5160 | GENDER RD | 43110- | Active | WI -1637 | AMES | COLT-400 | RP | 6.000 | 3651598 | HOT BOX
5255 | GENDER RD | 43110 | Active | SK-1743 | AMES | COLT 300GV | DCDA | 6.000 | 3636043 | METER PIT
5255 | GENDER RD | 43110 | Active | 54502 | AMES | 2000BM3 | DC | 0.750 | 3636044 | METER PIT FIRE SIDE CAR
5261 | GENDER RD | 43110-9805 | Active | 681396 | WILKINS | 975XLBMS | RP | 0.750 | 94820 | IN RESTROOM IN FRONT
5269 | GENDER RD | 43110-9714 | Active | 757067 | WILKINS | 975XLBMS | RP | 1.000 | 66531 | STORE ROOM CENTER UNIT
5275 | GENDER RD | 43110-9714 | Due Install | [5 empty] | 3427838
5295 | GENDER RD | 43110- | Active | 112965 | AMES | 3000SS | DCDA | 6.000 | 66564 | METER PIT NEXT TO ROAD - 5303 AMALFI
5295 | GENDER RD | 43110- | Active | 49585 | WATTS | 007QT | DC | 0.750 | 66565 | METER PIT NEXT TO ROAD - 5303 AMALFI
5295 | GENDER RD | 43110- | Due Install |  |  |  | RP | 6.000 | 3629392 | METER PIT NEXT TO ROAD - 5303 AMALFI
5336 | GENDER RD | 43110-9796 | Active | 127570 | WATTS | 007QT | DC | 0.750 | 66676 | IN PIT IN FRONT OF CHURCH AT ROAD
5336 | GENDER RD | 43110-9796 | Active | 32353 | AMES | 3000SS | DCDA | 6.000 | 66677 | IN PIT IN FRONT OF CHURCH AT ROAD
5336 | GENDER RD | 43110-9796 | Active | 586044 | WILKINS | 975 | RP | 1.500 | 66678 | IN CRY ROOM #6
5616 | GENDER RD | 43110-8451 | Active | A00214 | WATTS | 919QT | RP | 1.500 | 103261 | IN WATER METER ROOM - 5612 GENDER RD
5640 | GENDER RD | 43110-8451 | Active | 248249 | WATTS | 009QT | RP | 1.000 | 67472 | WAREHOUSE / NEXT TO RESTROOMS
5640 | GENDER RD | 43110-8451 | Not Required by DOW | W149680 | WILKINS | 975A | RP | 1.000 | 75037 | BY RESTROOMS
5656 | GENDER RD | 43110-8451 | Active | 74011 | WATTS | 009QT | RP | 1.000 | 67521 | NW CORNER OF BASEMENT BY METER
5680 | GENDER RD | 43110 | Active | 4346709 | WILKINS | 975XL2 | RP | 1.000 | 3622662 | East wall in break room at meter
5680 | GENDER RD | 43110 | Not Required by DOW | 4175197 | WILKINS | 975XL2 | RP | 1.000 | 3622663 | East wall in break room
5755 | GENDER RD | 43110-7752 | Active | A13940 | WATTS | 009M2 | RP | 1.500 | 92629 | 5753 GENDER RD
5261 | GENDER RD UNIT B | 43110-9805 | Active | W067883 | WILKINS | 975XLBMS | RP | 0.750 | 66520 | RESTROOM
5261 | GENDER RD UNIT B | 43110-9805 | NULL | [5 empty] | 3625103
558 | GENERATIONS PASS | 43215 | Active | TD-1135 | WATTS | 957 | RP | 3.000 | 3646473 | MECH/RISER BLDG SE OF PARKING GAR BEHIND DUMPSTERS AT WATER MTR
558 | GENERATIONS PASS | 43215 | Active | 117051 | WATTS | 774DCDA | DCDA | 8.000 | 3646474 | MECH/RISER BLDG SE OF WC BLDG & PARKING GAR BY DUMPSTERS BY FREEWAY
558 | GENERATIONS PASS | 43215 | Active | 22376 | WATTS | 007M2QT | DC | 0.750 | 3646475 | WATER ROOM IN DUMPSTER AREA OF PARKING LOT - FIRE BYPASS
558 | GENERATIONS PASS | 43215 | Not Required by DOW | 139697 | WATTS | LF009M2QT | RP | 2.00 | 3646476 | WATER ROOM BEHIND TRASH BINS AT REAR OF BUILDING
558 | GENERATIONS PASS | 43215 | LPS - Active |  |  |  | LPC |  | 3646687 | DOMESTIC PUMP - IN BLDGS MECH ROOM
558 | GENERATIONS PASS | 43215 | Not Required by DOW | T003803 | WILKINS | 720A | PVB | 1.500 | 3650359 | 1ST FLOOR OF PARKING GARAGE AUTOMATIC SPRINKLER CONTROL ROOM
558 | GENERATIONS PASS | 43215 | Not Required by DOW | 11979 | WATTS | LF919AQT | RP | 0.750 | 3650894 | JANITOR CLOSET ROOM 203
188 | GENESSEE AVE UNIT A | 43211-1825 | Due Install |  |  |  | RP |  | 3428033
3112 | GENEVIEVE DR | 43219-3087 | Active | 438876 | WILKINS | 720A | PVB | 0.750 | 59996 | OUTSIDE EAST WALL
3117 | GENEVIEVE DR | 43219-3088 | Active | H037978 | FEBCO | 765 | PVB | 0.750 | 60002 | LEFT SIDE OF HOUSE
3124 | GENEVIEVE DR | 43219-3087 | Active | H115921 | FEBCO | 765 | PVB | 0.750 | 92824 | REAR OF HOUSE
3125 | GENEVIEVE DR | 43219-3088 | Active | EAE7239 | WILKINS | 720A | PVB | 1.000 | 60018 | LEFT CENTER
3149 | GENEVIEVE DR | 43219-3088 | Active | CB079429 | WILKINS | 720A | PVB | 0.750 | 3428152 | LEFT SIDE OF THE HOUSE.
3154 | GENEVIEVE DR | 43219-3087 | Active | T486798 | WILKINS | 720 | PVB | 0.750 | 3428153 | FRONT LEFT
3195 | GENEVIEVE DR | 43219-3088 | Active | F082519 | WILKINS | 720A | PVB | 0.750 | 97477 | left side of house
3207 | GENEVIEVE DR | 43219-3088 | Active | G251906 | WILKINS | 720A | PVB | 0.750 | 99660 | LEFT SIDE OF HOUSE (SOUTH)
3219 | GENEVIEVE DR | 43219-3088 | Active | T138206 | WILKINS | 720A | PVB | 0.750 | 91756 | Right front
3227 | GENEVIEVE DR | 43219-3088 | Active | T381003 | WILKINS | 720A | PVB | 0.750 | 87105 | LEFT SIDE
2865 | GEORGE PAGE JR DR | 43217 | Active | 62208 | WATTS | 919QT | RP | 1.000 | 101342 | AT MTR N SIDE OF WAREHOUSE
2865 | GEORGE PAGE JR DR | 43217 | Active | SJ-2413 | AMES | COLT300GV | DCDA | 6.000 | 3633366 | NW WALL
2865 | GEORGE PAGE JR DR | 43217 | Active | 54209 | AMES | 2000BM3 | DC | 0.750 | 3635733 | NW WALL FIRE SIDE CAR
2961 | GEORGE PAGE JR DR | 43217 | Active | 1629120208 | AMES | 3000SS | DCDA | 8.000 | 101468 | ACT 4.
2961 | GEORGE PAGE JR DR | 43217 | Active | 57298 | AMES | 2000SS | DC | 0.750 | 101469 | ACT 4
2961 | GEORGE PAGE JR DR | 43217 | Active | 2437204 | WILKINS | 975XL | RP | 2.000 | 101470 | ACT 4, PUMP ROOM
2961 | GEORGE PAGE JR DR | 43217 | LPS - Active |  |  |  | LST |  | 3654535 | FIRE PUMP - FIRE PUMP ROOM, ACT 4
3041 | GEORGE PAGE JR DR | 43217 | Removed | 60935REM | AMES | 2000B | DC | 0.750 | 101547 | 1001 BLDG, FOAM ROOM
3041 | GEORGE PAGE JR DR | 43217 | Removed | 166834REM | AMES | 3000SS | DCDA | 4.000 | 101548 | 1001 BLDG, FOAM ROOM
3041 | GEORGE PAGE JR DR | 43217 | Active | 10076 | WILKINS | 375A | RP | 4.000 | 101549 | MECHANICAL ROOM - WOMEN'S RR
3041 | GEORGE PAGE JR DR | 43217 | Active | UD-0475 | AMES | COLT500GV | RPDA | 8.000 | 3646698 | 1001 BUILDING - FOAM ROOM
3041 | GEORGE PAGE JR DR | 43217 | Active | 85778 | WATTS | LF919QT | RP | 0.750 | 3646699 | 1001 BUILDING - FOAM ROOM - FIRE BYPASS
2893 | GEORGE PAGE JR RD | 43217 | Active | 115910615 | WATTS | 774 | DCDA | 8.000 | 3616806 | METER PIT RIGHT OF DRIVE
2893 | GEORGE PAGE JR RD | 43217 | Active | 21363 | WATTS | 007M1PCQT | DC | 0.750 | 3618186 | METER PIT RIGHT OF DRIVE
2893 | GEORGE PAGE JR RD | 43217 | Active | PI-3194 | WATTS | 957 | RP | 4.000 | 3618187 | HOT BOX
1100 | GEORGESVILLE GREEN DR | 43228- | Active | 4366456 | WILKINS | 975 | RP | 1.000 | 53867 | 25' EAST OF METER
144 | GEORGESVILLE RD | 43228 | Active | 37991 | WATTS | 919QT | RP | 0.750 | 102644 | IN METER HOUSE BEHIND CARWASH
144 | GEORGESVILLE RD | 43228 | Active | LL-0650 | WATTS | 957 | RPDA | 10.000 | 102646 | METER HOUSE.
144 | GEORGESVILLE RD | 43228 | Active | L11106 | WATTS | 957 | RP | 8.000 | 102647 | IN METER BUILDING
200 | GEORGESVILLE RD | 43228 | Not required by DOW | 21735 | WILKINS | 375ADA | RPDA | 8.000 | 101367 | CENTRAL PLANT SOUTH WALL
200 | GEORGESVILLE RD | 43228 | Not required by DOW | 20400 | WILKINS | 375A | RP | 4.000 | 101369 | CENTRAL PLANT WEST WALL
200 | GEORGESVILLE RD | 43228 | Not required by DOW | A117627 | WILKINS | 375A | RP | 2.500 | 101370 | CENTRAL PLANT WEST WALL
200 | GEORGESVILLE RD | 43228 | Not required by DOW | A058630 | WILKINS | 375A | RP | 2.500 | 101371 | CENTRAL PLANT
200 | GEORGESVILLE RD | 43228 | Not required by DOW | A150948 | WILKINS | 375A | RP | 2.500 | 101372 | REFER RACK, ROOM S-270
200 | GEORGESVILLE RD | 43228 | Not required by DOW | A145687 | WILKINS | 375A | RP | 2.500 | 101380 | REFER RACK, S-270
200 | GEORGESVILLE RD | 43228 | Not required by DOW | A145328 | WILKINS | 375XL | RP | 1.500 | 101381 | REFER RACK, ROOM S-270, NORTH WALL
200 | GEORGESVILLE RD | 43228 | Not required by DOW | A145350 | WILKINS | 375XL | RP | 1.500 | 101382 | REFER RACK, NORTH WALL
200 | GEORGESVILLE RD | 43228 | Not required by DOW | A145334 | WILKINS | 375XL | RP | 1.500 | 101383 | REFER RACK, ROOM S-308, NORTH WALL
200 | GEORGESVILLE RD | 43228 | Active | 37757 | WATTS | 919QT | RP | 0.750 | 102046 | IN HOTBOX NEAR NORTH FENCE
200 | GEORGESVILLE RD | 43228 | Active | LL0050 | WATTS | 957 | RP | 8.000 | 102048 | IN HOT BOX.
200 | GEORGESVILLE RD | 43228 | Active | LL0648 | WATTS | 957 | RPDA | 10.000 | 102049 | IN HOTBOX NEAR NORTH FENCE.
200 | GEORGESVILLE RD | 43228 | Not required by DOW | 47787 | WATTS | 009M2PCQT | RP | 1.250 | 102822 | HOOD CLEANER, KITCHEN
200 | GEORGESVILLE RD | 43228 | Not required by DOW | 360299 | WATTS | 009M2PCQT | RP | 1.000 | 102823 | HOOD CLEANER, KITCHEN
200 | GEORGESVILLE RD | 43228 | Not required by DOW | 48120 | WATTS | 009M2QT | RP | 1.250 | 102920 | HOOD CLEANER, KITCHEN
200 | GEORGESVILLE RD | 43228 | Not required by DOW | 48296 | WATTS | 009M2QT | RP | 1.250 | 102921 | HOOD CLEANER, KITCHEN
200 | GEORGESVILLE RD | 43228 | Not required by DOW | 48283 | WATTS | 009M2QT | RP | 1.250 | 102922 | HOOD CLEANER, KITCHEN
200 | GEORGESVILLE RD | 43228 | Not required by DOW | 48354 | WATTS | 009M2QT | RP | 1.250 | 102923 | HOOD CLEANER, KITCHEN
200 | GEORGESVILLE RD | 43228 | Not required by DOW | 360330 | WATTS | 009M2QT | RP | 1.000 | 3610228 | TAK 2 GRILL KITCHEN HOOD CLEANER UNIT T2 #27
200 | GEORGESVILLE RD | 43228 | Not required by DOW | 53115 | WATTS | LF009M3QT | RP | 0.750 | 3610229 | KITCHEN HOOD, 24A ZIEIN NOODLE
200 | GEORGESVILLE RD | 43228 | LPS - Active |  |  |  | LST |  | 3628204 | FIRE PUMP - PUMP ROOM
200 | GEORGESVILLE RD | 43228 | Not Required by DOW | 42397 | WILKINS | 375 | RP | 8.000 | 3632983 | SOUTH CORNER OF BOILER ROOM
420 | GEORGESVILLE RD | 43228-2421 | Active | 98471 | WATTS | LF919QT | RP | 0.750 | 3428199 | MECHANICAL CLOSET
420 | GEORGESVILLE RD | 43228-2421 | Due Install |  |  |  | DCDA | 4.000 | 3652431
436 | GEORGESVILLE RD | 43228 | Active | 273599 | WATTS | 009M3-FP | RP | 0.750 | 100714 | OFFICE TRAILER BEHIND DOOR
550 | GEORGESVILLE RD | 43228-2402 | Active | 66997 | WATTS | 919QT | RP | 0.750 | 67036 | NE CORNER OF BLDG, IN MECH. RM IN BLDG ADDRESS 570
620 | GEORGESVILLE RD | 43228-2404 | Removed | 6953REM | WATTS | 009QT | RP | 1.500 | 69345 | REMOVED SITE RAZED - IN BOILER ROOM AT WATER METER
620 | GEORGESVILLE RD | 43228-2404 | Removed | 311785REM | WATTS | 009M3QT | RP | 0.750 | 69346 | REMOVED - SITE RAZED - IN BOILER ROOM AT WATER METER
620 | GEORGESVILLE RD | 43228-2404 | Active | 049537 | WATTS | LF009M2QT | RP | 1.500 | 3624705 | SW AT WATER METER -TACO BELL
650 | GEORGESVILLE RD | 43228-2404 | Removed | G225871REM | WILKINS | 720A | PVB | 0.750 | 70083 | REAR OF BUILDING OUTSIDE-REAR WALL REMOVED
650 | GEORGESVILLE RD | 43228-2404 | Due Install |  |  |  | RP | 0.750 | 3629677 | AT METER AT MOP SINK
700 | GEORGESVILLE RD | 43228-2841 | Active | 08363 | WATTS | LF919QT | RP | 0.500 | 71195 | AT ICE MACHINE
700 | GEORGESVILLE RD | 43228-2841 | Due Install |  |  |  | RP | 1.000 | 3635772 | MTR ALONG CENTER OF SOUTH WALL RALLYS DRIVE THRU
701 | GEORGESVILLE RD | 43228-2403 | Active | A260392 | WILKINS | 375 | RP | 1.000 | 71268 | 2ND FLOOR MECHANICAL RM ON SMALL BOILER
701 | GEORGESVILLE RD | 43228-2403 | Active | 272453 | WATTS | 909M1QT | RP | 2.000 | 71269 | NORTH WALL OF BUILDING NEXT TO WATER FEED
701 | GEORGESVILLE RD | 43228-2403 | Active | 272454 | WATTS | 909M1QT | RP | 2.000 | 71270 | NORTH WALL OF BLDG NEXT TO WATER FEED
701 | GEORGESVILLE RD | 43228-2403 | Active | 273095 | WATTS | 909M1QT | RP | 2.000 | 71271 | NORTHSIDE OF WAREHOUSE
701 | GEORGESVILLE RD | 43228-2403 | Active | 360978 | WATTS | 909QT | RP | 0.750 | 71272 | 2ND FLOOR BOILER ROOM BY CHILLER
701 | GEORGESVILLE RD | 43228-2403 | Active | 626186 | WATTS | 909QT | RP | 0.750 | 71273 | 2ND FLOOR BOILER ROOM ABOVE BOILER
701 | GEORGESVILLE RD | 43228-2403 | Due Install |  |  |  | RP | 10.000 | 3635652 | MTR PIT IN FRONT BY N GATE ENTRANCE. FMCT
721 | GEORGESVILLE RD | 43228-2826 | Active | W177924 | WILKINS | 975XL | RP | 1.500 | 71630 | BY BACK DOOR in unit 727
745 | GEORGESVILLE RD | 43228-2826 | Active | 272010 | WATTS | 009M3QT | RP | 0.750 | 93073 | IN BATHROOM CLOSET BY METER DOLLAR GENERAL UNIT ON N END
750 | GEORGESVILLE RD | 43228-2802 | Active | H153555 | FEBCO | 765 | PVB | 0.750 | 72117 | REAR OF BUILDING
751 | GEORGESVILLE RD | 43228-2826 | Active | 13413 | WATTS | 909QT | RP | 0.750 | 93069 | IN BACK IN CABINET HAIR SALON MIDDLE UNIT HAIR SALON
755 | GEORGESVILLE RD | 43228-2826 | Active | 13764 | WATTS | 919QT | RP | 0.750 | 93070 | IN BACK BY MOP SINK UNIT ON S END BOOST MOBILE
770 | GEORGESVILLE RD | 43228-4068 | Active | 439019 | WILKINS | 975XL | RP | 2.000 | 3428208 | CLOSET MENS LOCKER ROOM
770 | GEORGESVILLE RD | 43228-4068 | Due Install |  |  |  | DCDA | 8.000 | 3651054 | S/W CORNER
775 | GEORGESVILLE RD | 43228-2826 | Inactive | 131356 | WATTS | 909QT | RP | 0.750 | 72694 | IN MEIJER RESTROOM
775 | GEORGESVILLE RD | 43228-2826 | Inactive | 136353 | WATTS | 909QT | RP | 0.750 | 72695 | ABOVE MEAT DEPT
775 | GEORGESVILLE RD | 43228-2826 | Inactive | 77010 | WATTS | 800 | PVB | 0.750 | 72696 | IN DELI CEILING
775 | GEORGESVILLE RD | 43228-2826 | Inactive | AG6788 | FEBCO | 825Y | RP | 1.000 | 90856 | JANITORS CLOSET FRONT OF STORE
775 | GEORGESVILLE RD | 43228-2826 | Active | TK-1738 | AMES | 400GV | RP | 4.000 | 3636574 | RISER ROOM N SIDE OF BUILDING
775 | GEORGESVILLE RD | 43228-2826 | Active | 1968711119 | AMES | 3000SS | DCDA | 8.000 | 3636575 | RISER ROOM N SIDE OF BUILDING
775 | GEORGESVILLE RD | 43228-2826 | Active | 83066 | AMES | 2000B | DC | 0.750 | 3653242 | RISER ROOM N SIDE OF BUILDING
790 | GEORGESVILLE RD | 43228-2802 | Not Required by DOW | 106105 | FEBCO | 825Y | RP | 1.000 | 72960 | REAR OF BUILDING IN MECHANICAL ROOM
790 | GEORGESVILLE RD | 43228-2802 | Active | 45725 | WATTS | 009QT | RP | 1.000 | 72961 | REAR OF BUILDING IN MECHANICAL ROOM
800 | GEORGESVILLE RD | 43228-2802 | Active | W210388 | WILKINS | 975XL | RP | 1.500 | 87960 | @ METER S/E
800 | GEORGESVILLE RD | 43228-2802 | Not Required by DOW | W210394 | WILKINS | 975XL | RP | 1.500 | 88072 | @ METER
800 | GEORGESVILLE RD | 43228-2802 | Not Required by DOW | 214381 | WATTS | 009M3QT | RP | 0.750 | 88073 | HYDRANT IN TRASH CORRAL
950 | GEORGESVILLE RD | 43228 | Active | 22363 | WATTS | 919QT | RP | 2.000 | 103978 | MECHANICAL ROOM OF CAR WASH
950 | GEORGESVILLE RD | 43228 | Active | 16243 | WATTS | 919QT | RP | 1.500 | 103983 | MECHANICAL ROOM OF CAR WASH
950 | GEORGESVILLE RD | 43228 | Not Required by DOW | 10120 | WATTS | 919AQT | RP | 1.000 | 3606217 | CAR WASH MECHANICAL ROOM
106 | GEORGESVILLE RD | 43228 | Active | 42821 | WATTS | 009M3QT | RP | 0.750 | 53744 | IN MECHANICAL ROOM ON WEST SIDE BY ENTRANCE
1151 | GEORGESVILLE RD | 43228-3325 | Active | 736563 | WILKINS | 975 | RP | 0.750 | 54081 | IN BASEMENT NORTH WEST SIDE BY METER
1221 | GEORGESVILLE RD | 43228 | Active | 1262430403 | AMES | 3000SS | DCDA | 8.000 | 54350 | PIT MAIN ENTRANCE
1221 | GEORGESVILLE RD | 43228 | Not Required by DOW | 1735226 | WILKINS | 975 | RP | 2.000 | 54351 | SPRINKLER ROOM AT GARDEN CENTER
1221 | GEORGESVILLE RD | 43228 | Active | 30755 | AMES | 2000SS | DC | 0.750 | 54352 | IN METER PIT - ON RIGHT SIDE ENTRANCE DRIVE
1221 | GEORGESVILLE RD | 43228 | Not Required by DOW | 378974 | WILKINS | 420 | PVB | 0.750 | 54353 | GARDEN CENTER
1221 | GEORGESVILLE RD | 43228 | Not Required by DOW | H929397 | FEBCO | 765 | PVB | 0.750 | 54354 | GARDEN CENTER
1221 | GEORGESVILLE RD | 43228 | Not Required by DOW | 11344 | WATTS | 008PCQT | SVB | 0.750 | 54355 | GARDEN CENTER
1221 | GEORGESVILLE RD | 43228 | Active | NCK55 | APOLLO/CONBRACO | 4020002 | RP | 3.000 | 54356 | SPRINKLER ROOM IN BACK OF STORE
1221 | GEORGESVILLE RD | 43228 | Not Required by DOW | 60424 | WATTS | 775QT | DC | 0.500 | 90996 | PRETZEL SHOP
1330 | GEORGESVILLE RD | 43228-3612 | Active | 94183 | WATTS | LF919QT | RP | 0.750 | 54700 | UTILITY ROOM CENTER OF BLDG in tenant space
1341 | GEORGESVILLE RD | 43228-3611 | Active | 064789 | WATTS | 009M2QT | RP | 1.500 | 88011 | MECH.RM.AT WATER METER
1341 | GEORGESVILLE RD | 43228-3611 | Active | 113922 | WATTS | 009M1PCQT | RP | 1.500 | 88155 | MECH RM @ WATER MTR
1341 | GEORGESVILLE RD | 43228-3611 | Not Required by DOW | T300359 | WILKINS | 720a | PVB | 1.000 | 88157 | MAIN BLDG
1359 | GEORGESVILLE RD | 43228-3611 | Active | 28992 | WATTS | 007M1QT | DC | 0.750 | 90564 | HOT BOX
1359 | GEORGESVILLE RD | 43228-3611 | Active | 145145 | AMES | 3000SS | DCDA | 6.000 | 92849 | IN HOT BOX
1359 | GEORGESVILLE RD | 43228-3611 | Not Required by DOW | J009589 | FEBCO | 825YA | RP | 1.000 | 92850 | MECH ROOM AT WATER METER
1359 | GEORGESVILLE RD | 43228-3611 | Active | 2280797 | WILKINS | 975XL | RP | 1.500 | 92852 | MECH ROOM AT WATER METER
1385 | GEORGESVILLE RD | 43228-3611 | Duplicate | 2260796DUP | WILKINS | 975XLBMS | RP | 1.500 | 90561 | REAR OF BUILDING IN SPRINKLER VALVE ROOM
1385 | GEORGESVILLE RD | 43228-3611 | Replaced | REP150333 | AMES | 3000SS | DCDA | 6.000 | 90562 | REPLACED- HOT BOX
1385 | GEORGESVILLE RD | 43228-3611 | Not Required by DOW | J008807 | FEBCO | 825Y | RP | 1.000 | 90563 | 1395 GEORGESVILLE RD, MECHANICAL ROOM AT WATER METER
1385 | GEORGESVILLE RD | 43228-3611 | Replaced | 05187REP | WATTS | 007M1PCQT | DC | 0.750 | 92851 | REPLACED- IN HOT BOX
1385 | GEORGESVILLE RD | 43228-3611 | Active | 2280796 | WILKINS | 975XL | RP | 1.500 | 100499 | 1395 GEORGESVILLE RD, SPRINKLER ROOM
1385 | GEORGESVILLE RD | 43228-3611 | Active | 23397 | WATTS | 007M!QT | DC | 0.750 | 3609776 | IN HOT BOX
1385 | GEORGESVILLE RD | 43228-3611 | Active | 1847221014 | AMES | 3000SS | DCDA | 6.000 | 3609777 | HOT BOX
1391 | GEORGESVILLE RD | 43228-3611 | Not Required by DOW | 31376 | WATTS | 919QT | RP | 2.000 | 93068 | 1395 GEORGESVILLE RD, IN MECH ROOM
1391 | GEORGESVILLE RD | 43228-3611 | Not Required by DOW | A06008 | WATTS | 009M2QT | RP | 1.500 | 93160 | 1395 GEORGESVILLE RD, IN MECH ROOM
1391 | GEORGESVILLE RD | 43228-3611 | Duplicate | DUP08911 | WATTS | 909M1QT | RP | 2.000 | 93161 | DUPLICATE RECORD**1395 GEORGESVILLE RD, OUTSIDE HOT BOX E SIDE OF BLDG
1391 | GEORGESVILLE RD | 43228-3611 | Active | 08911 | WATTS | 919AQT | RP | 2.000 | 97971 | IN HOT BOX
1516 | GEORGESVILLE RD | 43228-3775 | Active | 188105 | WATTS | 007QT | DC | 1.000 | 55282 | EASTSIDE OF BLDG MECHANICAL ROOM
1516 | GEORGESVILLE RD | 43228-3775 | Active | 54558 | WATTS | 009M2QT | RP | 1.500 | 55283 | MECHANICAL ROOM
1516 | GEORGESVILLE RD | 43228-3775 | Active | 650052 | WATTS | 800M4QT | PVB | 1.000 | 55284 | MECH ROOM
1520 | GEORGESVILLE RD | 43228 | Not Required by DOW | T003614 | WILKINS | 720A | PVB | 1.500 | 55293 | SW SIDE OF BUILDING
1520 | GEORGESVILLE RD | 43228 | Active | F0207191105 | FEBCO | 876 | DCDA | 6.000 | 55294 | SW CORNER MECH ROOM
1520 | GEORGESVILLE RD | 43228 | Active | A02425 | FEBCO | 850 | DC | 0.750 | 55295 | SW CORNER OF BUILDING ATTACHED TO FEBCO MODEL 876
1520 | GEORGESVILLE RD | 43228 | Active | 77159 | WATTS | 009QT | RP | 1.500 | 55296 | IN MECH ROOM SE SIDE OF BUILDING
1524 | GEORGESVILLE RD | 43228-7700 | Not Required by DOW | 109646 | WATTS | 009QT | RP | 0.750 | 55302 | SW CORNER OF MECH ROOM AT REAR OF BUILDING
1524 | GEORGESVILLE RD | 43228-7700 | Not Required by DOW | F087590 | WILKINS | 720A | PVB | 1.000 | 55303 | ON BACK WALL BUILDING OUTSIDE
1524 | GEORGESVILLE RD | 43228-7700 | Active | W069400 | WILKINS | 975 | RP | 1.500 | 55304 | SW CORNER OF MECH ROOM AT REAR OF STORE
1524 | GEORGESVILLE RD | 43228-7700 | Not Required by DOW | 06219 | WATTS | 719AQT | DC | 1.250 | 55305 | SW CORNER FO MECH ROOM AT REAR OF STORE
1525 | GEORGESVILLE RD | 43228-3615 | Active | ACF1660 | Wilkins | 975XL2 | RP | 1.500 | 3428215 | S/E WALL
1525 | GEORGESVILLE RD | 43228-3615 | Active | 1009130621 | Ames | 3000SS | DCDA | 8.000 | 3646036 | SOUTH WALL @ FIRE PROTECTION RISER
1525 | GEORGESVILLE RD | 43228-3615 | Active | 85115 | Ames | 2000B | DC | 0.750 | 3651065 | SOUTH WALL @ FIRE PROTECTION RISER
1528 | GEORGESVILLE RD | 43228-7700 | Active | 789670 | WILKINS | 975XLBMS | RP | 1.500 | 55312 | STORE ROOM END OF BUILDING
1532 | GEORGESVILLE RD | 43228-7700 | Not Required by DOW | W143175 | WILKINS | 975 | RP | 1.000 | 55324 | SE CORNER
1532 | GEORGESVILLE RD | 43228-7700 | Active | W177843 | WILKINS | 975XL | RP | 1.500 | 55325 | SE CORNER
1536 | GEORGESVILLE RD | 43228 | Not Required by DOW | 32768 | WATTS | 919AQT | RP | 1.000 | 100715 | MECHANICAL ROOM BY METER SET
1536 | GEORGESVILLE RD | 43228 | Active | ACN0126 | WILKENS | 975XL2 | RP | 2.000 | 100716 | MECHANICAL ROOM BY METER SET
1540 | GEORGESVILLE RD | 43228-3638 | Active | 2278102 | WILKINS | 975XL | RP | 1.000 | 88593 | SOUTH WALL @ METER
1540 | GEORGESVILLE RD | 43228-3638 | Not Required by DOW | W285330 | WILKINS | 975XL | RP | 1.000 | 88594 | SOUTH WALL @ METER
1544 | GEORGESVILLE RD | 43228-7701 | Active | W276714 | WILKINS | 975XL | RP | 1.000 | 90544 | NEXT TO WATER METER
1550 | GEORGESVILLE RD | 43228-3616 | Removed | 192640REM | WATTS | 909 | RP | 3.000 | 55356 | MAINTENANCE GARAGE NW CORNER OF SHOP AREA
1550 | GEORGESVILLE RD | 43228-3616 | Removed | 184013REM | WATTS | 909M1QT | RP | 2.000 | 55357 | REMOVED-UTILITY ROOM OF TRUCK WASH
1550 | GEORGESVILLE RD | 43228-3616 | Removed | 54728REM | WATTS | 919QT | RP | 0.750 | 55358 | UTILITY ROOM OF TRUCK WASH
1550 | GEORGESVILLE RD | 43228-3616 | Removed | 386486REM | WATTS | 909QT | RP | 0.750 | 55359 | REMOVED-NW CORNER OF MAINTENANCE GARAGE
1550 | GEORGESVILLE RD | 43228-3616 | Active | XA-0091 | AMES | COLT 300GV | RPDA | 8.000 | 3641427 | GEORGESVILL REFUSE STATION, IN HOT BOX BY GATE
1550 | GEORGESVILLE RD | 43228-3616 | Active | XD-0598 | AMES | 400 | RP | 4.000 | 3654069 | GEORGESVILL REFUSE STATION, IN HOT BOX BY GATE
1550 | GEORGESVILLE RD | 43228-3616 | Active | 94990 | WATTS | LF919QT | RP | 0.750 | 3656594 | GEORGESVILL REFUSE STATION, IN HOT BOX BY GATE
1568 | GEORGESVILLE RD | 43228 | Active | N41326 | WILKINS | 350DA | DCDA | 12.000 | 3603222 | HOT BOX RIGHT OF DRIVE
1568 | GEORGESVILLE RD | 43228 | Active | A304655 | WILKINS | 350 | DC | 0.750 | 3603623 | HOT BOX RIGHT OF DRIVE
1568 | GEORGESVILLE RD | 43228 | Active | 38013 | APOLLO/CONBRACO | RP40 | RP | 3.000 | 3603624 | N WALL OF WEST WAREHOUSE
1568 | GEORGESVILLE RD | 43228 | Not Required by DOW | 516244 | APOLLO/CONBRACO | RPLF4A | RP | 2.000 | 3603625 | AT WATER METER SETTING W SIDE WAREHOUSE AREA
1568 | GEORGESVILLE RD | 43228 | Not Required by DOW | 49714 | WATTS | LF919QT | RP | 0.750 | 3624604
1568 | GEORGESVILLE RD | 43228 | LPS - Active |  |  |  | LST |  | 3635711 | FIRE PUMP - FIRE PUMP HOUSE
1600 | GEORGESVILLE RD | 43228-3616 | Not Required by DOW | 60096 | WATTS | LF009QT | RP | 0.500 | 98964 | BOILER ROOM
1600 | GEORGESVILLE RD | 43228-3616 | Active | ABK9457 | WILKINS | 975XL2 | RP | 0.750 | 3635861 | METER IN FURNACE ROOM. IN FRONT HALLWAY
1600 | GEORGESVILLE RD | 43228-3616 | Active | HC53117 | WILKINS | 950XLD | DC | 0.750 | 3652798 | WEST WALL OF PRODUCTION AREA
1600 | GEORGESVILLE RD | 43228-3616 | Active | 24952B | WILKINS | 350 | DC | 8.000 | 3652799 | WEST WALL OF PRODUCTION AREA
1616 | GEORGESVILLE RD | 43228-3618 | Active | 4653514 | WILKINS | 975XL | RP | 1.500 | 3428217 | UNDER STEPS S/E
1616 | GEORGESVILLE RD | 43228-3618 | Active | 26139B | WILKINS | 350ADA | DCDA | 8.000 | 3652801 | N WALL WAREHOUSE
1616 | GEORGESVILLE RD | 43228-3618 | Active | HC48976 | WILKINS | 950XLD | DC | 0.750 | 3652802 | NORTH WALL OF STORAGE AREA
1619 | GEORGESVILLE RD | 43228- | Due Install |  |  |  | RP | 1.000 | 3428218
1619 | GEORGESVILLE RD | 43228- | Due Install |  |  |  | DCDA | 8.000 | 3652434
1700 | GEORGESVILLE RD | 43228-3620 | Active | 273084 | WATTS | 909M1QT | RP | 2.000 | 55897 | GROUND FLOOR MECHANICAL ROOM, EAST WALL
1700 | GEORGESVILLE RD | 43228-3620 | Active | 1986880320 | AMES | 3000SS | DCDA | 6.000 | 3626856 | PIT ON LONE EAGLE S/1801 LONE EAGLE
1700 | GEORGESVILLE RD | 43228-3620 | Active | 30198 | WATTS | 007M1QT | DC | 0.750 | 3653799 | PIT ON LONE EAGLE S/1801 LONE EAGLE
1715 | GEORGESVILLE RD | 43228-3619 | Active | 235250 | WATTS | LF009M2QT | RP | 2.000 | 3428221 | WAREHOUSE AT FIRE RISER
1715 | GEORGESVILLE RD | 43228-3619 | Active | 28839 | WILKINS | 350ASTDA | DCDA | 6.000 | 3650752 | IN PIT
1715 | GEORGESVILLE RD | 43228-3619 | Active | HC57109 | WILKINS | 950XLD | DC | 0.750 | 3655238 | IN PIT
1727 | GEORGESVILLE RD | 43228-3619 | Active | 318572 | WATTS | 909M1QT | RP | 2.000 | 55979 | AFTER METER SOUTHEAST
1727 | GEORGESVILLE RD | 43228-3619 | Due Install |  |  |  | DCDA | 6.000 | 3636599
1770 | GEORGESVILLE RD | 43228-3620 | Not Required by DOW | 37519 | WATTS | 009QT | RP | 0.750 | 56075 | BASEMENT- MECHANICAL ROOM
1770 | GEORGESVILLE RD | 43228-3620 | Not Required by DOW | 08412 | WATTS | 009M3 | RP | 0.750 | 56076 | BASEMENT - MECHANICAL ROOM
1770 | GEORGESVILLE RD | 43228-3620 | Active | 64420 | WATTS | 009QT | RP | 2.000 | 56077 | BASEMENT - MECHANICAL ROOM
1919 | GEORGESVILLE RD | 43119 | Active | ACJ2310 | WILKINS | 375XL | RP | 1.500 | 56629 | SOUTHSIDE OF DRIVE AT METER PIT
2020 | GEORGESVILLE RD | 43228- | Active | 527209 | WILKINS | 975XL | RP | 1.000 | 57048 | IN MECHANICAL ROOM ON EAST WALL
1560 | GEORGESVILLE SQ | 43228-3694 | Active | 2281022 | WILKINS | 975XL | RP | 1.500 | 90976 | BOILER ROOM
1585 | GEORGESVILLE SQ | 43228-3777 | Not Required by DOW | 50491 | WATTS | 800MQT | PVB | 0.500 | 55472 | BAKERY DEPT BY SINK
1585 | GEORGESVILLE SQ | 43228-3777 | Not Required by DOW | 56218 | WATTS | 800CMQT | SVB | 0.500 | 55473 | INSIDE PRODUCE DEPT BY SINK
1585 | GEORGESVILLE SQ | 43228-3777 | Active | IC0071 | AMES | 4000SS | RP | 4.000 | 55474 | BACK ROOM @ RECEIVING
1585 | GEORGESVILLE SQ | 43228-3777 | Not Required by DOW | 50547 | WATTS | 008PCQT | SVB | 0.500 | 87307 | AT SINK IN DELI
1585 | GEORGESVILLE SQ | 43228-3777 | Not Required by DOW | 29002 | WATTS | 008PCQT | SVB | 0.500 | 87308 | SINK IN MEAT DEPARTMENT
1585 | GEORGESVILLE SQ | 43228-3777 | Not Required by DOW | 45695 | WATTS | 008PCQT | SVB | 0.500 | 99523 | WOMEN'S RESTROOM @ PHARMACY
1585 | GEORGESVILLE SQ | 43228-3777 | Not Required by DOW | 54400 | WATTS | 008PCQT | SVB | 0.500 | 99524 | MEN'S RESTROOM BY PHARMACY
1585 | GEORGESVILLE SQ | 43228-3777 | Not Required by DOW | 41479 | WATTS | 008PCQT | SVB | 0.500 | 100985 | WOMENS RESTROOM BACK STOCK AREA
1585 | GEORGESVILLE SQ | 43228-3777 | Not Required by DOW | 48774 | WATTS | 008PCQT | SVB | 0.500 | 100986 | MENS RESTROOM BACK STOCK AREA
1585 | GEORGESVILLE SQ | 43228-3777 | Not Required by DOW | 61151 | WATTS | 008PCQT | SVB | 0.500 | 100987 | MEAT PREP
1585 | GEORGESVILLE SQ | 43228-3777 | Active | 438996 | WILKINS | 975 | RP | 2.000 | 3619891 | IN REAR OF BLDG SE CORNER OF LOADING DOCK
1585 | GEORGESVILLE SQ | 43228-3777 | Active | WL-0647 | WILKINS | 300 | DCDA | 8.000 | 3656991 | IN AN UNDERGROUND VAULT BETWEEN KROGERS AMD KROGERS GAS STATION
1585 | GEORGESVILLE SQ | 43228-3777 | Active | 72012 | AMES | 2000 | DC | 0.750 | 3656992 | IN AN UNDERGROUND VAULT BETWEEN KROGERS AMD KROGERS GAS STATION
1600 | GEORGESVILLE SQ | 43228-3691 | Not Required by DOW | 252497 | WATTS | 009M3QT | RP | 0.750 | 55541 | UNDER WATER HEATER
1600 | GEORGESVILLE SQ | 43228-3691 | Removed | AG-1600AREM | HYDRO-GAP | XX | AG | 0.750 | 99385 | ***REMOVED*** ABOVE 3 POT SINK
1600 | GEORGESVILLE SQ | 43228-3691 | Active | AMA07309 | WILKINS | 975XL3 | RP | 1.500 | 3636681 | S WALL BY HOT WATER TANK
1620 | GEORGESVILLE SQ | 43228-3691 | Not Required by DOW | 431207 | WILKINS | 950 | DC | 2.000 | 55625 | MECHANICAL ROOM
1620 | GEORGESVILLE SQ | 43228-3691 | Not Required by DOW | 023624 | WATTS | 800M4QT | PVB | 1.000 | 91521 | WEST SIDE OF BLDG
1620 | GEORGESVILLE SQ | 43228-3691 | Active | 23603 | WATTS | 919QT | RP | 2.000 | 3621182 | MTR IN SEPERATE OUTSIDE ROOM *SD*
1663 | GEORGESVILLE SQ | 43228-3689 | Active | 95538 | WATTS | 009M2QT | RP | 2.000 | 55792 | IN WTR MTR RM ON S SIDE OF COMPLEX
1675 | GEORGESVILLE SQ | 43228-3689 | Active | 21L1387 | AMES | 2000SS | DC | 6.000 | 55807 | FIRE SPRINKLER RISER ROOM
1675 | GEORGESVILLE SQ | 43228-3689 | Active | 399708 | WILKINS | 975 | RP | 2.000 | 55808 | REAR OF BLDG IN MECH ROOM BY WATER METER
1675 | GEORGESVILLE SQ | 43228-3689 | Not Required by DOW | 400974 | WILKINS | 975XL | RP | 1.500 | 55809 | MECHANICAL ROOM SE BY WATER METER
1700 | GEORGESVILLE SQ | 43228-3690 | Active | 13611 | WATTS | 919AQT | RP | 1.500 | 55900 | BY HOT WATER TANK
1700 | GEORGESVILLE SQ | 43228-3690 | Not Required by DOW | 71272 | WATTS | 009M2PCQT | RP | 1.000 | 55901 | IN METER SOFTNER ROOM
1700 | GEORGESVILLE SQ | 43228-3690 | Not Required by DOW | 000936 | AMES | 2000B | DC | 1.000 | 55902 | IN METER SOFTNER ROOM
1710 | GEORGESVILLE SQ | 43228-3690 | Active | 385850 | WILKINS | 975XL | RP | 1.500 | 55919 | IN MECHANICAL ROOM
1710 | GEORGESVILLE SQ | 43228-3690 | Not Required by DOW | DB971 | APOLLO/CONBRACO | 40204A2 | RP | 0.750 | 55920 | IN MECHANICAL ROOM @ DAIRY QUEEN
1800 | GEORGESVILLE SQ | 43228-3695 | Active | 21M1130 | AMES | 2000SS | DC | 4.000 | 56184 | IN THE FIRE PROT. ROOM, AT THE FRONT OF THE BLDG (SERIAL #31M1130)
1800 | GEORGESVILLE SQ | 43228-3695 | Active | 9709091251 | FEBCO | 880 | RP | 3.000 | 56185 | IN THE FIRE PROT. RM, AT THE FRONT OF THE BLDG
1800 | GEORGESVILLE SQ | 43228-3695 | Due Install |  |  |  | DCDA | 8.000 | 3635891
1585 | GEORGESVILLE SQ UNIT A | 43228-3777 | Due Install |  |  |  | DCDA | 8.000 | 55475
1585 | GEORGESVILLE SQ UNIT A | 43228-3777 | Active | 2CM0669 | AMES | 2000SS | DC | 4.000 | 55791 | IN MECH RM OF RETAIL CTR IN REAR ENTRANCE DOOR NEXT LOWES
1580 | GEORGESVILLE SQUARE DR | 43228-3694 | Active | ALA22628 | WILKINS | 975XL3 | RP | 0.750 | 3579889
1580 | GEORGESVILLE SQUARE DR | 43228-3694 | Not Required by DOW | ABC7209 | WILKINS | 975XL2 | RP | 0.750 | 3648754 | SPRINKLER SYSTEM IN SEPERATE HOTBOX AT REAR OF BLDG
1590 | GEORGESVILLE SQUARE DR | 43228-3694 | Active | 54556 | WATTS | 009M2QT | RP | 1.500 | 55488 | WEST WALL MECHANICAL ROOM
1590 | GEORGESVILLE SQUARE DR | 43228-3694 | Replaced | REP959944 | WILKINS | 975XL2 | RP | 1.000 | 55489 | REPLACED- W WALL MECH RM, MECH RM OUSIDE
1590 | GEORGESVILLE SQUARE DR | 43228-3694 | Not Required by DOW | 3832276 | WILKINS | 975XL2 | RP | 1.000 | 3611965 | W WALL MECH RM, MECH RM OUSIDE
1650 | GEORGESVILLE SQUARE DR | 43228-3691 | Removed | 3730673REM | WILKINS | 975XL | RP | 1.000 | 55722 | REMOVED-WESTWALL OF MECHANICAL ROOM
1650 | GEORGESVILLE SQUARE DR | 43228-3691 | Active | 135109 | WATTS | LF009M2QT | RP | 1.500 | 55723 | WEST WALL MECHANICAL ROOM
1650 | GEORGESVILLE SQUARE DR | 43228-3691 | Not Required by DOW | 3879825 | WILKINS | 975XL | RP | 1.000 | 3607376 | WESTWALL OF MECHANICAL ROOM
1660 | GEORGESVILLE SQUARE DR | 43228-3691 | Active | 52113 | WATTS | 007M2QT | DC | 1.500 | 55755 | MECHANICAL ROOM BESIDE WATER METER IN BACK OF KITCHEN BY WATER HEATER
1660 | GEORGESVILLE SQUARE DR | 43228-3691 | Not Required by DOW | 82703 | WATTS | 009M2QT | RP | 1.000 | 55756 | MECHANICAL ROOM NEAR WATER METER
1660 | GEORGESVILLE SQUARE DR | 43228-3691 | Active | 58029 | WATTS | 009M2QT | RP | 1.500 | 55757 | MECHANICAL ROOM REAR OF BUILDING
1690 | GEORGESVILLE SQUARE RD | 43228-3691 | Not Required by DOW | 07644 | WATTS | LF919QT | RP | 0.500 | 55839 | BY WATER HEATER
1690 | GEORGESVILLE SQUARE RD | 43228-3691 | Not Required by DOW | CHE1681 | WILKINS | 950XLT2 | DC | 1.000 | 55840 | BEHIND BUILDING IN METER BUILDING - WITH WATER METER
1690 | GEORGESVILLE SQUARE RD | 43228-3691 | Active | 375798 | WATTS | 909M1QT | RP | 2.000 | 55841 | METER ROOM
1690 | GEORGESVILLE SQUARE RD | 43228-3691 | Not Required by DOW | CB215351 | WILKINS | 720A | PVB | 1.000 | 93434 | IN ROOM BEHIND BLDG AT WATER METER
1690 | GEORGESVILLE SQUARE RD | 43228-3691 | Not Required by DOW | W398636 | WILKINS | 975XL2 | RP | 0.500 | 99635 | BEHIND ICE MACHINE NEXT TO OFFICE
784 | GEORGIAN DR | 43228-2995 | Active | 10031 | WATTS | 919QT | RP | 1.250 | 101328 | Boiler Room - Georgian Hgts. E. S.
784 | GEORGIAN DR | 43228-2995 | Active | 1140450211 | WATTS | 774 | DC | 6.000 | 102635 | IN PIT IN FRONT OF BUILDING - Georgian Hgts. E. S.
784 | GEORGIAN DR | 43228-2995 | Active | 17451 | WATTS | 007M1PCQT | DC | 0.750 | 102636 | IN PIT IN FRONT OF BUILDING - Georgian Hgts. E. S.
784 | GEORGIAN DR | 43228-2995 | Removed | 296723REM | WATTS | 009M2QT | RP | 2.000 | 102637 | REMOVED-IN HOT BOX IN FRONT OF BUILDING AT PIT
784 | GEORGIAN DR | 43228-2995 | Active | L58643 | WILKINS | 375 | RP | 3.000 | 3604483 | Boiler Room - Georgian Hgts. E. S.
152 | GERRARD AVE | 43212- | Active | ACA1463 | WILKINS | 975XL2 | RP | 1.500 | 3428503 | MECH ROOM
2329 | GERSHWIN AVE | 43123-3657 | Active | G212928 | WILKINS | 720A | PVB | 0.750 | 95380 | RIGHT SIDE OF HOUSE
2355 | GERSHWIN AVE | 43123-3657 | Active | H070307 | FEBCO | 765 | PVB | 1.000 | 58051 | REAR OF HSE
2397 | GERSHWIN AVE | 43123-3658 | Active | T415387 | WILKINS | 720A | PVB | 0.750 | 3428545 | RIGHT REAR BEHIND GARAGE
2475 | GERSHWIN AVE | 43123-3660 | Removed | 359717REM | WATTS | 800M4FR | PVB | 0.750 | 90367 | REMOVED-NE CORNER
2475 | GERSHWIN AVE | 43123-3660 | Active | t417882 | WILKINS | 720A | PVB | 0.750 | 3616580 | LEFT SIDE FRONT
4596 | GERSHWIN CT | 43123-3653 | Active | G251869 | WILKINS | 720A | PVB | 0.750 | 98955 | FRONT LEFT OF HOME OUTSIDE
4601 | GERSHWIN CT | 43123-3653 | Active | A072752 | WILKINS | 720A | PVB | 0.750 | 64532 | LEFT HAND SIDE
1055 | GIBBARD AVE | 43201-3052 | In Review |  |  |  | RP |  | 3428682
1080 | GIBBARD AVE | 43201-3054 | Active | ALA08268 | WILKINS | 975 | RP | 0.750 | 3428685 | MID E UTLTY RM AT METER
1133 | GIBBARD AVE | 43219-2436 | Active | 3355672 | WILKINS | 975XL | RP | 1.500 | 101652 | OUTSIDE MECHANICAL ROOM E SIDE OF MAIN OFFICE
1133 | GIBBARD AVE | 43219-2436 | Active | 1721240610 | AMES | 3000SS | DCDA | 8.000 | 103949 | E WAREHOUSE IN NW ROOM AT FIRE METER
1133 | GIBBARD AVE | 43219-2436 | Active | 22380 | AMES | 2000B | DC | 0.750 | 103950 | E WAREHOUSE IN NW ROOM AT FIRE METER
1133 | GIBBARD AVE | 43219-2436 | Not Required by DOW | 626895 | APOLLO | RPLF4A0 | RP | 2.000 | 3656154 | OUTSIDE MECHANICAL ROOM E SIDE OF MAIN OFFICE
1241 | GIBBARD AVE | 43219-2438 | Active | N3679 | CONBRACO | 4020C02 | RP | 6.000 | 54392 | NORTHWEST CORNER OF BUILDING
1241 | GIBBARD AVE | 43219-2438 | Not Required by DOW | B095334 | WILKINS | 375XL | RP | 1.500 | 54393 | CEILING BY BOILER, BY TANKS
1241 | GIBBARD AVE | 43219-2438 | Not Required by DOW | 76196 | WATTS | 919QT | RP | 0.750 | 54394 | OLD BOILER ROOM
1241 | GIBBARD AVE | 43219-2438 | Not Required by DOW | A19788 | WATTS | 009QT | RP | 2.000 | 54395 | NORTH SIDE OF BUILDING BOILER ROOM
1241 | GIBBARD AVE | 43219-2438 | Not Required by DOW | 057414 | WATTS | LF007M1QT | DC | 0.750 | 54396 | CHEMICAL ROOM
1241 | GIBBARD AVE | 43219-2438 | Not Required by DOW | 88686 | WATTS | 909M1QT | RP | 2.000 | 96664 | CHEMICAL STORAGE ROOM
1241 | GIBBARD AVE | 43219-2438 | Not Required by DOW | 08777 | WATTS | 919AQT | RP | 1.000 | 100679 | WATER TREATMENT ROOM
1241 | GIBBARD AVE | 43219-2438 | Due Install |  |  |  | RP | 10.000 | 3658963
1250 | GIBBARD AVE | 43219-2462 | Active | W434606 | WILKINS | 975XL2 | RP | 0.500 | 3428687
1241 | GIBBARD AVE UNIT A | 43219-2438 | Active | 4934505 | WILKINS | 975XL2 | RP | 1.500 | 3428686
380 | GILBERT ST | 43205-2307 | Due Install |  |  |  | RP |  | 3428779
994 | GILBERT ST | 43206-1570 | Not Required by DOW |  |  |  | RP |  | 3428912
889 | GILG ST | 43054-7066 | Active | G081007 | WILKINS | 720A | PVB | 0.750 | 92809 | REAR OF HOUSE
8900 | GILG ST | 43054-9089 | Active | CB083090 | WILKINS | 720A | PVB | 0.750 | 3594543 | RIGHT SIDE
8910 | GILG ST | 43054-9089 | Active | G242191 | WILKINS | 720A | PVB | 0.750 | 98552 | LEFT SIDE
8920 | GILG ST | 43054-9089 | Active | 301634 | WATTS | 800QT | PVB | 0.750 | 91267 | RIGHT FRONT
8930 | GILG ST | 43054-9089 | Active | T178846 | WILKINS | 720A | PVB | 0.750 | 3594544 | LEFT SIDE
8950 | GILG ST | 43054-9089 | Active | CB655545 | WILKINS | 720A | PVB | 0.750 | 3592178 | RIGHT SIDE
8960 | GILG ST | 43054-9089 | Active | T315351 | WILKINS | 720A | PVB | 0.750 | 88773 | LEFT SIDE OF HOUSE
4633 | GILLENBURY W LOOP | 43123- | NULL | [5 empty] | 3615276
4886 | GILLINGHAM WAY | 43017-8643 | Active | AA5311 | FEBCO | 765 | PVB | 1.000 | 65342 | LEFT SIDE
4887 | GILLINGHAM WAY | 43017 | Active | CB582993 | WILKINS | 720A | PVB | 0.750 | 65346 | LEFT FRONT
4895 | GILLINGHAM WAY | 43017-8644 | Active | F17735 | FEBCO | 765 | PVB | 1.000 | 65368 | LEFTSIDE
4902 | GILLINGHAM WAY | 43017-8643 | Removed | 359682REM | WATTS | 800CMQT | PVB | 0.750 | 65388 | REMOVED-RIGHT SIDE
4902 | GILLINGHAM WAY | 43017-8643 | Active | CB072693 | WILKINS | 720A | PVB | 0.750 | 3607357 | RIGHT FRONT
4903 | GILLINGHAM WAY | 43017-8644 | Active | T273058 | WILKINS | 720A | PVB | 0.750 | 88623 | RIGHT SIDE OF HOUSE
4910 | GILLINGHAM WAY | 43017-8654 | Active | T047848 | WILKINS | 720A | PVB | 0.750 | 65404 | LEFT FRONT
4911 | GILLINGHAM WAY | 43017-8644 | Active | T593300 | WILKINS | 720A | PVB | 1.000 | 65406 | LEFTSIDE
4918 | GILLINGHAM WAY | 43017-8654 | Active | EAJ0343 | WILKINS | 720A | PVB | 0.750 | 65420 | LEFT SIDE OF HOME
4919 | GILLINGHAM WAY | 43017-8644 | Active | H142750 | FEBCO | 765 | PVB | 1.000 | 98455 | RIGHT SIDE OF HOUSE
4926 | GILLINGHAM WAY | 43017-8654 | Active | H238088 | FEBCO | 765 | PVB | 0.750 | 65437 | LEFT SIDE OF HOUSE
4927 | GILLINGHAM WAY | 43017-8644 | Active | 468123 | APOLLO/CONBRACO | 4050402 | PVB | 0.750 | 102868 | RIGHT SIDE OF HOUSE
4934 | GILLINGHAM WAY | 43017-8654 | Active | A008716 | WILKINS | 720A | PVB | 0.750 | 65452 | LEFT OF FRONT DOOR
4935 | GILLINGHAM WAY | 43017-8644 | Active | ABA5448 | WILKINS | 975XL2 | RP | 0.750 | 65455 | RIGHT FRONT
4943 | GILLINGHAM WAY | 43017-8644 | Active | H495926 | FEBCO | 765 | PVB | 0.750 | 95581 | RIGHT SIDE
4951 | GILLINGHAM WAY | 43017-8644 | Active | H142512 | FEBCO | 765 | PVB | 1.000 | 65497 | RIGHT SIDE OF HOUSE
8366 | GILMERTON CT | 43017 | Active | 56368 | FEBCO | 765 | PVB | 1.000 | 73763 | FRONT OF HOUSE
8369 | GILMERTON CT | 43017 | Active | 15306 | FEBCO | 765 | PVB | 1.000 | 73764 | FRONT RIGHT OF FRONT DOOR
3066 | GILRIDGE DR | 43026-6921 | Active | T462633 | WILKINS | 720A | PVB | 0.750 | 103599
3074 | GILRIDGE DR | 43026-6921 | Active | CB026878 | WILKINS | 720 | PVB | 0.750 | 3597998 | LEFT HAND SIDE OF HOUSE
2046 | GINGERWOOD CT | 43123 | Active | DK5501 | FEBCO | 765 | PVB | 0.750 | 57104 | LEFT CENTER
2047 | GINGERWOOD CT | 43123-3687 | Active | 19929 | FEBCO | 765 | PVB | 0.750 | 57105 | NW FIRE OF HOUSE
2087 | GINGERWOOD CT | 43123-3687 | Active | CB082974 | WILKINS | 720A | PVB | 0.750 | 3585892 | RIGHT SIDE
2112 | GINGERWOOD CT | 43123-3671 | Active | G242323 | WILKINS | 720A | PVB | 0.750 | 99834 | LEFT SIDE
2131 | GINGERWOOD CT | 43123-3687 | Active | G217266 | WILKINS | 720A | PVB | 0.750 | 57405 | LEFT CTR
2164 | GINGERWOOD CT | 43123-3671 | Active | G217754 | WILKINS | 720A | PVB | 0.750 | 96132 | Left Side
2176 | GINGERWOOD CT | 43123-3671 | Active | 301040 | WILKINS | 420 | PVB | 1.000 | 57521 | EAST SIDE
4998 | GIOVANNI CT | 43123 | Active | T339442 | WILKINS | 720A | PVB | 0.750 | 3632884 | RIGHT SIDE
5003 | GIOVANNI CT | 43123 | Active | CB655554 | WILKINS | 720A | PVB | 0.750 | 3614918 | LEFT FRONT
5008 | GIOVANNI CT | 43123 | Active | T474447 | WILKINS | 720A | PVB | 0.750 | 3616817 | LEFT ISDE OF THE HOUSE
5033 | GIOVANNI CT | 43123 | Active | CB325637 | WILKINS | 720A | PVB | 0.750 | 3616856 | LEFT SIDE
5053 | GIOVANNI CT | 43123 | Active | CB325685 | WILKINS | 720A | PVB | 0.750 | 3616934 | RIGHT SIDE
5063 | GIOVANNI CT | 43123 | Active | T414655 | WILKINS | 720 | PVB | 0.750 | 3614919
3615 | GLACIAL LN | 43123 | Active | 11559 | WATTS | LF009 | RP | 3.000 | 3649983
3615 | GLACIAL LN | 43123 | Active | 144569 | WATTS |  | DCDA | 8.000 | 3649984
3615 | GLACIAL LN | 43123 | Active | 104872 | WATTS | 007QT | DC | 0.500 | 3649985
3615 | GLACIAL LN | 43123 | Not Required by DOW | 64012 | AMES | 2000B | DC | 0.750 | 3652294
3615 | GLACIAL LN | 43123 | Not Required by DOW | VA-0527 | AMES | 3000DCDA | DCDA | 8.000 | 3652295
3655 | GLACIAL LN | 43123 | Active | CB615942 | WILKINS | 720A | PVB | 0.750 | 3648432 | LEFT CENTER
7115 | GLACIER RIDGE BL | 43017 | Active | T081685 | WILKINS | 720A | PVB | 0.750 | 101551 | RIGHT SIDE
7120 | GLACIER RIDGE BL | 43017 | Active | CB030174 | WILKINS | 720A | PVB | 0.750 | 103454 | LEFT FRONT
7128 | GLACIER RIDGE BL | 43017 | Active | T096981 | WILKINS | 720A | PVB | 0.750 | 102167 | LEFT SIDE
7144 | GLACIER RIDGE BL | 43017 | Active | T096882 | WILKINS | 720A | PVB | 0.750 | 102870 | LEFT SIDE
7104 | GLACIER RIDGE BLVD | 43017-7035 | Replaced | REP19255 | WATTS | 919AQT | RP | 0.750 | 97824 | REPLACED- RIGHT SIDE OF HOUSE
7104 | GLACIER RIDGE BLVD | 43017-7035 | Active | T188448 | WILKINS | 720A | PVB | 0.750 | 3608147 | RIGHT SIDE OF HOUSE
7107 | GLACIER RIDGE BLVD | 43017 | Active | 027020 | WATTS | 800M4QT | PVB | 1.000 | 3601534
7112 | GLACIER RIDGE BLVD | 43017-7035 | Active | G215741 | WILKINS | 720A | PVB | 0.750 | 97402 | LEFT FRONT
7136 | GLACIER RIDGE BLVD | 43017 | Active | T066553 | WILKINS | 720A | PVB | 0.750 | 101456 | RIGHT SIDE
4068 | GLADMAN AVE | 43123- | Active | B05056 | WATTS | 009M2PCQT | RP | 0.750 | 98740 | IN RESTROOM IN NEW BUILDING AT 4068 GLADMAN AVE.
4068 | GLADMAN AVE | 43123- | NULL | [5 empty] | 3429288
1965 | GLADSTONE AVE | 43211-2549 | Not Required by DOW | 4791747REM | WILKINS | 975XL2 | RP | 0.750 | 56785 | BOILER ROOM, Gladstone E.S.
1965 | GLADSTONE AVE | 43211-2549 | Active | L166044 | WILKINS | 375 | RP | 3.000 | 3638036 | BOILER ROOM, Gladstone E.S.
7676 | GLANMORE CT | 43017-2647 | Removed | 898078REM | FEBCO | 765 | PVB | 0.750 | 90373 | RIGHT FRONT
7694 | GLANMORE CT | 43017 | Active | CB629136 | WILKINS | 720A | PVB | 0.750 | 90374 | FRONT RIGHT OF DOOR
7706 | GLANMORE CT | 43017 | Active | F082553 | WILKINS | 720A | PVB | 0.750 | 92216 | RIGHT FRONT
7721 | GLANMORE CT | 43017 | Active | 902982 | WILKINS | 720A | PVB | 0.750 | 90375 | RIGHT SIDE OF HOUSE
7727 | GLANMORE CT | 43017 | Active | 32637 | WATTS | 800M4QT | PVB | 1.000 | 72639 | RIGHT SIDE OF HOUSE
4789 | GLANSTONBURY CT | 43026-8655 | Active | T415319 | WILKINS | 720A | PVB | 0.750 | 65047 | RIGHT FRONT
4799 | GLANSTONBURY CT | 43026-8655 | Active | G186052 | WILKINS | 720A | PVB | 0.750 | 92259 | LEFT SIDE
4801 | GLANSTONBURY CT | 43026-8655 | Active | H092517 | FEBCO | 765 | PVB | 1.000 | 65109 | OUTSIDE
4680 | GLANSTONBURY DR | 43026-8651 | Active | CB073801 | WILKINS | 720A | PVB | 0.750 | 64783 | LEFT SIDE
4723 | GLANSTONBURY DR | 43026-8654 | Active | W034646 | WILKINS | 720A | PVB | 0.750 | 64879 | RIGHT SIDE OF HOUSE
4733 | GLANSTONBURY DR | 43026-8654 | Active | CAB79247 | WILKINS | 720A | PVB | 0.750 | 64906 | LEFT FRONT
4745 | GLANSTONBURY DR | 43026-8654 | Active | 279588 | WILKINS | 720A | PVB | 0.750 | 64935 | OUTSIDE
4753 | GLANSTONBURY DR | 43026-8654 | Active | 279696 | WILKINS | 720A | PVB | 0.750 | 64959 | LEFT SIDE OF HOUSE
4781 | GLANSTONBURY DR | 43026-8654 | Active | t655485 | WILKINS | 720A | PVB | 0.750 | 65041 | WEST SIDE OF HOUSE
6707 | GLASIN CT | 43016 | Active | 411662 | WILKINS | 420 | PVB | 0.750 | 103069 | LEFT SIDE
6708 | GLASIN CT | 43016 | Active | CB011495 | WILKINS | 720A | PVB | 0.750 | 103538 | RIGHT SIDE
6715 | GLASIN CT | 43016 | Active | T074586 | WILKINS | 720A | PVB | 0.750 | 102624 | RIGHT SIDE
6716 | GLASIN CT | 43016-6150 | Active | H652364 | FEBCO | 765 | PVB | 0.750 | 93396 | RIGHT SIDE OF HOUSE EAST
6724 | GLASIN CT | 43016-6150 | Active | G213899 | WILKINS | 720A | PVB | 0.750 | 96163 | RIGHT SIDE NORTH
8837 | GLASSFORD N CT | 43017-8337 | Active | H088451 | FEBCO | 765 | PVB | 0.750 | 74347 | LEFT SIDE OF HOUSE REAR
8848 | GLASSFORD N CT | 43017-8338 | Replaced | REP32995 | WATTS | 800M4FR | PVB | 1.000 | 90376 | REPLACED- LEFT FRONT
8848 | GLASSFORD N CT | 43017-8338 | Active | T209649 | WILKINS | 720A | PVB | 1.000 | 3610086 | LEFT FRONT
8861 | GLASSFORD N CT | 43017 | Active | 501672 | WILKINS | 720A | PVB | 0.750 | 74366 | LEFT HAND SIDE
8873 | GLASSFORD N CT | 43017-8337 | Active | H495012 | FEBCO | 765 | PVB | 0.750 | 97464 | LEFT SIDE OF HOUSE
8894 | GLASSFORD N CT | 43017 | Removed | F084736REM | WILKINS | 720A | PVB | 0.750 | 74388 | RIGHT FRONT
8757 | GLASSFORD S CT | 43017 | Active | A107207 | WATTS | 720A | PVB | 0.750 | 74254 | LEFT FRONT
8764 | GLASSFORD S CT | 43017 | Active | AE0759 | FEBCO | 765 | PVB | 0.750 | 74261 | RIGHT SIDE OF HOUSE
8786 | GLASSFORD S CT | 43017 | Active | 153541 | WATTS | 800QT | PVB | 0.750 | 74280 | LEFT SIDE OF HOUSE
8809 | GLASSFORD S CT | 43017 | Active | G262867 | WILKINS | 720A | PVB | 1.000 | 90377 | RIGHT SIDE OF THE HOUSE
894 | GLEN ROCK DR | 43081-5578 | Active | CB333305 | WILKINS | 720A | PVB | 0.750 | 3429513 | left side of house
839 | GLEN TANAR CT | 43017 | Active | EAL4282 | WILKINS | 720A | PVB | 1.000 | 73778 | FRONT LEFT OF DOOR BY GARAGE
5049 | GLENAIRE DR | 43017-9479 | Active | 38862 | WATTS |  | PVB | 1.000 | 3429532 | OUTSIDE
5097 | GLENAIRE DR | 43017-9479 | Active | F031619 | WILKINS | 720A | PVB | 0.750 | 98395 | FRONT OF HOUSE
5100 | GLENAIRE DR | 43017-9478 | Active | A168603 | WILKINS | 720A | PVB | 0.750 | 3429535 | LEFT SIDE
5145 | GLENAIRE DR | 43017-9479 | Active | T154925 | WILKINS | 720A | PVB | 1.000 | 66120 | RIGHT SIDE OF HOUSE
5148 | GLENAIRE DR | 43017 | Active | 06967 | WATTS | 919AQT | RP | 1.000 | 66127 | AT ENTRANCE BY N WALL AT METER BOX
5152 | GLENAIRE DR | 43017-9478 | Active | G152421 | WILKINS | 720A | PVB | 0.750 | 92206 | LEFT REAR
5646 | GLENBERVIE CT | 43017 | Active | AC3423 | FEBCO | 825Y | RP | 1.000 | 67484 | MECHANICAL RM, BASEMENT (SERIAL # AC3423)
5678 | GLENBERVIE CT | 43017 | Active | A082383 | WILKINS | 720A | PVB | 0.750 | 67583 | LEFT SIDE OF FRONT DOOR
5415 | GLENCHESTER DR | 43119- | Active | 1136230501 | AMES | 3000SS | DCDA | 6.000 | 66868 | METER PIT NORTH END OF COMPLEX BUILDING #11
5415 | GLENCHESTER DR | 43119- | Active | 49713 | WATTS | 007QT | DC | 0.750 | 66869 | METER PIT NORTH END OF COMPLEX BUILDING #11
5415 | GLENCHESTER DR | 43119- | Due Install |  |  |  | RP | 3.000 | 3658097 | HOT BOX
5487 | GLENCHESTER DR | 43119- | Active | XD-0212 | AMES | 400 | RP | 3.000 | 3429749 | HOT BOX
5487 | GLENCHESTER DR | 43119- | Active | XF-0727 | AMES | 3000CIV | DCDA | 6.000 | 3650240 | IN UNDERGROUND BAULT BY MAIN ENTRANCE
5487 | GLENCHESTER DR | 43119- | Active | 74199 | AMES | 2000BM3 | DC | 0.750 | 3655433 | IN UNDERGROUND BAULT BY MAIN ENTRANCE
80 | GLENCOE RD | 43214-3710 | Active | AD9426 | FEBCO | 765 | PVB | 0.750 | 90378 | RIGHT SIDE OF DOOR
22 | GLENCROFT DR | 43026-7140 | Active | CB263445 | WILKINS | 720A | PVB | 0.750 | 90379 | FRONT RIGHT
4744 | GLENCROSS CT | 43123-8711 | Active | CB026916 | WILKINS | 720A | PVB | 0.750 | 103325 | FRONT LEFT SIDE
8202 | GLENCULLEN CT | 43017-8637 | Active | BB3119 | FEBCO | 765 | PVB | 0.750 | 73508 | RIGHTSIDE
8209 | GLENCULLEN CT | 43017-8637 | Active | T251988 | WILKINS | 720A | PVB | 1.000 | 73517 | LEFT SIDE OF HOUSE
8217 | GLENCULLEN CT | 43017-8637 | Active | 7550 | FEBCO | 765 | PVB | 1.000 | 73540 | NORTH SIDE OF HOUSE
8218 | GLENCULLEN CT | 43017-8637 | Active | H580701 | FEBCO | 765 | PVB | 0.750 | 103713 | RIGHT SIDE
8226 | GLENCULLEN CT | 43017-8637 | Active | 181234 | WILKINS | 420 | PVB | 1.000 | 73560 | left side of house
8233 | GLENCULLEN CT | 43017-8637 | Active | G080919 | WILKINS | 720A | PVB | 0.750 | 90991 | RIGHT SIDE OF HOUSE
8234 | GLENCULLEN CT | 43017-8637 | Active | 115752 | WATTS | 800M4QT | PVB | 0.750 | 73575 | LEFT SIDE
1050 | GLENDALE AVE | 43212-3429 | Active | CB027171 | WILKINS | 720A | PVB | 0.750 | 3429867 | RIGHT SIDE OF HOUSE
5826 | GLENDAVON CT | 43016 | Active | T205237 | WILKINS | 720A | PVB | 0.750 | 3611272 | Right Side
5834 | GLENDAVON CT | 43016 | Active | CB489330 | WILKINS | 720 | PVB | 0.750 | 3615077 | LEFT SIDE OF HOUSE
5845 | GLENDAVON CT | 43016 | Active | CB544520 | WILKINS | 720 | PVB | 0.750 | 3615225 | LEFT SIDE OF HOUSE
5741 | GLENDAVON LOOP | 43016- | Active | T034165 | WILKINS | 720A | PVB | 0.750 | 99952 | 10 RIGHT OF FRONT DOOR
5749 | GLENDAVON LOOP | 43016- | Active | G1215749 | WILKINS | 720A | PVB | 0.750 | 97450 | FRONT RIGHT OF FRONT DOOR
5757 | GLENDAVON LOOP | 43016 | Active | T034278 | WILKINS | 720A | PVB | 0.750 | 99951 | 6 FEET RIGHT OF FRONT DOOR
5765 | GLENDAVON LOOP | 43016-6156 | Active | G500446 | WILKINS | 720A | PVB | 1.000 | 95731 | RIGHT REAR BY A/C IN BUSHES
5768 | GLENDAVON LOOP | 43016 | Active | CB323893 | WILKINS | 720A | PVB | 0.750 | 3602347 | RIGHT SIDE OF THE HOUSE
5773 | GLENDAVON LOOP | 43016 | Active | CB602895 | WILKINS | 720A | PVB | 0.750 | 3602688 | LEFT SIDE
5784 | GLENDAVON LOOP | 43016-6155 | Active | H577513 | FEBCO | 765 | PVB | 1.000 | 95428 | RIGHT SIDE
5792 | GLENDAVON LOOP | 43016-6155 | Active | G044138 | WILKINS | 720A | PVB | 0.750 | 91868 | LEFT SIDE
5797 | GLENDAVON LOOP | 43016 | Active | T083953 | WILKINS | 720A | PVB | 0.750 | 101997 | FRONT LEFT
5800 | GLENDAVON LOOP | 43016-6155 | Active | T034219 | WILKINS | 720A | PVB | 0.750 | 100003 | RIGHT SIDE
5808 | GLENDAVON LOOP | 43016- | Active | T651144 | WILKINS | 720A | PVB | 1.000 | 101133 | RIGHT HAND SIDE OF HOUSE
5816 | GLENDAVON LOOP | 43016 | Active | CAA30843 | WILKINS | 720A | PVB | 0.750 | 3599726 | RIGHT SIDE OF THE HOUSE BY SIDE DOOR
5821 | GLENDAVON LOOP | 43016-6156 | Active | H527356 | FEBCO | 765 | PVB | 0.750 | 96071 | LEFT SIDE REAR BY AC
5731 | GLENDAVON PL | 43016 | Active | T147026 | WILKINS | 720A | PVB | 0.750 | 3603429 | LEFT FRONT
5738 | GLENDAVON PL | 43016-6158 | Active | G214867 | WILKINS | 720A | PVB | 0.750 | 95345 | RIGHT SIDE MIDDLE
5747 | GLENDAVON PL | 43016 | Active | G124393 | WILKINS | 720A | PVB | 0.750 | 95307 | RIGHT FRONT
5754 | GLENDAVON PL | 43016-6158 | Active | H514888 | FEBCO | 765 | PVB | 0.750 | 96414 | RIGHT SIDE OF HOUSE
5762 | GLENDAVON PL | 43016 | Active | T362149 | WILKINS | 720A | PVB | 0.750 | 3613886
5769 | GLENDAVON PL | 43016 | Active | CB325677 | WILKINS | 720A | PVB | 0.750 | 3616860 | LEFT SIDE OF THE HOUSE
5770 | GLENDAVON PL | 43016 | Active | CB325170 | WILKINS | 720A | PVB | 0.750 | 3616859 | RIGHT SIDE OF HOUSE
5778 | GLENDAVON PL | 43016 | Active | T230498 | WILKINS | 720A | PVB | 0.750 | 3615223 | RIGHT SIDE
5785 | GLENDAVON PL | 43016 | Active | CB424403 | WILKINS | 720 | PVB | 0.750 | 3616777 | LEFT SIDE OF HOUSE
5786 | GLENDAVON PL | 43016 | Active | CB092825 | WILKINS | 720A | PVB | 0.750 | 3618102 | RIGHT SIDE OF HOUSE
5793 | GLENDAVON PL | 43016 | Active | CB289653 | WILKINS | 720A | PVB | 0.750 | 3619816 | LEFT SIDE OF THE HOUSE
5794 | GLENDAVON PL | 43016 | Active | T223485 | WILKINS | 720A | PVB | 0.750 | 3613824
5801 | GLENDAVON PL | 43016 | Active | CB489400 | WILKINS | 720A | PVB | 1.000 | 3613826 | RGHT FRONT
5810 | GLENDAVON PL | 43016 | Active | EA13292 | WILKINS | 720 | PVB | 0.750 | 3616496 | RIGHT SIDE OF HOUSE
5842 | glendavon pl | [7 empty] | 3659639
5555 | GLENDON CT | 43016-3304 | Not Required by DOW | 283024 | WATTS | 909HWM1QT | RP | 2.000 | 67258 | PENTHOUSE MECH ROOM IN CEILING
5555 | GLENDON CT | 43016-3304 | Active | 3FK0798 | AMES | 3000SS | DCDA | 6.000 | 67260 | NORTH MECH/RISER ROOM
5555 | GLENDON CT | 43016-3304 | Active | 43798 | WATTS | 007QT | DC | 0.750 | 67261 | NORTH MECH/RISER ROOM
5555 | GLENDON CT | 43016-3304 | Active | B05184 | WILKINS | 975 | RP | 2.500 | 67262 | NORTH MECH/RISER RM AT WATER METER BOTTOM DEVICE
5555 | GLENDON CT | 43016-3304 | Not Required by DOW | 08773 | WATTS | 919QT | RP | 1.500 | 95123 | SPRINKLER VALVE ROOM
5555 | GLENDON CT | 43016-3304 | Active | 0382 | WILKINS | 375ASTR | RP | 2.50 | 101085 | NORTH MECH/RISER RM AT WATER METER TOP DEVICE
5555 | GLENDON CT | 43016-3304 | LPS - Active |  |  |  | LST |  | 3632830 | FIRE PUMP - NORTH MECH/RISER RM ON FIRE
8394 | GLENEAGLES CT | 43017 | Active | HD0517 | FEBCO | 765 | PVB | 1.000 | 90382 | FRONT ALONG GARAGE WALL
8419 | GLENEAGLES CT | 43017-9728 | Active | BB4654 | FEBCO | 765 | PVB | 0.750 | 90383 | LEFT FRONT
5952 | GLENFINNAN CT | 43017-9760 | Active | 179027 | WATTS | 009QT | RP | 0.750 | 68395 | BASEMENT AT WATER METER
5988 | GLENFINNAN CT | 43017-9760 | Active | 28903 | FEBCO | 765 | PVB | 1.000 | 68477 | RIGHT SIDE OF HOUSE
5999 | GLENFINNAN CT | 43017 | Active | 209125 | WILKINS | 720A | PVB | 0.750 | 68499 | LT HSE
6007 | GLENFINNAN CT | 43017-9760 | Active | 371696 | WILKINS | 720A | PVB | 1.000 | 68685 | RIGHT SIDE OF HOUSE-****DUPLICATE-PREFIXED W/ "Z"******
6012 | GLENFINNAN CT | 43017 | Not Required by DOW | T632574 | WILKINS | 720A | PVB | 1.000 | 68704 | RIGHT CENTER
6012 | GLENFINNAN CT | 43017 | Active | 25003 | FEBCO | 825Y | RP | 1.000 | 3657389 | AT METER IN BASEMENT
6015 | GLENFINNAN CT | 43017-9760 | Active | VAA0033 | WILKINS | 720 | PVB | 0.750 | 3430046 | LF
6024 | GLENFINNAN CT | 43017-9760 | Active | 10853 | FEBCO | 765 | PVB | 1.000 | 68727 | FRONT OF HOUSE LEFT OF FRONT DOOR
6031 | GLENFINNAN CT | 43017-9760 | Active | G223449 | WILKINS | 720A | PVB | 0.750 | 96152 | LEFT FRONT
6036 | GLENFINNAN CT | 43017-9760 | Active | B065918 | WATTS | 800M4QT | PVB | 1.000 | 68762 | RIGHTSIDE OF HOUSE
6829 | GLENGARRY CT | 43235-2183 | Active | AK0755 | FEBCO | 765 | PVB | 0.750 | 90384 | RIGHT SIDE
2501 | GLENLEA DR | 43207 | Removed | 271977REM | WATTS | 009M2PCQT | RP | 0.750 | 58505 | 0 USE 6/3/15 CAG. ******REMOVED*****OUTSIDE
8680 | GLENLIVEN CT | 43017 | Active | AH0016 | FEBCO | 765 | PVB | 1.000 | 74178 | RIGHT SIDE REAR
8740 | GLENLIVEN CT | 43017 | Active | T404616 | WILKINS | 720A | PVB | 0.750 | 3430109
2127 | GLENMERE RD | 43220-4730 | Active | T436157 | WILKINS | 720 | PVB | 0.750 | 3430324
40 | GLENMONT AVE | 43214-3204 | Active | H245095 | FEBCO | 765 | PVB | 0.750 | 95102 | REAR OF HOME
45 | GLENMONT AVE | 43214-3209 | Active | 419744 | WATTS | 009QT | RP | 0.500 | 3430439
470 | GLENMONT AVE | 43214-3210 | Active | 278571 | WATTS | LF009M2QT | RP | 1.000 | 64826 | BOILER ROOM, Glenmont E.S.
673 | GLENMONT AVE | 43214-3211 | Active | 672293 | Wilkins | 720A | PVB | 0.750 | 3430477
120 | GLENN AVE | 43212-3279 | Active | G213422 | WILKINS | 720A | PVB | 0.750 | 97131 | RIGHT SIDE OF HOUSE
1343 | GLENN AVE | 43212-3232 | Active | 487436 | WILKINS | 420 | PVB | 0.750 | 3430577
1352 | GLENN AVE | 43212-3281 | Active | T417526 | WILKINS | 720A | PVB | 0.750 | 3430580 | RIGHT FRONT
1356 | GLENN AVE | 43212-3281 | Removed | REMT231434 | WILKINS | 720A | PVB | 0.750 | 3430581 | LEFT FRONT
1443 | GLENN AVE | 43212-6701 | Active | T417720 | WILKINS | 720A | PVB | 0.750 | 88738 | LEFT SIDE OF HOUSE
1617 | GLENN AVE | 43212-2342 | Active | T239972 | WILKINS | 720A | PVB | 0.750 | 3430641 | FRONT OF 1619
1639 | GLENN AVE | 43212-2342 | Active | 302220 | WATTS | 800QT | PVB | 0.750 | 96950 | front middle of bldg
1826 | GLENN AVE | 43212-1114 | Active | H500855 | FEBCO | 765 | PVB | 0.750 | 97063 | LEFT SIDE OF HOUSE
1835 | GLENN AVE | 43212-1115 | Active | T378020 | WILKINS | 720A | PVB | 0.750 | 3430671 | RIGHT SIDE OF THE HOUSE
1845 | GLENN AVE | 43212-1115 | Active | EAG4514 | WILKINS | 720A | PVB | 0.750 | 3430673 | LEFT SIDE
1866 | GLENN AVE | 43212-1114 | Active | 37162 | WATTS | 800M2QT | PVB | 1.000 | 90386 | RIGHT SIDE OF HOUSE
1869 | GLENN AVE | 43212-1115 | Not Required by DOW | 393187 | APOLLO/CONBRACO | PVB | PVB | 0.750 | 102491 | FRONT OF HOUSE
1869 | GLENN AVE | 43212-1115 | Not Required by DOW | H25160 | FEBCO | 825Y | RP | 0.750 | 3629848 | IN BASEMENT AT WATER POWERED SUMP PUMP
1869 | GLENN AVE | 43212-1115 | Active | 4527498 | WILKINS | 975XL | RP | 0.750 | 3630122 | In basement st the water meter
1874 | GLENN AVE | 43212-1114 | Active | CB607434 | WILKINS | 720A | PVB | 0.750 | 3430678 | RIGHT SIDE OF THE HOUSE
3030 | GLENRICH PKWY | 43221-2523 | Removed | AK7502REM | FEBCO | 765 | PVB | 1.000 | 59836 | BACK DOOR BY ELECTRIC METER
3030 | GLENRICH PKWY | 43221-2523 | Active not linked | T424709 | WILKINS | 720A | PVB | 0.750 | 3650621 | BACK SIDE
3131 | GLENRICH PKWY | 43221-2638 | Active | T240219 | WILKINS | 720A | PVB | 0.750 | 90388 | BACK OF HOUSE
3144 | GLENRICH PKWY | 43221-2639 | Active | 336833 | WATTS | 800M4FR | PVB | 0.750 | 90389 | LEFT SIDE
3147 | GLENRICH PKWY | 43221-2638 | Active | CB583014 | WILKINS | 720A | PVB | 0.750 | 94655 | LEFT SIDE
3170 | GLENRICH PKWY | 43221-2668 | Active | 772543 | WATTS | 800M4FR | PVB | 1.000 | 92930 | NEAR FRONT DOOR
3096 | GLENRICH PKWY UNIT Y | 43221-2523 | Active | CB085980 | FEBCO | 765 | PVB | 1.000 | 59952 | OUTSIDE SOUTH SIDE OF RESIDENCE (RIGHT)
6100 | GLENWORTH CT | 43119-8559 | Active | T417994 | WILKINS | 720A | PVB | 0.750 | 69000 | RIGHT SIDE
6112 | GLENWORTH CT | 43119-8559 | Active | G046621 | WILKINS | 720A | PVB | 0.750 | 90902 | LEFT SIDE
6161 | GLENWORTH CT | 43119-8559 | Active | G215234 | WILKINS | 720A | PVB | 0.750 | 96903 | RIGHT SIDE
6166 | GLENWORTH CT | 43119-8559 | Active | CB205786 | WILKINS | 720A | PVB | 0.750 | 69207 | FRONT OF HOUSE
6174 | GLENWORTH CT | 43119-8559 | Replaced | REP178816 | WATTS | 800M4FR | PVB | 0.750 | 69249 | REPLACED- OUTSIDE ON NORTH SIDE OF HOUSE
6174 | GLENWORTH CT | 43119-8559 | Active | T188144 | WILKINS | 720A | PVB | 0.750 | 3609723 | RIGHT SIDE OF HOUSE
5300 | GLICK RD | 43017-9401 | Not Required by DOW | HG32679 | FEBCO | 765 | PVB | 1.000 | 66617 | LEFT FRONT -S SW OF OLDER HSE BY GAS MTR WEST SIDE OF BUILDING
5300 | GLICK RD | 43017-9401 | Active | ABN9142 | WILKINS | 975XL | RP | 1.000 | 3651723 | S SW BASMNT OF OLD HSE PART AT WATER METER
5300 | GLICK RD | 43017-9401 | Due Install |  |  |  | DCDA | 6.000 | 3651724 | IN PIT W OF GLICK RD ENTRANCE
6716 | GLICK RD | 43017 | Not Required by DOW | 4685114 | WILKINS | 975XL2 | RP | 2.000 | 88754 | IN BASEMENT OF MECH ROOM AT POOL FOR POOL FILL
6716 | GLICK RD | 43017 | Active | 018229 | WATTS | LF909M1QT | RP | 2.000 | 3635426 | BSMNT AT WATER METER
2653 | GLOBAL CT | 43125 | Active | 182550 | WATTS | LF919QT | RP | 2.000 | 3651701 | HEATED ENCLOSURE OFF ALUM CREEK
2653 | GLOBAL CT | 43125 | Active | VF-0205 | AMES | 500GV | RPDA | 8.000 | 3651702 | HOT BOX OFF ALUM CREEK
2653 | GLOBAL CT | 43125 | Active | 91094 | WATTS | LF919QT | RP | 0.750 | 3651729 | HOT BOX OFF ALUM CREEK
2653 | GLOBAL CT | 43125 | LPS - Active |  |  |  | LST |  | 3657061 | FIRE BOOSTER PUMP - PUMP ROOM
4175 | GLYNWATER LN | 43026 | Active | CB653415 | WILKINS | 720A | PVB | 0.750 | 3621163 | RIGHT SIDE OF HOUSE
4188 | GLYNWATER LN | 43026 | Active | CB653220 | WILKINS | 720A | PVB | 0.750 | 3621444 | RIGHT SIDE OF HOUSE
4189 | GLYNWATER LN | 43026 | Active | CB655452 | WILKINS | 720A | PVB | 0.750 | 3619821 | RIGHT SIDE OF HOUSE
4195 | GLYNWATER LN | 43026 | Active | T361572 | WILKINS | 720A | PVB | 0.750 | 3618435 | LEFT SIDE
4211 | GLYNWATER LN | 43026 | Active | T386405 | Wilkins | 720A | PVB | 0.750 | 3622772 | Right Side of House
4311 | GLYNWATER LN | 43026-6220 | Active | H687495 | FEBCO | 765 | PVB | 0.750 | 102451 | RIGHT SIDE
4325 | GLYNWATER LN | 43026 | Active | H833157 | FEBCO | 765 | PVB | 0.750 | 3601072 | LEFT SIDE OF HOUSE
5612 | godetia st |  | Active | ABL4490 | WILKINS | 975 | RP | 0.750 | 3649060 | IN HOT BOX ON NORTH SIDE OF ENTRY
5620 | GODETIA ST | 43081 | Active | T386204 | WILKINS | 720A | PVB | 0.750 | 3657752 | RIGHT SIDE
5120 | GODOWN RD | 43220-7202 | Active | 22646 | WATTS | LF919QT | RP | 1.500 | 3431035 | METER ROOM
5141 | GODOWN RD | 43220- | Active | 3415409 | WILKINS | 975XLTCU | RP | 0.750 | 66114 | BOILER ROOM - Centennial H. S.
5141 | GODOWN RD | 43220- | Active | CAB60632 | WILKINS | 720A | PVB | 1.000 | 66115 | UNDER WEST END OF STADIUM - Centennial H. S.
5141 | GODOWN RD | 43220- | In Review |  |  |  | RP | 3.000 | 3638863
5227 | GODOWN RD | 43235-4023 | Active | 4680492 | WILKINS | 975XL | RP | 0.750 | 66458 | IN MECHANICAL ROOM
5227 | GODOWN RD | 43235-4023 | Due Install |  |  |  | RP | 1.500 | 3658958
5240 | GODOWN RD | 43235-4024 | Due Install |  |  |  | RP | 1.500 | 3431036 | AT WATER METER IN 5250 IN WOOD CABINET IN OFFICE
5261 | GODOWN RD | 43235 | Not Required by DOW | 65837 | WATTS | 919QT | RP | 0.750 | 3618526 | POOL EOMT RM IN CLUB HOUSE @ 1500 BRAETON PKWY
5261 | GODOWN RD | 43235 | Active | PH2712 | WATTS | 957 | RP | 3.000 | 3619737 | HOT BOX AT PIT N OF GARAGES ON GODOWN
5261 | GODOWN RD | 43235 | Active | 1161730216 | WATTS | 774 | DC | 6.000 | 3619738 | PIT AT GODOWN NE CORNER
5261 | GODOWN RD | 43235 | Active | 24736 | WATTS | 007M1PCQT | DC | 0.750 | 3619739 | PIT AT GODOWN NE CORNER (JUST S OF CAR REPAIR)
5640 | GODOWN RD | 43235-7546 | Active | ABB48499 | WILKINS | 975 | RP | 0.750 | 92098 | FOLLOW PATH ON R,,,REAR OF HOUSE BEHIND HOSTAS LEFT OF OUTSIDE REMOTE
5683 | GODOWN RD | 43235-7547 | Active | 103984 | WATTS | LF009M2QT | RP | 1.500 | 3653528 | 30FT W/W GODOWN RD IN HOT BOX THIS ADDRESS
5769 | GODOWN RD | 43235- | Active | B10485 | WILKINS | 975 | RP | 3.000 | 67888 | MECHANICAL ROOM--SOUTH WALL
5769 | GODOWN RD | 43235- | Active | 255315 | WILKINS | 975 | RP | 1.250 | 67889 | SE MECHANICAL ROOM
5769 | GODOWN RD | 43235- | Active | 255421 | WILKINS | 975 | RP | 1.250 | 67891 | MECH RM-MAKEUP FOR HEAT SYSTEM & TEMPER WATER FOR STEAM BLOWDOWN
5769 | GODOWN RD | 43235- | Active | 14137 | WATTS | 909M1QT | RP | 1.50 | 67892 | MECHANICAL ROOM--NON-POTABLE COLD WATER
5769 | GODOWN RD | 43235- | Active | 025752 | WATTS | 909M1QT | RP | 2.000 | 67893 | MECHANICAL ROOM -- COLD WATER MAKE UP FOR DOMESTIC HOT WTR
5769 | GODOWN RD | 43235- | Active | 287002 | WILKINS | 950 | DC | 2.000 | 67894 | BOILER ROOM--FIRE PROTECTION LIMITED AREA
5769 | GODOWN RD | 43235- | Active | 316810 | WILKINS | 975 | RP | 1.000 | 67895 | MECHANICAL ROOM--SOUTH WALL
5769 | GODOWN RD | 43235- | Active | 316853 | WILKINS | 975 | RP | 1.000 | 67896 | MECHANICAL ROOM -- ANIMAL WATER SYSTEM
5769 | GODOWN RD | 43235- | Removed | REM532318 | WATTS | 800QT | PVB | 1.000 | 67897 | REMTREATMENT ROOM #108 ON TABLE REMOVED
5769 | GODOWN RD | 43235- | Removed | 532326REM | WATTS | 800QT | PVB | 1.000 | 67898 | TREATMENT ROOM #108 ON TABLE Device removed hazard has been removed
5769 | GODOWN RD | 43235- | Active | 039999 | WATTS | 800M4QT | PVB | 0.500 | 67899 | NECROPSY ROOM #115A on south wall
5769 | GODOWN RD | 43235- | Active | 039965 | WATTS | 800M4QT | PVB | 0.50 | 67900 | NECROPSY ROOM #115A on South Wall
5769 | GODOWN RD | 43235- | Active | 006000 | WILKINS | 975 | RP | 1.250 | 100677 | ROOM 0120M
5769 | GODOWN RD | 43235- | Due Install |  |  |  | RP | 8.000 | 3653525
5771 | GODOWN RD | 43235- | Replaced | REPL55969 | WILKINS | 375DA | RPDA | 3.000 | 98339 | REPLACED- MECH ROOM WESTEND
5950 | GODOWN RD | 43235-7550 | Active | 349357 | WILKINS | 975XL | RP | 1.500 | 68386 | SE MECH/UTLTY AREA AT WATER MTR
6099 | GODOWN RD | 43235- | Active | 3607326 | WILKINS | 975XLBMS | RP | 0.750 | 102724 | Godown Dog Park - WEST SIDE OF PARK
28 | GOLD MEADOW DR | 43035-7238 | Active | 467978 | WILKINS | 420XL | PVB | 0.750 | 98170 | LEFT SIDE
40 | GOLD MEADOW DR | 43035-7238 | Removed | A083623REM | WILKINS | 720A | PVB | 0.750 | 62498 | SIDE OF HOUSE
75 | GOLD MEADOW DR | 43035-7181 | Active | G050973 | WILKINS | 720A | PVB | 0.750 | 91115 | LEFT SIDE OF HOUSE
54 | GOLDEN CASCADE DR | 43016 | Not Required by DOW | 27290 | AMES | 2000B | DC | 2.000 | 99533 | MECHANIC ROOM - BUILDING 1 - 5400-5432 CROSS RIVER FALL
5458 | GOLDEN CASCADE DR | 43016 | Not Required by DOW | 28045 | AMES | 2000B | DC | 2.000 | 99534 | MECHANIC ROOM - BUILDING 3 - 5575-5611 HAYDEN RUN BLVD
5458 | GOLDEN CASCADE DR | 43016 | Not Required by DOW | 28018 | AMES | 2000B | DC | 2.000 | 99535 | MECHANIC ROOM - BUILDING 5 - 5537-5569 HAYDEN RUN BLVD
5458 | GOLDEN CASCADE DR | 43016 | Not Required by DOW | 28118 | AMES | 2000B | DC | 2.000 | 99536 | MECHANIC ROOM - BUILDING 7 - 5413-5445 GOLDEN CASCADE DR
5458 | GOLDEN CASCADE DR | 43016 | Not Required by DOW | 15987 | WATTS | 919QT | RP | 2.000 | 99694 | 5730 SILVER FALLS ST, FURNACE RM FRONT NE OF BLDG IN CLUB HOUSE
5458 | GOLDEN CASCADE DR | 43016 | Not Required by DOW | 167874 | AMES | 2000SS | DC | 4.000 | 99792 | 5730 SILVER FALLS ST, SPRINKLER RISER ROOM
5458 | GOLDEN CASCADE DR | 43016 | Not Required by DOW | 3467979 | WILKINS | 950XL | DC | 2.000 | 102028 | SPRINKLER ROOM, BUILDING 20, 5340-5372 PADDOCK FALLS DR
5458 | GOLDEN CASCADE DR | 43016 | Not Required by DOW | 082156 | WATTS | LF007M1QT | DC | 2.000 | 102029 | SPRINKLER ROOM, BUILDING 10, 5422-5450 GOLDEN CASCADE DR
5458 | GOLDEN CASCADE DR | 43016 | Active | N1006180830 | FEBCO | 860 | RP | 8.000 | 3610088 | LARGER WHITE METER BLDG NE OF 5440 GOLDEN CASCADE AT WATER METER
5458 | GOLDEN CASCADE DR | 43016 | Not Required by DOW | 31580 | AMES | 2000B-FP | DC | 2.000 | 3612988 | 5362A-5382F CROSS RIVER FALLS - RISER ROOM
5458 | GOLDEN CASCADE DR | 43016 | Not Required by DOW | 31576 | AMES | 2000B-FP | DC | 2.000 | 3612989 | 5727A-5721F SILVER FALLS - RISER ROOM
5458 | GOLDEN CASCADE DR | 43016 | Not Required by DOW | 31572 | AMES | 2000B | DC | 2.000 | 3612990 | 5351-5391 CROSS RIVER FALLS - RISER ROOM
5458 | GOLDEN CASCADE DR | 43016 | Not Required by DOW | 3656286 | WILKINS | 950XL | DC | 2.000 | 3612991 | 5348-5388 RUSTIC FALLS - RISER ROOM
5458 | GOLDEN CASCADE DR | 43016 | Not Required by DOW | 1252102 | WILKINS | 720A | PVB | 0.750 | 3621338 | 5730 SILVER FALLS, E WALL OF BLDG MECH RM BY A/C UNITS
5458 | GOLDEN CASCADE DR | 43016 | Not Required by DOW | 2280328 | WILKINS | 975XL | RP | 2.000 | 3621380 | 5590 MESA FALLS ST, MECH SHED BY POOL
4270 | GOLDEN GATE W SQ | 43224-1695 | Due Install |  |  |  | RP | 6.000 | 3431121
4883 | GOLDEN GROVE CT | 43125-9386 | Active | CB072557 | WILKINS | 720A | PVB | 0.750 | 65327 | FRONT
4887 | GOLDEN GROVE CT | 43125-9386 | Active | AD4980 | FEBCO | 765 | PVB | 0.750 | 65347 | LEFT SIDE OF HOUSE
4787 | GOLDEN GROVE DR | 43125-9388 | Removed | REMCB865297 | WILKINS | 720 | PVB | 1.000 | 3593774
4241 | GOLDEN MEADOWS CT | 43123-9426 | Active | 877730 | WILKINS | 720A | PVB | 1.000 | 95224 | LEFT SIDE OF HOUSE
4249 | GOLDEN MEADOWS CT | 43123-9426 | Active | HB66991 | FEBCO | 765 | PVB | 0.750 | 95228 | RIGHT SIDE OF HOUSE
2284 | GOLDEN MEADOWS ST | 43123-8499 | Replaced | REPH636331 | Febco | 765 | PVB | 0.750 | 99909 | REPLACED- LEFT SIDE OF HOUSE
2284 | GOLDEN MEADOWS ST | 43123-8499 | Active | 636331 | FEBCO | 765 | PVB | 0.750 | 3609709 | LEFT SIDE OF HOUSE
2300 | GOLDEN MEADOWS ST | 43123 | Active | CB113640 | WILKINS | 720A | PVB | 0.750 | 3584401 | LEFT SIDE OF HOUSE
7257 | GOLDEN PL | 43017 | Active | H331407 | FEBCO | 765 | PVB | 1.000 | 87027 | RIGHT SIDE
9216 | GOLDEN ROSE WAY | 43017 | Active | CB092809 | WILKINS | 720A | PVB | 0.750 | 3601909 | RIGHT FRONT
9230 | GOLDEN ROSE WAY | 43017 | Active | CB857671 | WILKINS | 720A | PVB | 0.750 | 3601599 | RIGHT FRONT
9238 | GOLDEN ROSE WAY | 43017 | Active | CB55598 | WILKINS | 720A | PVB | 0.750 | 100406 | RIGHT FRONT
9243 | GOLDEN ROSE WAY | 43017 | Active | T144732 | WILKINS | 720 | PVB | 0.750 | 3601735 | LEFT SIDE OF HOUSE
9251 | GOLDEN ROSE WAY | 43017 | Active | CB325635 | WILKINS | 720A | PVB | 0.750 | 3602603 | RIGHT FRONT
9254 | GOLDEN ROSE WAY | 43017 | Active | T132436 | WILKINS | 720A | PVB | 0.750 | 103418 | RIGHT SIDE OF HOUSE BY GAS METER
9259 | GOLDEN ROSE WAY | 43017 | Active | CB03016 | WILKINS | 720A | PVB | 0.750 | 103812 | RIGHT FRONT
3523 | GOLDENROD ST | 43026 | Active | CB323905 | WILKINS | 720A | PVB | 0.750 | 3611452 | FRONT OF HOUSE
3543 | GOLDENROD ST | 43026 | Active | T231501 | WILKINS | 720A | PVB | 0.750 | 3607519 | LEFT SIDE OF HOUSE
3546 | GOLDENROD ST | 43026 | Active | T239677 | WILKINS | 720A | PVB | 0.750 | 3609392 | LEFT SIDE OF HOUSE
3586 | GOLDENROD ST | 43026 | Active | T315428 | WILKINS | 720A | PVB | 0.750 | 3609482 | RIGHT SIDE OF HOUSE
3596 | GOLDENROD ST | 43026 | Active | CB601569 | WILKINS | 720A | PVB | 0.750 | 3621280 | RIGHT SIDE
3606 | GOLDENROD ST | 43026 | Active | T315439 | WILKINS | 720A | PVB | 0.750 | 3613688 | LEFT SIDE OF HOUSE
3633 | GOLDENROD ST | 43026 | Active | CB316479 | WILKINS | 720A | PVB | 0.750 | 3621319 | LEFT SIDE OF HOUSE
3636 | GOLDENROD ST | 43026 | Active | T390762 | Wilkins | 720A | PVB | 0.750 | 3613690 | Right side of house
3643 | GOLDENROD ST | 43026 | Active | T253696 | WILKINS | 720A | PVB | 0.750 | 3616902 | RIGHT SIDE
3646 | GOLDENROD ST | 43026 | Active | CB597831 | WILKINS | 720A | PVB | 0.750 | 3635933 | LEFT SIDE OF HOUSE
3656 | GOLDENROD ST | 43026 | Active | T308556 | WILKINS | 720A | PVB | 0.750 | 3616505 | RIGHT SIDE
3663 | GOLDENROD ST | 43026 | Active | T392665 | WILKINS | 720 | PVB | 0.750 | 3624722 | RIGHT FRONT OF HOUSE
3666 | GOLDENROD ST | 43026 | Active | T294387 | WILKINS | 720A | PVB | 0.750 | 3623287 | LEFT SIDE OF HOUSE
3673 | GOLDENROD ST | 43026 | Active | CB588296 | WILKINS | 720A | PVB | 0.750 | 3635261 | LEFT SIDE OF HOUSE
3676 | GOLDENROD ST | 43026 | Active | CB602550 | WILKINS | 720A | PVB | 0.750 | 3636069 | LEFT SIDE OF HOUSE
3696 | GOLDENROD ST | 43026 | Active | 440600 | Wilkins | 420XL | PVB | 0.750 | 3649477 | RIGHT SIDE OF HOUSE
3706 | GOLDENROD ST | 43026 | Active | T315310 | WILKINS | 720A | PVB | 0.750 | 3645967 | RIGHT SIDE
3716 | GOLDENROD ST | 43026 | Active | T409603 | WILKINS | 720A | PVB | 0.750 | 3621368 | RIGHT SIDE
4160 | GOLDENSEAL WAY | 43026-3009 | Active | F022277 | WILKINS | 720A | PVB | 0.750 | 63118 | SW CORNER OF HOUSE BY BUSHES
4171 | GOLDENSEAL WAY | 43026-3007 | Active | 158002 | WATTS | 800M4FR | PVB | 0.750 | 63145 | NORTH SIDE OF HOUSE
4174 | GOLDENSEAL WAY | 43026-3009 | Active | G204721 | WILKINS | 720A | PVB | 1.000 | 63151 | LEFT SIDE REAR
4181 | GOLDENSEAL WAY | 43026-3007 | Active | T653308 | WILKINS | 720A | PVB | 1.000 | 63176 | LEFT HAND SIDE
4184 | GOLDENSEAL WAY | 43026-3009 | Active | H010850 | FEBCO | 765 | PVB | 1.000 | 63186 | NORTH SIDE OF HOUSE NEXT TO GAS METER
4194 | GOLDENSEAL WAY | 43026-3009 | Active | 369631 | WATTS | 800QT | PVB | 1.000 | 63204 | LEFT SIDE
4205 | GOLDENSEAL WAY | 43026-3007 | Active | H083663 | FEBCO | 765 | PVB | 1.000 | 63288 | LEFT HAND SIDE
4206 | GOLDENSEAL WAY | 43026-3009 | Active | 477327 | WATTS | 800QT | PVB | 1.000 | 63290 | LEFT SIDE OF HOUSE
4224 | GOLDENSEAL WAY | 43026-3009 | Removed | CB513860REM | WILKINS | 720A | PVB | 1.000 | 63339 | FRONT OF HOUSE RIGHT OF FRONT DOOR
4226 | GOLDENSEAL WAY | 43026-3009 | Active | F10085 | FEBCO | 765 | PVB | 1.000 | 90390 | FRONT -RIGHT OF DOOR
4230 | GOLDENSEAL WAY | 43026-3009 | Replaced | REP244716 | APOLLO/CONBRACO | 4050502 | PVB | 1.000 | 63354 | REPLACED- LEFTSIDE BY AC UNIT
4230 | GOLDENSEAL WAY | 43026-3009 | Active | T252117 | WILKINS | 720A | PVB | 1.000 | 3610089 | LEFTSIDE BY AC UNIT
4231 | GOLDENSEAL WAY | 43026-3007 | Active | CB551615 | WILKINS | 720A | PVB | 1.000 | 63356 | LEFT SIDE REAR
4234 | GOLDENSEAL WAY | 43026-3009 | Active | T659036 | FEBCO | 765 | PVB | 1.000 | 63364 | FRONT OF HOUSE
4242 | GOLDENSEAL WAY | 43026-3009 | Active | AJ0871 | FEBCO | 765 | PVB | 0.750 | 63395 | LEFT HAND SIDE
5940 | GOLDSTONE DR | 43123-8238 | Active | 479024 | WATTS | 800M4QT | PVB | 0.750 | 97379 | RIGHT FRONT
6009 | GOLDSTONE DR | 43123 | Active | T386179 | Wilkins | 720A | PVB | 0.750 | 3594647 | LEFT SIDE OF HOUSE
6019 | GOLDSTONE DR | 43123-8236 | Active | G125072 | WILKINS | 720A | PVB | 0.750 | 97474 | Front left
4154 | GOLDTHREAD CT | 43026-3016 | Active | T520359 | WILKINS | 720A | PVB | 1.000 | 63102 | RIGHT FRONT
4158 | GOLDTHREAD CT | 43026-3016 | Active | HA02826 | FEBCO | 765 | PVB | 1.000 | 63114 | NE COR
4166 | GOLDTHREAD CT | 43026-3016 | Active | CE3927 | FEBCO | 765 | PVB | 0.750 | 63128 | LEFT HAND SIDE
4167 | GOLDTHREAD CT | 43026-3016 | Active | A18064 | FEBCO | 765 | PVB | 0.750 | 63132 | NORTH SIDE OF HOUSE - OUTSIDE
4177 | GOLDTHREAD CT | 43026-3016 | Active | AK2580 | FEBCO | 765 | PVB | 0.750 | 63164 | LEFT SIDE OF HOUSE
4203 | GOLDTHREAD CT | 43026-3016 | Active | H491812 | FEBCO | 765 | PVB | 0.750 | 95220 | RIGHT OF GARAGE BY METER REMOTE
1279 | GOLFVIEW LN | 43123 | Active | CB601440 | WILKINS | 720 | PVB | 0.750 | 3646577 | RIGHT CENTER
1286 | GOLFVIEW LN | 43123 | Active | EAF4967 | WILKINS | 720 | PVB | 0.750 | 3639510 | RIGHT FRONT
1289 | GOLFVIEW LN | 43123 | Active | T300100 | WILKINS | 720A | PVB | 0.750 | 3626819 | LEFT SIDE OF THE HOUSE
1300 | GOLFVIEW LN | 43123 | Active | CB489340 | WILKINS | 720A | PVB | 0.750 | 3630167 | right side of house
1319 | GOLFVIEW LN | 43123 | Active | AAZ249 | WILKINS | 710 | PVB | 0.750 | 3623161 | RIGHT SIDE OF HOUSE
800 | GOODALE BL | 43212 | Active | 1810530813 | AMES | 3000SS | DCDA | 6.000 | 3607415 | FIRST FLOOR MECHANICAL ROOM
800 | GOODALE BL | 43212 | Active | 21216 | WATTS | 007M1QT | DC | 0.750 | 3607960 | FIRST FLOOR MECHANICAL ROOM
800 | GOODALE BL | 43212 | Active | 13004G | WILKINS | 375ASTR | RP | 3.000 | 3607961 | WATER RISER ROOM/MECHANICAL ROOM
800 | GOODALE BL | 43212 | Not Required by DOW | 02766 | WATTS | LF909M1QT | RP | 1.500 | 3607962 | S WALL ABOVE MAIN BACKFLOW DEVICE IN WATER RISER RM/MECHANICAL RM
166 | GOODALE BL | 43212 | Removed | A398024REM | WILKINS | 375 | RP | 1.000 | 3608233 | HOT BOX WEST OF PARKING LOT
1661 | GOODALE BL | 43212 | Active | 130690 | WATTS | LF009M2QT | RP | 1.500 | 3656769 | HOT BOX WEST OF PARKING LOT
777 | GOODALE BLVD | 43212-3859 | Active | 1429510605 | AMES | 3000SS | DCDA | 8.000 | 72748 | RISER ROOM, NORTH WALL
777 | GOODALE BLVD | 43212-3859 | Active | 44433 | AMES | 2000B | DC | 0.750 | 72749 | RISER ROOM, NORTH WALL
777 | GOODALE BLVD | 43212-3859 | Active | 259283 | WATTS | 009M2QT | RP | 2.000 | 88158 | MECH RM AFTER MTR
777 | GOODALE BLVD | 43212-3859 | Not Required by DOW | 446798 | wilkins | 420 | PVB | 1.000 | 99430 | OUTSIDE WALL OF RISERS
820 | GOODALE BLVD | 43212 | Active | 4019774 | WILKINS | 975 | RP | 2.000 | 3618100 | METER ROOM
820 | GOODALE BLVD | 43212 | Active | 4238888 | WILKINS | 975 | RP | 1.500 | 3618119 | METER ROOM
820 | GOODALE BLVD | 43212 | Active | 1895290816 | AMES | 3000 | DCDA | 4.000 | 3618120 | METER ROOM
820 | GOODALE BLVD | 43212 | Active | 76412 | AMES | 2000B | DC | 0.750 | 3618121 | METER ROOM
850 | GOODALE BLVD | 43212 | Active | L58171 | WILKINS | 375 | RP | 3.000 | 99254 | 1ST FLOOR WESTSIDE MECHANICAL ROOM NORTH WALL
850 | GOODALE BLVD | 43212 | Not Required by DOW | 3283370 | WILKINS | 975XLBMS | RP | 2.000 | 99290 | POOL EQUIPMENT ROOM
850 | GOODALE BLVD | 43212 | Not Required by DOW | 3119289 | WILKINS | 975XLBMS | RP | 1.250 | 99291 | CEILING OF MECHANICAL ROOM WEST SIDE 1ST FLOOR
850 | GOODALE BLVD | 43212 | Active | KB1261 | AMES | COLT 300ABF | DCDA | 4.000 | 99558 | SOUTHWEST MECHANIC ROOM
850 | GOODALE BLVD | 43212 | Active | 17539 | AMES | 2000B | DC | 0.750 | 99559 | SOUTHWEST MECHANIC ROOM
939 | GOODALE BLVD | 43212 | Active | 42830 | WATTS | 009QT | RP | 1.000 | 74690 | IN FRONT OF BUILDING AFTER METER
939 | GOODALE BLVD | 43212 | Active | 1778960816 | AMES | 3000SS | DCDA | 6.000 | 3626396 | IN IBEW LOCAL 683 (STE 100), CLOSET W/DOUBLE DOORS IN OFFICE
939 | GOODALE BLVD | 43212 | Active | 25517 | AMES | 2000B | DC | 0.750 | 3626397 | IN IBEW LOCAL 683 (STE 100), CLOSET W/DOUBLE DOORS IN OFFICE
947 | GOODALE BLVD | 43212-3824 | Active | 51485 | WATTS | 009QT | RP | 1.500 | 74744 | IN ROOM #140 BY METER
950 | GOODALE BLVD | 43212 | Active | 80356 | AMES | 2000B | DC | 0.750 | 3641033 | MECH ROOM
950 | GOODALE BLVD | 43212 | Active | 1971850719 | AMES | 3000SS | DCDA | 4.000 | 3641035 | MECH ROOM AT METER
950 | GOODALE BLVD | 43212 | Active | 144558 | WATTS | 009 | RP | 2.000 | 3644827 | MECH ROOM AT METER
950 | GOODALE BLVD | 43212 | Not Required by DOW | 078400 | WATTS | 009M2QT | RP | 1.500 | 3650127 | MECH ROOM
967 | GOODALE BLVD | 43212 | Active | 4852353 | Wilkins | 975 | RP | 1.500 | 3431296 | NORTH WALL
967 | GOODALE BLVD | 43212 | Active | 23822B | Wilkins | 350AST | DCDA | 6.000 | 3650714 | NORTH WALL
967 | GOODALE BLVD | 43212 | Active | HC44388 | Wilkins | 350 | DC | 0.750 | 3650715 | NORTH WALL
985 | GOODALE BLVD | 43212- | Active | 179932 | AMES | 3000SS | DCDA | 6.000 | 102969 | NE Corner - Fire Riser Sprinkler Room
985 | GOODALE BLVD | 43212- | Active | 20695 | WATTS | 007M1QT | DC | 0.750 | 102970 | NE Corner - Fire Riser Sprinkler Room
985 | GOODALE BLVD | 43212- | Active | 391362 | WATTS | LF009M3QT | RP | 0.750 | 3431297 | In 999 Mens Restroom - Wall Hatch
996 | GOODALE BLVD | 43212-3827 | Active | 4989541 | WILKINS | 975XL2 | RP | 0.750 | 3431298 | AT METER IN FACTORY SIDE, BATHROOM (NORTH WALL)
999 | GOODALE BLVD | 43212-3826 | Active | 391353 | WATTS | LF009M3QT | RP | 0.750 | 3652381 | In 999 Mens Restroom - Wall Hatch
100 | GOODALE BLVD | 43212- | Active | W441691 | WILKINS | 975XL2 | RP | 0.750 | 3431299 | AT METER BOTH 996 & 1004 GOODALE ARE SAME BLDG THIS ONE WEST WALL BASEMENT
1019 | GOODALE BLVD | 43212-3826 | Active | 187370 | WATTS | LF009M2QT | RP | 1.000 | 3431300 | AT METER
1019 | GOODALE BLVD | 43212-3826 | Due Install |  |  |  | DCDA | 8.000 | 3646013
1026 | GOODALE BLVD | 43212-3828 | Active | ABAA2364 | WILKINS | 975XL2 | RP | 0.750 | 3431302 | MECHANICAL ROOM BY WATER METER
1051 | GOODALE BLVD | 43212-3829 | Active | RK2250 | WATTS | 957 | RP | 3.000 | 3431305
1060 | GOODALE BLVD | 43212-3831 | Due Install |  |  |  | RP |  | 3431307 | CENTER MIDDLE REAR
1061 | GOODALE BLVD | 43212-3830 | Active | 78228 | WATTS | LF919QT | RP | 0.750 | 3431308 | N WALL OF BASEMENT AT DOMESTIC WATER METER
1064 | GOODALE BLVD | 43212-3831 | Due Install |  |  |  | RP |  | 3431309 | AT THE METER
1071 | GOODALE BLVD | 43212-3830 | Active | 4295110 | WILKINS | 975XL2 | RP | 1.500 | 53786 | NE SHOP/BAY AT WATER MTR
1074 | GOODALE BLVD | 43212-3831 | Due Install |  |  |  | RP |  | 3431310 | CLOSET IN 1070
1090 | GOODALE BLVD | 43212-3726 | Active | B314743 | WILKINS | 375 | RP | 0.750 | 3431311 | UTILITY CLOSET NEXT TO WATER METER
1123 | GOODALE BLVD | 43212-3727 | Removed | REM4415575 | WILKINS | 975XL | RP | 0.750 | 3431313 | REMOVED MECHANICAL ROOM
1123 | GOODALE BLVD | 43212-3727 | Active | 31005 | WATTS | 919QT | RP | 2.000 | 3624704 | MECHANICAL ROOM
1123 | GOODALE BLVD | 43212-3727 | Active | RH-0414 | AMES | COLT 300-GX | DCDA | 4.000 | 3626202 | MECHANICAL ROOM
1123 | GOODALE BLVD | 43212-3727 | Active | 48341 | AMES | 2000BM3 | DC | 0.750 | 3626203 | MECHANICAL ROOM
1123 | GOODALE BLVD | 43212-3727 | Not Required by DOW | CB325671 | WILKINS | 720A | PVB | 0.750 | 3638737 | FRONT OF BUILDING BEHIND ELECRIC BOX OUTSIDE
1124 | GOODALE BLVD | 43212-3726 | Active | 113919 | WATTS | 009 | RP | 1.500 | 3431314 | MECH ROOM
1133 | GOODALE BLVD | 43212-3727 | Active | 4884931 | WILKINS | 975XL | RP | 1.000 | 3431315 | AT WATER METER
1145 | GOODALE BLVD | 43212-3729 | Active | AJAR1305 | WILKINS | 375XL | RP | 0.750 | 3431316
1160 | GOODALE BLVD | 43212-3728 | Active | T223712 | Wilkins | 720A | PVB | 0.750 | 3431318 | RIGHT SIDE OF BUILDING
1171 | GOODALE BLVD | 43212-3730 | Due Install |  |  |  | RP | 1.000 | 3639027 | E UNIT? AT METER
1171 | GOODALE BLVD | 43212-3730 | Active | 1967301619 | AMES | 3000SS | DCDA | 6.000 | 3639028 | W UNIT?
1171 | GOODALE BLVD | 43212-3730 | Active | 28607 | WATTS | 007M1QT | DC | 0.750 | 3639500 | W UNIT?
1195 | GOODALE BLVD | 43212-3730 | Active | 4798945 | WILKINS | 975XL2 | RP | 0.750 | 3431322 | INSIDE PIT NORTHEAST CORNER
1199 | GOODALE BLVD | 43212-3730 | Active | 4798960 | WILKINS | 975XL2 | RP | 0.750 | 3431323 | WATER METER AT THE MAN DOOR NEXT TO THE OVER HEAD DOOR
1230 | GOODALE BLVD | 43212-3733 | Due Install |  |  |  | RP |  | 3431327
1235 | GOODALE BLVD | 43212-3732 | Active | 266711 | WILKINS | 975 | RP | 0.750 | 54381 | BACK ROOM UNDER STAIRS
1350 | GOODALE BLVD | 43212- | Replaced | REP4986 | WATTS | 909M1QT | RP | 2.000 | 54776 | REPLACED- BASEMENT OVER WATER METER
1350 | GOODALE BLVD | 43212- | Removed | 3702060REM | WILKINS | 975XL | RP | 2.000 | 103916 | BASEMENT REMOVED
1350 | GOODALE BLVD | 43212- | Removed | 038769REM | WATTS | 909M1QT | RP | 2.000 | 3610061 | BASEMENT OVER WATER METER REMOVED
1350 | GOODALE BLVD | 43212- | Not Required by DOW | 8273-C | WILKINS | 375AST | RP | 3.000 | 3622486 | POOL PUMP ROOM
1350 | GOODALE BLVD | 43212- | Not Required by DOW | 099367 | WATTS | LF009M2QT | RP | 1.000 | 3622487 | MAINTENANCE GARAGE
1350 | GOODALE BLVD | 43212- | Active | RC-0990 | WATTS | 957 | RP | 4.000 | 3622628 | MECHANICAL METER ROOM
1385 | GOODALE BLVD | 43212-3737 | Active | ABM3057 | WILKINS | 975XL | RP | 0.750 | 3431330 | SW ROOM/KITCHENETTE UNDER COUNTER-CABINET AT WATER METER
1398 | GOODALE BLVD | 43212-3720 | Active | A06151 | WATTS | 009M2PCQT | RP | 1.500 | 90565 | IN ROOM BY WATER METER IN MIDDLE OF BLDG
1400 | GOODALE BLVD | 43212-3777 | Active | 5025 | WATTS | 007QT | DC | 0.750 | 87734 | BASEMENT MECHANICAL-FIRE PANEL RM
1400 | GOODALE BLVD | 43212-3777 | Active | 1491270403 | AMES | 3000SS | DCDA | 6.000 | 87735 | BASEMENT MECHANICAL-FIRE PANEL RM
1400 | GOODALE BLVD | 43212-3777 | Not Required by DOW | 191795 | WATTS | 009M2QT | RP | 0.750 | 88477 | RISER ROOM @ METER
1400 | GOODALE BLVD | 43212-3777 | Active | 431019 | WATTS | 009M1QT | RP | 2.000 | 91626 | RISER ROOM @ METER
1400 | GOODALE BLVD | 43212-3777 | Not Required by DOW | 209555 | WILKINS | 720A | PVB | 1.500 | 97235 | east side by break area outside
1401 | GOODALE BLVD | 43212-3737 | Active | VL-1073 | AMES | COLT 200 | DCDA | 6.000 | 3431333 | UTILITY ROOM WEST SIDE
1401 | GOODALE BLVD | 43212-3737 | Active | 68062 | AMES | 2000BM3 | DC | 0.750 | 3650880 | UTILITY ROOM WEST SIDE
1423 | GOODALE BLVD | 43212-3737 | Active | H012320 | FEBCO | 805YR | DC | 0.750 | 95822 | EAST RISER ROOM
1423 | GOODALE BLVD | 43212-3737 | Active | N0805050554 | FEBCO | 876V | DCDA | 6.000 | 95857 | EAST RISER ROOM
1423 | GOODALE BLVD | 43212-3737 | Active | 2862181 | WILKINS | 975XLBMS | RP | 0.750 | 96135 | front breakroom
1445 | GOODALE BLVD | 43212-3402 | Active | CB214633 | WILKINS | 720 | PVB | 0.750 | 3431335 | BACK RIGHT BY AIR CONDITIONERS
1471 | GOODALE BLVD | 43212-3402 | Removed | 3961132REM | WILKINS | 975 | RP | 0.750 | 3431337 | REMOVED-MECH ROOM
1471 | GOODALE BLVD | 43212-3402 | Active | ALA03051 | WILKINS | 950XL3 | RP | 0.750 | 3633073 | Mechanical Room
1481 | GOODALE BLVD | 43212-3402 | Active | 4972981 | WILKINS | 975XL | RP | 0.750 | 3431338 | RISER ROOM
1481 | GOODALE BLVD | 43212-3402 | Active | XD0117 | AMES | COLT 200A | DCDA | 6.000 | 3633688 | RISER ROOM
1481 | GOODALE BLVD | 43212-3402 | Active | 234299 | WATTS | 007M3-FP | DC | 0.750 | 3654639 | RISER ROOM
1520 | GOODALE BLVD | 43212- | Active | 408874 | WATTS | 009 | RP | 1.000 | 3431336 | MECH ROOM - UTILITY CLOSET
1520 | GOODALE BLVD | 43212- | Not Required by DOW | 3961132 | WILKINS | 975XL2 | RP | 1.000 | 3606054 | MECHANICAL ROOM - UTILITY CLOSET
1584 | GOODALE BLVD | 43212-3431 | Active | T391016 | Wilkins | 720A | PVB | 0.750 | 3431341 | RIGHT Side of House
1626 | GOODALE BLVD | 43212-3359 | Active | 3940600 | wilkins | 975 | RP | 0.750 | 55651 | LEFT SIDE OF BACK PORCH
1800 | GOODALE BLVD | 43212-3260 | Active | AE1406 | FEBCO | 765 | PVB | 0.750 | 90391 | NE CORNER OUTSIDE BLDG
1385 | GOODALE BLVD UNIT A | 43212-3737 | Active | ABF1964 | WILKINS | 975XL2 | RP | 0.750 | 3431331 | REAR IN 1387 MECH/FURN ROOM BY RESTROOM AT WATER METER
4604 | GOODHEART CT | 43054-8900 | Active | EAJ6052 | WILKINS | 720A | PVB | 1.000 | 64543 | LEFT SIDE OF HOUSE
4611 | GOODHEART CT | 43054-8900 | Active | 033514 | WATTS | 800M4QT | PVB | 1.000 | 64564 | LEFT SIDE
4624 | GOODHEART CT | 43054-8900 | Active | T361334 | WILKINS | 720A | PVB | 0.750 | 64600 | FRONT RIGHT OF HOUSE
4629 | GOODHEART CT | 43054-8900 | Removed | H183997REM | FEBCO | 765 | PVB | 1.000 | 64618 | BACK OF HSE
4629 | GOODHEART CT | 43054-8900 | Active | CAA31082 | WILKINS | 720A | PVB | 0.750 | 3653007 | BACK CENTER
4642 | GOODHEART CT | 43054-8900 | Active | CB112418 | WILKINS | 720A | PVB | 1.000 | 64669 | RIGHT FRONT
4645 | GOODHEART CT | 43054-8900 | Active | T345518 | WILKINS | 720A | PVB | 0.750 | 64676 | FRONT OF HOUSE
4661 | GOODHEART CT | 43054-8900 | Removed | W104476REM | WILKINS | 975 | RP | 0.750 | 64722 | SOUTH SIDE OF BASEMENT BY WATER METER
4661 | GOODHEART CT | 43054-8900 | Active | EAF4946 | WILKINS | 720A | PVB | 0.750 | 3654942 | LEFT SIDE OF HOUSE
4662 | GOODHEART CT | 43054-8900 | Active | 322785 | WATTS | 800CMQT | PVB | 0.750 | 64731 | RIGHT FRONT
4677 | GOODHEART CT | 43054-8900 | Active | HG51380 | FEBCO | 765 | PVB | 1.000 | 64772 | RIGHT SIDE OF HOUSE
4680 | GOODHEART CT | 43054-8900 | Active | 45798 | WATTS | 800QT | PVB | 0.750 | 64784 | RT SIDE
4693 | GOODHEART CT | 43054-8900 | Active | 06085 | WATTS | 800QT | PVB | 1.000 | 64819 | FRONT OF HOUSE
4694 | GOODHEART CT | 43054-8900 | Active | H723740 | FEBCO | 765 | PVB | 1.000 | 88518 | FRONT JUST LEFT OF DOOR
4705 | GOODHEART CT | 43054-8900 | Active | CAB20 | WILKINS | 720A | PVB | 0.750 | 64850 | FRONT OF HOUSE
3109 | GOODMAN MEADOWS DR | 43026-5019 | Active | G213830 | WILKINS | 720A | PVB | 0.750 | 96221 | LEFT SIDE OF HOUSE
3148 | GOODMAN MEADOWS DR | 43026 | Active | G242371 | WILKINS | 720A | PVB | 0.750 | 102194 | RIGHT
3164 | GOODMAN MEADOWS DR | 43026 | Replaced | REPH114312 | FEBCO | 765 | PVB | 0.750 | 60130 | REPLACED- LEFT SIDE OF HOUSE
3164 | GOODMAN MEADOWS DR | 43026 | Active | T206121 | WILKINS | 720A | PVB | 0.750 | 3609923 | LEFT SIDE OF HOUSE
4619 | GOODMAN ST | 43123-3640 | Active | 336769 | WATTS | 800CMQT | PVB | 0.750 | 99182 | BASEMENT
4628 | GOODMAN ST | 43123-3670 | Active | 115359 | WATTS | 800M4QT | PVB | 0.750 | 90392 | RIGHT SIDE
4640 | GOODMAN ST | 43123-3670 | Active | H069969 | FEBCO | 765 | PVB | 0.750 | 64664 | SIDE OF HOUSE
4665 | GOODMAN ST | 43123 | Active | 601556 | WILKINS | 720A | PVB | 0.750 | 64738 | REAR OF HOUSE SW CORNER
4677 | GOODMAN ST | 43123-3640 | Active | 188986 | WATTS | 800M4QT | PVB | 0.750 | 64773 | LEFT FRONT CORNER OF HOUSE
4694 | GOODMAN ST | 43123-3670 | Active | BF9179 | FEBCO | 765 | PVB | 0.750 | 64820 | RIGHT SIDE OF HOUSE
4695 | GOODMAN ST | 43123-3640 | Active | 11922 | WATTS | 800M3QT | PVB | 0.750 | 90393 | LEFT SIDE OF HOUSE
5436 | GOODWILL CT | 43123 | Active | CAA31024 | WILKINS | 720A | PVB | 0.750 | 3640679 | Right Side
5441 | GOODWILL CT | 43123 | Active | CB589952 | WILKINS | 720A | PVB | 1.000 | 3644769
5461 | GOODWILL CT | 43123 | Active | T386056 | WILKINS | 720A | PVB | 0.750 | 3639588
7008 | GORDEN DR | 43016 | Active | T476437 | WILKINS | 720A | PVB | 0.750 | 3658522 | RIGHT SIDE OF HOUSE
7032 | GORDEN DR | 43016 | Active | T473747 | WILKINS | 720A | PVB | 0.750 | 3657586 | RF
7040 | GORDEN DR | 43016 | Active | T481489 | WILKINS | 720A | PVB | 0.750 | 3657380 | RIGHT SIDE OF HOME
7056 | GORDEN DR | 43016 | Active | EAL2452 | WILKINS | 720A | PVB | 0.750 | 3658777 | LEFT SIDE
7088 | GORDEN DR | 43016 | Active | T473742 | WILKINS | 720A | PVB | 0.750 | 3658472 | LEFT SIDE
1801 | GRACE LN | 43220-4956 | Active | CB638115 | WILKINS | 720 | PVB | 0.750 | 3431569 | LEFT SIDE OF HOUSE
1810 | GRACE LN | 43220-4957 | Active | CB773337 | Wilkins | 720 | PVB | 0.750 | 3431570 | Back of House
5383 | GRACE ST | 43026-1411 | Not Required by DOW | W104657 | WILKINS | 975XLBMS | RP | 0.750 | 66768 | NEXT TO LIEBERT UNIT
30 | GRACELAND BLVD | 43214- | Active | 547033 | APOLLO/CONBRACO | RPLF4AO | RP | 1.000 | 3607469 | JANITOR CLOSET
50 | GRACELAND BLVD | 43214-7509 | Active | 119349 | WATTS | LF009M2QT | RP | 1.500 | 3431581 | STORAGE ROOM N/E CORNER
55 | GRACELAND BLVD | 43214-7508 | Active | 232903 | WATTS | 009QT | RP | 2.000 | 67014 | MECH ROOM
55 | GRACELAND BLVD | 43214-7508 | Active | 1353190604 | AMES | 3000SS | DCDA | 8.000 | 67015 | SW MECH ROOM
55 | GRACELAND BLVD | 43214-7508 | Active | 39138 | AMES | 2000B | DC | 0.750 | 67016 | SW MECH ROOM
55 | GRACELAND BLVD | 43214-7508 | Active | F0501171618 | FEBCO | 880 | RP | 3.000 | 67017 | NW OF BUILDING MECH ROOM
90 | GRACELAND BLVD | 43214-7509 | Active | 107669 | WATTS | LF009M2QT | RP | 1.000 | 74450 | REAR STOCK ROOM BY DOCK
90 | GRACELAND BLVD | 43214-7509 | Active | 67920 | AMES | 2000B | DC | 0.750 | 102011 | REAR STOCK ROOM
90 | GRACELAND BLVD | 43214-7509 | Active | 1782950712 | AMES | 3000SS | DCDA | 8.000 | 102013 | REAR STOCK ROOM
13 | GRACELAND BLVD | 43214- | Active | 1326680204 | AMES | 3000 | DCDA | 4.000 | 54818 | LL RISER RM
137 | GRACELAND BLVD | 43214- | Active | 36985 | AMES | 2000B | DC | 0.750 | 54819 | LL RISER RM
137 | GRACELAND BLVD | 43214- | Active | W142936 | WILKINS | 975 | RP | 2.000 | 54820 | BASEMENT - REAR DOOR
137 | GRACELAND BLVD | 43214- | In Review |  |  |  | RPDA | 4.000 | 3636073
160 | GRACELAND BLVD | 43214- | Active | 177334 | WATTS | 909 | RP | 3.000 | 87963 | REAR OF BLDG IN MECH ROOM
160 | GRACELAND BLVD | 43214- | Active | 1472741205 | AMES | 3000SS | DCDA | 6.000 | 88074 | NORTH REAR MECH RM BLDG #6
160 | GRACELAND BLVD | 43214- | Active | 67871 | WATTS | 007M1QT | DC | 0.750 | 88075 | NORTH REAR MECH RM BLDG # 6
160 | GRACELAND BLVD | 43214- | Not Required by DOW | 3641151 | WILKINS | 975XL | RP | 0.750 | 103338 | 138 GRACELAND BLVD, YOGURT SYSTEM, MIDDLE OF STORE
160 | GRACELAND BLVD | 43214- | Not Required by DOW | 3521268 | WILKINS | 975XL | RP | 0.750 | 103339 | 138 GRACELAND BLVD
165 | GRACELAND BLVD | 43214 | Active | 434154 | WATTS | 909M1QT | RP | 2.000 | 89420 | NEAR WATER METER ROOM #159 REAR MECH ROOM
165 | GRACELAND BLVD | 43214 | Active | 32333B | WILKINS | 350ASTDA | DCDA | 6.000 | 89421 | AT FIRE RISER REAR MECH ROOM
165 | GRACELAND BLVD | 43214 | Active | HC69335 | WILKINS | 950XLD | DC | 0.750 | 89422 | AT FIRE RISER MECH ROOM #159 REAR
199 | GRACELAND BLVD | 43214-1529 | Active | B10366 | WILKINS | 975 | RP | 3.000 | 56869 | SE REAR OF WAREHOUSE AT WATER METER
199 | GRACELAND BLVD | 43214-1529 | Active | 127107 | AMES | 4000SS | RP | 6.000 | 56870 | STOCK ROOM EAST AT RISERS (SERIAL # 4LK0262)
199 | GRACELAND BLVD | 43214-1529 | Not Required by DOW | 29317 | WATTS | 008PCQT | SVB | 0.500 | 75008 | DELI DEPT BY SINK
199 | GRACELAND BLVD | 43214-1529 | Not Required by DOW | 17007 | WATTS | LF008PCQT | SVB | 0.500 | 75009 | DELI DEPT BY SINK
199 | GRACELAND BLVD | 43214-1529 | Not Required by DOW | 29303 | WATTS | 008PCQT | PVB | 0.500 | 75010 | BY SINK SEAFOOD DEPT
199 | GRACELAND BLVD | 43214-1529 | Not Required by DOW | 28320 | WATTS | 008PCQT | PVB | 0.500 | 75011 | MEAT DEPT BY SINK
199 | GRACELAND BLVD | 43214-1529 | Not Required by DOW | 29311 | WATTS | 008PCQT | PVB | 0.500 | 92655 | AT SINK IN PRODUCE DEPT
300 | GRACELAND BLVD | 43214- | Not Required by DOW | 158591 | AMES | 2000SS | DC | 6.000 | 95355 | RISER ROOM
300 | GRACELAND BLVD | 43214- | Not Required by DOW | 122729 | AMES | 4000SS | RP | 6.000 | 97920 | mech room rear of bldg.
300 | GRACELAND BLVD | 43214- | Not Required by DOW | 187862 | WATTS | 909 | RP | 3.000 | 97921 | BACK OF BLDG NW END
300 | GRACELAND BLVD | 43214- | Not Required by DOW | 27717 | WATTS | 919QT | RP | 2.000 | 3615013 | STORAGE ROOM
300 | GRACELAND BLVD | 43214- | Not Required by DOW | 20321 | WATTS | LF919QT | RP | 1.500 | 3615014 | WATER ROOM
300 | GRACELAND BLVD | 43214- | Active | UG-1219 | AMES | 400 | RP | 8.000 | 3646949 | BY PIT
347 | GRACELAND BLVD | 43214 | Active | X48507 | WILKINS | 375A | RP | 4.000 | 3647007 | IN THE BASEMENT MECHANICAL ROOM OF BLDG 351
347 | GRACELAND BLVD | 43214 | Active | UD-0483 | AMES | 500-GV | RPDA | 8.000 | 3647008 | BLDG 351 BASEMENT
347 | GRACELAND BLVD | 43214 | Active | 85653 | WATTS | LF919QT | RP | 0.750 | 3647009 | BLDG 351 BASEMENT
813 | GRAFTON END | 43016-9495 | Active | H461446 | FEBCO | 765 | PVB | 0.750 | 91764 | BACK RIGHT CLOSE TO ELECTRIC MTR
8132 | GRAFTON END | 43016-9495 | Active | H099802 | FEBCO | 765 | PVB | 1.000 | 90395 | RIGHT SIDE
8139 | GRAFTON END | 43016 | Active | eaj8098 | WILKINS | 720A | PVB | 0.750 | 73363 | LEFT SIDE
8140 | GRAFTON END | 43016-9495 | Active | 903160 | WILKINS | 720A | PVB | 0.750 | 73402 | LEFT SIDE
8147 | GRAFTON END | 43016 | Active | H092654 | FEBCO | 765 | PVB | 0.750 | 73416 | SOUTH SIDE FRONT
8148 | GRAFTON END | 43016-9495 | Active | H068803 | FEBCO | 765 | PVB | 0.750 | 73418 | LEFT SIDE OF HOUSE
8155 | GRAFTON END | 43016-9495 | Active | H095870 | FEBCO | 765 | PVB | 0.750 | 73432 | NORTHSIDE FRONT
8156 | GRAFTON END | 43016 | Active | 835418 | WILKINS | 720A | PVB | 0.750 | 73435 | RT SIDE
6743 | GRAHAM ST | 43017 | Removed | RB-0910REM | WATTS | 957 | RP | 3.000 | 3623162 | ***REMOVED*** IN MTR HSE SE BY DUMPSTER/MAIL KIOSK
6743 | GRAHAM ST | 43017 | Active | RF-2776 | WATTS | 757 | DCDA | 4.000 | 3623163 | Meter House West - Mail Kiosk
6743 | GRAHAM ST | 43017 | Active | 216570 | WATTS | 007M3QT | DC | 0.750 | 3623164 | Meter House West - Mail Kiosk
6743 | GRAHAM ST | 43017 | Active | RB-1580 | WATTS | 957 | RP | 3.000 | 3628316 | Meter House West - Mail Kiosk
3883 | GRAMERCY ST | 43219-6045 | Active | 3D00263 | AMES | 3000 | DCDA | 4.000 | 62046 | MECH ROOM LOCATED AT 2895
3883 | GRAMERCY ST | 43219-6045 | Active | 03502 | AMES | 2000SS | DC | 0.750 | 62047 | MECHANICAL ROOM LOCATED AT 3895
3883 | GRAMERCY ST | 43219-6045 | Not Required by DOW | ACM3303 | WILKINS | 975 | RP | 1.000 | 62048 | RIGHT OF BACK DOOR AT WATER METER
3883 | GRAMERCY ST | 43219-6045 | Active | 43704 | WATTS | 919QT | RP | 2.000 | 3636954 | RIGHT OF BACK DOOR AT WATER METER LOCATED AT 3895
5858 | GRANBY ST | 43085-3686 | Active | 85779 | FEBCO | 765 | PVB | 1.000 | 68163 | LEFT (N) SIDE OF HOUSE
5898 | GRANBY ST | 43085-3669 | Active | W332132 | WILKINS | 975XLBMS | RP | 0.750 | 94636 | NW CORNER OF HOUSE
5399 | GRAND DR | 43026 | Not Required by DOW | 3770690 | WATTS | 919QT | RP | 1.500 | 100997 | POOL ROOM
5399 | GRAND DR | 43026 | Not Required by DOW | 32145 | WATTS | 919AQT | RP | 0.750 | 102499 | 4764 SKYRIDGE DR, SHOP
5399 | GRAND DR | 43026 | Active | 65656 | AMES | 2000B | DC | 0.750 | 102501 | METER HOUSE
5399 | GRAND DR | 43026 | Active | 172891 | AMES | 3000SS | DCDA | 8.000 | 102502 | METER HOUSE
5399 | GRAND DR | 43026 | Active | 124301 | AMES | 4000SS | RP | 4.000 | 102503 | METER HOUSE
5399 | GRAND DR | 43026 | Not Required by DOW | 224108 | CONBRACO | 40207A2U | RP | 1.500 | 102504 | 4760 SKYRIDGE DR, METER HOUSE
5399 | GRAND DR | 43026 | Not Required by DOW | T329106 | WILKINS | 720A | PVB | 0.750 | 102509 | OUTSIDE POOL HOUSE
2756 | GRAND HAVEN DR | 43147- | Removed | A70570REM | WATTS | 009M2-FP | RP | 1.000 | 90396 | FRONT OF 7520 NEXT TO FIRE HYDRANT, 7552 WOODLAND TR DR
2756 | GRAND HAVEN DR | 43147- | Due Install |  |  |  | RP |  | 3625073 | FRONT OF 7520 NEXT TO FIRE HYDRANT, 7552 WOODLAND TR DR
6100 | GRAND STRAND AVE | 43081- | Active | W208386 | WILKINS | 975XL | RP | 1.500 | 87961 | MECH ROOM OF CLUB HOUSE
4461 | GRAND STRAND DR | 43123 | Active | F125103 | WILKINS | 720A | PVB | 1.000 | 98717 | RIGHT SIDE OF HOUSE
4609 | GRAND STRAND DR | 43123-8112 | NULL | [5 empty] | 3618323
6987 | GRANDEE CLIFFS DR | 43016 | Active | 297330 | WATTS | LF009M3QT | RP | 0.750 | 3650066 | BSMNT FRONT WALL IN CLOSET
7100 | GRANDEE CLIFFS DR | 43016 | [6 empty] | 3657804
7116 | GRANDEE CLIFFS DR | 43016 | Active | 335652 | WATTS | LFOO9M3QT | RP | 0.750 | 3650122 | BASEMENT AT WATER METER
1325 | GRANDVIEW AV | 43212-3438 | Active | W242289 | WILKINS | 975XL | RP | 2.000 | 89345 | MECH RM INSIDE LEFT OF GARAGE DOOR - 1475 W THIRD AVE
1325 | GRANDVIEW AV | 43212-3438 | Active | 143408 | AMES | 3000SS | DCDA | 6.000 | 89346 | MECH RM INSIDE LT OF GARAGE DOOR - 1475 W THIRD AVE
1325 | GRANDVIEW AV | 43212-3438 | Active | 67347 | WATTS | 007M1PCQT | DC | 0.750 | 89348 | MECH RM INSIDE LEFT OF GARAGE DOOR - 1475 W THIRD AVE
648 | GRANDVIEW AVE | 43215 | Active | 094566 | WATTS | LF009M2QT | RP | 1.500 | 3650695 | HOT BOX IN FRONT OF SUNOCO
668 | GRANDVIEW AVE | 43215 | Active | 1235820310 | AMES | 4000SS | RP | 3.000 | 100809 | HOT BOX AT METER PIT
668 | GRANDVIEW AVE | 43215 | Active | 65443 | AMES | 2000B | DC | 0.750 | 100810 | METER PIT
668 | GRANDVIEW AVE | 43215 | Active | 1733540810 | AMES | 3000SS | DCDA | 8.000 | 100811 | METER PIT
685 | GRANDVIEW AVE | 43215-1119 | Due Install |  |  |  | RP | 0.625 | 3431848 | MTR IN ROOM BY HOTWATER TANK.
686 | GRANDVIEW AVE | 43215-1120 | Active | 4711439 | WILKINS | 975XL | RP | 0.750 | 3431849 | AT WATER METER WEST WALL UTITLY ROOM
740 | GRANDVIEW AVE | 43215-1122 | Active | ABA47542 | WILKINS | 975XL | RP | 0.750 | 71900 | FRONT WEST WALL NEXT TO WATER METER
744 | GRANDVIEW AVE | 43212 | Active | 07400 | WATTS | LF009M1QT | RP | 1.500 | 3651837 | IN HOT BOX SW CORNER LOT AT WATER METER
744 | GRANDVIEW AVE | 43212 | Not Required by DOW | 231965 | WATTS | LF009M2QT | RP | 1.000 | 3652102 | BACK NW CORNER AT WATER METER
746 | GRANDVIEW AVE | 43215-1122 | In Review |  |  |  | RP |  | 3431855
804 | GRANDVIEW AVE | 43215- | Active | 3347246 | WILKINS | 975XLBMS | RP | 2.000 | 100199 | MECH ROOM
804 | GRANDVIEW AVE | 43215- | Active | N0912221150 | FEBCO | 870V | DCDA | 4.000 | 100294 | MECH ROOM
804 | GRANDVIEW AVE | 43215- | Active | H015580 | FEBCO | 805YB | DC | 0.750 | 100295 | MECH ROOM
804 | GRANDVIEW AVE | 43215- | Not Required by DOW | 32046 | WATTS | 919AQT | RP | 1.000 | 103678 | 808 GRANDVIEW AVE, IN CEILING ABOVE 3 COMPARTMENT SINK
815 | GRANDVIEW AVE | 43215-1254 | Active | 159533 | AMES | 3000SS | DCDA | 6.000 | 93022 | North Wall - Center In Suite
815 | GRANDVIEW AVE | 43215-1254 | Active | 08965 | WATTS | 007M1QT | DC | 0.750 | 95789 | North Wall - Center In Suite
815 | GRANDVIEW AVE | 43215-1254 | Active | 2830818 | WILKINS | 975XLBMS | RP | 1.500 | 96167 | NE East Wall in Suite - Grandview Side - Under Cabinet
838 | GRANDVIEW AVE | 43212 | Active | TK-0845 | WATTS | 957 | RP | 8.000 | 3648234 | METER HOUSE OFF OF GRANDVIEW AVE
838 | GRANDVIEW AVE | 43212 | Active | UF-0061 | WATTS | 957 | RPDA | 8.000 | 3648235 | METER HOUSE OFF OF GRANDVIEW AVE - FIRE
838 | GRANDVIEW AVE | 43212 | Active | 86024 | WATTS | 919-QT | RP | 0.750 | 3648236 | METER HOUSE OFF OF GRANDVIEW AVE - FIRE BYPASS
855 | GRANDVIEW AVE | 43215-1192 | Active | 127774 | AMES | 3000SS | DCDA | 6.000 | 74040 | MECH ROOM ON SOUTH SIDE OF BUILDING
855 | GRANDVIEW AVE | 43215-1192 | Active | 57922 | WATTS | 007QT | DC | 0.750 | 74041 | MECH ROOM ON SOUTHSIDE OF BUILDING
855 | GRANDVIEW AVE | 43215-1192 | Active | W167524 | WILKINS | 975 | RP | 2.000 | 74042 | PUMP ROOM
855 | GRANDVIEW AVE | 43215-1192 | Not Required by DOW | ABN5237 | WILKINS | 975XL | RP | 0.750 | 97241 | NORTH SIDE OF BLDG
855 | GRANDVIEW AVE | 43215-1192 | LPS - Active |  |  |  | LST |  | 3655078 | MECH ROOM ON SOUTH SIDE OF BUILDING
987 | GRANDVIEW AVE | 43212-3433 | Active | G200207 | WILKINS | 720A | PVB | 0.750 | 74922 | FRT OF HSE
108 | GRANDVIEW AVE | 43212-3435 | Active | T272862 | WILKINS | 720A | PVB | 0.750 | 3431877 | RIGHT SIDE
1132 | GRANDVIEW AVE | 43212-3456 | Active | CB332863 | WILKINS | 720 | PVB | 0.750 | 3431891 | LEFT SIDE OF HOUSE
1144 | GRANDVIEW AVE | 43212-3436 | Active | CB854980 | WILKINS | 720A | PVB | 0.750 | 3431894 | Right side of house
1192 | GRANDVIEW AVE | 43212-3437 | Removed | 167537REM | WATTS | 800M4QT | PVB | 0.750 | 54216 | LEFT SIDE OF HOME
1200 | GRANDVIEW AVE | 43212-3437 | Active | L33100 | WILKINS | 375 | RP | 3.000 | 93067 | MECH ROOM AT WATER METER
1200 | GRANDVIEW AVE | 43212-3437 | Active | HC2049 | AMES | 300-GV | DCDA | 4.000 | 93157 | VAVLE ROOM METER ROOM
1200 | GRANDVIEW AVE | 43212-3437 | Active | 08856 | AMES | 2000BM3 | DC | 0.750 | 93158 | VALVE ROOM IN GARAGE
1217 | GRANDVIEW AVE | 43212-3455 | Due Install |  |  |  | RP | 0.750 | 3431908
1218 | GRANDVIEW AVE | 43212- | Not Required by DOW | AC4432 | FEBCO | 765 | PVB | 0.750 | 99938 | 1220 GRANDVIEW AVE - LH SIDE
1218 | GRANDVIEW AVE | 43212- | Active | 41049 | WATTS | 919AQT | RP | 0.750 | 102027 | 1220 GRANDVIEW AVE - BASEMENT, MIDDLE BASEMENT BY WEST WALL
1245 | GRANDVIEW AVE | 43212-3457 | Active | 1885480110 | AMES | 3000 | DCDA | 4.000 | 3431915 | RISER ROOM
1245 | GRANDVIEW AVE | 43212-3457 | Active | 75699 | AMES | 2000B | DC | 0.750 | 3618180 | RISER ROOM
1265 | GRANDVIEW AVE | 43212- | Active | 97765 | WATTS | LF919QT | RP | 0.750 | 3431917 | BASEMENT OF 1255 GRANDVIEW AVE (LION CLUB COOKIES)
1265 | GRANDVIEW AVE | 43212- | Due Install |  |  |  | RP | 0.750 | 3650252 | BASEMENT OF 1255 GRANDVIEW AVE (LION CLUB COOKIES) is isolation
1271 | GRANDVIEW AVE | 43212- | Active | 229149 | WATTS | 009M3PCQT | RP | 0.750 | 54494 | IN BASEMENT BY METER IN 1277/1279
1276 | GRANDVIEW AVE | 43212- | Not Required by DOW | W628283 | WILKINS | 720A | PVB | 0.750 | 54509 | SE CORNER
1276 | GRANDVIEW AVE | 43212- | Active | 14902 | WATTS | 009M2QT | RP | 0.750 | 3622876 | BASEMENT AT WATER METER
1295 | GRANDVIEW AVE | 43212-3438 | Active | ALA52104 | WILKINS | 975 | RP | 0.750 | 3431920 | BASEMENT BY WATER METER AT BOTTOM OF STAIRS
1307 | GRANDVIEW AVE | 43212-3438 | Removed | 6177REM | AMES | 2000B | DC | 1.000 | 54613 | REMOVED - MECH ROOM REAR OF BUILDING
1307 | GRANDVIEW AVE | 43212-3438 | Removed | 75506REM | WATTS | 009QT | RP | 1.500 | 54614 | REMOVED - CLOSET IN BACK OF STORE
1307 | GRANDVIEW AVE | 43212-3438 | Active | 27385 | WATTS | LF919QT | RP | 2.000 | 3613609 | MECHANICAL AREA KITCHEN
1310 | GRANDVIEW AVE | 43212-3439 | Active | 494829 | WILKINS | 975 | RP | 0.750 | 54627 | MECHANICAL ROOM AT WATER METER
1370 | GRANDVIEW AVE | 43212 | Active | KF-0915 | WATTS | 957 | RP | 3.000 | 99386 | SOUTHWEST CORNER OF BUILDING IN MECHANIC ROOM
1370 | GRANDVIEW AVE | 43212 | Active | H015984 | FEBCO | 805YB | DC | 0.750 | 99400 | MECHANIC ROOM
1370 | GRANDVIEW AVE | 43212 | Active | N1006070551 | FEBCO | 876V | DCDA | 4.000 | 99401 | MECHANIC ROOM
1371 | GRANDVIEW AVE | 43212-2802 | Due Install | [5 empty] | 3431923 | UTILITY ROOM S SIDE OF BUILDING OFF ALLEY
1393 | GRANDVIEW AVE | 43212-2802 | Active | ALA27835 | WILKINS | 975XL3 | RP | 1.000 | 3431924 | BACK DOOR ENTRANCE MECH ROOM
1407 | GRANDVIEW AVE | 43212-2853 | Active | 327546 | WILKINS | 975 | RP | 1.000 | 54933 | RESTROOM AT METER
1423 | GRANDVIEW AVE | 43212-2853 | Active | 266820 | WILKINS | 975XL | RP | 1.500 | 54985 | AT WATER METER IN KITCHEN OF 1423 B
1425 | GRANDVIEW AVE | 43212-2853 | Active | 3196763 | WILKINS | 975XLBMS | RP | 1.000 | 97930 | BY WATER METER
1449 | GRANDVIEW AVE | 43212- | Due Install | [5 empty] | 3431930 | IN RESTROOM UNDER SINK
1453 | GRANDVIEW AVE | 43212-2853 | Active | 187360 | WATTS | 009M2QT | RP | 1.000 | 55070 | UTILITY ROOM IN RESTROOM AT METER
1460 | GRANDVIEW AVE | 43212 | Active | H17748 | FEBCO | 860 | RP | 0.750 | 3598926 | Janitors closet at water meter
1460 | GRANDVIEW AVE | 43212 | Due Install |  |  |  | RP | 0.750 | 3657394 | Janitors closet at water meter
1447 | GRANDVIEW AVE UNIT APT.A | 43212-2853 | Due Install |  |  |  | RP |  | 3431929
98 | GRANDVIEW DR | 43017-1312 | Active | 4562715 | WILKINS | 975 | RP | 0.750 | 3624792 | SE BSMMT AT WATER METER WELL TANK CLOSET
12 | GRANDVIEW DR | 43017 | Active | 202051 | WATTS | LF009M3QT | RP | 0.750 | 3635136 | SE BSMNT CLOSET AT WATER METER
342 | GRANT AVE | 43123-2512 | Active | 38128 | WATTS | 919 | RP | 0.750 | 3432057 | MOP SINK ROOM, n/w corner
5914 | GRANT RUN ESTATES DR | 43123-8244 | Active | 181971 | WILKINS | 720A | PVB | 0.750 | 91631 | RIGHT SIDE
5944 | GRANT RUN PL | 43123-9282 | Active | HB11999 | FEBCO | 765 | PVB | 0.750 | 90401 | SIDE OF HOUSE
6000 | GRANT RUN PL | 43123-9282 | Active | CAA69381 | WILKINS | 720A | PVB | 0.750 | 3432202 | RIGHT SIDE OF HOUSE
6031 | GRANT RUN PL | 43123-9278 | Active | T474452 | WILKINS | 720A | PVB | 0.75 | 68744 | LEFT SIDE OF HOME
6041 | GRANT RUN PL | 43123-9278 | Active | H427793 | FEBCO | 765 | PVB | 1.000 | 90875 | FRONT RIGHT
6100 | GRANT RUN PL | 43123-9267 | Active | 80120 | WATTS | 800QT | PVB | 0.750 | 69001 | SOUTH END OF BUILDING BY GAS METER
6112 | GRANT RUN PL | 43123-9267 | Active | 813397 | WILKINS | 720A | PVB | 0.750 | 69038 | LEFT FRONT OF DOOR
6124 | GRANT RUN PL | 43123-9267 | Active | T230532 | WILKINS | 720A | PVB | 0.750 | 69077 | SIDE OF HOUSE
6141 | GRANT RUN PL | 43123-8923 | Active | Ead8018 | WILKINS | 720A | PVB | 1.000 | 69123 | FRONT RIGHT OF DOOR
5689 | GRANTHAM LN | 43016-3260 | Active | AC1925 | FEBCO | 765 | PVB | 0.750 | 67602 | RIGHT FRONT CORNER
5697 | GRANTHAM LN | 43016 | Active | EAF4094 | WILKINS | 720A | PVB | 1.000 | 67628 | N.E. CORNER OF HOUSE
5705 | GRANTHAM LN | 43016-3260 | Active | 39505 | WATTS | 800QT | PVB | 0.750 | 67677 | LEFT SIDE OF HOUSE
5713 | GRANTHAM LN | 43016-3260 | Active | EAD4917 | WILKINS | 720A | PVB | 0.750 | 67697 | LEFT FRONT
1296 | GRANVILLE ST | 43203 | Active | TC-0010 | WATTS | 957 | RP | 4.000 | 3639010 | IN HOT BOX AT PIT
1296 | GRANVILLE ST | 43203 | Active | 1169780219 | WATTS | 774DCDA | DCDA | 6.000 | 3641014 | IN HOT BOX AT PIT
1296 | GRANVILLE ST | 43203 | Active | 457404 | WATTS | 007M3QT | DC | 0.750 | 3641015 | IN HOT BOX AT PIT
1339 | GRANVILLE ST | 43203 | Active | VF-0322 | WATTS | 957 | RP | 4.000 | 3641005 | IN HOTBOX AT PIT
1339 | GRANVILLE ST | 43203 | Active | 1975440919 | AMES | 3000SS | DCDA | 6.000 | 3641006 | IN HOT BOX AT PIT
1339 | GRANVILLE ST | 43203 | Active | 29717 | WATTS | 007M1QT | DC | 0.750 | 3641007 | IN HOTBOX
6870 | GRATE PARK DR | 43054- | Active | 3391398 | WILKINS | 975XL | RP | 0.750 | 70865 | BEHIND BRICK PILLAR NE GRATE PK/CENTL COLLEGE
6910 | GRATE PARK DR | 43054-9087 | Active | G086170 | WILKINS | 720A | PVB | 0.750 | 92601 | LEFT SIDE OF HOUSE
6940 | GRATE PARK DR | 43054-9087 | Active | T055541 | WILKINS | 720A | PVB | 0.750 | 101415 | LEFT SIDE OF HOUSE
6970 | GRATE PARK DR | 43054-9087 | Active | T454391 | WILKINS | 720A | PVB | 0.750 | 89069 | LEFT SIDE OF HOUSE
8850 | GRATE PARK SQ | 43054-9084 | Active | G217041 | WILKINS | 720A | PVB | 0.750 | 97249 | LEFT FRONT
8860 | GRATE PARK SQ | 43054-9084 | Active | VAA0067 | WILKINS | 720 | PVB | 0.750 | 3591877 | RIGHT SIDE
8899 | GRATE PARK SQ | 43054-9085 | Active | T082680 | WILKINS | 720A | PVB | 0.750 | 101508 | LEFT SIDE
8900 | GRATE PARK SQ | 43054- | Active | 4205005 | WILKINS | 975 | RP | 0.750 | 74398 | at Gazebo
8923 | GRATE PARK SQ | 43054-9085 | Active | T231731 | wilkins | 720A | PVB | 0.750 | 87002 | Front of house
8961 | GRATE PARK SQ | 43054-9085 | Active | H154153 | FEBCO | 765 | PVB | 0.750 | 74424 | RIGHT FRONT
7014 | GRAY LOOP | 43054 | Active | 817244 | WILKINS | 720A | PVB | 0.750 | 71284 | Left Side
7024 | GRAY LOOP | 43054-9217 | Active | A072739 | WILKINS | 720A | PVB | 0.750 | 71291 | LEFT SIDE OF HOUSE
7026 | GRAY LOOP | 43054-9217 | Active | H05760 | FEBCO | 765 | PVB | 1.000 | 71295 | LEFT SIDE
2075 | GRAY SLATE LN | 43123-4880 | Active | H323295 | FEBCO | 765 | PVB | 0.750 | 89300 | RIGHT SIDE OF HOUSE
875 | GRAY ST | 43201-3009 | Active | ALA08278 | WILKINS | 975 | RP | 0.750 | 3432834 | Garage area
900 | GRAY ST | 43201-3075 | Active | 950943 | WILKINS | 975 | RP | 0.750 | 74464 | INSIDE NORTH EAST CORNER
760 | GRAYLOCK CT | 43119-8635 | Active | G212970 | WILKINS | 720A | PVB | 0.750 | 95454 | LEFT SIDE OF HOUSE
769 | GRAYLOCK CT | 43119-8635 | Active | F031698 | WILKINS | 720A | PVB | 0.750 | 72520 | LEFT SIDE FRONT
772 | GRAYLOCK CT | 43119-8635 | Active | H009090 | FEBCO | 765 | PVB | 0.750 | 72622 | SIDE OF HOUSE
799 | GRAYLOCK CT | 43119-8635 | Active | 18056 | FEBCO | 765 | PVB | 0.750 | 73093 | SOUTH SIDE OF HOUSE
808 | GRAYLOCK CT | 43119-8635 | Active | AD9133 | FEBCO | 765 | PVB | 0.750 | 73282 | LEFT SIDE OF HOUSE
121 | GREAT HUNTER DR | 43123-8869 | Active | EF7784 | FEBCO | 765 | PVB | 1.000 | 54325 | FRONT OF HOME
1301 | GREAT HUNTER DR | 43123-8543 | NULL | [5 empty] | 3616614
45 | GREAT SOUTHERN BLVD | 43207-4001 | Active | 0111051307 | FEBCO | 876 | DCDA | 4.000 | 64193 | MECHANICAL ROOM SOUTH END OF BLDG
45 | GREAT SOUTHERN BLVD | 43207-4001 | Active | 142935 | WATTS | 009M2PCQT | RP | 1.000 | 64194 | AT WATER METER
45 | GREAT SOUTHERN BLVD | 43207-4001 | Active | 019905 | FEBCO | 805 | DC | 0.750 | 64195 | MECHANICAL ROOM S. END OF BLDG
83 | GREAT SOUTHERN BLVD | 43207-4001 | Active | 70714 | WATTS | 009PCQT | RP | 1.500 | 73646 | AT WATER METER
85 | GREAT SOUTHERN BLVD | 43207 | Active | 19664 | WATTS | 919QT | RP | 1.500 | 3611645 | REAR OF RENTAL SPACE water meter closet
83 | Great Southern Blvd S Unit |  | Active | 1146800701 | AMES | 3000 | DCDA | 4.000 | 73645 | SW CORNER OF STOCK ROOM OF 85 PLASMA UNIT
83 | Great Southern Blvd S Unit |  | Active | 20281 | AMES | 2000B | DC | 0.750 | 73647 | STOCK ROOM OF 85 PLASMA UNIT
38 | GREAT SOUTHERN CT | 43207-4003 | Active | 360441 | WATTS | LF009M3QT | RP | 0.750 | 3433036 | JUST PAST WATER METER IN RESTROOM
3895 | GREAT SOUTHERN CT | 43207-4003 | Due Install |  |  |  | RP | 0.750 | 3613243
3900 | GREAT SOUTHERN CT | 43207- | Due Install |  |  |  | RP | 0.750 | 3659042 | BATHROOM
3904 | GREAT SOUTHERN CT | 43207- | Active | 475334 | WATTS | 009M3 | RP | 0.750 | 3615320
101 | GREAT SOUTHERN S BLVD | 43207-4001 | Due Install |  |  |  | RP | 0.750 | 3433035
390 | GREAT SOUTHERN S CT | 43207-4002 | Active | 484098 | WATTS | 009M3 | RP | 0.750 | 3616722 | REST ROOM BY WATER METER
3437 | GREAT WESTERN BLVD | 43204-1235 | Active | ABN7883 | WILKINS | 975XL2 | RP | 0.750 | 3613588 | AT WATER MTR IN BACK RESTROOM
3469 | GREAT WESTERN BLVD | 43204-1235 | Active | F0310281110 | FEBCO | 876 | DCDA | 4.000 | 60803 | AT FIRE RISER IN UTILITY ROOM
3469 | GREAT WESTERN BLVD | 43204-1235 | Active | H002291 | FEBCO | 805 | DC | 0.750 | 60804 | AT FIRE RISER IN UTILITY ROOM
3481 | GREAT WESTERN BLVD | 43204- | Active | 13945 | WATTS | 919QT | RP | 0.750 | 92903 | CLOSET AT WATER METER
2264 | GREEN ISLAND DR | 43228-9432 | Active | G246060 | WILKINS | 720A | PVB | 0.750 | 98619 | RIGHT SIDE OF HOUSE
2975 | GREEN LINE WAY | 43231 | Active | T339953 | WILKINS | 720A | PVB | 0.750 | 3636365 | LEFT SIDE OF HOUSE
5403 | GREEN OAK CT | 43026-8953 | Active | CAB08667 | WILKINS | 720A | PVB | 1.000 | 66835 | RIGHT SIDE OF HOUSE
5650 | GREEN POINTE N DR | 43125-1054 | Active | 102642 | AMES | 2000SS | DC | 8.000 | 67504 | SOUTH-FIRE PUMP
5650 | GREEN POINTE N DR | 43125-1054 | Active | 357745 | WATTS | 909M1QT | RP | 2.000 | 67505 | SOTHEND OF BUILDING MIDDLEWAYS OVER IN RM W/FIRE
5650 | GREEN POINTE N DR | 43125-1054 | Not Required by DOW | 012946 | WATTS | 800m4Qt | PVB | 1.000 | 97729 | Outside pump room
5650 | GREEN POINTE N DR | 43125-1054 | Not Required by DOW | 49594 | WATTS | 919AQT | RP | 1.000 | 3609460 | WAREHOUSE N WALL
5650 | GREEN POINTE N DR | 43125-1054 | Not Required by DOW | 20841 | WATTS | 919QT | RP | 1.500 | 3618082 | LAUNDRY EQUIPMENT, WAREHOUSE NEAR LAUNDRY EQUIPMENT
5650 | GREEN POINTE N DR | 43125-1054 | LPS - Active |  |  |  | LST |  | 3646157 | FIRE PUMP ROOM S SIDE
5700 | GREEN POINTE N DR | 43125-1082 | Removed | 109300REM | AMES | 3000SS | DCDA | 6.000 | 67646 | REMOVED- SW CORNER
5700 | GREEN POINTE N DR | 43125-1082 | Active | 47636 | WATTS | 007M1QT | DC | 0.750 | 67648 | SW CORNER
5700 | GREEN POINTE N DR | 43125-1082 | Active | 491665 | WATTS | 909QT | RP | 1.000 | 67649 | S END OF BUILD 30' FROM FIRST DOOR ON SW CORNER
5700 | GREEN POINTE N DR | 43125-1082 | Active | 109300 | AMES | 3000SS | DCDA | 6.000 | 3608145 | SOUTH WAREHOUSE WALL
5710 | GREEN POINTE N DR | 43125 | Active | 1296931003 | AMES | 3000SS | DCDA | 6.000 | 67904 | UNIT OFF SW CORNER OF BLDG
5710 | GREEN POINTE N DR | 43125 | Active | 58812 | WATTS | 007QT | DC | 1.000 | 67907 | SW CORNER OF BLDG
5710 | GREEN POINTE N DR | 43125 | Active | 236389 | WATTS | 009QT | RP | 1.000 | 88109 | at meter south end of building
5765 | GREEN POINTE N DR | 43125- | Active | 101133 | AMES | 2000SS | DC | 8.000 | 67872 | NORTH END 2ND DOOR FROM LEFT LEADING TO PUMP RM
5765 | GREEN POINTE N DR | 43125- | Active | 352948 | WATTS | 909HWM1QT | RP | 1.500 | 67873 | NORTH END 2ND DOOR FRONT LEFT LEADING TO MECH RM
5765 | GREEN POINTE N DR | 43125- | Active | 55761 | WATTS | 009M2QT | RP | 1.500 | 67874 | FIRE PUMP ROOM
5770 | GREEN POINTE N DR | 43125-1095 | Active | 19201 | WATTS | 919AQT | RP | 1.000 | 67905 | behind water tank on wall
5800 | GREEN POINTE N DR | 43125 | Active | 360381 | WATTS | 009M2QT | RP | 1.000 | 103262 | CORNER OF STORE ROOM DOLLAR GENERAL
5650 | GREEN POINTE N DR UNIT B | 43125 | Active | 010759 | WATTS | LF909M1QT | RP | 2.000 | 3616948 | S MECH RM, AFTER METER SETTING
5795 | GREEN POINTE S DR | 43125- | Active | 306090 | AMES | 3000SS | DCDA | 8.000 | 67972 | EAST WALL
5795 | GREEN POINTE S DR | 43125- | Active | 4282 | AMES | 2000B | DC | 0.750 | 67973 | EAST WALL
5795 | GREEN POINTE S DR | 43125- | Removed | 2717176REM | WILKINS | 375 | RP | 1.000 | 96512 | TRASH COMPACTOR SrR
5795 | GREEN POINTE S DR | 43125- | Active | 084132 | WATTS | LF009M2QT | RP | 1.500 | 3649050 | S/E CORNER BY METER
5825 | GREEN POINTE S DR | 43125-1084 | Active | 3BN0414 | AMES | 3000SS | DCDA | 6.000 | 68090 | METER ROOM IN WAREHOUSE
5825 | GREEN POINTE S DR | 43125-1084 | Active | 35867 | WATTS | 007M1QT | DC | 0.750 | 68091 | METER ROOM IN WAREHOUSE
5825 | GREEN POINTE S DR | 43125-1084 | Active | 413056 | WATTS | LF009M3QT | RP | 0.750 | 3626874 | AT METER MTR/RISER ROOM
5830 | GREEN POINTE S DR | 43125-1188 | Active | 21N1924 | AMES | 2000SS | DC | 8.000 | 68101 | NORTH WALL -- SERIAL #21N1924
5830 | GREEN POINTE S DR | 43125-1188 | Active | 577242 | WILKINS | 975XL | RP | 1.000 | 68102 | NORTH END OF BLDG
5830 | GREEN POINTE S DR | 43125-1188 | LPS - Active |  |  |  | LST |  | 3638626
5835 | GREEN POINTE S DR | 43125-2000 | Active | N052 | AMES | 3000SS | DCDA | 6.000 | 68110 | PIT BY ROAD
5835 | GREEN POINTE S DR | 43125-2000 | Active | 39950 | WATTS | 007QT | DC | 0.750 | 68111 | PIT BY ROAD
5835 | GREEN POINTE S DR | 43125-2000 | Active | 468797 | WATTS | 909QT | RP | 1.000 | 68112 | EAST END OF BLDG
5885 | GREEN POINTE S DR | 43125-2004 | Active | 101401 | AMES | 3000SS | DCDA | 6.000 | 68221 | METER PIT N SIDE OR DRIVE BY ROAD
5885 | GREEN POINTE S DR | 43125-2004 | Active | 42729 | WATTS | 007M1QT | DC | 0.750 | 68222 | METER PIT N SIDE OF DRIVE BY ROAD
5885 | GREEN POINTE S DR | 43125-2004 | Active | 487023 | WATTS | 909QT | RP | 1.000 | 68223 | FRONT AND CENTER OF BUILDING ON ROADSIDE
5900 | GREEN POINTE S DR | 43125 | Active | 194837 | WATTS | LF009M2QT | RP | 2.000 | 3652908 | HOT BOX
5920 | GREEN POINTE S DR | 43125-1182 | Not Required by DOW | 561015 | WILKINS | 720A | PVB | 1.000 | 68327 | NORTH END
5920 | GREEN POINTE S DR | 43125-1182 | Not Required by DOW | 606536 | WATTS | 800m4 | PVB | 1.000 | 68328 | SOUTH END
5920 | GREEN POINTE S DR | 43125-1182 | Active | 29490 | WATTS | 919qt | RP | 2.000 | 68329 | FAR WEST WELL OF BLDG AT METER
5925 | GREEN POINTE S DR | 43125-1098 | Active | 269151 | WATTS | 009QT | RP | 2.000 | 88804 | AT METER
5925 | GREEN POINTE S DR | 43125-1098 | Not Required by DOW | 127245 | WATTS | 009QT | RP | 1.500 | 88805 | BY MAIN
5960 | GREEN POINTE S DR | 43125 | Active | 242374 | WATTS | LF009M2QT | RP | 2.000 | 3658339 | HOT BOXS ARE LOCATED ON EAST SIDE OF SALTGABER RD, STAN PIPE 5950
5960 | GREEN POINTE S DR | 43125 | Active | za-0363 | AMES | COLT 500-GV | RPDA | 8.000 | 3658340
5960 | GREEN POINTE S DR | 43125 | Active | 106533 | WATTS | 919QT | RP | 0.750 | 3658341
6001 | GREEN POINTE S DR | 43125-2008 | Active | 103367 | AMES | 4000SS | RP | 6.000 | 68578 | HOT BOX
6001 | GREEN POINTE S DR | 43125-2008 | Active | TH0972 | WATTS | 957 | RP | 3.000 | 68579 | FIRE RISER ROOM-MAIN BUILDING
6001 | GREEN POINTE S DR | 43125-2008 | Active | 17072 | WATTS | 919ZQT | RP | 1.000 | 98903 | NORTH TRASH ROOM
6001 | GREEN POINTE S DR | 43125-2008 | Active | 16990 | WATTS | 919AQT | RP | 1.000 | 99575 | SOUTH TRASH ROOM
6198 | GREEN POINTE S DR | 43125 | Active | XF-3102 | AMES | COLT 400 | RP | 3.000 | 3633347 | North side of building along Green Point Dr. S. / Hot Box
6198 | GREEN POINTE S DR | 43125 | Active | 97333 | WATTS | LF919QT | RP | 0.750 | 3633512 | North side of building along Green Point Dr. S. / Hot Box
6198 | GREEN POINTE S DR | 43125 | Active | SD1231 | AMES | COLT-500-GV | RPDA | 10.000 | 3633513 | North side of building along Green Point Dr. S. / Hot Box
6198 | GREEN POINTE S DR | 43125 | LPS - Active |  |  |  | LST |  | 3636684 | North side of building along Green Point Dr. S. / Hot Box
6198 | GREEN POINTE S DR | 43125 | Active | UE-0313 | AMES | COLT | RPDA | 10.000 | 3646828 | HOTBOX OFF ROHR RD - FIRE SERVICE
6198 | GREEN POINTE S DR | 43125 | Active | 85267 | WATTS | 919QT | RP | 0.750 | 3646829 | HOTBOX OFF ROHR RD - FIRE SERVICE BYPASS
6201 | GREEN POINTE S DR | 43125 | Active | 3947886 | WILKINS | 975XL2 | RP | 2.000 | 3607668 | FIRE RISER ROOM
6201 | GREEN POINTE S DR | 43125 | Active | 1841910824 | AMES | 3000SS | DCDA | 8.000 | 3607968 | PUMP ROOM
6201 | GREEN POINTE S DR | 43125 | Active | 72703 | AMES | 2000B | DC | 0.750 | 3607969 | PUMP ROOM
6201 | GREEN POINTE S DR | 43125 | Not Required by DOW | 3923274 | WILKINS | 975XL2 | RP | 2.000 | 3607970 | FIRE RISER ROOM
6201 | GREEN POINTE S DR | 43125 | LPS - Active |  |  |  | LST |  | 3625099 | FIRE RISER ROOM FIRE PUMP
128 | GREEN SPRINGS DR | 43235-4643 | Active | G205055 | WILKINS | 720A | PVB | 1.000 | 54516 | FRONT CENTER
131 | GREEN SPRINGS DR | 43235-4644 | Active | T329579 | WILKINS | 720 | PVB | 1.000 | 3433270
134 | GREEN SPRINGS DR | 43235-4643 | Active | CAA47213 | WILKINS | 720A | PVB | 0.750 | 90419 | RIGHT SIDE TOWARD FRONT
146 | GREEN SPRINGS DR | 43235-4643 | Active | 4890 | FEBCO | 765 | PVB | 1.000 | 55085 | RIGHT SIDE OF HOUSE
152 | GREEN SPRINGS DR | 43235-4643 | Active | 7590 | FEBCO | 765 | PVB | 1.000 | 55290 | RIGHT SIDE OF HOUSE
158 | GREEN SPRINGS DR | 43235-4643 | Active | 210745 | WATTS | 800QT | PVB | 1.000 | 55451 | WEST SIDE, FRONT CORNER
164 | GREEN SPRINGS DR | 43235-4643 | Active | HD5770 | FEBCO | 765 | PVB | 1.000 | 55671 | LEFT SIDE OF HOUSE
170 | GREEN SPRINGS DR | 43235-4643 | Active | 30229 | FEBCO | 765 | PVB | 1.000 | 99067 | LEFT SIDE OF HOUSE
173 | GREEN SPRINGS DR | 43235-4644 | Active | 9040 | FEBCO | 765 | PVB | 1.000 | 55983 | LEFT REAR OF HOME
176 | GREEN SPRINGS DR | 43235-4643 | Active | CB878779 | WILKINS | 720A | PVB | 1.000 | 3433274 | LEFT FRONT CORNER
179 | GREEN SPRINGS DR | 43235-4644 | Active | T300094 | WILKINS | 720A | PVB | 1.000 | 92363 | FRONT OF HOUSE
182 | GREEN SPRINGS DR | 43235-4643 | Active | A215958 | WILKINS | 720A | PVB | 1.000 | 90420 | RIGHT REAR OF HOUSE
185 | GREEN SPRINGS DR | 43235-4644 | Active | 869223 | WILKINS | 720A | PVB | 1.000 | 90421 | RIGHT SIDE OF HOUSE
188 | GREEN SPRINGS DR | 43235-4643 | Active | T345382 | FEBCO | 765 | PVB | 0.750 | 56475 | RIGHT SIDE OF HOUSE
194 | GREEN SPRINGS DR | 43235-4643 | Active | 279686 | WILKINS | 720A | PVB | 0.750 | 56692 | LEFT FRONT
200 | GREEN SPRINGS DR | 43235-4645 | Active | 96743 | WILKINS | 975XLBMS | RP | 0.750 | 56940 | BASEMENT AT WTR MTR
206 | GREEN SPRINGS DR | 43235-4645 | Active | 647600 | WATTS | 800M4FR | PVB | 1.000 | 90422 | LEFT SIDE OF HOUSE
212 | GREEN SPRINGS DR | 43235-4645 | Active | G263247 | WILKINS | 720A | PVB | 1.000 | 90423 | LEFT SIDE
212 | GREEN SPRINGS DR | 43235-4645 | Active | 644529 | WILKINS | 720A | PVB | 1.000 | 99731 | RIGHT SIDE OF HOUSE
218 | GREEN SPRINGS DR | 43235-4645 | Active | 500082 | WATTS | 800M4QT | PVB | 0.750 | 92544 | LEFT SIDE OF HOUSE
218 | GREEN SPRINGS DR | 43235-4645 | Active | AG6465 | FEBCO | 765 | PVB | 1.000 | 92545 | RIGHT SIDE FRONT OF HOUSE
221 | GREEN SPRINGS DR | 43235-4646 | Active | H055614 | FEBCO | 765 | PVB | 0.750 | 90424 | REAR OF HOUSE NEAR FIREPLACE
229 | GREEN SPRINGS DR | 43235-4646 | Removed | CB451719REM | WILKINS | 720A | PVB | 1.000 | 90426 | RIGHT FRONT OF HOUSE
230 | GREEN SPRINGS DR | 43235-4645 | Active | 542779 | WILKINS | 720A | PVB | 0.750 | 90428 | LEFT SIDE OF HOUSE
120 | GREEN ST | 43222-1661 | Not Required by DOW | 190609 | WATTS | 009QT | RP | 1.000 | 54233 | MECH ROOM CEILING
120 | GREEN ST | 43222-1661 | Removed | 19371REM | WATTS | 008PCQT | SVB | 0.500 | 54234 | REMOVED-OPERATING ROOM #2-SUBSTERILE-ABOVE CEILING
120 | GREEN ST | 43222-1661 | Removed | 20406REM | WATTS | 008PCQT | SVB | 0.500 | 54235 | REMOVED-OPERATING ROOM #4 SUBSTERILE ABOVE DROP CEILING
120 | GREEN ST | 43222-1661 | Removed | 2192REM | WATTS | 008PCQT | SVB | 1.000 | 54236 | REMOVED-OPERATING ROOM #2 ABOVE CEILING
120 | GREEN ST | 43222-1661 | Active | 126960603 | AMES | 3000SS | DCDA | 4.000 | 54237 | MECH ROOM / NORTH WALL
120 | GREEN ST | 43222-1661 | Active | 31559 | AMES | 2000B | DC | 0.750 | 54238 | MECH ROOM/ NORTH WALL
120 | GREEN ST | 43222-1661 | Removed | 08719REM | WATTS | 008PCQT | SVB | 1.000 | 54239 | REMOVED-OPERATING ROOM 4 SUB STERILE ABOVE CEILING AT 9' ELEVATION
120 | GREEN ST | 43222-1661 | Removed | 08747REM | WATTS | 008PCQT | SVB | 1.000 | 54240 | REMOVED-STERILE PROCESSING NW CORNER
120 | GREEN ST | 43222-1661 | Active | 4642534 | WATTS | 975XL2 | RP | 2.000 | 54241 | NEXT TO WATER METER
120 | GREEN ST | 43222-1661 | Removed | 03697REM | WATTS | 008PCQT | SVB | 0.750 | 54242 | REMOVED-DECONTAMINATION ROOM-ABOVE CEILING SW CORNER
120 | GREEN ST | 43222-1661 | Not Required by DOW | 01717 | WATTS | 919QT | RP | 1.500 | 54243 | MECH ROOM SW CORNER
120 | GREEN ST | 43222-1661 | Removed | 3578REM | WATTS | 008PCQT | SVB | 0.750 | 54244 | REMOVED-REMOVED-DECONTAMINATION ROOM-ABOVE CEILING-ABOVE SINK
120 | GREEN ST | 43222-1661 | Removed | 3665REM | WATTS | 008PCQT | SVB | 0.750 | 54245 | REMOVED-DECONTAMINATION ROOM ABOVE CEILING-SW CORNER
120 | GREEN ST | 43222-1661 | Removed | 3889REM | WATTS | 008PCQT | SVB | 0.750 | 54246 | REMOVED-INDOSCOPY-1 SCOPE ROOM ABOVE CEILING...N.W.CORNER
120 | GREEN ST | 43222-1661 | Removed | 50042REM | WATTS | 008PCQT | SVB | 0.500 | 87081 | REMOVED-STERILE PROCESSING NW CORNER ABOVE CEILING
641 | GREEN STONE LOOP | 43016-6064 | Active | EAA0558 | WILKINS | 720A | PVB | 0.750 | 3592505 | LEFT FRONT
6423 | GREEN STONE LOOP | 43016-6064 | Active | H132164 | FEBCO | 765 | PVB | 0.750 | 69910 | LEFT SIDE FRONT
6427 | GREEN STONE LOOP | 43016-6064 | Active | T366163 | WILKINS | 720 | PVB | 0.750 | 3591886 | RIGHT SIDE
6431 | GREEN STONE LOOP | 43016-6064 | Active | T591816 | WILKINS | 720A | PVB | 1.000 | 92619 | RIGHT FRONT
6432 | GREEN STONE LOOP | 43016-4148 | Active | CB101265 | WILKINS | 720A | PVB | 1.000 | 95150 | LEFT SIDE OF HOUSE
6435 | GREEN STONE LOOP | 43016-6064 | Active | CB828078 | WILKINS | 720A | PVB | 0.750 | 69928 | RIGHT CENTER PAST GAS METER
6439 | GREEN STONE LOOP | 43016-6064 | Active | CB325167 | WILKINS | 720A | PVB | 0.750 | 3591887 | RIGHT SIDE OF THE HOUSE
6440 | GREEN STONE LOOP | 43016-4148 | Active | F040200 | WILKINS | 720A | PVB | 0.750 | 98201 | LEFT SIDE
6448 | GREEN STONE LOOP | 43016-4148 | Active | H154076 | FEBCO | 765 | PVB | 0.750 | 69942 | LEFT SIDE FRONT
6449 | GREEN STONE LOOP | 43016-6064 | Active | T097043 | WILKINS | 720A | PVB | 0.750 | 101923 | RIGHT FRONT
6461 | GREEN STONE LOOP | 43016-6064 | Active | 01563 | WATTS | 800M4QT | PVB | 1.000 | 95735 | RIGHT SIDE OF HOUSE
6464 | GREEN STONE LOOP | 43016-4148 | Active | 954762 | WILKINS | 720A | PVB | 0.750 | 69994 | RIGHT HAND SIDE BY A/C
6465 | GREEN STONE LOOP | 43016-6064 | Active | H398532 | FEBCO | 765 | PVB | 1.000 | 87749 | EAST SIDE RIGHTSIDE
6469 | GREEN STONE LOOP | 43016-6064 | Active | H114882 | FEBCO | 765 | PVB | 0.750 | 70001 | RIGHT SIDE OF HSE
6475 | GREEN STONE LOOP | 43016-6064 | Active | H115820 | FEBCO | 765 | PVB | 0.750 | 70013 | LT SIDE
3471 | GREENBANK CT | 43221-4724 | Active | T534678 | WILKINS | 720A | PVB | 1.000 | 3433282 | LEFT SIDE OF GARAGE DOOR
4100 | GREENBELT DR | 43026-7308 | Active | 181856 | WILKINS | 720A | PVB | 0.750 | 3433291 | RIGHT SIDE
4114 | GREENBELT DR | 43026-7308 | Active | 828591 | WILKINS | 720A | PVB | 0.750 | 62963 | LEFT SIDE OF HOUSE
4124 | GREENBELT DR | 43026-7308 | Active | cb629154 | WILKINS | 720A | PVB | 0.750 | 100299 | LEFT FRONT
4144 | GREENBELT DR | 43026-7309 | Active | T386397 | WILKINS | 720A | PVB | 0.750 | 3433293 | LEFT FRONT
4145 | GREENBELT DR | 43026-7311 | Active | CB547028 | WILKINS | 720A | PVB | 0.750 | 3580995 | RIGHT SIDE OF HOUSE
200 | GREENBRIAR CT | 43085-3055 | Active | T516228 | WILKINS | 720A | PVB | 1.000 | 56941 | OUTSIDE
217 | GREENBRIAR CT | 43085-3060 | Active | 336341 | WATTS | 800M4QT | PVB | 0.750 | 57502 | SOUTHWEST SIDE OF HOUSE
237 | GREENBRIAR CT | 43085-3060 | Active | G221741 | WILKINS | 720A | PVB | 0.750 | 58091 | OUTSIDE
247 | GREENBRIAR CT | 43085-3060 | Active | G105586 | WILKINS | 720A | PVB | 1.000 | 90411 | RIGHT SIDE OF HOUSE BY GAS METER
260 | GREENBRIAR CT | 43085-3055 | Active | H083673 | FEBCO | 765 | PVB | 1.000 | 58700 | FRT OF HSE
260 | GREENBRIAR CT | 43085-3055 | Active | H107240 | FEBCO | 765 | PVB | 0.750 | 58701 | FRONT OF HOUSE
267 | GREENBRIAR CT | 43085-3060 | Active | 117587 | FEBCO | 765 | PVB | 1.000 | 90412 | LEFT SIDE
300 | GREENBRIAR CT | 43085-3088 | Active | T242076 | WILKINS | 720A | PVB | 0.750 | 3433298 | RIGHT SIDE
287 | GREENBRIER CT | 43085-3060 | Active | CR287 | RAINBIRD | 100 | PVB | 1.000 | 59473 | RIGHT SIDE OF HOUSE (NO SERIAL # LISTED)
345 | GREENGLADE AVE | 43085-2266 | Active | H580683 | FEBCO | 765 | PVB | 0.750 | 100103 | RIGHT SIDE
355 | GREENGLADE AVE | 43085-2266 | Active | CB602916 | WILKINS | 720A | PVB | 0.750 | 100334 | RIGHT SIDE
377 | GREENGLADE AVE | 43085-2258 | Active | T481039 | WILKINS | 720 | PVB | 0.750 | 3433464 | RIGHT SIDE
447 | GREENGLADE AVE | 43085-2206 | Active | CB440229 | WILKINS | 720A | PVB | 0.750 | 3433472 | FRONT OF HOUSE
479 | GREENGLADE AVE | 43085-2206 | Active | T417914 | WILKINS | 720A | PVB | 0.750 | 3433478 | 10' RIGHT OF FRONT DOOR
530 | GREENGLADE AVE | 43085-2291 | Active | T304830 | WILKINS | 720A | PVB | 0.750 | 90414 | BACK OF HOUSE MIDDLE OF DECK BY A/C
535 | GREENGLADE AVE | 43085-2291 | Active | CB269749 | WILKINS | 720A | PVB | 1.000 | 90415 | FRONT -RIGHT OF DOOR UNDER WINDOW
627 | GREENHAVEN AVE | 43119 | Active | 039174 | WATTS | LF800M4QT | PVB | 0.750 | 100367 | LEFT SIDE
6375 | GREENHAVEN DR | 43119-8148 | Active | 357120 | WATTS | 009M3QT | RP | 0.750 | 101539 | ABOVE WATER METER
7023 | GREENLAND PL | 43016 | Active | CB029325 | WILKINS | 720A | PVB | 0.750 | 102978 | RIGHT SIDE
7031 | GREENLAND PL | 43016 | Active | T386996 | WILKINS | 720A | PVB | 0.750 | 3602888 | RIGHT CENTER BY A/C
7047 | GREENLAND PL | 43016 | Active | CAA36841 | WILKINS | 720A | PVB | 0.750 | 98596 | FRONT OF HOUSE
7055 | GREENLAND PL | 43016 | Active | T034248 | WILKINS | 720A | PVB | 0.750 | 100411 | LEFT SIDE OF HOUSE EAST
7071 | GREENLAND PL | 43016 | Active | G246882 | WILKINS | 720A | PVB | 0.750 | 98759 | RIGHT SIDE OF HOUSE (WEST)
7076 | GREENLAND PL | 43016 | Active | T382182 | WILKINS | 720A | PVB | 0.750 | 3630305 | RIGHT FRONT
555 | GREENLAWN AV | 43223-2612 | Active | 138578 | WATTS | 709 | DCDA | 6.000 | 90937 | IN PIT NORTH SIDE OF PARKING LOT
555 | GREENLAWN AV | 43223-2612 | Active | 48646 | WATTS | 007QT | DC | 0.500 | 90938 | PIT IN NORTH SIDE OF PARKING LOT
555 | GREENLAWN AV | 43223-2612 | Not Required by DOW | W208441 | WILKINS | 975XL | RP | 1.500 | 90939 | MECH ROOM
555 | GREENLAWN AV | 43223-2612 | Active | W198116 | WILKINS | 975XL | RP | 2.000 | 90940 | MECH ROOM
35 | GREENLAWN AVE | 43206- | Active | 22305 | WATTS | LF919QT | RP | 1.500 | 3625077 | SE STORAGE AREA AT WATER METER JIMMY JOHNS
35 | GREENLAWN AVE | 43206- | Not Required by DOW | 154861 | WATTS | LF009QT | RP | 0.500 | 3626451 | ICE MAKER, NEXT TO THE WATER METER
49 | GREENLAWN AVE | 43206-3442 | Due Install |  |  |  | RP |  | 3433525 | HALF WAY DOWN EAST SIDE
22 | GREENLAWN AVE | 43223 | Active | OK-1798 | WATTS | 957 | RP | 3.000 | 3610122 | METER ROOM FIRE STATION 3
222 | GREENLAWN AVE | 43223 | Active | OK-0456 | WATTS | 957 | RP | 3.000 | 3613322 | METER ROOM
222 | GREENLAWN AVE | 43223 | Active | 1850560115 | AMES | 3000SS | DCDA | 6.000 | 3613323 | METER ROOM
222 | GREENLAWN AVE | 43223 | Active | 23521 | WATTS | 007M1PCQT | DC | 0.750 | 3613324 | METER ROOM
340 | GREENLAWN AVE | 43223-2610 | Active | 4356752 | WILKINS | 975XL | RP | 0.750 | 60600 | IN KITCHEN
384 | GREENLAWN AVE | 43223-2610 | Active | 47725 | WATTS | 009QT | RP | 2.000 | 61908 | LOADING DOCK AT METER
400 | GREENLAWN AVE | 43223-2611 | Active | JL-0718 | WATTS | 757N | DC | 8.000 | 98449 | IN HOT BOX SW CORNER OF BLDG
400 | GREENLAWN AVE | 43223-2611 | Active | 202429 | WATTS | 007M3QT | DC | 0.750 | 98450 | IN HOTBOX. FIRE SIDE CAR
400 | GREENLAWN AVE | 43223-2611 | Active | 112889 | WATTS | LF009M2QT | RP | 1.500 | 3636199 | WEST SIDE OF BUILDING TOWRDS THE NORTH
530 | GREENLAWN AVE | 43223-2613 | Active | 3489550 | WILKINS | 975 | RP | 1.000 | 100824 | BASEMENT AT METER
594 | GREENLAWN AVE | 43223- | Active | W096807 | WILKINS | 975 | RP | 0.750 | 68364 | IN RESTROOM AT WATER METER JUST N OF OFFICE
700 | GREENLAWN AVE | 43223- | Active | 4960236 | WILKINS | 975XL | RP | 0.750 | 3438575 | BASEMENT OF MAUSOLEUM 700 GREENLAWN-AT MTR
880 | GREENLAWN AVE | 43223-2616 | Not Required by DOW | A54429 | WATTS | 009QT | RP | 0.500 | 98808 | BEHIND ICE MAKER IN KITCHEN
880 | GREENLAWN AVE | 43223-2616 | Not Required by DOW | 53201 | WATTS | LF919QT | RP | 1.000 | 3613753 | BOILER ROOM
880 | GREENLAWN AVE | 43223-2616 | Active | SJ-1870 | AMES | COLT 400 | RP | 4.000 | 3648802 | BASEMENT OLD SECTION
880 | GREENLAWN AVE | 43223-2616 | Active | SJ-1138 | AMES | COLT 200 | DC | 4.000 | 3657075 | BASEMENT OLD SIDE
888 | GREENLAWN AVE | 43223 | Active | PD-0103 | AMES | COLT 300GV | DCDA | 8.000 | 3613750 | METER PIT
888 | GREENLAWN AVE | 43223 | Active | 37792 | AMES | 2000BM3 | DC | 0.750 | 3613751 | METER PIT
888 | GREENLAWN AVE | 43223 | Active | PC-2576 | AMES | COLT 400 | RP | 4.000 | 3613752 | HOT BOX AT METER PIT
888 | GREENLAWN AVE | 43223 | Not Required by DOW | 4051512 | WILKINS | 975XL | RP | 2.000 | 3615050 | BY METER PIT SE CORNER OF PROPERTY
100 | GREENLAWN AVE | 43223-2618 | Active | 172105 | WATTS | LF009M2QT | RP | 1.000 | 91082 | IN HOT BOX AT MAIN GATE
1000 | GREENLAWN AVE | 43223-2618 | Not Required by DOW | HE75411 | FEBCO | 765 | PVB | 1.000 | 3621386 | NORTH SIDE OF DRIVE ACCROSS FROM NEW GARDEN MAUSOLEUM
378 | GREENLAWN AVE UNIT B | 43223-2610 | Active | 64967 | WATTS | 009QT | RP | 0.750 | 61909 | BASEMENT FURNANCE ROOM @ METER
378 | GREENLAWN AVE UNIT B | 43223-2610 | Active | XC-1997 | AMES | 300-GV | DCDA | 6.000 | 3433529 | PIT BY DRIVE
378 | GREENLAWN AVE UNIT B | 43223-2610 | Active | 234133 | WATTS | 007M3 | DC | 0.750 | 3654504 | PIT BY DRIVE
594 | GREENPOINTE S DR | 43125-1085 | Active | 881605 | WILKINS | 975XL | RP | 1.500 | 68372 | WEST WALL BY TOILET ROOMS
6000 | GREENPOINTE S DR | 43125- | Not Required by DOW | 514144 | WATTS | 800 | PVB | 1.000 | 68541 | OUTSIDE DOOR # 4 N/E CORNER OF BUILDING
6000 | GREENPOINTE S DR | 43125- | Active | GK929 | APOLLO/CONBRACO | 40208A2 | RP | 2.000 | 68543 | NE Corner-North Wall @ water meter
6000 | GREENPOINTE S DR | 43125- | Not Required by DOW | GV134 | CONBRACO | 40208A2 | RP | 0.500 | 68544 | EAST WALL BY METER
825 | GREENRIDGE RD | 43235-3411 | Active | EAE8926 | WILKINS | 720A | PVB | 0.750 | 3433562
859 | GREENRIDGE RD | 43235-3411 | Active | H502275 | FEBCO | 765 | PVB | 0.750 | 94911 | FRONT RIGHT SIDE OF HOUSE
104 | GREENRIDGE RD | 43235-3477 | Active | 86417 | FEBCO | 765 | PVB | 1.000 | 53691 | LEFT FRONT
4392 | GREENSBURY DR | 43054-8838 | Replaced | REPG242071 | WILKINS | 720A | PVB | 0.750 | 98893 | REPLACED- RIGHT SIDE
4392 | GREENSBURY DR | 43054-8838 | Active | T178396 | WILKINS | 720A | PVB | 0.750 | 3611497 | RIGHT SIDE
4409 | GREENSBURY DR | 43054-8676 | Active | EAK1704 | WILKINS | 720A | PVB | 0.750 | 3583239 | LEFT FRONT
4416 | GREENSBURY DR | 43054-8679 | Active | T081569 | WILKINS | 720A | PVB | 0.750 | 102125 | RIGHT SIDE
4432 | GREENSBURY DR | 43054-8679 | Active | 337107 | WILKINS | 720A | PVB | 0.750 | 99902 | LEFT SIDE
4449 | GREENSBURY DR | 43054-8677 | Active | G104704 | WILKINS | 720A | PVB | 0.750 | 90418 | LEFT SIDE OF HOUSE
4497 | GREENSBURY DR | 43054-8678 | Active | T459289 | WILKINS | 720A | PVB | 0.750 | 92254 | LEFT SIDE OF HOUSE
4537 | GREENSBURY DR | 43054-8678 | Active | CB436105 | WILKINS | 720A | PVB | 1.000 | 64309 | RIGHT SIDE OF HOUSE
8397 | GREENSIDE DR | 43017-8448 | Replaced | REP562500 | WILKINS | 720A | PVB | 0.750 | 73780 | REPLACED- RT SIDE
8397 | GREENSIDE DR | 43017-8448 | Active | T197859 | WILKINS | 720A | PVB | 0.750 | 3610060 | FRONT RIGHT CORNER OF HOUSE
8405 | GREENSIDE DR | 43017-8462 | Active | BF0299 | FEBCO | 765 | PVB | 0.750 | 73807 | RH SIDE
8411 | GREENSIDE DR | 43017-8462 | Active | CAA7144 | WILKINS | 720 | PVB | 0.750 | 3433628 | RIGHT SIDE
8417 | GREENSIDE DR | 43017 | Active | CAA62595 | WILKINS | 720A | PVB | 1.000 | 73822 | LEFT CENTER BY GAS
8418 | GREENSIDE DR | 43017-8461 | Active | 47879 | WATTS | 800QT | PVB | 0.750 | 73825 | RIGHT FRONT
8421 | GREENSIDE DR | 43017-8462 | Active | T178717 | Wilkins | 720A | PVB | 0.750 | 73832 | RIGHT SIDE
8422 | GREENSIDE DR | 43017-8461 | Active | CAC17734 | WILKINS | 720A | PVB | 0.750 | 99545 | RIGHT SIDE
8425 | GREENSIDE DR | 43017-8462 | Active | H827400 | FEBCO | 765 | PVB | 1.000 | 73833 | SIDE OF HOUSE
8429 | GREENSIDE DR | 43017-8462 | Active | G243438 | WILKINS | 720A | PVB | 0.750 | 73840 | LEFT SIDE OF HOUSE EAST CORNER
8433 | GREENSIDE DR | 43017-8462 | Active | T240312 | WILKINS | 720A | PVB | 0.750 | 73847 | RIGHT FRONT
8439 | GREENSIDE DR | 43017-8462 | Active | BF8095 | FEBCO | 765 | PVB | 0.750 | 73849 | LEFT HAND SIDE
8442 | GREENSIDE DR | 43017-8461 | Active | T407261 | WILKINS | 720A | PVB | 0.750 | 73863 | RIGHT HAND SIDE
8443 | GREENSIDE DR | 43017 | Active | 179001 | WATTS | 800QT | PVB | 0.750 | 73861 | SOUTH SIDE FRONT CORNER
8449 | GREENSIDE DR | 43017-8462 | Active | 779680 | WILKINS | 720A | PVB | 0.750 | 73866 | REAR OF HOUSE
8453 | GREENSIDE DR | 43017-8462 | Active | H339748 | FEBCO | 765 | PVB | 0.750 | 92214 | LEFT SIDE
8457 | GREENSIDE DR | 43017 | Active | EM4331 | FEBCO | 765 | PVB | 1.000 | 73878 | LT SIDE REAR
5608 | GREENSTONE PT | 43017 | Active | 79319 | RAINBIRD | AC4000 | DC | 0.750 | 90427 | BASEMENT
5620 | GREENSTONE PT | 43017 | Active | T178745 | WILKINS | 720A | PVB | 0.750 | 3433632 | BACK LEFT
4115 | GREENSVIEW DR | 43220 | Active | T239591 | WILKINS | 720 | PVB | 0.750 | 3618375 | LEFT HAND SIDE
4120 | GREENSVIEW DR | 43220-3926 | Active | H203971 | FEBCO | 765 | PVB | 0.750 | 62970 | RIGHT SIDE OF HOUSE
4152 | GREENSVIEW DR | 43220-3926 | Active | T303328 | WILKINS | 720A | PVB | 0.750 | 90430 | front of house
4168 | GREENSVIEW DR | 43220-3926 | Active | 04046 | WATTS | 800M2QT | PVB | 1.000 | 63134 | NE SIDE OF HOUSE NEXT TO WOOD FENCE
4208 | GREENSVIEW DR | 43220-3928 | Active | 903161 | WILKINS | 720A | PVB | 0.750 | 63291 | RT SIDE
4216 | GREENSVIEW DR | 43220-3928 | Active | H13252 | FEBCO | 765 | PVB | 0.750 | 63314 | REAR OF HOUSE
4245 | GREENSVIEW DR | 43220-3969 | Active | A047774 | WILKINS | 720A | PVB | 1.000 | 101879 | RIGHT OF FRONT
4301 | GREENSVIEW DR | 43220-3970 | Not Required by DOW | 2GM1050 | AMES | 2000SS | DC | 3.000 | 63628 | BOILER ROOOM LOWER LEVEL E WALL
4301 | GREENSVIEW DR | 43220-3970 | Not Required by DOW | 393786 | WATTS | 909QT | RP | 1.000 | 63629 | BOILER ROOM
4301 | GREENSVIEW DR | 43220-3970 | Active | 009975 | WILKINS | LF909 | RP | 3.000 | 3639632 | WATER RISER ROOM NEW BUILDING ADDITION
4301 | GREENSVIEW DR | 43220-3970 | Not Required by DOW | 252512 | WATTS | LF009M3QT | RP | 0.750 | 3644839 | NORTHWEST CORNER OF BOILER ROOM
4301 | GREENSVIEW DR | 43220-3970 | Active | 17598B | WILKINS | 350ASTDA | DCDA | 6.000 | 3646197
4301 | GREENSVIEW DR | 43220-3970 | Active | HC32494 | WILKINS | 950XLD | DC | 0.750 | 3646198
4326 | GREENSVIEW DR | 43220-3979 | Active | EAJ6322 | WILKINS | 720A | PVB | 0.750 | 88499 | NEXT TO FRONT DOOR
7565 | GREENSWARD AVE | 43054- | Active | 450673 | WATTS | 909M1QT | RP | 2.500 | 72249 | BATH & TENNIS BLDG POOL EQUIPMENT STORAGE ROOM
7565 | GREENSWARD AVE | 43054- | Active | 439972 | WATTS | 909QT | RP | 0.750 | 72251 | IN BOILER ROOM IN BACK OF BOILERS--1 CLUB LANE
7565 | GREENSWARD AVE | 43054- | Due Install |  |  |  | RP | 4.000 | 3633689
7565 | GREENSWARD AVE | 43054- | Due Install |  |  |  | DCDA | 6.000 | 3633690
6944 | GREENSWARD RD | 43054-8958 | Active | 463467 | WATTS | 800QT | PVB | 1.000 | 70989 | FRONT OF HOUSE
6960 | GREENSWARD RD | 43054-8958 | Active | EH2051 | FEBCO | 765 | PVB | 1.000 | 71033 | LT SIDE OF HouSE
6988 | GREENSWARD RD | 43054-8960 | Active | EAK1794 | WILKINS | 720A | PVB | 0.750 | 71104 | SOUTH OF FRONT DOOR AT OFFSET
7000 | GREENSWARD RD | 43054-8960 | Active | W132870 | WILKINS | 975XL | RP | 0.500 | 71238 | LAUNDRY ROOM OF GARAGE CARIAGE HSE BOILER FOR RADIANT HEAT
7000 | GREENSWARD RD | 43054-8960 | Active | T631788 | WILKINS | 720A | PVB | 1.000 | 71239 | EAST OF FRONT DOOR
7000 | GREENSWARD RD | 43054-8960 | Due Install |  |  |  | RP |  | 3659038
7130 | GREENSWARD RD | 43054-8906 | Active | 235595 | WATTS | 009QT | RP | 1.000 | 71473 | BASEMENT FURNACE ROOM
7150 | GREENSWARD RD | 43054- | Active | cb157619 | WILKINS | 720A | PVB | 1.000 | 64414 | 7150 GREENSWARD RD OUTSIDE: FRONT E CORNER OF BLDG
7228 | GREENSWARD RD | 43054-8908 | Active | CB588272 | WILKINS | 720A | PVB | 0.750 | 71657 | WEST SIDE BY A/C
7561 | GREENSWARD RD | 43054- | Active | 211311 | WATTS | 009M2QT | RP | 2.000 | 72240 | MAIN BUILDING CLUB BOILER ROOM
7561 | GREENSWARD RD | 43054- | Active | 033053 | WATTS | LF909M1QT | RP | 2.000 | 72241 | BASEMENT MECHANICAL RM, MAIN CLUB HOUSE
7561 | GREENSWARD RD | 43054- | Active | 11640 | WATTS | 919QT | RP | 2.000 | 72242 | BASEMENT MECH RM, MAIN CLUB HOUSE
7561 | GREENSWARD RD | 43054- | Active | 254468 | WATTS | LF009M2QT | RP | 1.000 | 72243 | REFRIGERATION CONDENSER
7561 | GREENSWARD RD | 43054- | Active | 402704 | WATTS | 909M1QT | RP | 2.000 | 72244 | ADULT MECHANICAL ROOM
7561 | GREENSWARD RD | 43054- | Active | 355253 | WATTS | LF009M3QT | RP | 0.750 | 72245 | MAIN CLUB HOUSE BASEMENT STORAGE/MAINT
7561 | GREENSWARD RD | 43054- | Active | 012961 | WATTS | lf007m2qt | DC | 1.500 | 72246 | MAIN BASEMENT FAN RM COUNTRY CLUB BLDG
7561 | GREENSWARD RD | 43054- | Removed | 932142REM | WATTS | 909QT | RP | 1.000 | 88582 | 2nd floor kitchen in front of hood cleaning panel - above ceiling REMOVED
7561 | GREENSWARD RD | 43054- | Active | 4967471 | WILKINS | 975XL2TCU | RP | 1.250 | 88583 | 1st floor kitchen 20' from elevator - above ceiling
7561 | GREENSWARD RD | 43054- | Active | 241239 | WATTS | 009M201 | RP | 1.000 | 3619746 | AVTEC HOOD FIRE SUPP, 2ND FL KTCHN FRONT HOOD CLNG PANEL CEILING
7561 | GREENSWARD RD | 43054- | Due Install |  |  |  | RP | 4.000 | 3633218
7561 | GREENSWARD RD | 43054- | Due Install |  |  |  | DCDA | 6.000 | 3633219
7563 | GREENSWARD RD | 43054- | Active | 234962 | WATTS | 909QT | RP | 0.750 | 72247 | FIRE LINE VALVE ROOM CART BLDG SW CORNER
7563 | GREENSWARD RD | 43054- | Replaced | REP514955 | WATTS | 909HWQT | RP | 0.750 | 72248 | REPLACED- BATH & TENNIS BUILDING CLOSET, 1 CLUB LANE
7563 | GREENSWARD RD | 43054- | Active | 018293 | WATTS | LF909QT | RP | 0.750 | 3610200 | BATH & TENNIS BUILDING CLOSET, 1 CLUB LANE
7563 | GREENSWARD RD | 43054- | Due Install |  |  |  | RP | 1.500 | 3632608 | MTR IN GOLF CART SHACK
7563 | GREENSWARD RD | 43054- | Due Install |  |  |  | DCDA | 4.000 | 3632648 | FIRE IN PIT
7178 | GREENSWARD RD UNIT FRONT | 43054-8907 | Active | W150038 | WILKINS | 975XLBMS | RP | 1.500 | 71547 | for well @ water meter bsmt west side in sump pump closet
6511 | GREENSWAY LOOP | 43016-8424 | Active | FL7543 | FEBCO | 765 | PVB | 1.000 | 3604217 | LEFT SIDE OF HOUSE
6540 | GREENSWAY LOOP | 43016-8427 | Active | 426961 | WILKINS | 720A | PVB | 0.750 | 3433651 | LEFT SIDE OF HOUSE
1731 | GREENWAY AVE | 43203-1246 | Not Required by DOW | 362328 | WATTS | 800M4FR | PVB | 0.750 | 55988 | OUTSIDE WEST WALL
1731 | GREENWAY AVE | 43203-1246 | Removed | REM304147 | WILKINS | 950 | DC | 1.500 | 55989 | AT METER SET
1731 | GREENWAY AVE | 43203-1246 | Active | AMA06555 | WILKINS | 975XL3 | RP | 1.500 | 3635425 | AT WATER METER
1810 | GREENWAY AVE | 43219- | Active | 371846 | WILKINS | 720A | PVB | 2.000 | 90916 | AT END OF GRANDSTAND - East H.S. Harley Field
1810 | GREENWAY AVE | 43219- | Active | N0807221107 | FEBCO | 870V | DC | 4.000 | 97762 | Boiler/Mech Room - East Harley Field
1810 | GREENWAY AVE | 43219- | Active | 13536 | WATTS | 919AQT | RP | 2.000 | 99104 | MECHANIC ROOM - East Harley Field
2325 | GREENWICH AVE | 43211- | Not Required by DOW | 3337112 | WILKINS | 975 | RP | 0.750 | 99034 | ON WALL NEXT TO BOILER (BOILER ROOM) - 1567 LORETTA AVE
2325 | GREENWICH AVE | 43211- | Active | 138949 | WATTS | LF009M2QT | RP | 1.500 | 3635958 | AT METER
624 | GREENWICH ST | 43085 | Active | CB602739 | WILKINS | 720A | PVB | 0.750 | 3636150 | left side next to driveway
634 | GREENWICH ST | 43085-3754 | Active | T329129 | WILKINS | 720A | PVB | 0.750 | 3491277 | RIGHT FRONT
580 | GREENWICH ST | 43085- | Active | 569767 | WATTS | 909QT | RP | 0.750 | 60597 | BOILER ROOM - Colonial Hills E. S.
5800 | GREENWICH ST | 43085- | Active | 187543 | WATTS | 909 | RP | 0.750 | 3607826 | Catwalk Boiler - Colonial Hills E. S.
1550 | GRENOBLE RD | 43221-3847 | Active | T253901 | WILKINS | 720A | PVB | 0.750 | 3433975 | LEFT SIDE OF HOUSE
1604 | GRENOBLE RD | 43221-3849 | Active | F031655 | WILKINS | 720A | PVB | 0.750 | 97796 | Front of house
1656 | GRENOBLE RD | 43221-3849 | Active | T295124 | WILKINS | 720A | PVB | 0.750 | 3433998
1696 | GRENOBLE RD | 43221-3849 | Active | 380561 | WILKINS | 420 | PVB | 0.750 | 3434008 | RIGHT SIDE FRONT
8202 | GREY ABBY CT | 43017-8636 | Active | 171955 | WILKINS | 720A | PVB | 0.750 | 73509 | RIGHT SIDE OF HOUSE
8210 | GREY ABBY CT | 43017-8636 | Active | 444314 | WILKINS | 720A | PVB | 0.750 | 73531 | RT SIDE
8217 | GREY ABBY CT | 43017 | Active | T361219 | WILKINS | 720A | PVB | 0.750 | 73541 | RIGHT FRONT
8218 | GREY ABBY CT | 43017-8636 | Active | H008955 | FEBCO | 765 | PVB | 0.750 | 73544 | FRONT OF HOUSE
8225 | GREY ABBY CT | 43017 | Active | H142792 | FEBCO | 765 | PVB | 1.000 | 73554 | RIGHT SIDE OF HOUSE
8226 | GREY ABBY CT | 43017-8636 | Active | 4571088 | WILKINS | 975 | RP | 0.750 | 93385 | RIGHT SIDE OF HOUSE
6124 | GREY FRIAR WAY | 43017-8803 | Active | AC4327 | FEBCO | 765 | PVB | 0.750 | 69078 | LT FRONT DOOR
6129 | GREY FRIAR WAY | 43017-8805 | Active | A082382 | WILKINS | 720A | PVB | 1.000 | 69095 | NW CORNER OF HOUSE
6136 | GREY FRIAR WAY | 43017-8803 | Active | H114230 | FEBCO | 765 | PVB | 0.750 | 69113 | OUTSIDE
6139 | GREY FRIAR WAY | 43017-8805 | Active | DB8422 | FEBCO | 765 | PVB | 1.000 | 69119 | LEFT FRONT
6144 | GREY FRIAR WAY | 43017-8803 | Active | AC6714 | FEBCO | 765 | PVB | 1.000 | 69128 | LEFT REAR
6149 | GREY FRIAR WAY | 43017-8805 | Active | 319860 | WILKINS | 720A | PVB | 1.000 | 101117 | LEFT SIDE OF HOUSE
6152 | GREY FRIAR WAY | 43017-8803 | Active | 11924 | WATTS | 800M2QT | PVB | 0.750 | 69160 | LEFT HAND SIDE
6159 | GREY FRIAR WAY | 43017-8805 | Active | DA6133 | FEBCO | 765 | PVB | 1.000 | 69180 | LEFT SIDE FRONT
6189 | GREY FRIAR WAY | 43017-8805 | Active | 102332 | WATTS | 800QT | PVB | 0.750 | 69294 | FRONT OF HOUSE BY REMOTE READERS
6192 | GREY FRIAR WAY | 43017 | Active | D14090 | FEBCO | 765 | PVB | 0.750 | 69313 | FRONT LEFT SIDE
6199 | GREY FRIAR WAY | 43017-8805 | Active | VAA0301 | WILKINS | 720A | PVB | 0.750 | 69334 | FRONT OF HOUSE RIGHT FRONT DOOR
6200 | GREY FRIAR WAY | 43017-8804 | Active | CAB79172 | WILKINS | 720A | PVB | 0.750 | 69359 | LEFT FRONT
2996 | GREYCLIFF LN | 43221 | Active | CB113688 | WILKINS | 720A | PVB | 0.750 | 3609654 | FRONT
2999 | GREYCLIFF LN | 43221 | Active | T154979 | WILKINS | 720A | PVB | 1.000 | 103138 | LEFT SIDE OF HOUSE
6160 | GREYFRIAR WAY | 43017-8803 | Active | T082164 | WILKINS | 720A | PVB | 0.750 | 101448 | LEFT CENTER BY A/C
4390 | GREYHILL ST | 43054-8896 | Active | CAA25725 | WILKINS | 720A | PVB | 1.000 | 97259 | BACK RIGHT SIDE OF HOUSE
4406 | GREYHILL ST | 43054-8896 | Active | H514901 | FEBCO | 765 | PVB | 0.750 | 96981 | RIGHT SIDE OF HOUSE
4407 | GREYHILL ST | 43054-8897 | Removed | 235772REM | WATTS | 009M3QT | RP | 0.750 | 88314 | ***REMOVED*** @ MTR N SIDE
4407 | GREYHILL ST | 43054-8897 | Active | A152190 | WILKINS | 720A | PVB | 0.750 | 88417 | LEFT FRONT
5596 | GREYSTONE LN | 43026-9502 | Active | HD546 | FEBCO | 765 | PVB | 1.000 | 67355 | RIGHT SIDE OF HOUSE
1575 | GRIFFITH CT | 43235-2523 | Active | A133456 | WILKINS | 720A | PVB | 0.750 | 92112 | LEFT SIDE OF HOUSE
791 | GRIGGS AVE | 43223-2305 | Active | 178096 | WATTS | 909 | RP | 3.000 | 90559 | 1ST FLOOR MECH ROOM EAST SIDE OF BUILDING - Sullivant E. S.
791 | GRIGGS AVE | 43223-2305 | Not Required by DOW | W304312 | WILKINS | 975XLBMS | RP | 0.750 | 90560 | 1ST FLOOR MECH ROOM EAST SIDE OF BUILDING -Sullivant E. S.
791 | GRIGGS AVE | 43223-2305 | Active | 66766 | WATTS | 007M1PCQT | DC | 0.750 | 90573 | EAST MECH ROOM - Sullivant E. S.
791 | GRIGGS AVE | 43223-2305 | Active | 146011 | AMES | 3000SS | DCDA | 6.000 | 90574 | EAST MECH ROOM - Sullivant E. S.
803 | GRISWOLD DR | 43054-8168 | Active | CB555940 | WILKINS | 720A | PVB | 0.750 | 88924 | LEFT SIDE OF HOUSE
8098 | GRISWOLD DR | 43054-8201 | Active | CB857458 | WILKINS | 720A | PVB | 0.750 | 3596705 | Left Side
8164 | GRISWOLD DR | 43054-8169 | Replaced | REP954789 | WILKINS | 720A | PVB | 0.750 | 73447 | REPLACED- RIGHT SIDE OF HOME
8164 | GRISWOLD DR | 43054-8169 | Active | T460805 | WILKINS | 720A | PVB | 0.750 | 3613169 | RIGHT SIDE OF HOME
8170 | GRISWOLD DR | 43054-8169 | Active | T407362 | WILKINS | 720A | PVB | 0.750 | 73459 | RIGHT SIDE OF HOME
8176 | GRISWOLD DR | 43054-8169 | Active | G176485 | WILKINS | 720A | PVB | 0.750 | 73468 | RIGHT SIDE OF HOME
8180 | GRISWOLD DR | 43054- | Inactive | W143195 | WILKINS | 975 | RP | 1.000 | 73475 | BY/IN BUSH NEAR FORD BOX XST 8182 GRISWOLD
8188 | GRISWOLD DR | 43054-8169 | Active | A145237 | WILKINS | 720A | PVB | 0.750 | 73482 | RIGHT SIDE OF HOME
8200 | GRISWOLD DR | 43054-8199 | Active | G204826 | WILKINS | 720A | PVB | 0.750 | 95144 | FRONT OF HOUSE
8206 | GRISWOLD DR | 43054-8199 | Active | G186071 | WILKINS | 720A | PVB | 0.750 | 73514 | LEFT SIDE OF HOME
802 | GRISWOLD ST | 43085-3130 | Active | G044010 | WILKINS | 720A | PVB | 0.750 | 91873 | FRONT OF HOUSE
860 | GRISWOLD ST | 43085-3130 | Active | 191002 | WATTS | 909M2QT | RP | 0.750 | 3434158
870 | GRISWOLD ST | 43085-3130 | Inactive | 177330 | WATTS | 909 | RP | 3.000 | 87959 | FRONT BASEMENT OF OLD CHURCH AT WATER METER
143 | GROGAN AVE | 43211- | Due Install | [5 empty] | 3434179 | WEST WALL UTILITIES ROOM
1430 | GROGAN AVE UNIT A | 43211- | Due Install | [5 empty] | 3434180 | EAST WALL IN RESTROOM
7596 | GROTTO CT | 43235-1463 | Active | 56322 | FEBCO | 765 | PVB | 1.000 | 72292 | FRONT OF HOUSE
7599 | GROTTO CT | 43235-1463 | Active | T409625 | WILKINS | 720A | PVB | 0.750 | 3434194 | RIGHT SIDE OF HOUSE
4319 | GROUSE CT | 43123-9425 | Active | T307746 | WILKINS | 720A | PVB | 0.750 | 3584273 | RIGHT FRONT
3449 | GROVE CITY RD | 43123-3009 | Removed | 034376REM | WATTS | 800M4QT | PVB | 0.750 | 60767 | NORTH SIDE OF BUILDING
3449 | GROVE CITY RD | 43123-3009 | Active | 204645 | WATTS | 09M3 | RP | 0.750 | 3629512 | AT METER
3500 | GROVE CITY RD | 43123 | Active | 1779990816 | AMES | 3000SS | DCDA | 6.000 | 3619804 | S MECH RM S BLDG
3500 | GROVE CITY RD | 43123 | Active | 25810 | WATTS | 007M1QT | DC | 0.750 | 3619805 | S MECH RM S BLDG
3500 | GROVE CITY RD | 43123 | Active | QH-0506 | WATTS | 957 | RP | 4.000 | 3619806 | S MECH RM S BLDG
3500 | GROVE CITY RD | 43123 | Active | 017706 | WATTS | LF009M2QT | RP | 1.500 | 3621304 | RISER ROOM
3709 | GROVE CITY RD | 43123-3020 | Active | 30660 | WATTS | 719QT | DC | 0.750 | 87628 | IN PIT
3709 | GROVE CITY RD | 43123-3020 | Active | 138294 | WATTS | 709DCDA | DCDA | 8.000 | 87714 | PIT
3709 | GROVE CITY RD | 43123-3020 | Active | 108670 | WATTS | 909 | RP | 4.000 | 87715 | EAST WALL FIRE PUMP ROOM
3709 | GROVE CITY RD | 43123-3020 | Active | 403973 | WATTS | 909M1QT | RP | 2.000 | 87716 | EAST WALL FIRE PUMP ROOM
3741 | GROVE CITY RD | 43123 | Active | 261295 | WATTS | LF009M2QT | RP | 2.000 | 3657552 | HOT BOX
3741 | GROVE CITY RD | 43123 | Active | YF0807 | AMES | COLT 300GV | DCDA | 8.000 | 3657553 | MTR PIT
3741 | GROVE CITY RD | 43123 | Active | 76902 | AMES | 2000BM3 | DC | 0.750 | 3657554 | MTR PIT
3815 | GROVE CITY RD | 43123-9190 | Active | 239420 | WATTS | LF009M3QT | RP | 0.750 | 3434213 | BACK BUILDING OLD BATHROOM
3889 | GROVE CITY RD | 43123-9193 | Active | 83055 | WATTS | LF919QT | RP | 1.000 | 3434215 | E WALL
3897 | GROVE CITY RD | 43123-9193 | Due Install |  |  |  | RP | 0.750 | 3434216
3899 | GROVE CITY RD | 43123-9193 | Active | 82688 | WATTS | LF919QT | RP | 1.000 | 3434217 | E WALL
3899 | GROVE CITY RD | 43123-9193 | LPS - Active |  |  |  | LPC |  | 3624749 | LOW PRESSURE SUSTAINING DEVICE FOR BOOSTER PUMP
4343 | GROVE CITY RD | 43123- | Active | ACJ1789 | WILKINS | 975XLZ | RP | 1.500 | 3434219
4343 | GROVE CITY RD | 43123- | Active | WI-2586 | AMES | 300GV | DCDA | 4.000 | 3652355 | W WALL
4343 | GROVE CITY RD | 43123- | Active | 66226 | AMES | 2000BM3 | DC | 0.750 | 3654100 | W WALL
4350 | GROVE CITY RD | 43123-9000 | Active | 100538 | WATTS | 009M3QT | RP | 0.750 | 63783 | BASEMENT
3515 | GROVE CITY RD UNIT A | 43123-3054 | Due Install |  |  |  | RP | 1.500 | 3434203
3515 | GROVE CITY RD UNIT A | 43123-3054 | Due Install |  |  |  | DCDA | 6.000 | 3638801
4870 | GROVE POINTE DR | 43125-9242 | Active | F044996 | WILKINS | 720A | PVB | 0.750 | 97410 | RIGHT SIDE
400 | GROVE ST | 43215-2123 | Active | 4769424 | WILKINS | 975XL | RP | 0.750 | 62534 | West Wall at Meter
211 | GROVEPORT PKE | 43207- | Active | 105993 | watts | LF919QT | RP | 0.750 | 3434298 | 'SO CALLED BASEMENT"
2509 | GROVEPORT PKE | 43207-3147 | Removed | 649418REM | WATTS | 919AQT | RP | 0.750 | 101162 | REMOVED-BLOCK BUILDING IN NW CORNER
2509 | GROVEPORT PKE | 43207-3147 | Active | LF48845 | WATTS | 919QT | RP | 0.750 | 104072 | 2515 GROVEPORT RD, WAREHOUSE
2580 | GROVEPORT PKE | 43207-3146 | Active | A19300 | WATTS | 009M2QT | RP | 0.750 | 58672 | FURNANCE ROOM IN LADY'S ROOM
2500 | GROVEPORT RD | 43207- | Active | 51379 | WATTS | 919AQT | RP | 0.750 | 87956 | INSIDE SOUTH EAST DOOR BY METER
2564 | GROVEPORT RD | 43207-3146 | Active | 356769 | WILKINS | 975 | RP | 0.750 | 58641 | NEXT TO METER S/W CORNER
2716 | GROVEPORT RD | 43207-3149 | Not Required by DOW | 4491883 | wilkins | 975xl | RP | 0.750 | 59079 | 2700 BLDG IN BOX DRAIN RACK AREA -WTR FOUNTAIN
2716 | GROVEPORT RD | 43207-3149 | Active | W026084 | WILKINS | 975 | RP | 0.750 | 59080 | SE IN 2716 BLDG SALES BLDG -AT WTR METER S/E CORNER OF BUILDING
3220 | GROVEPORT RD | 43207-3259 | Removed | 331434REM | WATTS | 909QT | RP | 0.750 | 60217 | REMOVED-BOILER ROOM, Clarfield E.S.
3220 | GROVEPORT RD | 43207-3259 | Not Required by DOW | 20027 | WATTS | 919 | RP | 1.500 | 102580 | Back Corner of the Farm Room Storage
3220 | GROVEPORT RD | 43207-3259 | Not Required by DOW | 4422600XLTCU | WILKINS | 975XL2 | RP | 0.750 | 3623308 | BASEMENT
3220 | GROVEPORT RD | 43207-3259 | Active | ACR5929 | WILKINS | 975XL2 | RP | 2.000 | 3631377 | IN BASEMENT NEXT TO METER AT SOUTH COLUMBUS PREPARATORY ACADEMY
5521 | GROVEPORT RD | 43125 | Active | W109138 | WILKINS | 975XL | RP | 2.000 | 67161 | BACK OF ROOM 105
5625 | GROVEPORT RD | 43125 | Active | 205951 | WATTS | 007M3QT | DC | 0.750 | 104014 | HOT BOX NE OF CAR REPAIR SHOP -OFFICE BEHIND CAR REPAIR
5625 | GROVEPORT RD | 43125 | Active | 1129110109 | WATTS | 774DCDA | DCDA | 6.000 | 3351181 | HOT BOX - NE OF CAR REPAIR SHOP OFFICE BEHIND CAR REPAIR
5626 | GROVEPORT RD | 43125 | Active | 165292 | WATTS | 009QT | RP | 0.500 | 89423 | MECH ROOM AT WATER METER
5650 | GROVEPORT RD | 43125 | Active | MK-5299 | AMES | 500 | RPDA | 6.000 | 3620108 | HOTBOX NEAR STREET
5650 | GROVEPORT RD | 43125 | Active | 74661 | WATTS | LF919QT | RP | 0.750 | 3620109 | HOTBOX NEAR STREET
5900 | GROVEPORT RD | 43125 | Active | 3791515 | WILKINS | 975XL2 | RP | 1.500 | 68260 | EAST SIDE OF BULDING AT WATER METER
5900 | GROVEPORT RD | 43125 | Not Required by DOW | 082812 | WATTS | LF800M4QT | PVB | 1.000 | 68261 | E SIDE (Side of Building)
5900 | GROVEPORT RD | 43125 | Not Required by DOW | 1111115900 | HYDRO-GAP | XX | AG | 1.000 | 97144 | above 3 comp sink
5900 | GROVEPORT RD | 43125 | Not Required by DOW | CB215163 | WILKINS | 720A | PVB | 1.000 | 3639301 | BY SERVICE ENTRANCE IN BUSH
3943 | GROVES RD | 43232-4138 | Due Install |  |  |  | RP | 0.750 | 3434330
3960 | GROVES RD | 43232-4137 | LPS - Active |  |  |  | LST |  | 3640784 | FIRE PUMP - FIRE PUMP HOUSE
3960 | GROVES RD | 43232-4137 | Active | 52288 | WILKINS | 350ASTR | DC | 8.000 | 3658015
3960 | GROVES RD | 43232-4137 | Active | AMA13261 | WILKINS | 975XL3 | RP | 1.500 | 3658849 | FRONT OF BUILDING
3980 | GROVES RD | 43232-4172 | Not Required by DOW | 260531 | WILKINS | 950XL | DC | 0.750 | 62410 | OFFICE RESTROOM IN VANITY, MIDDLE SECTION OF BLDG
3980 | GROVES RD | 43232-4172 | Removed | REM260549 | WILKINS | 975 | RP | 0.750 | 62411 | OFFICE RESTROOM IN VANITY
3980 | GROVES RD | 43232-4172 | Active | 111153 | WATTS | LF009M2QT | RP | 1.500 | 3636593 | HOT BOX
3980 | GROVES RD | 43232-4172 | Active | XH-0411 | AMES | COLT-300CV | DCDA | 8.000 | 3655355 | HOT BOX
3980 | GROVES RD | 43232-4172 | Not Required by DOW | 861361 | WATTS | LF009 | RP | 0.750 | 3655356
3980 | GROVES RD | 43232-4172 | Active | 74358 | AMES | 2000B | DC | 0.750 | 3656761 | HOT BOX
4111 | GROVES RD | 43232-4182 | Active | 182093 | AMES | 3000SS | DCDA | 6.000 | 3434334 | NORTH END OF FACILITY IN ELECTRIC ROOM
4111 | GROVES RD | 43232-4182 | Active | 21980 | WATTS | 007M1QT | DC | 0.750 | 3603651 | NORTH END OF FACILITY IN ELECTRIC ROOM
4111 | GROVES RD | 43232-4182 | [6 empty] | 3656264
4211 | GROVES RD | 43232-4104 | Active | HD2629 | WATTS | 957Z | RP | 3.000 | 93284 | K BLDG NE END OF BLDG MOTORCYCLE WASH BAY RM 193
4211 | GROVES RD | 43232-4104 | Active | 1573760507 | AMES | 3000SS | DCDA | 6.000 | 93310 | @ SPRINKLER
4211 | GROVES RD | 43232-4104 | Active | 08564 | WATTS | 007M1QT | DC | 0.750 | 93311 | @SPRINKLER RISER
4211 | GROVES RD | 43232-4104 | Not Required by DOW | 13801 | WATTS | 919AQT | RP | 1.000 | 93407 | rm D109
4211 | GROVES RD | 43232-4104 | Not Required by DOW | 09634 | WATTS | 919QT | RP | 2.000 | 94626 | K BLDG NE END MOTORCYCE WASH BAY 193
4211 | GROVES RD | 43232-4104 | Not Required by DOW | 14269 | WATTS | 919AQT | RP | 1.000 | 94627 | BOAT MAIN. SHOP 108 NORTH WALL BLDG 6
4211 | GROVES RD | 43232-4104 | Not Required by DOW | 33249 | WATTS | 919AQT | RP | 1.000 | 94628 | ROOM 154 ON NORTH WALL BLDG E
4211 | GROVES RD | 43232-4104 | Not Required by DOW | 15691 | WATTS | 919AQT | RP | 1.000 | 94629 | RM 175A SOUTH WALL BLDG N
4211 | GROVES RD | 43232-4104 | Active | 11153 | WATTS | 919QT | RP | 1.250 | 3633900 | BY ROOM H104 GENERATOR ROOM
4252 | GROVES RD | 43232 | Active | QA-0322 | WATTS | 957 | RP | 4.000 | 3622608 | BOILER ROOM
4252 | GROVES RD | 43232 | Active | QK-1061 | WATTS | 957NRPDA-GV | RPDA | 8.000 | 3622793 | HOT BOX BY S.E. DRIVE
4252 | GROVES RD | 43232 | Active | 66125 | WATTS | 919AQT | RP | 0.750 | 3622794 | HOT BOX BY S.E. DRIVE
4252 | GROVES RD | 43232 | Not Required by DOW | 081122 | WATTS | LF009M2QT | RP | 1.000 | 3626853 | MAIN MECH RM 101
4270 | GROVES RD | 43232-4103 | Not Required by DOW | 327574 | WILKINS | 975 | RP | 1.000 | 63470 | 4280 GROVES RD - ADM GRAIN, BOILER ROOM WAREHOUSE
4270 | GROVES RD | 43232-4103 | Not Required by DOW | 583387 | WILKINS | 975XLBMS | RP | 0.750 | 63471 | FURNACE ROOM FRONT OF ADM BUILDING AT 4260 GROVES
4270 | GROVES RD | 43232-4103 | Not Required by DOW | 153365 | WILKINS | 975XLBMS | RP | 0.750 | 96624 | BACK STORAGE ROOM AT 4280 GROVES
4270 | GROVES RD | 43232-4103 | Active | 43701 | WATTS | LF919QT | RP | 2.000 | 3629985
4270 | GROVES RD | 43232-4103 | Active | 1035711022 | AMES | 3000SS | DCDA | 8.000 | 3629987
4270 | GROVES RD | 43232-4103 | Active | 87373 | AMES | 2000B | DC | 0.750 | 3657069
4285 | GROVES RD | 43232-4104 | NULL | [5 empty] | 3434336
4320 | GROVES RD | 43232-4103 | Due Install |  |  |  | RP | 6.000 | 3434337
4330 | GROVES RD | 43232-4103 | Inactive | 129888 | WATTS | 009QT | RP | 2.000 | 63699 | **REMOVED** WEST WALL OF MECHANICAL ROOM
4330 | GROVES RD | 43232-4103 | Active | 75925 | WATTS | LF919QT | RP | 1.000 | 3650651 | WEST WALL OF MECHANICAL ROOM
4500 | GROVES RD | 43232-4106 | Active | 247560 | WATTS | 909 | RP | 6.000 | 64222 | E SIDE OF BLDG BY THE OVERHEAD DOOR
4500 | GROVES RD | 43232-4106 | Active | H05136 | FEBCO | 825YA | RP | 1.000 | 64223 | BY OVERHEAD DOOR
4500 | GROVES RD | 43232-4106 | Due Install |  |  |  | RP |  | 3629944
4500 | GROVES RD | 43232-4106 | Active | 104435 | AMES | 5000SS | RP | 4.000 | 3658871
4545 | GROVES RD | 43232-4114 | Due Install |  |  |  | RP | 1.000 | 3434339 | meter pit
4545 | GROVES RD | 43232-4114 | Due Install |  |  |  | DCDA | 8.000 | 3650928 | METER PIT
4545 | GROVES RD | 43232-4114 | Due Install |  |  |  | DC | 0.750 | 3658659 | METER PIT
4736 | GROVES RD | 43232-4165 | Active | 126130 | WATTS | 009QT | RP | 0.750 | 64915 | AT WATER METER
4740 | GROVES RD | 43232-4163 | Active | 67219 | WATTS | 919QT | RP | 1.000 | 64924 | AT WATER METER
4800 | GROVES RD | 43232-4165 | Active | 1162723 | WILKINS | 975XLBMS | RP | 1.000 | 65095 | MECH ROOM
3910 | GROVES RD UNIT A | 43232-4162 | Due Install |  |  |  | RP |  | 3434325 | FORD BOX SOUTHWEST END OF BUILDING
3910 | GROVES RD UNIT C | 43232-4162 | Due Install |  |  |  | RP |  | 3434326 | SOUTHWEST CORNER OF BUILDING
3910 | GROVES RD UNIT E | 43232-4162 | Due Install |  |  |  | RP |  | 3434327
8922 | GUILDER ST | 43065-9036 | Active | T131896 | WILKINS | 720A | PVB | 0.750 | 103383 | LEFT SIDE OF HOUSE
1552 | GUILFORD RD | 43221-3851 | Active | HB49621 | FEBCO | 765 | PVB | 0.750 | 91663 | FRONT OF HOUSE
1576 | GUILFORD RD | 43221-3851 | Active | T385547 | WILKINS | 720 | PVB | 0.750 | 3434630 | LEFT SIDE OF HOUSE
1580 | GUILFORD RD | 43221-3851 | Active | T366123 | WILKINS | 720A | PVB | 0.750 | 3434632 | LEFT SIDE
1600 | GUILFORD RD | 43221-3853 | Active | T466192 | WILKINS | 720A | PVB | 0.750 | 3434634
1645 | GUILFORD RD | 43221-3852 | Active | CAA25753 | WILKINS | 720A | PVB | 1.000 | 3434646 | FRONT OF HOUSE RIGHT OF FRONT DOOR
1687 | GUILFORD RD | 43221-3852 | Active | CB828084 | WILKINS | 720A | PVB | 0.750 | 3434655 | FRONT LEFT OF DOOR
1701 | GUILFORD RD | 43221-3852 | Active | T295371 | WILKINS | 720A | PVB | 0.750 | 3434658 | RIGHT SIDE
1754 | GUILFORD RD | 43221-3855 | Active | T240326 | WILKINS | 720A | PVB | 0.750 | 3434662 | FRONT OF HOUSE
1766 | GUILFORD RD | 43221-3855 | Active | CB653346 | WILKINS | 720A | PVB | 0.750 | 3434663 | RIGHT SIDE OF HOUSE
1788 | GUILFORD RD | 43221-3855 | Active | CAA67174 | WILKINS | 720A | PVB | 0.750 | 3434668 | LEFT SIDE OF HOUSE
1820 | GUILFORD RD | 43221-3855 | Active | AB3099 | FEBCO | 765 | PVB | 1.000 | 87466 | FRONT RIGHT OF DOOR
2025 | GUILFORD RD | 43221-4341 | Active | AC6680 | FEBCO | 765 | PVB | 1.000 | 57060 | RIGHT SIDE MIDDLE
2026 | GUILFORD RD | 43221-4342 | Active | 039716 | WATTS | 800M4FR | PVB | 0.750 | 3434689 | back of house
2040 | GUILFORD RD | 43221-4344 | Active | H527360 | FEBCO | 765 | PVB | 0.750 | 97424 | RIGHT SIDE OF HOUSE
2079 | GUILFORD RD | 43221-4114 | Active | T308330 | WILKINS | 720A | PVB | 0.750 | 101347 | RIGHT SIDE
2099 | GUILFORD RD | 43221-4114 | Active | T440421 | WILKINS | 720A | PVB | 0.750 | 3434693 | RIGHT SIDE OF HOUSE BY AC
8445 | GULLANE CT | 43017 | Active | 150046 | WILKINS | 720 | PVB | 0.750 | 3434717 | LEFT SIDE OF HOUSE
8455 | GULLANE CT | 43017 | Active | 4152965 | WILKINS | 975XL | RP | 0.750 | 3434719 | RIGHT SIDE OF HOUSE
8475 | GULLANE CT | 43017 | Active | HL48955 | FEBCO | 765 | PVB | 1.000 | 73895 | LEFT SIDE OF HOUSE
8515 | GULLANE CT | 43017 | Active | G242395 | WILKINS | 720A | PVB | 0.750 | 99053 | FRONT OF HOUSE
4213 | GUNSTON HALL | 43054-8928 | Active | 06031 | WATTS | 800M2QT | PVB | 1.000 | 63309 | BEHIND BUSHES OUTSIDE NEAR FRONT ENTRYWAY
4220 | GUNSTON HALL | 43054-8928 | Active | 83061 | WATTS | 800QT | PVB | 1.000 | 63326 | LEFT OF FRONT DOOR
4225 | GUNSTON HALL | 43054-8928 | Active | 4225 | WILKINS | 720A | PVB | 1.000 | 63340 | IN BASEMENT AT WATER METER
4225 | GUNSTON HALL | 43054-8928 | Active | EAF4888 | WILKINS | 720A | PVB | 0.750 | 3654640 | RIGHT OF FRONT DOOR
1185 | GUSTAVUS LN | 43205- | Active | 21835 | WATTS | 919QT | RP | 1.500 | 3627984 | AT WATER METER IN CLOSET AT S DOOR (CHAPEL ST)
4173 | GUSTON PL | 43230 | Active | T196754 | WILKINS | 720A | PVB | 0.750 | 3587524 | LEFT SIDE OF THE HOUSE
6625 | GUYER ST | 43085-2426 | Removed | 587992REM | WATTS | 909QT | RP | 1.000 | 70397 | BOILER #2 (BOILER ROOM) - Worthingway M. S.
6625 | GUYER ST | 43085-2426 | Removed | 580597REM | WATTS | 909QT | RP | 1.000 | 70398 | BOILER ROOM - Worthingway M. S.
6625 | GUYER ST | 43085-2426 | Not Required by DOW | 23066 | WATTS | 919QT | RP | 2.000 | 103998 | IN BOILER ROOM BY HOT WATER TANKS - Worthingway M. S.
6625 | GUYER ST | 43085-2426 | Active | UE-0616 | AMES | 400 | RP | 4.000 | 3638125 | HOT BOX AT PIT ON THACHERAY
6625 | GUYER ST | 43085-2426 | Active | UD-1213 | AMES | COLT 300 | DCDA | 8.000 | 3647134 | METER PIT NORTHWEST PROPERTY ON THACKERAY
6625 | GUYER ST | 43085-2426 | Active | 61034 | AMES | 200B | DC | 0.750 | 3647136 | METER PIT NORTHWEST SECTION OF PROPERTY
6625 | GUYER ST | 43085-2426 | Not Required by DOW | 4916455 | Wilkins | 975XL2 | RP | 2.000 | 3650500 | STORAGE CLOSET OF GYM
4603 | GWYNEDD CT | 43016-8294 | Active | 516838 | WILKINS | 720A | PVB | 0.750 | 64541 | LEFT SIDE OF HOUSE NORTH EAST
4618 | GWYNEDD CT | 43016-8294 | Active | 375397 | WILKINS | 720A | PVB | 0.750 | 64585 | RIGHT SIDE
4619 | GWYNEDD CT | 43016-8294 | Active | DJ9738 | FEBCO | 765 | PVB | 0.750 | 64590 | LEFT HAND SIDE
4627 | GWYNEDD CT | 43016-8294 | Active | 444306 | WILKINS | 720A | PVB | 0.750 | 64612 | LEFT SIDE
7606 | GYLWYN CT | 43017-8612 | Active | cb243076 | WILKINS | 720A | PVB | 1.000 | 72327 | LEFT SIDE OF HOUSE ---OUTSIDE
7613 | GYLWYN CT | 43017 | Active | 305003 | WATTS | 800M4QT | PVB | 1.000 | 72338 | RIGHT SIDE
3922 | HABITAT DR | 43228-9590 | Due Install |  |  |  | RP | 6.000 | 3434936
9120 | HADDINGTON CT | 43017 | Active | 07544 | WATTS | 800M2QT | PVB | 0.750 | 74566 | EAST SIDE OF HOUSE BY SMALL DOOR
9132 | HADDINGTON CT | 43017 | Active | hg04225 | FEBCO | 765 | PVB | 1.000 | 74570 | RIGHT CENTER BY GAS MTR IN BUSHES
9138 | HADDINGTON CT | 43017 | Active | cb794283 | WILKINS | 720A | PVB | 1.000 | 74572 | OUTSIDE FRONT RIGHT
3251 | HADDINGTON DR | 43068-5086 | Due Install |  |  |  | RP | 6.000 | 3366010
5519 | HADDINGTON DR | 43017-9451 | Active | 7943948 | WILKINS | 975XL | RP | 1.000 | 93854 | BASEMENT BOTTOM OF STAIRS TO THE RIGHT
5520 | HADDINGTON DR | 43017 | Active | HH28427 | FEBCO | 765 | PVB | 1.000 | 67159 | BACK LEFT OF HOUSE
5531 | HADDINGTON DR | 43017-9451 | Active | CB915313 | WILKINS | 720A | PVB | 0.750 | 3435015 | RIGHT REAR AT A/C UNIT
5532 | HADDINGTON DR | 43017-8537 | Active | G045556 | WILKINS | 720A | PVB | 0.750 | 67193 | (RIGHT) EAST SIDE OF HOUSE
5555 | HADDINGTON DR | 43017-9451 | Active | H656604 | FEBCO | 765 | PVB | 0.750 | 100159 | LEFT SIDE OF HOUSE
5566 | HADDINGTON DR | 43017-9452 | Active | 3938256 | WILKINS | 975XL2 | RP | 0.750 | 93855 | REAR OF HOUSE UNDER DECK
5679 | HADDINGTON DR | 43017-9451 | Active | CB076705 | WILKINS | 720A | PVB | 0.750 | 3435019 | RIGHT FRONT
5690 | HADDINGTON DR | 43017-9452 | Active | 315927 | WATTS | 800CMQT | PVB | 0.750 | 67606 | RIGHT HAND SIDE
5691 | HADDINGTON DR | 43017-9451 | Active | 4791704 | WILKINS | 975XL | RP | 0.750 | 93856 | Left front
5715 | HADDINGTON DR | 43017-9451 | Active | 342335 | WILKINS | 720A | PVB | 1.000 | 67699 | LEFT SIDE OF HOUSE
5739 | HADDINGTON DR | 43017-9451 | Active | AE8557 | FEBCO | 765 | PVB | 1.000 | 67765 | LEFT HAND SIDE
5753 | HADDINGTON DR | 43017-9451 | Active | AH0682 | FEBCO | 765 | PVB | 1.000 | 67827 | LEFT SIDE
5844 | HADDINGTONSHIRE LN | 43016-3283 | Active | T034158 | WILKINS | 720A | PVB | 0.750 | 100070 | RIGHT SIDE
5845 | HADDINGTONSHIRE LN | 43016 | Active | EAK2118 | WILKINS | 720A | PVB | 1.000 | 93858 | RIGHT FRONT
6151 | HADDO WAY | 43017-8526 | Active | 5904 | FEBCO | 765 | PVB | 0.750 | 69156 | RIGHT SIDE OF HOUSE
6152 | HADDO WAY | 43017-8527 | Active | 111267 | WATTS | 800QT | PVB | 0.750 | 69161 | LEFT FRONT
6159 | HADDO WAY | 43017-8526 | Active | 672217 | WILKINS | 720A | PVB | 0.750 | 69181 | FRONT OF HOUSE
6160 | HADDO WAY | 43017-8527 | Active | 672174 | WILKINS | 720A | PVB | 0.750 | 69184 | EASTSIDE OF BUILDING
6167 | HADDO WAY | 43017-8526 | Active | 438899 | WILKINS | 720A | PVB | 0.750 | 69211 | WEST SIDE OF HOUSE
6168 | HADDO WAY | 43017-8527 | Active | G125198 | WILKINS | 720A | PVB | 0.750 | 95879 | LEFT FRONT
6176 | HADDO WAY | 43017-8527 | Active | 822906 | WILKINS | 720A | PVB | 0.750 | 69263 | LEFT HAND SIDE
1197 | HADDON RD | 43209-2962 | Active | CB757953 | WILKINS | 720A | PVB | 1.000 | 54225 | RIGHT SIDE OF HOUSE--OUTSIDE
1325 | HADDON RD | 43209-3102 | Active | BB5743 | FEBCO | 765 | PVB | 0.750 | 93859 | RIGHT OF FRONT DOOR
1348 | HADDON RD | 43209-3101 | Active | 681690 | WATTS | 800M4FR | PVB | 1.000 | 54759 | FRONT OF HOUSE
1371 | HADDON RD | 43209-3102 | Active | 55164 | FEBCO | 765 | PVB | 1.000 | 95826 | FRONT OF HOUSE
1378 | HADDON RD | 43209-3101 | Active | T427028 | WILKINS | 720A | PVB | 0.750 | 91040 | LEFT SIDE BY AC
1404 | HADDON RD | 43209-3104 | Active | 597041 | RAINBIRD | AC4000 | PVB | 0.750 | 96212 | LEFT SIDE
1407 | HADDON RD | 43209-3103 | Active | 4540631 | WILKINS | 975XL2 | RP | 0.750 | 54934 | BASEMENT NEXT TO WATER METER
1415 | HADDON RD | 43209-3103 | Removed | F10530REM | FEBCO | 765 | PVB | 1.000 | 97260 | RIGHT SIDE OF BLDG REMOVED
1415 | HADDON RD | 43209-3103 | Active | CB601383 | WILKINS | 720A | PVB | 0.750 | 3648513
1423 | HADDON RD | 43209-3103 | Active | H602626 | FEBCO | 765 | PVB | 1.000 | 54986 | FRONT CENTER OF HSE
1428 | HADDON RD | 43209-3104 | Active | H572438 | FEBCO | 765 | PVB | 1.000 | 91726 | LEFT SIDE OF HOUSE
1438 | HADDON RD | 43209-3105 | Active | 877057 | WILKINS | 720A | PVB | 1.000 | 55026 | OUTSIDE NORTHSIDE OF HOUSE
2210 | HADLEIGH RD | 43220-4348 | Active | T386568 | Wilkins | 720A | PVB | 0.750 | 3435114 | Right rear SW to right of entry
2211 | HADLEIGH RD | 43220-4347 | Active | AC4351 | FEBCO | 765 | PVB | 0.750 | 57627 | RIGHT HAND SIDE OF FRONT DOOR
2220 | HADLEIGH RD | 43220-4348 | Active | T387084 | WILKINS | 720A | PVB | 0.750 | 3435115 | FRONT CENTER
2230 | HADLEIGH RD | 43220-4348 | Active | hi40116 | FEBCO | 765 | PVB | 1.000 | 93861 | RIGHT FRONT
700 | HADLEY DR | 43228-1030 | Active | ALA31511 | WILKINS | 975XL3 | RP | 0.750 | 3435118 | NW CORNER OF BUILDING
700 | HADLEY DR | 43228-1030 | Active | YL-1107 | AMES | COLT 300-GV | DCDA | 6.000 | 3632752 | NW CORNER OF BUILDING
700 | HADLEY DR | 43228-1030 | Active | 79237 | AMES | 2000BM3 | DC | 0.750 | 3658785 | NW CORNER OF BUILDING
715 | HADLEY DR | 43228-1029 | Active | ABK6028 | WILKINS | 975XL2 | RP | 0.750 | 71503 | IN NE WAREHOUSE BY HWT AT WATER METER
717 | HADLEY DR | 43228-1029 | Active | 4122222 | Wilkins | 975XL2 | RP | 0.750 | 71534 | AT WATER METER
719 | HADLEY DR | 43228-1029 | Active | A248110 | WILKINS | 375 | RP | 0.750 | 71577 | AT WATER METER
721 | HADLEY DR | 43228-1029 | Active | 26924 | WATTS | 009M3QT | RP | 0.750 | 71631 | RIGHT SIDE OF WAREHOUSE NEXT TO WATER METER
723 | HADLEY DR | 43228-1029 | Active | 60427 | WATTS | 009M3QT | RP | 0.750 | 71662 | WEST WALL BY WATER METER
581 | HADSHIRE CT | 43119-8582 | Active | 371805 | WILKINS | 720A | PVB | 1.000 | 93862 | BACK EAST SIDE OF HOUSE
590 | HAGUE N AVE | 43204- | Active | 260821 | WATTS | 909M1QT | RP | 1.500 | 68248 | BY OVERHEAD DOOR AT FRONT
590 | HAGUE N AVE | 43204- | Active | TC-1719 | AMES | COLT 300 | DCDA | 6.000 | 3633917 | N INSIDE WALL AT FIRE RISER
590 | HAGUE N AVE | 43204- | Active | 56000 | AMES | 2000BM3 | DC | 0.750 | 3638302 | N INSIDE WALL AT FIRE RISER
728 | HALCYON PL | 43054-9462 | Active | 424897 | WILKINS | 720A | PVB | 0.750 | 93866 | LEFT SIDE OF HOUSE
3070 | HALESWORTH RD | 43221-2214 | Active | CB027915 | WILKINS | 720A | PVB | 0.750 | 3435868 | RIGHT FRONT KIRKLEY/GARAGE SIDE
3145 | HALESWORTH RD | 43221-2215 | Active | F006176 | WILKINS | 720A | PVB | 0.750 | 97736 | left side
3200 | HALESWORTH RD | 43221-2218 | Active | 631330 | WATTS | 800M4QT | PVB | 1.000 | 91589 | RIGHT SIDE OF HOUSE
6315 | HALEY CT | 43026-6170 | Active | EAF6152 | WILKINS | 720A | PVB | 0.750 | 99680 | LEFT SIDE
4551 | HALL RD | 43228- | Not Required by DOW | 01458 | AMES | 4000B | RP | 2.000 | 64338 | 4551 DURROW, FIRE SPRINKLER MECH ROOM
4551 | HALL RD | 43228- | Not Required by DOW | 84680 | WATTS | 007M1QT | DC | 2.000 | 64339 | 4551 DURROW, SPRINKLER ROOM
4551 | HALL RD | 43228- | Not Required by DOW | 84703 | WATTS | 007M1QT | DC | 2.000 | 64340 | 4551 DURROW, SPRINKLER ROOM
4551 | HALL RD | 43228- | Not Required by DOW | 09952 | AMES | 2000B | DC | 2.000 | 64341 | 4551 DURROW, FRONT OF HOUSE
4551 | HALL RD | 43228- | Not Required by DOW | J069524 | FEBCO | 825Y | RP | 1.000 | 86969 | ENTRYWAY ON RIGHT UNDER TREES
4551 | HALL RD | 43228- | Active | XD-0045 | AMES | COLT 400 | RP | 6.000 | 3652714 | ENTRYWAY AT METER PIT
4699 | HALL RD | 43228 | Active | XE-0788 | WATTS | 957 | RP | 4.000 | 3655528 | S/W CLUBHOUSE
4699 | HALL RD | 43228 | Active | HC66849 | WILKINS | 950 | DC | 0.750 | 3656358 | WATER ROOM LOCATED IN THE CLUBHOUSE
4699 | HALL RD | 43228 | Active | 33106B | ZURN | 350ASTDA | DCDA | 8.000 | 3656359 | WATER ROOM LOCATED IN THE CLUBHOUSE
5399 | HALL RD | 43228- | Due Install |  |  |  | RP | 4.000 | 3435985
5487 | HALL RD | 43228-3209 | Active | 431266 | WATTS | LF009 | RP | 0.750 | 3435992
5491 | HALL RD | 43228-3209 | Active | 5000491 | WILKINS | 975XL | RP | 0.750 | 3435994
5495 | HALL RD | 43228-3209 | Active | 157439 | WATTS | 009QT | RP | 0.750 | 67001 | IN RESTROOM AT WATER METER
5499 | HALL RD | 43228-3209 | Active | 27814 | WATTS | 919AQT | RP | 0.750 | 67009 | RESTROOM AT WATER METER
5600 | HALL RD | 43228-8226 | Active | 24488 | WATTS | LF919QT | RP | 1.500 | 67375 | 930 NORTON RD. STRIP MALL N/E CORNER OF HALL AND NORTON
5631 | HALL RD | 43228- | Due Install |  |  |  | RP | 3.000 | 3436001 | CELLAR DOORS UNDER 1051 PLUMROSE DR. XST COWTON DR
5634 | HALL RD | 43228- | Active | 175947 | WATTS | 009M2QT | RP | 2.000 | 67465 | REAR BUILDING, UTILITY ROOM
5711 | HALL RD | 43228- | Active | 439651 | WILKINS | 950 | DC | 1.250 | 67692 | WTR HEATER RM--1054 OAK BAY DRIVE
5711 | HALL RD | 43228- | Due Install |  |  |  | RP | 6.000 | 3654527 | BY MTR PIT
5955 | HALL RD | 43119- | Active | 881489 | WILKINS | 975 | RP | 1.000 | 68401 | USE 6/3/15 CAG. BEHIND WEST ENTRANCE WALL
6160 | HALL RD UNIT WATR | 43119 | Active | YB-0796 | AMES | COLT 400 | RP | 4.000 | 3657126 | METER BUILDING
6160 | HALL RD UNIT WATR | 43119 | Active | 76979 | AMES | 2000BM3 | DC | 0.750 | 3657130 | METER BUILDING
6160 | HALL RD UNIT WATR | 43119 | Active | YB-1199 | AMES | 300GV | DCDA | 8.000 | 3657131 | METER BUILDING
2666 | HALLECK DR | 43209-3220 | Active | 312750 | WATTS | 800QT | PVB | 0.750 | 58924 | BACK OF HOUSE
2667 | HALLECK DR | 43209-3221 | Removed | REM657993 | Rainbird | 100R | PVB | 0.750 | 96216 | FRONT LEFT OF HOUSE LEFT OF DOOR
2766 | HALLECK DR | 43209-3284 | Active | T315417 | WILKINS | 720A | PVB | 0.750 | 95737 | FRONT RIGHT
2767 | HALLECK DR | 43209-3285 | Removed | REMH938361 | FEBCO | 765 | PVB | 0.750 | 59236 | LEFT FRONT SIDE OF HOME
73 | HALLIGAN AVE | 43085-2611 | Active | 209037 | WILKINS | 720A | PVB | 0.750 | 92055 | LEFT SIDE OF HOUSE
10 | HALLIGAN AVE | 43085-2613 | Active | 672917 | WILKINS | 720A | PVB | 0.750 | 101036
567 | HALLMARK PL | 43085-3502 | Active | hb77765 | FEBCO | 765 | PVB | 0.750 | 67555 | REAR OF HOUSE
22 | HALLOWELL DR | 43004 | Active | WC-0787 | AMES | 4000CIV | RP | 8.000 | 3652681 | In pool pump house
59 | HALLWORTH AVE | 43232- | Due Install |  |  |  | RP | 6.000 | 3436178 | AT METER
2861 | HALSTEAD RD | 43221-2915 | Active | 6934 | FEBCO | 765 | PVB | 0.750 | 59458 | FRONT OF HOUSE
2880 | HALSTEAD RD | 43221-2916 | Active | G126952 | WILKINS | 720A | PVB | 0.750 | 96107 | LEFT SIDE OF HOUSE
2927 | HALSTEAD RD | 43221-2917 | Active | VAA2843 | WILKINS | 720A | PVB | 0.750 | 3436282
2951 | HALSTEAD RD | 43221-2917 | Active | 218943 | WATTS | 800M4QT | PVB | 1.000 | 59607 | FRONT OF HOUSE
2982 | HALSTEAD RD | 43221-2918 | Active | 817488 | WILKINS | 720A | PVB | 0.750 | 59645 | SOUTHWEST SIDE OF HOUSE
2985 | HALSTEAD RD | 43221-2917 | NULL | [5 empty] | 3616752
8795 | HALYARD CT | 43065-8684 | Active | cb092857 | WILKINS | 720A | PVB | 0.750 | 74291 | LT SIDE
238 | HAMILTON AVE | 43203 | Active | A05367 | WATTS | 009M2-FP | RP | 1.500 | 100054 | IN HOT BOX AT METER ALONG SOUTH SIDE OF 240 HAMILTON AVE - SERVES 240-262
238 | HAMILTON AVE | 43203 | Not Required by DOW | 336773 | WATTS | 800CMQT | PVB | 0.750 | 101528 | IN HOT BOX
364 | HAMILTON AVE | 43203-1330 | Active | CB773364 | WILKINS | 720A | PVB | 0.750 | 3436359 | FRONT LEFT SIDE OF HOUSE
191 | HAMILTON AVE | 43211-2107 | Due Install | [5 empty] | 3436378 | MTR IS IN BOX IN KITCHEN
2001 | HAMILTON AVE | 43211-2115 | Active | W047073 | WILKINS | 975 | RP | 1.000 | 56997 | BOILER ROOM-LINMOOR M.S.
2001 | HAMILTON AVE | 43211-2115 | Due Install |  |  |  | RP | 4.000 | 3638618
2047 | HAMILTON AVE | 43211-2115 | NULL | [5 empty] | 3625014
4420 | HAMILTON CT | 43232 | Active | W080770 | WILKINS | 975XL | RP | 2.000 | 3436543 | AT WATER METER IN 2254 S HAMILTON RD
2561 | HAMILTON RD | 43211- | Active | 170165 | WATTS | 009M3QT | RP | 0.750 | 3619734 | 2595 S HAMILTON RD, BOILER ROOM
2561 | HAMILTON RD | 43211- | In Review |  |  |  | DCDA | 8.000 | 3636170
2561 | HAMILTON RD | 43211- | Active | 24513 | WATTS | 919QT | RP | 1.500 | 3639362 | MECHANICAL ROOM
2561 | HAMILTON RD | 43211- | Due Install |  |  |  | RP |  | 3644725
2561 | HAMILTON RD | 43211- | Due Install |  |  |  | DCDA |  | 3644726
5868 | HAMILTON RD | 43054 | Not Required by DOW | B158075 | WILKINS | 375XL | RP | 0.500 | 3629732 | CONDENSATE COOLER FROM HUMIDIFIERS, WATER HEATER ROOM
5868 | HAMILTON RD | 43054 | Not Required by DOW | B146231 | WILKINS | 375XL | RP | 0.500 | 3629734 | HUMIDIFIERS, 2ND FL JANITOR CLOSET ABOVE MOP SINK/DROP CEILING
5868 | HAMILTON RD | 43054 | Not Required by DOW | 4400137 | WILKINS | 975XLTCU | RP | 1.250 | 3629735 | WATER ROOM
5868 | HAMILTON RD | 43054 | Active | 4417342 | WILKINS | 975XLTCU | RP | 2.000 | 3629736 | WATER ROOM
5868 | HAMILTON RD | 43054 | Active | 1936860218 | AMES | 3000SS | DCDA | 4.000 | 3630264 | RISER ROOM
5868 | HAMILTON RD | 43054 | Active | 79663 | AMES | 2000B | DC | 0.750 | 3630265 | RISER ROOM
3880 | HAMILTON SQUARE BLVD | 43207- | Active | 12366 | WATTS | 009QT | RP | 1.000 | 62026 | POOL - 3800 BATTERSEA DR
3880 | HAMILTON SQUARE BLVD | 43207- | Active | 223855 | WATTS | 009cw | RP | 1.000 | 62027 | POOL - 4365 BAYSHIRE RD
3880 | HAMILTON SQUARE BLVD | 43207- | Due Install |  |  |  | RP | 6.000 | 3632469
3964 | HAMILTON SQUARE BLVD | 43125 | Active | 104131 | AMES | 3000SS | DCDA | 6.000 | 62374 | NW MECH/RISER ROOM
3964 | HAMILTON SQUARE BLVD | 43125 | Not Required by DOW | 149720 | WATTS | 009M2QT | RP | 2.000 | 62375 | MAIN METER ROOM IN BACK OF STORAGE ROOM
3964 | HAMILTON SQUARE BLVD | 43125 | Active | 159678 | WATTS | 909 | RP | 3.000 | 62376 | NW MECH/RISER ROOM AT WATER METER
3964 | HAMILTON SQUARE BLVD | 43125 | Not Required by DOW | 07284 | WATTS | 919QT | RP | 0.500 | 62377 | MECH ROOM SOUTH WALL
3964 | HAMILTON SQUARE BLVD | 43125 | Not Required by DOW | 350068 | WATTS | 909HWM1QT | RP | 2.000 | 62378 | WATER METER ROOM
3964 | HAMILTON SQUARE BLVD | 43125 | Not Required by DOW | 350085 | WATTS | 909HWM1QT | RP | 2.000 | 62379 | MTR ROOM
3964 | HAMILTON SQUARE BLVD | 43125 | Active | 04721 | WATTS | 007M1QT | DC | 0.750 | 62380 | NW MECH/RISER ROOM
3964 | HAMILTON SQUARE BLVD | 43125 | Not Required by DOW | 546265 | WATTS | 909QT | RP | 1.000 | 62381 | S. MECH RM (1ST FLOOR)
3964 | HAMILTON SQUARE BLVD | 43125 | Removed | REM02150 | WATTS | 919AQT | RP | 0.750 | 62382 | REMOVED - DARK ROOM
3964 | HAMILTON SQUARE BLVD | 43125 | Not Required by DOW | 09994 | WATTS | 719QT | DC | 1.000 | 99057 | MECHANIC ROOM
4019 | HAMILTON SQUARE BLVD | 43125-9119 | Not Required by DOW | 119346 | WATTS | 009M3QT | RP | 0.750 | 62693 | STORAGE ROOM-ABOVE MAIN WATER METER
4019 | HAMILTON SQUARE BLVD | 43125-9119 | Not Required by DOW | 192934 | WATTS | 009M2QT | RP | 1.000 | 62694 | MECH ROOM AT WATER METER
4019 | HAMILTON SQUARE BLVD | 43125-9119 | Active | 202797 | WATTS | 009M2QT | RP | 2.000 | 62695 | MECH ROOM AT WATER METER
4041 | HAMILTON SQUARE BLVD | 43125-9119 | Active | 1125430301 | AMES | 3000SS | DCDA | 6.000 | 62734 | SOUTH END OF BLDG BY METER
4041 | HAMILTON SQUARE BLVD | 43125-9119 | Active | 364846 | WATTS | 909M1QT | RP | 2.000 | 62735 | SOUTH END OF BLDING AT METER
4041 | HAMILTON SQUARE BLVD | 43125-9119 | Active | 49459 | WATTS | 007M1 | DC | 0.750 | 62736 | METER ROOM SOUTH EAST CORNER
4041 | HAMILTON SQUARE BLVD | 43125-9119 | Not Required by DOW | 236411 | WATTS | 009M1QT | RP | 1.000 | 62737 | POOL ROOM
4085 | HAMILTON SQUARE BLVD | 43125 | Active | 125860 | WATTS | LF009 | RP | 1.500 | 3655679 | SE CORNER OF WAREHOUSE
4105 | HAMILTON SQUARE BLVD | 43125-9084 | Active | N0706110636 | FEBCO | 880V | RP | 3.000 | 96258 | IN MECH ROOM BY WATER METER
4105 | HAMILTON SQUARE BLVD | 43125-9084 | Active | 1110100607 | WATTS | 774 | DCDA | 8.000 | 96310 | HOT BOX AT ROAD
4105 | HAMILTON SQUARE BLVD | 43125-9084 | Active | 093978 | WATTS | 007M2QT | DC | 0.750 | 96311 | HOT BOX AT ROAD
4141 | HAMILTON SQUARE BLVD | 43125-9084 | Not Required by DOW | 25149 | WATTS | 919QT | RP | 2.000 | 63029 | NORTH WALL
4141 | HAMILTON SQUARE BLVD | 43125-9084 | Removed | 154501REM | WATTS | 009QT | RP | 0.750 | 63030 | REMOVED-W WALL SERVICE BAY
4141 | HAMILTON SQUARE BLVD | 43125-9084 | Active | 30400 | AMES | 3000SS | DCDA | 6.000 | 63031 | METER PIT FRONT OF BUILDING--SERIAL #3ENO400
4141 | HAMILTON SQUARE BLVD | 43125-9084 | Not Required by DOW | 57113 | WATTS | 919AQT | RP | 1.000 | 63032 | UP HIGH CAR WASH S WALL
4141 | HAMILTON SQUARE BLVD | 43125-9084 | Active | 37230 | WATTS | 007QT | DC | 0.750 | 63033 | METER PIT FRONT OF BUILDING
4141 | HAMILTON SQUARE BLVD | 43125-9084 | Active | 683184 | WILKINS | 975XLBMS | RP | 2.000 | 63034 | NEXT TO METER BY PAINT BOOTH
4200 | HAMILTON SQUARE BLVD | 43125 | Active | 56970 | WATTS | 919AQT | RP | 0.750 | 3609657 | AT METER
4281 | HAMILTON SQUARE BLVD | 43125- | Active | 10831 | AMES | 2000SS | DC | 2.000 | 63513 | Bldg #2: 4266 Bennington Pond Dr. Riser room in breezeway
4281 | HAMILTON SQUARE BLVD | 43125- | Active | 577203 | WILKINS | 975XL | RP | 1.000 | 63514 | Club House, Mechanical room.
4281 | HAMILTON SQUARE BLVD | 43125- | Active | 66226 | WATTS | 007QT | DC | 2.000 | 63515 | Bldg #8: 4175 Bennington Creek Ln. Riser Rm in breezeway
4281 | HAMILTON SQUARE BLVD | 43125- | Active | 004519 | WATTS | 007M1QT | DC | 2.000 | 63516 | Bldg #9: 4176 Bennington Creek Ln. Riser room in breezeway
4281 | HAMILTON SQUARE BLVD | 43125- | Active | 66232 | WATTS | 007QT | DC | 2.000 | 63517 | Bldg#10: 4255 Bennington Pond Dr. Riser room in breezeway
4281 | HAMILTON SQUARE BLVD | 43125- | Active | 67477 | WATTS | 007M1QT | DC | 2.000 | 63518 | Bldg #7: 4265 Bennington Creek Ln. Riser room in breezeway
4281 | HAMILTON SQUARE BLVD | 43125- | Removed | 67778REM | WATTS | 007QT | DC | 2.000 | 63519 | REMOVED-IN BLDG #6 IN MECH ROOM
4281 | HAMILTON SQUARE BLVD | 43125- | Active | 67479 | WATTS | 007QT | DC | 2.000 | 63520 | Bldg#12: 4316 Bennington Creek Ln. Riser room in breezeway
4281 | HAMILTON SQUARE BLVD | 43125- | Active | 68140 | WATTS | 007QT | DC | 2.000 | 63521 | Bldg#11: 4335 Bennington Pond Dr. Riser room in the breezeway.
4281 | HAMILTON SQUARE BLVD | 43125- | Active | 001836 | WATTS | 007M1QT | DC | 2.000 | 63522 | Bldg#5: 4466 Bennington Pond Dr. Riser room in breezeway
4281 | HAMILTON SQUARE BLVD | 43125- | Active | 405319 | WILKINS | 975XL2 | RP | 1.000 | 63523 | Club House, 4261 Hamilton Sq. blvd. In the pool mechanical roo.
4281 | HAMILTON SQUARE BLVD | 43125- | Active | 10816 | AMES | 2000B | DC | 2.000 | 63524 | Bldg #4: 4396 Bennington Pond Dr. Riser room in breezeway
4281 | HAMILTON SQUARE BLVD | 43125- | Active | 64561 | WATTS | 007QT | DC | 2.000 | 91434 | BLDG #1: 4206 Bennington Pond Dr. Riser room in breezeway
4281 | HAMILTON SQUARE BLVD | 43125- | Active | 36835 | AMES | 2000B | DC | 2.000 | 98630 | Bldg #3: 4336 Bennington Pond Dr. Riser room in breezeway
4281 | HAMILTON SQUARE BLVD | 43125- | Active | 67478 | WATTS | 007M1QT | DC | 2.000 | 3607382 | Bldg #6: 4335 Bennington Creek Ln. Riser room in breezeway
4281 | HAMILTON SQUARE BLVD | 43125- | Due Install | [5 empty] | 3641396 | PIT RIGHT SIDE OF ENTRY
6708 | HAMLET CT | 43017 | Active | EAH5663 | WILKINS | 710 | PVB | 0.750 | 3654700 | RIGHT SIDE OF HOUSE NEAR FRONT
6714 | HAMLET CT | 43017 | Active | T415900 | WILKINS | 720A | PVB | 0.750 | 3653464 | RIGHT FRONT
6719 | HAMLET CT | 43017 | Active | T447766 | WILKINS | 720A | PVB | 0.750 | 3652562
6720 | HAMLET CT | 43017 | Active | CB024612 | WILKINS | 720A | PVB | 0.750 | 3657595 | right front
6725 | HAMLET CT | 43017 | Active | CB013452 | WILKINS | 720A | PVB | 0.750 | 3657453 | FRONT LEFT
6726 | HAMLET CT | 43017 | Active | CAD513 | WILKINS | 710 | PVB | 0.750 | 3654304 | RIGHT FRONT
6731 | HAMLET CT | 43016 | Active | EAF8978 | WILKINS | 720A | PVB | 0.750 | 3656957 | LEFT SIDE
6732 | HAMLET CT | 43017 | Active | CBD925 | WILKINS | 710 | PVB | 0.750 | 3658908 | RIGHT FRONT
6737 | HAMLET CT | 43017 | Active | EAF7367 | WILKINS | 720 | PVB | 0.750 | 3656924 | RIGHT SIDE
6738 | HAMLET CT | 43017 | Active | T418130 | WILKINS | 720A | PVB | 0.750 | 3652854 | RIGHT FRONT
6743 | HAMLET CT | 43017 | Active | CB999595 | WILKINS | 720 | PVB | 0.750 | 3649842 | LEFT FRONT
6744 | HAMLET CT | 43017 | Active | CAB09324 | Wilkins | 720A | PVB | 0.750 | 3650551 | RIGHT FRONT
6755 | HAMLET CT | 43017-8749 | Removed | 129245REM | WATTS | 009M3QT | RP | 0.750 | 95975 | BASEMENT WATER SERVICE.
6755 | HAMLET CT | 43017-8749 | Active | ABR4484 | WILKINS | 975XL2 | RP | 1.000 | 3657106 | BASEMENT WATER SERVICE.. WELL ON PROPERTY
720 | HAMLET ST | 43215-1534 | Not Required by DOW | 219120 | WATTS | 009QT | RP | 0.750 | 71601 | BASEMENT BOILER ROOM
720 | HAMLET ST | 43215-1534 | Active | 4661721 | WILKINS | 975XL2 | RP | 1.500 | 3468613 | AT WATER METER
843 | HAMLET ST | 43215 | Active | CB653583 | WILKINS | 720A | PVB | 0.750 | 3587381 | BACK OF HOUSE
933 | HAMLET ST | 43201-3536 | Active | 5017470 | WILKINS | ZURN | RP | 1.500 | 3633051 | NE IN STORAGE/MOP SINK ROOM AT WATER METER
933 | HAMLET ST | 43201-3536 | Not Required by DOW | 24796 | WATTS | 719QT | DC | 0.750 | 3633113 | NE IN BOILER ROOM,
933 | HAMLET ST | 43201-3536 | Not Required by DOW | 91573 | WATTS | LF919QT | RP | 0.750 | 3651291 | NE IN BOILER ROOM,
142 | HAMLET ST | 43201-2533 | Active | 26671 | AMES | 2000B | DC | 1.500 | 98248 | BASEMENT - NE CORNER
1421 | HAMLET ST | 43201-2533 | Active | 30029 | WATTS | LF919-QT | RP | 1.500 | 3629907 | BASEMENT - NE CORNER
1488 | HAMLET ST | 43201-2211 | Active | ABW9269 | WILKINS | 975XL2 | RP | 0.750 | 3436931 | MIDDLE OF HOUSE @METER/ENTER SIDE DOOR OPEN ON 9TH
1285 | HAMLIN PL | 43227-2030 | Active | 28971 | FEBCO | 765 | PVB | 1.000 | 54534 | WEST SIDE OF HOUSE
4102 | HAMMERSMITH CIR | 43054 | Active | T346156 | WILKINS | 720A | PVB | 0.750 | 62926 | BACK OF HOUSE
4111 | HAMMERSMITH CIR | 43054-8417 | Active | CB987550 | WILKINS | 720A | PVB | 0.750 | 89053 | RIGHT SIDE
4112 | HAMMERSMITH CIR | 43054 | Active | CB003777 | WILKINS | 720A | PVB | 0.750 | 62962 | NORTH SIDE
4120 | HAMMERSMITH CIR | 43054-8419 | Active | 243481 | WATTS | 800M4QT | PVB | 0.750 | 62971 | EAST SIDE
4128 | HAMMERSMITH CIR | 43054-8419 | Active | T176316 | WILKINS | 720A | PVB | 0.750 | 62983 | EAST SIDE
1950 | HAMPSHIRE RD | 43221-4117 | Active | H535992 | FEBCO | 765 | PVB | 0.750 | 97133 | LEFT SIDE OF HOUSE
1960 | HAMPSHIRE RD | 43221-4117 | Active | AE3600 | FEBCO | 765 | PVB | 0.750 | 87282 | RIGHT SIDE OF HOUSE
2448 | HAMPSTEAD DR | 43229- | Active | A00841 | AMES | 4000B | RP | 2.000 | 103618 | 2323 HAMPSTEAD DR, OUTSIDE, HOT BOX
7417 | HAMPSTEAD N SQ | 43054-8747 | Active | GB0034 | FEBCO | 765 | PVB | 1.000 | 93870 | RIGHT SIDE OF HOUSE
4883 | HAMPSTED CT | 43054-8749 | Active | 158245 | WATTS | 800QT | PVB | 0.750 | 3650290
4904 | HAMPSTED E SQ | 43054-8742 | Active | T391105 | WILKINS | 720A | PVB | 0.750 | 3437095 | LEFT SIDE OF HOUSE
4928 | HAMPSTED E SQ | 43054-8742 | Active | 246075 | WATTS | 800M4QT | PVB | 0.750 | 88474 | FRONT LEFT
4936 | HAMPSTED E SQ | 43054-8742 | Active | HD5742 | FEBCO | 765 | PVB | 1.000 | 65456 | LT SIDE
4944 | HAMPSTED E SQ | 43054-8742 | Active | 8854 | FEBCO | 765 | PVB | 0.750 | 65469 | RT SIDE OF HSE
7350 | HAMPSTED N SQ | 43054-8744 | Replaced | REPHD5743 | FEBCO | 765 | PVB | 1.000 | 71842 | REPLACED- RIGHT SIDE OF HOUSE
7350 | HAMPSTED N SQ | 43054-8744 | Active | T189354 | WILKINS | 720A | PVB | 1.000 | 3611670 | RIGHT SIDE OF HOUSE
7351 | HAMPSTED N SQ | 43054-8746 | Active | BB3128 | FEBCO | 765 | PVB | 0.750 | 71844 | RIGHT SIDE OF HOUSE
7362 | HAMPSTED N SQ | 43054-8744 | Active | 315279 | watts | 800m4qt | PVB | 0.750 | 71855 | LEFT SIDE OF HOUSE
7372 | HAMPSTED N SQ | 43054-8744 | Active | E6489 | FEBCO | 765 | PVB | 1.000 | 71868 | LT SIDE
7373 | HAMPSTED N SQ | 43054-8746 | Active | G251956 | WILKINS | 720A | PVB | 0.750 | 99459 | FRONT
7384 | HAMPSTED N SQ | 43054-8744 | Active | IE5491 | FEBCO | 765 | PVB | 1.000 | 71881 | LEFT SIDE
7394 | HAMPSTED N SQ | 43054-8744 | Active | 322664 | WILKINS | 720A | PVB | 0.750 | 71892 | LT SIDE HSE
7404 | HAMPSTED N SQ | 43054-8745 | Active | HD5733 | FEBCO | 765 | PVB | 1.000 | 71924 | LEFT FRONT
7407 | HAMPSTED N SQ | 43054-8747 | Active | 672170 | WILKINS | 720A | PVB | 0.750 | 71931 | RT OF HSE
7416 | HAMPSTED N SQ | 43054-8745 | Active | 5469 | FEBCO | 765 | PVB | 1.000 | 71948 | LEFT REAR SIDE
7428 | HAMPSTED N SQ | 43054-8745 | Active | 244401 | WATTS | 800M4FR | PVB | 0.750 | 87502 | LEFT SIDE OF HOUSE
7429 | HAMPSTED N SQ | 43054-8747 | Active | HD93354 | FEBCO | 765 | PVB | 0.750 | 88473 | RIGHT SIDE
7438 | HAMPSTED N SQ | 43054-8745 | Active | 953920 | watts | 800m4qt | PVB | 1.000 | 71976 | LT SIDE
7352 | HAMPSTED S SQ | 43054-8741 | Active | 55448 | WATTS | 800QT | PVB | 1.000 | 71845 | LEFT SIDE OF HOUSE
7359 | HAMPSTED S SQ | 43054- | Active | A083604 | WILKINS | 720 | PVB | 0.750 | 88476 | FRONT RIGHT
7408 | HAMPSTED S SQ | 43054-8741 | Active | HO69653 | FEBCO | 765 | PVB | 0.750 | 71933 | LEFT SIDE OF HOUSE
7419 | HAMPSTED S SQ | 43054-8603 | Active | H353577 | FEBCO | 765 | PVB | 0.750 | 71956 | RIGHT SIDE OF HOUSE
7430 | HAMPSTED S SQ | 43054-8741 | Active | G208578 | WILKINS | 720A | PVB | 0.750 | 95213 | BACK OF HOUSE
7433 | HAMPSTED S SQ | 43054-8603 | Active | cb205716 | WILKINS | 720A | PVB | 0.750 | 71971 | RIGHT SIDE
5973 | HAMPTON CORNERS N | 43026- | Active | F022301 | WILKINS | 720A | PVB | 0.750 | 93183 | RIGHT SIDE
5982 | HAMPTON CORNERS N | 43026- | Active | H246773 | FEBCO | 765 | PVB | 1.000 | 68465 | RIGHT SIDE OF HOUSE - FRONT
6022 | HAMPTON CORNERS N | 43026-7096 | Active | H323055 | FEBCO | 765 | PVB | 0.750 | 88487 | RIGHT SIDE OF HOUSE
6054 | HAMPTON CORNERS N | 43026-7096 | Active | 452505 | WILKINS | 720A | PVB | 1.000 | 68813 | LEFTSIDE OF HOUSE
6015 | HAMPTON CORNERS S | 43026- | Active | 955029 | WILKINS | 720A | PVB | 0.750 | 68710 | LEFT SIDE OF HOME
6023 | HAMPTON CORNERS S | 43026- | Replaced | REP234636 | WATTS | 800QT | PVB | 0.750 | 68724 | REPLACED- LEFT SIDE FRONT
6023 | HAMPTON CORNERS S | 43026- | Active | 395031 | WILKINS | 420 | PVB | 0.750 | 3611536 | LEFT SIDE FRONT
6047 | HAMPTON CORNERS S | 43026- | Active | 181815 | WILKINS | 720A | PVB | 0.750 | 88712 | LEFT SIDE OF HOUSE
6055 | HAMPTON CORNERS S | 43026- | Active | 185567 | WILKINS | 720A | PVB | 0.750 | 88643 | RIGHT SIDE OF HOUSE
5170 | HAMPTON LN | 43220-6112 | Active | H055782 | FEBCO | 765 | PVB | 0.750 | 66230 | LEFT SIDE OF HOUSE
5175 | HAMPTON LN | 43220-6113 | Active | 659177 | RAINBIRD | AC4000 | PVB | 0.750 | 93872 | LEFT SIDE OF HOUSE
5190 | HAMPTON LN | 43220-6112 | Active | 174577 | WATTS | 800M2QT | PVB | 1.000 | 66280 | FRONT OF HOUSE
5195 | HAMPTON LN | 43220-6113 | Active | 64188 | WATTS | 709QT | DC | 1.000 | 93873 | BASEMENT
5210 | HAMPTON LN | 43220-2269 | Active | 224024 | WILKINS | 420 | PVB | 1.000 | 66417 | NE CORNER
5215 | HAMPTON LN | 43220-2270 | Active | H158570 | FEBCO | 765 | PVB | 1.000 | 3437106 | RIGHT SIDE OF HOUSE
5230 | HAMPTON LN | 43220-2269 | Active | T172025 | WILKINS | 720A | PVB | 1.000 | 66464 | FRONT OF HOUSE
5255 | HAMPTON LN | 43220-2270 | Active | hI37549 | FEBCO | 765 | PVB | 1.000 | 66506 | FRONT OF HOUSE
5270 | HAMPTON LN | 43220-2269 | Active | T565846 | WILKINS | 720A | PVB | 1.000 | 101747 | NORTH SIDE OF HOUSE
5275 | HAMPTON LN | 43220-2270 | Active | CB874966 | WILKINS | 720A | PVB | 1.000 | 66539 | RIGHT SIDE OF HOUSE
2674 | HANARRY CT | 43123-8717 | Active | H491674 | FEBCO | 765 | PVB | 0.750 | 95034 | LEFT SIDE OF HOUSE
6957 | HANBYS LOOP | 43054 | [6 empty] | 3657796
6964 | HANBYS LOOP | 43054 | Active | CB992303 | WILKINS | 720A | PVB | 0.750 | 3649732 | RIGHT SIDE OF THE HOUSE BY THE GAS METER
6965 | HANBYS LOOP | 43054 | Active | CB004338 | WILKINS | 720A | PVB | 0.750 | 3650091 | RIGHT SIDE BEHIND AC
6967 | HANBYS LOOP | 43054 | Active | CB597729 | WILKINS | 720A | PVB | 0.750 | 3633015 | LEFT REAR BEHIND AC
6968 | HANBYS LOOP | 43054 | Active | T449897 | WILKINS | 720 | PVB | 0.750 | 3654020 | FRONT CENTER
6971 | HANBYS LOOP | 43054 | Active | T363292 | WILKINS | 720 | PVB | 0.750 | 3644755 | WEST SIDE OF HOUSE
6972 | HANBYS LOOP | 43054 | Active | CB964393 | WILKINS | 720A | PVB | 1.000 | 3649767
6975 | HANBYS LOOP | 43054 | Active | CB333233 | WILKINS | 720A | PVB | 0.750 | 3622942 | FRONT MIDDLE
6976 | HANBYS LOOP | 43054 | Active | CB451685 | WILKINS | 720 | PVB | 1.000 | 3624933 | RIGHT SIDE OF HOUSE
6980 | HANBYS LOOP | 43054 | Active | T446059 | WILKINS | 720A | PVB | 0.750 | 3651461 | FRONT CENTER
6984 | HANBYS LOOP | 43054 | Active | T626642 | WILKINS | 720A | PVB | 1.000 | 3656132
6987 | HANBYS LOOP | 43054 | Active | T387004 | WILKINS | 720 | PVB | 0.750 | 3639047 | RIGHT CENTER
6988 | HANBYS LOOP | 43054 | Active | T417709 | WILKINS | 720A | PVB | 0.750 | 3652944 | LEFT SIDE OF HOUSE
6991 | HANBYS LOOP | 43054 | Active | 020421 | WATTS | 800M4QT | PVB | 1.000 | 3623059 | LEFT SIDE BY AC UNIT
7005 | HANBYS LOOP | 43054 | Active | EAF6939 | ZURN | 720A | PVB | 0.750 | 3654277 | OUTSIDE
7009 | HANBYS LOOP | 43054 | Active | T458851 | WILKINS | 720 | PVB | 0.750 | 3656694 | FRONT OF HOUSE
7018 | HANBYS LOOP | 43054 | Active | CAB17082 | Wilkins | 720A | PVB | 0.750 | 3649171
7021 | HANBYS LOOP | 43054 | Active | CAB06713 | WILKINS | 720 | PVB | 1.000 | 3654922
7025 | HANBYS LOOP | 43054 | Active | CAA28902 | WILKINS | 720A | PVB | 0.750 | 3654078
7029 | HANBYS LOOP | 43054 | Active | T329022 | WILKINS | 720A | PVB | 0.750 | 3633321 | RIGHT SIDE BEHIND GARAGE
7030 | HANBYS LOOP | 43054 | Active | CB317297 | WILKINS | 720A | PVB | 0.750 | 3620051 | LEFT MIDDLE BEHIND AC
221 | HANFORD ST | 43206-3656 | Active | 207731 | WATTS | 009QT | RP | 1.000 | 57624 | BOILER ROOM
281 | HANFORD ST | 43206- | Active | 172309 | WATTS | 009M2QT | RP | 0.750 | 59355 | N SIDE OF PARK 20' FROM ROAD
495 | HANFORD ST | 43206-2819 | Active | 259347 | WATTS | LF009M3QT | RP | 0.750 | 3646402 | HOT BOX
425 | HANNA HILLS DR | 43016 | Active | ABA34532 | WILKINS | 975 XL2 | RP | 0.750 | 3655412
4273 | HANNA HILLS DR | 43016-9554 | Active | H667110 | FEBCO | 765 | PVB | 0.750 | 63485 | LEFT SIDE OF HOUSE BY ELECTRIC METER
4284 | HANNA HILLS DR | 43016-9518 | Active | 72320 | WATTS | 009QT | RP | 0.750 | 63533 | IN BASEMENT AT WATER METER
4285 | HANNA HILLS DR | 43016 | Active | 104782 | WATTS | 009QT | RP | 0.750 | 63537 | HOT WATER TANK ROOM
4309 | HANNA HILLS DR | 43016-9554 | Active | HI15929 | FEBCO | 765 | PVB | 1.000 | 63652 | LEFT REAR OF HOUSE
4312 | HANNA HILLS DR | 43016 | Active | CB585087 | WILKINS | 720 | PVB | 0.750 | 3587227 | RIGHT SIDE OF HOUSE
4333 | HANNA HILLS DR | 43016 | Active | 89771 | WATTS | 009M3QT | RP | 0.750 | 63710 | BASEMENT SUB PUMP ROOM
4340 | HANNA HILLS DR | 43016 | Active | 65585 | WATTS | 009QT | RP | 0.750 | 63734 | FRONT BSMNT METER/SUMP AREA ABOVE METER
4340 | HANNA HILLS DR | 43016 | Removed | W352174REM | WILKINS | 975XL2 | RP | 0.500 | 99030 | **REMOVED ** FRONT BSMNT METER/SUMP AREA BELOW METER FOR SUMP
4381 | HANNA HILLS DR | 43016 | Active | 97466 | WATTS | 909QT | RP | 0.750 | 63849 | LOWER LEVEL CLOSET
4413 | HANNA HILLS DR | 43016 | Active | 20155 | WATTS | 009QT | RP | 0.750 | 63968 | IN BASEMENT AT WATER METER
4447 | HANNA HILLS DR | 43016 | Active | 5011420 | WILKINS | 975XL | RP | 0.750 | 64032 | IN BASEMENT AT WATER METER IN CLOSET
4460 | HANNA HILLS DR | 43016-9518 | Active | 108874 | WATTS | 009QT | RP | 0.750 | 64082 | BASEMENT
8096 | HANOVER CIR | 43016-7403 | Active | G186230 | WILKINS | 720A | PVB | 0.750 | 91820 | LEFT FRONT
8103 | HANOVER CIR | 43016-7404 | Active | H798747 | FEBCO | 765 | PVB | 0.750 | 91901 | LEFT SIDE
5184 | HANOVER CLOSE | 43054-8728 | Active | G044117 | WILKINS | 720A | PVB | 0.750 | 91529 | LEFT SDIE OF HOUSE
5189 | HANOVER CLOSE | 43054-8728 | Active | 813181 | WILKINS | 720A | PVB | 0.750 | 66277 | LEFT FRONT
5195 | HANOVER CLOSE | 43054-8728 | Active | G102883 | WILKINS | 720A | PVB | 1.000 | 66286 | RT SIDE
5198 | HANOVER CLOSE | 43054-8728 | Active | 779613 | WILKINS | 720A | PVB | 0.750 | 66295 | SOUTH SIDE
5215 | HANOVER CLOSE | 43054-8728 | Active | 658699 | WILKINS | 720A | PVB | 0.750 | 66428 | LEFT SIDE OF HOME IN BACKYARD
5222 | HANOVER CLOSE | 43054-8728 | Active | HG96799 | FEBCO | 765 | PVB | 0.750 | 66445 | RIGHT FRONT BY RADON FAN
5230 | HANOVER CLOSE | 43054-8728 | Active | DJ9793 | FEBCO | 765 | PVB | 0.750 | 66465 | SOUTH SIDE OF RESIDENCE - OUTSIDE
5254 | HANOVER CLOSE | 43054-8728 | Replaced | REPH750081 | FEBCO | 765 | PVB | 0.750 | 91258 | REPLACED- LEFT SIDE
5254 | HANOVER CLOSE | 43054-8728 | Active | H968821 | FEBCO | 765 | PVB | 0.750 | 3611347 | LEFT CENTER
5279 | HANOVER CLOSE | 43054-8728 | Active | 301659 | WATTS | 800M4QT | PVB | 0.750 | 66545 | LEFT SIDE OF HOUSE
262 | HANOVER ST | 43215-2332 | Active | 1775980312 | AMES | 2000SS | DCDA | 4.000 | 101096 | MECH ROOM
262 | HANOVER ST | 43215-2332 | Active | 67986 | AMES | 2000B | DC | 0.750 | 101097 | MECH ROOM
262 | HANOVER ST | 43215-2332 | Active | 14104 | WATTS | 919QT | RP | 1.500 | 101098 | METER ROOM
262 | HANOVER ST | 43215-2332 | Not Required by DOW | 34174 | WATTS | 919AQT | RP | 1.000 | 102685 | MECHANICAL ROOM
328 | HARBOR BAY DR | 43221-4807 | Active | A082427 | WILKINS | 720A | PVB | 0.750 | 60360 | SE CORNER OF HOUSE
1710 | HARBOR MIST | 43123-8161 | Not Required by DOW | W276694 | WILKINS | 975XL | RP | 1.500 | 87975 | MECH ROOM EAST SIDE OF BUILDING
1710 | HARBOR MIST | 43123-8161 | Active | W242292 | WILKINS | 975 | RP | 2.000 | 88276 | MECH ROOM
1710 | HARBOR MIST | 43123-8161 | Not Required by DOW | 266729 | WATTS | 009M2QT | RP | 2.000 | 91519 | POOL MECH ROOM WEST SIDE
1710 | HARBOR MIST | 43123-8161 | Active | W172359 | WILKINS | 975XL | RP | 0.750 | 102858 | POST @ 1337 DELCASTLE LOOP BEHIND BUSHES.
4290 | HARBOROUGH RD | 43220-4310 | Active | 95277 | FEBCO | 765 | PVB | 1.000 | 93875 | FRONT
4321 | HARBOROUGH RD | 43220-4309 | Active | 791001 | WATTS | 800M4FR | PVB | 1.000 | 93878 | BACK LEFT HAND SIDE
4387 | HARBOROUGH RD | 43220-4309 | Active | 185102 | WILKINS | 420 | PVB | 1.000 | 63859 | RIGHT FRONT CORNER
1250 | HARD RD | 43235 | Active | 18750 | WATTS | 919QT | RP | 2.000 | 3607869 | HOT BOX AT PIT 1306 ADDRESS
1250 | HARD RD | 43235 | Active | 115855 | WATTS | 774 | DC | 6.000 | 3607999 | METER PIT (1306 ADDRESS)
1250 | HARD RD | 43235 | Active | 23038 | WATTS | 007M1PCQT | DC | 0.750 | 3608000 | METER PIT (1306 ADDRESS)
1250 | HARD RD | 43235 | Not Required by DOW | 54318 | WATTS | 919QT | RP | 0.750 | 3608058 | NW -MECHANICAL ROOM (1306 ADDRESS)
1499 | HARD RD | 43235-1991 | Not Required by DOW | 244299 | WATTS | 909 | RP | 6.000 | 55152 | BOILER ROOM 2ND FLOOR - Kilbourne H. S.
1499 | HARD RD | 43235-1991 | Not Required by DOW | 4537607 | WILKINS | 975XL | RP | 1.000 | 55153 | BOILER ROOM - Kilbourne H. S.
1499 | HARD RD | 43235-1991 | Not Required by DOW | 411619 | WATTS | 909M1QT | RP | 2.000 | 55154 | IN FRONT OF SCHOOL - Kilbourne H. S.
1499 | HARD RD | 43235-1991 | Active | XE-2139 | WATTS | 957 | RP | 8.000 | 3636967 | IN HOT BOX AT PIT AT E ENTRANCE KILBOURNE H S
1499 | HARD RD | 43235-1991 | LPS - Active |  |  |  | LST |  | 3636970 | FIRE BOOSTER PUMP - 1ST FL MECH BY DOCK
1500 | HARD RD | 43235-1992 | Not Required by DOW | 89690 | WATTS | 909QT | RP | 1.000 | 55200 | Boiler Room - McCord M. S.
1500 | HARD RD | 43235-1992 | Not Required by DOW | 2862162 | WILKINS | 975 | RP | 0.750 | 103285 | 1490 HARD RD - GRANBY ELEMENTARY, MECHANICAL ROOM
1500 | HARD RD | 43235-1992 | Active | UH-0309 | WATTS | 957 | RP | 6.000 | 3636966 | IN HOT BOX AT PIT E OF E ENTRANCE McCORD
1500 | HARD RD | 43235-1992 | Not Required by DOW | 176614 | WATTS | 009M2 | RP | 1.000 | 3639354 | MCCORD MIDDLE SCHOOL - 1504 HARD RD custodial closet in modular
1840 | HARD RD | 43235-1996 | Not Required by DOW | W104520 | WILKINS | 975 | RP | 1.000 | 56372 | OFFICE BY HOT WATER TANK CHUBBYS GRILL
1840 | HARD RD | 43235-1996 | Active | 4658996 | WILKINS | 975XL2 | RP | 1.000 | 3633714 | AT WATER METER NE OF ZETTLER HARDWARE
1925 | HARD RD | 43235-1807 | Active | 494693 | WILKINS | 975 | RP | 0.750 | 56649 | SE LADIES ROOM AT WATER METER
1930 | HARD RD | 43235-1996 | Active | 249853 | WATTS | LF009M2QT | RP | 2.000 | 3657147 | HOT BOX NW CORNER PROPERTY UDF
1930 | HARD RD | 43235-1996 | Not Required by DOW | ALA16094 | WILKINS | 975 | RP | 1.000 | 3657148 | HOT BOX
1931 | HARD RD | 43235-1807 | Due Install |  |  |  | RP | 0.750 | 3438128 | SE AT WATER METER
1943 | HARD RD | 43235-1807 | Active | A00013 | FEBCO | 880V | RP | 0.750 | 56705 | BATHROOM BEHIND DOOR
1947 | HARD RD | 43235-1807 | Active | ABV3606 | WILKINS | 975 | RP | 0.750 | 3438129 | AT WATER METER IN BACK BATHROOM BETWEEN THE TOILET AND THE WALL
1950 | HARD RD | 43235-1809 | Active | 420774 | WATTS | 909QT | RP | 0.750 | 56729 | NW AT WATER METER NEAR MOP SINK (Stock Room)
1965 | HARD RD | 43235-1807 | Active | 4205056 | WILKINS | 975XL | RP | 1.000 | 3438130 | AT WATER METER IN MIDDLE CLOSET DOGGY DAYCARE BEHIND DRIVE THRU
1973 | HARD RD | 43235-1807 | Active | 4527470 | WILKINS | 975XL | RP | 0.750 | 3438131 | AT WATER METER NW IN BATHROOM DRVE THRU
1977 | HARD RD | 43235-1807 | Active | 4096154 | WILKINS | 975XL | RP | 1.000 | 3438132 | AT WATER METER ROOM N OF BATHROOMS HAIR SALON
1980 | HARD RD | 43235-1809 | Active | 17571 | WATTS | 009M-2QT | RP | 1.500 | 56850 | MECH RM NE CLOSET AT METER IN 1980 (STRIP MALL),
1980 | HARD RD | 43235-1809 | Removed | 46234REM | FEBCO | 825YA | RP | 1.000 | 56851 | REMOVED-MECH RM AT METER IN 1980 (STRIP MALL) PAYDAYS
1981 | HARD RD | 43235-1807 | Active | 4527469 | WILKINS | 975XL | RP | 0.750 | 3633777 | IN CLOSET AT BACK DOOR AT WATER METER
1989 | HARD RD | 43235- | Active | 136064 | WILKINS | 975 | RP | 0.750 | 3438133 | AT WATER METER IN CLOSET AT BACK DR
1989 | HARD RD | 43235- | NULL | [5 empty] | 3633824
1993 | HARD RD | 43235-1807 | Active | A321836 | WILKINS | 375XL | RP | 0.750 | 56887 | NEXT TO WATER HEATER SW KITCHEN -AT METER
2280 | HARD RD | 43235-5932 | Active | 29575 | WATTS | 009QT | RP | 0.500 | 57833 | NEXT TO HUMIDIFIER MECHANICAL ROOM #121
2280 | HARD RD | 43235-5932 | Active | 39777 | WATTS | 009PCQT | RP | 0.500 | 57834 | BACK WALL IN BOILER ROOM #130 OVER WATER METER
2280 | HARD RD | 43235-5932 | Active | 12908 | WATTS | 919QT | RP | 0.500 | 57835 | MECH ROOM NORTH END OF BLDG/ behind study Rm C
2280 | HARD RD | 43235-5932 | Active | 39185 | WATTS | LF919QT | RP | 1.000 | 57836 | SRINKLER ROOM N/W
2280 | HARD RD | 43235-5932 | Due Install |  |  |  | DCDA | 6.000 | 3652304 | SRINKLER ROOM N/W
2280 | HARD RD | 43235-5932 | Due Install |  |  |  | RP | 1.500 | 3652305 | SRINKLER ROOM N/W
2280 | HARD RD | 43235-5932 | Active | ACJ7458 | WILKINS | 975XL2 | RP | 2.000 | 3653857 | Mechanical room
2552 | HARD RD | 43016- | Active | h035385 | FEBCO | 765 | PVB | 1.500 | 58620 | 2500 HARD RD -LEFT CENTER OF RENTAL OFF -ABINGTON VLGE APTS
2615 | HARD RD | 43235- | Active | 36934 | WATTS | 919AQT | RP | 1.000 | 58767 | 2645 HARD RD - CLUBHOUSE UTLTY RM CLOSET
2615 | HARD RD | 43235- | Due Install |  |  |  | RP | 8.000 | 3655907
2701 | HARD RD | 43235-6521 | Due Install |  |  |  | RP | 1.000 | 3438149 | BEHIND FURNACE UTILITY CLOSET
2701 | HARD RD | 43235-6521 | Due Install |  |  |  | DCDA | 4.000 | 3652442 | WEST WALL RISER ROOM
3640 | HARD RD | 43017- | Due Install |  |  |  | RP | 6.000 | 3438152 | IN HOT BOX AT PIT E OF ENTRANCE -MILL RUN PLACE APT'S
3825 | HARD RD | 43016-8335 | Active | Q02861 | WILKINS | 475 | RP | 4.000 | 93286 | THROUGH LAUNDRY AREA. NEXT TO EXIT DOOR VW 1-12-24
3825 | HARD RD | 43016-8335 | Active | 1500810506 | AMES | 3000SS | DCDA | 6.000 | 93312 | IN PIT NE OF PARKING LOT (SW SAWMILL/HARD)
3825 | HARD RD | 43016-8335 | Active | 05451 | WATTS | 007M1QT | DC | 0.750 | 93313 | IN PIT NE OF PARKING LOT
3825 | HARD RD | 43016-8335 | Active | J048650 | FEBCO | 825Y | RP | 2.000 | 93314 | IN HOT BOX AT PIT NE OF PARKING LOT COMBO LOCK 1283
3825 | HARD RD | 43016-8335 | Not Required by DOW | VG-3398 | WATTS | 957 | RP | 2.500 | 93315 | IN POOL EQUIP
3825 | HARD RD | 43016-8335 | Not Required by DOW | A19294 | WATTS | 009QT | RP | 0.750 | 93316 | BOILER ROOM BEHIND POOL EQUIP ROOM
3825 | HARD RD | 43016-8335 | Not Required by DOW | W318571 | WILKINS | 950XL | DC | 0.750 | 93317 | IN CEILING IN SPA AREA
3825 | HARD RD | 43016-8335 | Not Required by DOW | W300714 | WILKINS | 950XLD | DC | 0.750 | 93318 | IN CEILING IN SPA AREA
3825 | HARD RD | 43016-8335 | Not Required by DOW | A08337 | WATTS | 009M2QT | RP | 1.500 | 93319 | OUTDOOR YARD HYDRANTS & MISTER POLES
3825 | HARD RD | 43016-8335 | Not Required by DOW | 270333 | WATTS | 009M3QT | RP | 0.750 | 96993 | STEAM MECH ROOM OFF MENS LOCKER
4000 | HARD RD | 43016-8349 | Not Required by DOW | 119902 | WATTS | 709 | DC | 4.000 | 62615 | MECH ROOM AUDITORIUM K6
4000 | HARD RD | 43016-8349 | Not Required by DOW | 273388 | WATTS | 909M1QT | RP | 2.000 | 62616 | MECHANICAL ROOM E9 Overhead
4000 | HARD RD | 43016-8349 | Not Required by DOW | 274780 | WATTS | 909QT | RP | 1.500 | 62617 | MECHANICAL ROOM E9 Overhead
4000 | HARD RD | 43016-8349 | Not Required by DOW | FQ373 | APOLLO/CONBRACO | 40205A2 | RP | 1.000 | 62618 | MECHANICAL ROOM - AUDITIORUM (SERIAL # FQ 373) K6 Overhead
4000 | HARD RD | 43016-8349 | Not Required by DOW | 38259 | WATTS | 007M1QT | DC | 0.750 | 62619 | MECH ROOM AUDITORIUM Room K6
4000 | HARD RD | 43016-8349 | Active | BO5517 | WILKINS | 975 | RP | 6.000 | 62620 | SW MECH/BOILER ROOM LOADING DOCK DR #4 AT WATER METER
4000 | HARD RD | 43016-8349 | Active | 9506270826 | FEBCO | 856 | DCDA | 6.000 | 62621 | MECHANICAL ROOM E9 NEXT TO WATER METER AT LOADING DOCK
4000 | HARD RD | 43016-8349 | Active | BJ9760 | FEBCO | 805 | DC | 0.750 | 62622 | MECHANICAL RM E9 NEXT TO WATER METER--SERIAL # BJ960
4000 | HARD RD | 43016-8349 | Not Required by DOW | F2871 | CONBRACO | 40205A2 | RP | 1.000 | 62624 | MECHANICAL ROOM K6 Overhead
4000 | HARD RD | 43016-8349 | Active | 942799 | HERSEY/GRINNELL | FRPII | RP | 1.250 | 101790 | MECHANIC RM F OVERHEAD E WALL AUX GYM
4000 | HARD RD | 43016-8349 | Not Required by DOW | 352352 | WATTS | 909QT | RP | 0.750 | 3611284 | MECH RM F
4497 | HARD RD | 43016-8314 | Active | 339692 | WATTS | 909M1QT | RP | 2.000 | 64177 | NE CORNER OF BUILDING
4497 | HARD RD | 43016-8314 | Not Required by DOW | 4691 | WATTS | 008PCQT | PVB | 1.000 | 64178 | EAST WALL IN TRUCK AREA
4497 | HARD RD | 43016-8314 | Active | 101336 | AMES | 3000SS | DCDA | 4.000 | 64179 | NE MECH/METER AREA
4497 | HARD RD | 43016-8314 | Active | 5952 | AMES | 2000B | DC | 0.750 | 64180 | NE CORNER
4497 | HARD RD | 43016-8314 | Removed | 0694REM | WATTS | 008PCQT | SVB | 1.000 | 99161 | REMOVED-APPERATUS BAY
2055 | HARDY PARKWAY ST | 43123-1213 | Active | 218462 | WATTS | 909QT | RP | 0.750 | 57119 | NEXT TO STREAM & PRESSURE WASHER
2055 | HARDY PARKWAY ST | 43123-1213 | Active | AMA07109 | WILKINS | 975 | RP | 1.500 | 3644925 | AT MTR N/E CORNER
2101 | HARDY PARKWAY ST | 43123-1213 | Active | 59327 | WILKINS | 375 | RP | 3.000 | 57255 | FURNANCE ROOM SE SIDE
2101 | HARDY PARKWAY ST | 43123-1213 | Active | 41680 | WILKINS | 350ASTA | DCDA | 6.000 | 3636377
2101 | HARDY PARKWAY ST | 43123-1213 | Active | HC84370 | WILKINS | 950XL | DC | 0.750 | 3659286
2151 | HARDY PARKWAY ST | 43123-1213 | Active | 618161 | WATTS | 909QT | RP | 0.750 | 57459 | BY MTR ALONG S WALL
2280 | HARDY PARKWAY ST | 43123- | Active | CB597645 | WILKINS | 720A | PVB | 0.750 | 90981 | LEFT SIDE OF ENTRANCE OF SANDYBROOKE AND HARDY PKWY
2280 | HARDY PARKWAY ST | 43123- | In Review |  |  |  | RP | 6.000 | 3644714
2285 | HARDY PARKWAY ST | 43123- | Due Install |  |  |  | RP | 0.750 | 3438334 | WILLOW CREEK PARK
2331 | HARDY PARKWAY ST | 43123- | Active | CAA28935 | WILKINS | 720A | PVB | 0.750 | 90980 | RIGHT ENTRY BY WATER PIT
2331 | HARDY PARKWAY ST | 43123- | Due Install |  |  |  | RP | 6.000 | 3649120
2060 | HARDY PARKWAY ST UNIT Y | 43223- | Active | WB-1671 | AMES | COLT 300GV | DCDA | 8.000 | 3438322 | WEST WALL OF 2060
2060 | HARDY PARKWAY ST UNIT Y | 43223- | Active | 68725 | AMES | 2000BM3 | DC | 0.750 | 3651081 | WEST WALL OF 2060 SIDE
2060 | HARDY PARKWAY ST UNIT Y | 43223- | Active | ACM3116 | WILKINS | 975XL | RP | 1.500 | 3653130 | IN RICHARDSON SUPPLY 2080 HARDY PKWAY AT WATER METER
2060 | HARDY PARKWAY ST UNIT Y | 43223- | Active | ABT9289 | WILKINS | 975XL | RP | 0.750 | 3653862 | SW CORNER OF WAREHOUSE ABOVE RESTROOM
206 | HARDY WAY | 43085-3649 | Active | AE7367 | FEBCO | 765 | PVB | 1.000 | 93888 | BACK OF HOUSE
712 | HARLAN CT | 43017 | Active | T085910 | WILKINS | 720A | PVB | 0.750 | 102042 | FRONT OF HOUSE
7131 | HARLAN CT | 43017 | Active | CB015895 | WILKINS | 720A | PVB | 0.750 | 3602315 | RIGHT SIDE
7139 | HARLAN CT | 43017 | Active | T097083 | WILKINS | 720A | PVB | 0.750 | 102881 | RIGHT SIDE
6905 | HARLAN SQ | 43054-9218 | Active | DJ9779 | FEBCO | 765 | PVB | 0.750 | 70917 | RIGHT SIDE OF HOUSE
6908 | HARLAN SQ | 43054-9249 | Replaced | REP257367 | WILKINS | 420 | PVB | 0.750 | 70921 | REPLACED- RIGHT SIDE OF HOUSE- NEAR FRONT
6908 | HARLAN SQ | 43054-9249 | Active | T199246 | WILKINS | 720A | PVB | 0.750 | 3609981 | RIGHT SIDE OF HOUSE- NEAR FRONT
6910 | HARLAN SQ | 43054-9249 | Active | CB015779 | WILKINS | 720A | PVB | 0.750 | 70926 | RIGHT FRONT CORNER OF HSE
6911 | HARLAN SQ | 43054-9218 | Active | G185345 | WILKINS | 720A | PVB | 0.750 | 88621 | FRONT LEFT OF DOOR
6912 | HARLAN SQ | 43054-9655 | Active | 128496 | WILKINS | 420 | PVB | 1.000 | 70929 | EAST SIDE FRONT
6914 | HARLAN SQ | 43054-9655 | Active | EAJ6569 | WILKINS | 720 | PVB | 0.750 | 3580264
6922 | HARLAN SQ | 43054-9655 | Active | 182003 | WILKINS | 720A | PVB | 0.750 | 88622 | FRONT OF HOUSE
7015 | HARLAN SQ | 43054-9250 | Active | T392397 | WILKINS | 720A | PVB | 1.000 | 71286 | RIGHT SIDE
4248 | HARLEM RD | 43054 | NULL | [5 empty] | 3650123
5092 | HARLEM RD | 43054-9771 | Active | CB083098 | WILKINS | 720A | PVB | 0.750 | 3438466 | Front of the house right of front door
5104 | HARLEM RD | 43054-9771 | Active | T496346 | WILKINS | 720A | PVB | 1.250 | 66041 | NORTH SIDE OF HOUSE
5114 | HARLEM RD | 43054-9771 | Active | H209051 | FEBCO | 765 | PVB | 1.000 | 91758 | RIGHT SIDE OF HOUSE
5118 | HARLEM RD | 43054-9771 | Active | FD7194 | FEBCO | 765 | PVB | 1.000 | 66079 | NORTH SIDE OF RESIDENCE
5156 | HARLEM RD | 43054-9771 | Active | T363394 | WILKINS | 720A | PVB | 0.750 | 92143 | FRONT OF HOUSE
5190 | HARLEM RD | 43054-9771 | Active | T436226 | WILKINS | 720A | PVB | 0.750 | 3581021 | RIGHT SIDE OF FRONT PORCH
5235 | HARLEM RD | 43054 | Active | CB992473 | WILKINS | 720A | PVB | 0.750 | 3652662
5300 | HARLEM RD | 43054-9313 | Active | H639444 | FEBCO | 765 | PVB | 0.750 | 100894 | RIGHT SIDE
5589 | HARLEM RD | 43054-9708 | Active | 817311 | WILKINS | 720A | PVB | 0.750 | 67343 | LEFT SIDE
5597 | HARLEM RD | 43054-9708 | Active | t294341 | WILKINS | 720A | PVB | 0.750 | 96476 | LEFT FRONT
5660 | HARLEM RD | 43054 | Active | B184204 | WILKINS | 375 | RP | 0.750 | 3629644
5775 | HARLEM RD | 43054-9267 | Active | F011301 | WILKINS | 720A | PVB | 1.000 | 67921 | BEHIND CLUB HOUSE BY TRASH BIN
5810 | HARLEM RD | 43054 | Active | 454996 | WATTS | LF009M3QT | RP | 0.750 | 3657241 | IN BASEMENT BY METER
5866 | HARLEM RD | 43054-9772 | Active | W140889 | WILKINS | 975 | RP | 0.750 | 68184 | BASEMENT, NORTH WALL
6124 | HARLEM RD | 43054 | Active | 1262560403 | AMES | 3000SS | DCDA | 6.000 | 69080 | CLUB HOUSE METER ROOM
6124 | HARLEM RD | 43054 | Active | 23266 | WATTS | 007QT | DC | 0.750 | 69082 | MECH ROOM
6124 | HARLEM RD | 43054 | Not Required by DOW | 07453 | WATTS | 719QT | DC | 1.000 | 88200 | 6775 RIDGE ROCK DR - MECH RM BY SLOP SINK
6124 | HARLEM RD | 43054 | Active | WC-1988 | AMES | COLT 400 | RP | 3.000 | 3636519 | OUTSIDE DOOR OF CLUBHOUSE IN MTR ROOM
6133 | HARLEM RD | 43054- | Active | 28095 | WILKINS | 375A | RP | 4.000 | 3607661 | IN 6726 UTILITY ROOM
6133 | HARLEM RD | 43054- | Active | NK0405 | AMES | COLT 300GV | DCDA | 8.000 | 3639472 | IN 6726 UTILITY ROOM
6133 | HARLEM RD | 43054- | Active | 31717 | AMES | 2000B | DC | 0.750 | 3639473 | IN 6726 UTILITY ROOM
6133 | HARLEM RD | 43054- | LPS - Due Install | [5 empty] | 3639478
6133 | HARLEM RD | 43054- | Not Required by DOW | 1325 | WILKINS | 400 | PVB |  | 3639479
6133 | HARLEM RD | 43054- | Not Required by DOW | 384795 | WILKINS | 720A | PVB | 1.500 | 3651523
6133 | HARLEM RD | 43054- | Not Required by DOW | 3855285 | WILKINS | 975XL2 | RP | 2.000 | 3651524
6133 | HARLEM RD | 43054- | Not Required by DOW | 384791 | WILKINS | 720A | PVB | 1.500 | 3651525
6133 | HARLEM RD | 43054- | Not Required by DOW | 3858559 | WILKINS | 975XL2 | RP | 2.000 | 3651526
6133 | HARLEM RD | 43054- | Not Required by DOW | 3850526 | WILKINS | 975XL2 | RP | 2.000 | 3651527
6133 | HARLEM RD | 43054- | Not Required by DOW | 3826703 | WILKINS | 975XL2 | RP | 2.000 | 3651528
6230 | HARLEM RD | 43054 | Active | T063120 | WILKINS | 720A | PVB | 0.750 | 102389 | FRONT LEFT OF DOOR IN COVE
6612 | HARLEM RD | 43054 | Active | QG-0465 | AMES | COLT 400 | RP | 8.000 | 3627979 | WATER METER BUILDING
6612 | HARLEM RD | 43054 | Not Required by DOW | SB-1997 | AMES | COLT200 | DC | 6.000 | 3629924 | RISER ROOM
6656 | HARLEM RD | 43081 | Active | YC1213 | WATTS | 957 | RP | 8.000 | 3639385 | NORTH OF DRIVE AT ENTRANCE IN HOT BOX 7099 HARLEM
6656 | HARLEM RD | 43081 | Not Required by DOW | CB556003 | WILKINS | 720A | PVB | 0.750 | 3648564 | 5995 LIMEWOOD DR RIGHT SIDE OF HOUSE
6656 | HARLEM RD | 43081 | Not Required by DOW | T418131 | WILKINS | 720A | PVB | 0.750 | 3652932 | LEFT SIDE
7052 | HARLEM RD | 43054 | Active | RD1620 | AMES | COLT 400 | RP | 4.000 | 3624763 | IN METER HOUSE RIGHT OF DRIVE BY ENTRANCE
7052 | HARLEM RD | 43054 | Active | RE0511 | AMES | COLT 300 | DCDA | 8.000 | 3624772 | METER HOUSE RIGHT OF DRIVE BY MAIN ENTRANCE
7052 | HARLEM RD | 43054 | Active | 120025 | WATTS | LF007M3QT | DC | 0.750 | 3624773 | METER HOUSE RIGHT OF DRIVE BY MAIN ENTRANCE
6899 | harlem rd unit watr |  | New Construction |  |  |  | RP | 4.000 | 3659536
6899 | harlem rd unit watr |  | New Construction |  |  |  | RPDA | 8.000 | 3659537
6899 | harlem rd unit watr |  | New Construction |  |  |  | RP | 0.750 | 3659538
465 | HARMON AVE | 43223 | Active | 24647 | WATTS | LF909 | RP | 4.000 | 3657972 | S/E
465 | HARMON AVE | 43223 | Active | 34721B | WILKENS | 350ASTDA | DCDA | 6.000 | 3657973 | S/E
465 | HARMON AVE | 43223 | Active | HC73340 | WILKENS | 950XLD | DC | 0.750 | 3657974 | S/E
465 | HARMON AVE | 43223 | Active | 24646 | WATTS | LF909 | RP | 4.000 | 3657977 | S/E
521 | HARMON AVE | 43223-2449 | Not Required by DOW | W067937 | WILKINS | 975XL | RP | 0.750 | 66411 | INSIDE BUILDING, EAST SIDE
521 | HARMON AVE | 43223-2449 | Active | 18497 | WATTS | 919QT | RP | 1.500 | 3608257 | AT METER, SOUTHWEST CORNER
560 | HARMON AVE | 43223-2406 | Active | 2871767 | WILKINS | 975XLBMS | RP | 1.500 | 96601 | UNDER NORTH STAIRS
575 | HARMON AVE | 43223-2449 | Active | 206583 | WATTS | 909 | RP | 4.000 | 67801 | SOUTH WALL, MECH ROOM - UPPER DEVICE
575 | HARMON AVE | 43223-2449 | Active | 206876 | WATTS | 909 | RP | 4.000 | 67802 | SOUTH WALL, MECH ROOM - LOWER DEVICE
575 | HARMON AVE | 43223-2449 | Active | 1273750603 | AMES | 3000SS | DCDA | 6.000 | 67803 | S MECH ROOM
575 | HARMON AVE | 43223-2449 | Active | 57530 | WATTS | 007M1QT | DC | 0.750 | 67804 | S MECH ROOM
575 | HARMON AVE | 43223-2449 | Not Required by DOW | 10678 | WATTS | 919QT | RP | 1.500 | 97134 | STERILIZER MECH ROOM
624 | HARMON AVE | 43223-2406 | Active | 1343870504 | AMES | 3000SS | DCDA | 4.000 | 69451 | MECHANIC ROOM n/w corner
624 | HARMON AVE | 43223-2406 | Active | 38969 | AMES | 2000B | DC | 0.750 | 69452 | MECHANIC ROOM n/w corner
624 | HARMON AVE | 43223-2406 | Active | 67773 | WATTS | 009QT | RP | 1.500 | 69453 | MECHANICAL ROOM OFF KITCHEN S/W
720 | HARMON AVE | 43223-2450 | Active | 37000 | WATTS | 919QT | RP | 2.000 | 3438555 | SE DOCK AT WATER METER
720 | HARMON AVE | 43223-2450 | Active | N64135 | WILKINS | 350DA | DCDA | 4.000 | 3648282 | SE DOCK AT WATER METER
720 | HARMON AVE | 43223-2450 | Active | HC33761 | WILKINS | 950XLD | DC | 0.750 | 3648283 | SE DOCK AT WATER METER
753 | HARMON AVE | 43223-2411 | Inactive | 26307 | WATTS | 009QT | RP | 0.750 | 72181 | BASEMENT AT BOILER S. WALL
753 | HARMON AVE | 43223-2411 | Inactive | 347675 | WATTS | 909QT | RP | 0.750 | 72182 | IN BASEMENT MECHANICAL ROOM
776 | HARMON AVE | 43223- | Not Required by DOW | 218682 | WATTS | 009M2QT | RP | 2.000 | 72720 | 802 HARMON NORTH WALL BUILDING #3
776 | HARMON AVE | 43223- | Not Required by DOW | 034983 | WILKINS | 975 | RP | 1.000 | 72721 | 802 HARMON BLDG #3 ON N WALL BY WATER SOFTENER
776 | HARMON AVE | 43223- | Active | 31675 | WATTS | 919 | RP | 2.000 | 3638552 | HOTBOX OUT FRONT BY GATE
800 | HARMON AVE | 43223- | Active | 130720 | WILKINS | 975 | RP | 1.500 | 73145 | 802 HARMON OFFICE MECH/FURN HWT ROOM AT WATER MTR
800 | HARMON AVE | 43223- | Active | 1986750420 | AMES | 3000SS | DCDA | 8.000 | 3638554 | METER PITT W END OF PROPERTY
800 | HARMON AVE | 43223- | Active | AG80016 |  |  | AG | 4.000 | 3646252 | MIX TANK 16
800 | HARMON AVE | 43223- | Active | AG80012 |  |  | AG | 4.000 | 3646253 | MIX TANK 12
800 | HARMON AVE | 43223- | Active | AG80013 |  |  | AG | 4.000 | 3646254 | MIX TANK 13
800 | HARMON AVE | 43223- | Active | 83778 | AMES | 2000B | DC | 0.750 | 3648383 | METER PITT W END OF PROPERTY
800 | HARMON AVE | 43223- | Active | AG80015 |  |  | AG | 4.000 | 3648384 | MIX TANK 15
800 | HARMON AVE | 43223- | Active | AG80014 |  |  | AG | 4.000 | 3648385 | MIX TANK 14
802 | HARMON AVE | 43223-2410 | Not Required by DOW | 70682 | WATTS | LF919QT | RP | 1.000 | 73144 | BOILER ROOM BLDG 2 ON WALL
802 | HARMON AVE | 43223-2410 | Not Required by DOW | A16618 | WATTS | 009M2QT | RP | 1.000 | 73146 | 802 BOILER ROOM 1 ABOUT 14' HIGH ON WALL
802 | HARMON AVE | 43223-2410 | Active | 14824 | WATTS | 919QT | RP | 1.500 | 95944 | NW DOCK AREA OF BLDG #1 AT WATER MTR BY ROLL UP DOOR
802 | HARMON AVE | 43223-2410 | Active | AG80004 |  |  | AG | 4.000 | 3646241 | MIX TANK 4
802 | HARMON AVE | 43223-2410 | Active | AG80010 |  |  | AG | 4.000 | 3646242 | MIX TANK 10
802 | HARMON AVE | 43223-2410 | Active | AG80011 |  |  | AG | 4.000 | 3646243 | MIX TANK 11
802 | HARMON AVE | 43223-2410 | Active | AG80005 |  |  | AG | 4.000 | 3646244 | MIX TANK5
802 | HARMON AVE | 43223-2410 | Active | AG80006 |  |  | AG | 4.000 | 3646245 | MIX TANK 6
802 | HARMON AVE | 43223-2410 | Active | AG80009 |  |  | AG | 4.000 | 3646247 | MIX TANK 9
802 | HARMON AVE | 43223-2410 | Removed | AG80001REM |  |  | AG | 4.000 | 3646248 | COOLING TANK 1. COOLING TANK REMOVED
830 | HARMON AVE | 43223-2410 | Due Install |  |  |  | RP | 1.500 | 3438561 | S/W CORNER
830 | HARMON AVE | 43223-2410 | Due Install |  |  |  | DCDA | 8.000 | 3639340 | S/W CORNER
831 | HARMON AVE | 43223-2411 | Active | AMA13461 | WILKENS | 975XL3 | RP | 1.500 | 3438562
850 | HARMON AVE | 43223-2410 | Active | TH-0625 | WATTS | 957 | RP | 6.000 | 3438564 | S SIDEOF DRIVE
972 | HARMON AVE | 43223-2414 | Active | 106306 | WATTS | LF919 | RP | 0.750 | 3438574 | N/W CORNER OF BASEMENT FRONT HOUSE
101 | HARMON AVE | 43223-2620 | Active | 45330 | WATTS | 919AQT | RP | 0.750 | 53616 | EAST WALL STORAGE ROOM
1030 | HARMON AVE | 43223-2620 | Due Install |  |  |  | RP | 0.750 | 3438576 | AT WATER MTR IN GARAGE AREA
1230 | HARMON AVE | 43223-3307 | Not Required by DOW | 353080 | WILKINS | 975 | RP | 1.000 | 54367 | MECHANICAL ROOM
1230 | HARMON AVE | 43223-3307 | Active | 430901 | WILKINS | 975 | RP | 1.000 | 54368 | AT WATER METER IN MECHANICAL ROOM
1270 | HARMON AVE | 43223-3307 | Active | 18997 | WATTS | 919ZQT | RP | 0.750 | 96251 | MECH ROOM AT WATER METER
1271 | HARMON AVE | 43223-3306 | Not Required by DOW |  |  |  | RP | 1.000 | 3438580 | MTR IN PIT OUT IN NE CORNER BY FENCE
1287 | HARMON AVE | 43223-3306 | Not Required by DOW | 66084 | WATTS | 919AQT | RP | 0.750 | 3438582 | EQUIPMENT ROOM
1287 | HARMON AVE | 43223-3306 | Active | 80479 | WATTS | LF919QT | RP | 0.750 | 3636483 | BY MTR IN UTILITY CLOSET
1313 | HARMON AVE | 43223 | Active | 1186248 | WILKINS | 975A | RP | 1.500 | 54636 | BY METER FRONT DOOR
1500 | HARMON AVE | 43223-3310 | Active | 372696 | WATTS | LF009M3QT | RP | 0.750 | 3438586 | FURNANCE ROOM @ WATER METER
1515 | HARMON AVE | 43223-3309 | Active | 92542 | WATTS | LF919QT | RP | 0.750 | 55268 | NORTH CENTER OF SHOP BY METER
1575 | HARMON AVE | 43223-3316 | Active | 4775022 | WILKINS | 975XL | RP | 1.500 | 3438589 | MECH ROOM OFF GARAGE
1641 | HARMON AVE | 43223-3318 | Active | 175275 | AMES | 3000SS | DCDA | 8.000 | 100285 | SOUTHEAST CORNER MECHANICAL ROOM
1641 | HARMON AVE | 43223-3318 | Active | 66883 | AMES | 2000B | DC | 0.750 | 100286 | SOUTHEAST MECHANICAL ROOM
1641 | HARMON AVE | 43223-3318 | Due Install |  |  |  | RP |  | 3635413
1669 | HARMON AVE | 43223-3320 | In Review |  |  |  | RP |  | 3438592
1670 | HARMON AVE | 43223 | Active | 127661 | WILKINS | 975XL | RP | 1.000 | 55799 | SOUTH WALL UNIT A
1720 | HARMON AVE | 43223 | New Construction |  |  |  | RP | 2.000 | 3658333
1720 | HARMON AVE | 43223 | New Construction |  |  |  | DCDA | 6.000 | 3658334
1720 | HARMON AVE | 43223 | New Construction |  |  |  | DC | 0.750 | 3658335
1725 | HARMON AVE | 43223- | Active | 39590 | WATTS | 919AQT | RP | 0.750 | 55956 | STORAGE ROOM
1771 | HARMON AVE | 43223-3322 | Active | 20193 | WATTS | 919AQT | RP | 0.750 | 56093 | MECHANICAL ROOM
1790 | HARMON AVE | 43223-3353 | Active | 589193 | WILKINS | 975XL | RP | 1.000 | 56147 | SOUTH UNIT N WALL BEHIND RESTROOM
1800 | HARMON AVE | 43223-3827 | Not Required by DOW | 035819 | WATTS | 009QT | RP | 0.750 | 56186 | BUILDING # 4 BOILER ROOM
1800 | HARMON AVE | 43223-3827 | Not Required by DOW | 135407 | WATTS | 909QT | RP | 0.750 | 56187 | BOILER ROOM 202 - DORM #1
1800 | HARMON AVE | 43223-3827 | Not Required by DOW | 033314 | WATTS | 009QT | RP | 0.750 | 56188 | BUILDING #5 BOILER ROOM
1800 | HARMON AVE | 43223-3827 | Not Required by DOW | 145980 | WATTS | 909QT | RP | 0.750 | 56189 | ADM BOILER ROOM 120
1800 | HARMON AVE | 43223-3827 | Replaced | REP169042 | WATTS | 909QT | RP | 0.750 | 56190 | REPLACED- BOILER ROOM 202 - DORM #2
1800 | HARMON AVE | 43223-3827 | Not Required by DOW | 175529 | WATTS | 909QT | RP | 0.750 | 56191 | ADM BOILER ROOM 120
1800 | HARMON AVE | 43223-3827 | Not Required by DOW | 221800 | WATTS | 909QT | RP | 0.750 | 56193 | BOILER ROOM 202- DORM #3
1800 | HARMON AVE | 43223-3827 | Active | 28550 | WILKINS | 350A | DC | 6.000 | 99574 | HOT BOX OFF OF HARMON AVE
1800 | HARMON AVE | 43223-3827 | Active | 19813 | WILKINS | 375A | RP | 8.000 | 99581 | HOT BOX - EDGE OF PROPERTY
1800 | HARMON AVE | 43223-3827 | Removed | REM144126 | WATTS | 909HWQT | RP | 0.750 | 3605612 | DORM #5 MECH ROOM REMOVED
1800 | HARMON AVE | 43223-3827 | Not Required by DOW | 015112 | WATTS | 909QT | RP | 0.750 | 3610077 | BOILER ROOM 202 - DORM #2
1800 | HARMON AVE | 43223-3827 | Not Required by DOW | 1939350618 | AMES | 3000SS | DCDA | 6.000 | 3632727 | MECHANICAL ROOM
1800 | HARMON AVE | 43223-3827 | Not Required by DOW | 28396 | WATTS | 007M1-QT | DC | 0.750 | 3632728 | MECHANICAL ROOM
1800 | HARMON AVE | 43223-3827 | LPS - Active |  |  |  | LPC |  | 3638429 | DOMESTIC PUMP - MECHANICAL ROOM
1990 | HARMON AVE | 43223-3829 | Not Required by DOW | 26879 | WATTS | 919ZQT | RP | 0.750 | 56875 | IN AIR HANDLER ROOM, DOOR 22
1990 | HARMON AVE | 43223-3829 | Not Required by DOW | 433362 | WATTS | 009m3 | RP | 0.750 | 56876 | IN AIR HANDLER ROOM, DOOR 125
1990 | HARMON AVE | 43223-3829 | Not Required by DOW | 36976 | WATTS | 919AQT | RP | 0.750 | 56877 | IN BOILER ROOM, NEXT TO BOILER
1990 | HARMON AVE | 43223-3829 | Not Required by DOW | 26889 | WATTS | 919ZQT | RP | 0.750 | 94619 | BOILER ROOM RIGHT SIDE OF DOOR
1990 | HARMON AVE | 43223-3829 | Not Required by DOW | 1937840218 | AMES | 3000SS | DCDA | 8.000 | 3632675 | PIT SOUTH OF MAIN ENTRANCE
1990 | HARMON AVE | 43223-3829 | Not Required by DOW | 79764 | AMES | 2000B | DC | 0.750 | 3632676 | PIT SOUTH OF MAIN ENTRANCE
1990 | HARMON AVE | 43223-3829 | Active | TC0289 | AMES | COLT 400 | RP | 8.000 | 3635690 | HOT BOX BY FRONT GATE
1990 | HARMON AVE | 43223-3829 | LPS - Active |  |  |  | LST |  | 3659059 | FIRE PUMP - BOILER ROOM
1230 | HARMON AVE UNIT A | 43223-3307 | Active | 1345878 | WILKINS | 975 | RP | 0.750 | 54369 | NEXT TO WATER METER
670 | HARMON AVE UNIT B | 43223- | Active | 162780 | AMES | 3000SS | DCDA | 6.000 | 95384 | SOUTH WALL AT SPRINK RISER
670 | HARMON AVE UNIT B | 43223- | Active | 08716 | WATTS | 007M1QT | DC | 0.750 | 95398 | south wall sprink riser
670 | HARMON AVE UNIT B | 43223- | Active | A21925 | WATTS | 009M2QT | RP | 1.500 | 95658 | METER ROOM SW END
740 | HARMON AVE UNIT B | 43223- | Active | 98205 | WATTS | 919QT | RP | 0.750 | 3438556 | SW GAR OF 742 AT WATER METER
174 | HARMON AVE UNIT C | 43223-3355 | Active | 1798 | WILKINS | 975 | RP | 1.000 | 56003 | AT WATER METER
1740 | HARMON AVE UNIT E | 43223 | Active | 1162725 | WILKINS | 975 | RP | 1.000 | 56004 | SOUTH WALL
6852 | HARPER LN | 43054 | Active | T366062 | WILKINS | 720A | PVB | 0.750 | 3602728 | LEFT SIDE
6857 | HARPER LN | 43054 | Active | EA13358 | WILKINS | 720 | PVB | 0.750 | 3613068 | Right side
6859 | HARPER LN | 43054 | Active | CAA310048 | WILKINS | 720A | PVB | 0.750 | 3603437 | LEFT FRONT
6868 | HARPER LN | 43054 | Active | CB629256 | WILKINS | 720 | PVB | 1.000 | 3613808 | RIGHT REAR
6871 | HARPER LN | 43054 | Active | T188415 | WILKINS | 720A | PVB | 0.750 | 3606277 | BACK RIGHT
6872 | HARPER LN | 43054 | Active | T205448 | WILKINS | 720A | PVB | 0.750 | 3611454 | LEFT SIDE
2245 | HARPER RD | 43204- | Active | 746041 | WILKINS | 975 | RP | 0.750 | 57724 | WEST WALL METER SETTING - 2255 HARPER RD
2255 | HARPER RD | 43204-3411 | NULL | [5 empty] | 3626787
1162 | HARRISBURG PK | 43223-2847 | Active | 1410290305 | AMES | 3000SS | DCDA | 4.000 | 54112 | MID N WALL
1162 | HARRISBURG PK | 43223-2847 | Active | 42741 | AMES | 2000B | DC | 0.750 | 54113 | MID N WALL
1162 | HARRISBURG PK | 43223-2847 | Not Required by DOW | W186843 | WILKINS | 975XLBMS | RP | 1.000 | 54114 | WEST WALL OF MECHANICAL ROOM
1162 | HARRISBURG PK | 43223-2847 | Active | W208426 | WILKINS | 975XL | RP | 1.500 | 54115 | MID N WALL AT WATER METER
1162 | HARRISBURG PK | 43223-2847 | Removed | W224059REM | WILKINS | 975XL | RP | 0.500 | 54116 | ***REMOVED*** SE CORNER OF BUILDING IN CLOSET OF PHOTO LAB
618 | HARRISBURG PKE | 43223-2158 | Active | 623660 | WILKINS | 975XL | RP | 0.500 | 69268 | RESTROOM AT WATER METER
619 | HARRISBURG PKE | 43223-2111 | Active | 400973 | WILKINS | 975XL | RP | 1.500 | 69297 | BASEMENT EASTSIDE AT METER
619 | HARRISBURG PKE | 43223-2111 | Not Required by DOW | 494804 | WILKINS | 975 | RP | 0.750 | 69299 | WEST SIDE BOTTOM OF BASEMENT STAIRS
619 | HARRISBURG PKE | 43223-2111 | Active | 84154 | WATTS | 007M1QT | DC | 2.000 | 69300 | IN BASEMENT
619 | HARRISBURG PKE | 43223-2111 | Not Required by DOW | 432149 | WILKINS | 975XL | RP | 0.750 | 3622719 | SOUTH BASEMENT WALL
620 | HARRISBURG PKE | 43223-2158 | Active | 410592 | WATTS | LF009M3QT | RP | 0.750 | 3439093 | N/E CORNER
627 | HARRISBURG PKE | 43223-2111 | Active | 320797 | WILKINS | 975XL | RP | 0.750 | 69527 | MENS RESTROOM REAR OF BUILDING
629 | HARRISBURG PKE | 43223-2111 | Due Install | [5 empty] | 3439096 | .
630 | HARRISBURG PKE | 43223-2112 | Due Install |  |  |  | RP | 2.000 | 3439097 | EAST WALL
631 | HARRISBURG PKE | 43223-2111 | Due Install |  |  |  | RP | 0.750 | 3623187 | BATHROOM N WALL
633 | HARRISBURG PKE | 43223- | Inactive | 8076 | WATTS | 009M2PCQT | RP | 1.000 | 69723 | AT WATER METER NE CORNER OF WAREHOUSE
633 | HARRISBURG PKE | 43223- | Active | 28126 | WATTS | 919AQT | RP | 1.000 | 3633285
636 | HARRISBURG PKE | 43223 | Active | 3649052 | WILKINS | 975XL2 | RP | 1.500 | 102247 | REAR OF STORE AT METER
636 | HARRISBURG PKE | 43223 | Not Required by DOW | 3631485 | WILKINS | 975XL2 | RP | 1.000 | 102248 | REAR OF STORE AT METER
640 | HARRISBURG PKE | 43223-2112 | Removed | 20159REM | WATTS | 009M3QT | RP | 0.750 | 69857 | ***REMOVED*** WATER METER EMPLOYEE BATHROOM
644 | HARRISBURG PKE | 43223-2112 | Active | 22381 | WATTS | 009QT | RP | 0.750 | 69938 | IN MENS RESTROOM BACK WALL AT WATER METER BY TOILET
650 | HARRISBURG PKE | 43223-2112 | Inactive | 51580 | WATTS | 009QT | RP | 1.000 | 70084 | BACK ROOM BY WATER METER
650 | HARRISBURG PKE | 43223-2112 | Inactive | 235433 | WATTS | 009M3QT | RP | 0.750 | 3607588 | SE CORNER OF BLDG - CARRY OUT
657 | HARRISBURG PKE | 43223-2103 | Due Install |  |  |  | RP | 1.500 | 3439103
657 | HARRISBURG PKE | 43223-2103 | Due Install |  |  |  | DCDA | 8.000 | 3650276
660 | HARRISBURG PKE | 43223-2112 | Not Required by DOW | 126574 | WATTS | 009M1QT | RP | 2.000 | 70310 | 654 HARRISBURG PKE, IN BASEMENT AFTER METER
660 | HARRISBURG PKE | 43223-2112 | Active | A89503 | WATTS | 009M2QT | RP | 1.000 | 100709 | AFTER METER IN UTILITY ROOM. NO ACCESS TO FIRE IN 654 VACANT
660 | HARRISBURG PKE | 43223-2112 | Due Install |  |  |  | DCDA | 6.000 | 3636628
680 | HARRISBURG PKE | 43223-2100 | Active | L46233 | WILKINS | 375 | RP | 3.000 | 95646 | MECH ROOM
680 | HARRISBURG PKE | 43223-2100 | Active | 1642400508 | AMES | 3000SS | DCDA | 6.000 | 96402 | RISER ROOM
680 | HARRISBURG PKE | 43223-2100 | Active | 11946 | WATTS | 007M1QT | DC | 0.750 | 96403 | RISER ROOM
685 | HARRISBURG PKE | 43223-2103 | Due Install |  |  |  | RP | 0.750 | 3439105
691 | HARRISBURG PKE | 43223-2103 | Active | ABL9551 | WILKINS | 975XL | RP | 0.500 | 70924 | rear bathroom
695 | HARRISBURG PKE | 43223 | Active | 3176474 | WILKINS | 975XL | RP | 0.750 | 98158 | BATH ROOM
699 | HARRISBURG PKE | 43223-2141 | Due Install | [5 empty] | 3657300
731 | HARRISBURG PKE | 43223-2113 | Active | 356077 | WATTS | LF009M2QT | RP | 1.000 | 3439122 | STORAGE ROOM AT WATER METER
733 | HARRISBURG PKE | 43223-2113 | Due Install | [5 empty] | 3439123
845 | HARRISBURG PKE | 43223-2526 | Active | 249097 | WATTS | LF009M2QT | RP | 1.000 | 3439135 | S/E CORNER
845 | HARRISBURG PKE | 43223-2526 | Active | HC18343 | WILKINS | 350ADA | DC | 0.750 | 3651290 | RISER e wall
845 | HARRISBURG PKE | 43223-2526 | Active | V51686 | WILKINS | 350ADA | DCDA | 8.000 | 3655160 | RISER E WALL
960 | HARRISBURG PKE | 43223- | Active | 68843 | WATTS | 009QT | RP | 0.750 | 74813 | IN BOILER ROOM AT METER
960 | HARRISBURG PKE | 43223- | Active | 150920 | WATTS | 909M1QT | RP | 2.000 | 74814 | AT WATER METER
973 | HARRISBURG PKE | 43223-2530 | Active | 233844 | WATTS | 009 | RP | 0.500 | 3439143 | IN BATHROOM
977 | HARRISBURG PKE | 43223-2530 | Active | 233859 | WATTS | 009 | RP | 0.500 | 3439144 | IN STORAGE ROOM, BY HOT WATER TANK
997 | HARRISBURG PKE | 43223-2530 | Active | 401156 | WATTS | LF009M3QT | RP | 0.750 | 3439147 | W UTILITY ROOM
102 | HARRISBURG PKE | 43223-2534 | Due Install |  |  |  | RP | 0.750 | 3439150 | after mtr in n/w corner of pizza shop
1300 | HARRISBURG PKE | 43223- | Not Required by DOW |  |  |  | RP | 1.500 | 3439191 | AT METER, IN S SIDE OF BASEMENT
1319 | HARRISBURG PKE | 43223 | Active | 29858 | WATTS | 919ZQT | RP | 0.750 | 99310 | SW BY DOOR IN CASHIER AREA AT WATER METER -TURKEY HILL GAS
1320 | HARRISBURG PKE | 43223 | Active | 115984 | WATTS | 009M2QT | RP | 1.500 | 3653902 | OUTSIDE BOX
1320 | HARRISBURG PKE | 43223 | Not Required by DOW | 79087 | WATTS | 919AQT | RP | 1.000 | 3654334 | In ceiling for roof hydrant
1320 | HARRISBURG PKE | 43223 | Not Required by DOW | 249372 | WATTS | 009M2-FP | RP | 1.000 | 3654881 | OUTSIDE BOX
1325 | HARRISBURG PKE | 43223-3229 | Not Required by DOW | 435468 | WATTS | 800QT | PVB | 1.000 | 54690 | ABOVE METER IN BACK OF STORE
1325 | HARRISBURG PKE | 43223-3229 | Active | 279002 | WATTS | 009M2QT | RP | 1.000 | 87216 | NW CORNER OF BUILDING PIZZA HUT
1339 | HARRISBURG PKE | 43223-3229 | Active | ABN9018 | WILKINS | 975XL2 | RP | 1.000 | 3439195
1340 | HARRISBURG PKE | 43223-3236 | Active | 102345 | WATTS | 009QT | RP | 0.750 | 54747 | 1354 HARRISBURG PIKE, RESTROOM SE CORNER
1377 | HARRISBURG PKE | 43223-3229 | Active | 455773 | WILKINS | 975XL | RP | 1.500 | 54839 | SOUTHWEST CORNER AT METER IN BACK OF KITCHEN
1377 | HARRISBURG PKE | 43223-3229 | Not Required by DOW | Cb794187 | WILKINS | 720A | PVB | 1.000 | 54840 | WEST END SOUTH CORNER
1385 | HARRISBURG PKE | 43223-3229 | Active | 587999 | WATTS | 909QT | RP | 1.000 | 54859 | IN OFFICE AREA BY WATER METER
1401 | HARRISBURG PKE | 43223-3230 | Inactive | 578961 | WATTS | 909QT | RP | 0.750 | 54923 | BY WATER METER
1414 | HARRISBURG PKE | 43223-3231 | Not Required by DOW | 190783 | WATTS | 009QT | RP | 1.000 | 54951 | MECH ROOM
1414 | HARRISBURG PKE | 43223-3231 | Active | 91965 | WATTS | 009M2 | RP | 1.500 | 54952 | MECH ROOM
1422 | HARRISBURG PKE | 43223 | Active | 337240 | WATTS | LF009M3QT | RP | 0.750 | 3659418 | HOT BOX
1424 | HARRISBURG PKE | 43223-3231 | Active | 620244 | WATTS | 909QT | RP | 1.000 | 96253 | SE MENS ROOM AT WATER METER AT MOP SINK
1429 | HARRISBURG PKE | 43223-3230 | Due Install |  |  |  | RP | 0.750 | 3439199 | IN OFFICE AT MTR
1469 | HARRISBURG PKE | 43223- | Active | 3176519 | WILKINS | 975XL2 | RP | 0.750 | 55093 | E WALL OF GARAGE REPAIR AREA AT WATER METER HEAVY HIT GARAGE
1501 | HARRISBURG PKE | 43223- | Active | 96257 | WATTS | 919QT | RP | 0.750 | 3439205 | UNDER SINK AT WATER MTR
1662 | HARRISBURG PKE | 43223-3614 | Active | 13107C | WILKINS | 375AST | RP | 3.000 | 3439230 | IN METER AND FIRE RISER ROOM SOUTH END OF BUILDING.
1662 | HARRISBURG PKE | 43223-3614 | Active | 1073160118 | AMES | 5000SS | RPDA | 4.000 | 3632729 | IN METER AND FIRE RISER ROOM SOUTH END OF BUILDING.
1662 | HARRISBURG PKE | 43223-3614 | Active | 14328 | AMES | 4000B | RP | 0.750 | 3632730 | IN METER AND FIRE RISER ROOM SOUTH END OF BUILDING.
1670 | HARRISBURG PKE | 43223-3682 | Active | 67221 | WATTS | 007SSQT | DC | 0.750 | 87964 | WEST SIDE MIDDLE OF BLDG METER ROOM
1670 | HARRISBURG PKE | 43223-3682 | Active | 1460431005 | AMES | 3000SE | DCDA | 6.000 | 88009 | WEST SIDE MIDDLE OF BLDG. MECH.RM.
1670 | HARRISBURG PKE | 43223-3682 | Active | 2099791 | WILKINS | 975XLBMS | RP | 2.000 | 88010 | WATER METER ROOM
1800 | HARRISBURG PKE | 43223- | Active | 67270 | WATTS | LF919 | RP | 0.750 | 56194 | IN CABINET FRONT OF STORE
1825 | HARRISBURG PKE | 43223- | Removed | 494701REM | WILKINS | 975 | RP | 0.750 | 56388 | REMOVED - MECHANICAL ROOM - 1821 HARRISBURG PKE
1825 | HARRISBURG PKE | 43223- | Active | 4616722 | WILKINS | 975XL | RP | 1.000 | 56389 | MECHANICAL ROOM - 1821 HARRISBURG PKE
2081 | HARRISBURG PKE | 43123-3704 | Active | 13646 | WATTS | 919QT | RP | 0.750 | 3439281 | S/W WALL
2125 | HARRISBURG PKE | 43123-3704 | Active | T3646 | WATTS | 919 | RP | 0.500 | 3439282 | W WALL
2180 | HARRISBURG PKE | 43123 | Active | 123851 | WATTS | LF009M2QT | RP | 1.000 | 3629525 | SOUTH STOCK ROOM AREA AT WATER METER
2180 | HARRISBURG PKE | 43123 | Not Required by DOW | 121989 | WATTS | LF009M2QT | RP | 1.000 | 3629526 | SOUTH STOCK ROOM AREA ABOVE WATER METER
2330 | HARRISBURG PKE | 43123-1032 | Active | ABA96370 | WILKINS | 975 | RP | 0.750 | 3439295
2349 | HARRISBURG PKE | 43123 | Active | 89703 | WATTS | LF919QT | RP | 0.750 | 3650073 | SOUTH WALL BY MTR
2375 | HARRISBURG PKE | 43123-1057 | Active | A00582 | WATTS | 009M2QT | RP | 1.500 | 89089 | WORKSHOP S SIDE WALL
2455 | HARRISBURG PKE | 43123-1453 | Active | 187378 | WATTS | LF009M2 | RP | 1.000 | 3439305 | SOUTHEAST CORNER OF PROPERTY
2455 | HARRISBURG PKE | 43123-1453 | Active | TG-1707 | AMES | 300GV | DCDA | 8.000 | 3641499 | n side of building
2455 | HARRISBURG PKE | 43123-1453 | Active | 57819 | AMES | 2000BM3 | DC | 0.750 | 3641500 | n side of building
2455 | HARRISBURG PKE | 43123-1453 | LPS - Active |  |  |  | LST |  | 3658759 | FIRE PUMP - PUMP ROOM
2476 | HARRISBURG PKE | 43123-1445 | Active | 61959 | WATTS | 919QT | RP | 0.750 | 3613442 | WATER METER RM, N SIDE IN MIDDLE OF HOUSE, OFF LAUNDRY ROOM
2500 | HARRISBURG PKE | 43123-1429 | Active | 51708 | WATTS | 919QT | RP | 1.000 | 3439308 | WATER METER RM, N FRONT OF BLDG INSIDE
4844 | HARRISBURG PKE | 43123 | Active | 96835 | WATTS | LF919QT | RP | 0.750 | 3654871 | WATER METER BUILDING
4844 | HARRISBURG PKE | 43123 | Active | WJ-0643 | AMES | 500GV | RPDA | 8.000 | 3654877 | WATER METER BUILDING
4844 | HARRISBURG PKE | 43123 | Active | WI-1098 | AMES | 400 | RP | 4.000 | 3654878 | WATER METER BUILDING
699 | HARRISBURG PKE SUITE A | 43223-2141 | Active | 379383 | WATTS | LF009M2QT | RP | 0.750 | 3439112 | UNDER THE COUNTER JUST PAST THE WATER METER
699 | HARRISBURG PKE SUITE B | 43223-2141 | Active | 337031 | WATTS | LF009M3QT | RP | 0.750 | 3439113 | RESTROOM JUST PAST THE WATER METER
699 | HARRISBURG PKE SUITE I | 43223-2141 | In Review |  |  |  | RP | 1.500 | 3439116 | Meter #: 44610033 Size: 1.5" Location: H&R Block
699 | HARRISBURG PKE SUITE K | 43223-2141 | Due Install |  |  |  | RP | 0.750 | 3439117
699 | HARRISBURG PKE SUITE M | 43223-2141 | Due Install |  |  |  | RP | 0.750 | 3607652 | IN BACK BATROOM AT WATER METER
699 | HARRISBURG PKE SUITE P | 43223-2141 | Active | 079639 | WATTS | LF909QT | RP | 0.750 | 3439109 | IN WATER METER CLOSET
699 | HARRISBURG PKE SUITE P | 43223-2141 | [6 empty] | 3657775
279 | HARRISBURG STA LN | 43123-1734 | Active | 06000 | AMES | 2000B | DC | 1.500 | 96775 | CLUB HOUSE
2809 | HARRISBURG STA LN | 43123-1735 | Active | ABA24834 | WILKINS | 975XL | RP | 0.750 | 3439316 | At water meter
670 | HARRISON DR | 43204-3506 | Active | 464489 | WATTS | LF009 | RP | 0.750 | 3439409 | AT METER
700 | HARRISON DR | 43204-3513 | Due Install |  |  |  | RP | 1.000 | 3439410
700 | HARRISON DR | 43204-3513 | Due Install |  |  |  | DCDA | 8.000 | 3652370 | VAULT
770 | HARRISON DR | 43204-3513 | Removed | 934817REM | WILKINS | 975XLBMS | RP | 1.500 | 72557 | IN METER ROOM REMOVED
770 | HARRISON DR | 43204-3513 | Removed | 2848290REM | WATTS | LF919QT | RP | 1.500 | 3626700 | REMOVED MID N MECH/RISER RM AT WATER MTR OUTSIDE DR
770 | HARRISON DR | 43204-3513 | Active | 9861B | WILKINS | 350ASTDA | DCDA | 4.000 | 3626701 | MID N MECH/RISER RM OUTSIDE DR
770 | HARRISON DR | 43204-3513 | Active | HC12280 | WILKINS | 950XLD | DC | 0.750 | 3626702 | MID N MECH/RISER RM OUTSIDE DR
770 | HARRISON DR | 43204-3513 | Active | 21717 | WATTS | 919QT | RP | 1.500 | 3626854 | MECHANICAL ROOM, WEST SIDE
770 | HARRISON DR | 43204-3513 | Not Required by DOW | 72654 | WATTS | LF919QT | RP | 0.750 | 3628119 | MAIN GARAGE AREA - for ice machine
770 | HARRISON DR | 43204-3513 | Not Required by DOW | 73115 | WATTS | 919 | RP | 0.750 | 3646187 | Lawn irrigation
777 | HARRISON DR | 43204-3507 | Active | ALA10527 | WILKINS | 975 | RP | 0.750 | 3439414 | AT WATER METER MTR IN WALL IN OFFICE
787 | HARRISON DR | 43204-3507 | Active | ALA23961 | WILKINS | 975XL3 | RP | 0.750 | 3439415
745 | HARRISON DR UNIT B | 43204-3507 | Active | 065649 | WATTS | LF009M2QT | RP | 1.500 | 3439413 | SOUTH JUST INSIDE LOADING DOCK AT WATER METER
998 | HARRISON PARK PL | 43201-3597 | Active | G187021 | WILKINS | 720A | PVB | 0.750 | 95175 | BEHIND 998 HARRISON PARK PL
102 | HARRISON PARK PL | 43201 | Active | 171425 | WATTS | 009M2-FP | RP | 1.500 | 3616733
1050 | HARRISON PARK PL | 43201-3696 | Active | H020531 | FEBCO | 765 | PVB | 0.750 | 98062 | BACK OF HOUSE
2383 | HARRISON RD | 43204-3509 | Replaced | REP225362 | WATTS | 009M3QT | RP | 0.750 | 58122 | REPLACED- AT WATER METER IN WAREHOUSE
2383 | HARRISON RD | 43204-3509 | Active | 78861 | WATTS | 009M3QT | RP | 0.750 | 3613224 | AT WATER METER IN STORAGE CLOSET OFF OF LOCKER ROOM
2400 | HARRISON RD | 43204-3508 | Not Required by DOW | 112407 | WATTS | 009M2QT | RP | 1.000 | 58182 | IN WTR METER ROOM WEST SIDE OF BLDG
2400 | HARRISON RD | 43204-3508 | Active | 145741 | WATTS | 909 | RP | 3.000 | 58183 | EQUIPMENT ROOM WEST SIDE OF BUILDING AFTER METER.
2400 | HARRISON RD | 43204-3508 | Not Required by DOW | 16832 | WATTS | 909M1QT | RP | 1.500 | 58184 | AFTER WATER METER IN EQUIP RM, W SIDE OF BLDG
2400 | HARRISON RD | 43204-3508 | Not Required by DOW | 064791 | WATTS | LF009M2QT | RP | 1.500 | 58185 | EQUIPMENT ROOM WEST SIDE OD BLDG.
2400 | HARRISON RD | 43204-3508 | Not Required by DOW | 361765 | WATTS | 909M1QT | RP | 1.500 | 58186 | SW MECH ROOM WATER METER ROOM
2400 | HARRISON RD | 43204-3508 | Active | 100386 | AMES | 2000SE | DC | 8.000 | 58187 | FIRE PUMP ROOM MR3 (W SIDE OFF OF MECH ROOM BY FDC)
2400 | HARRISON RD | 43204-3508 | LPS - Active |  |  |  | LST |  | 3633594 | FIRE PUMP ROOM MR3 (W SIDE OFF OF MECH ROOM BY FDC)
2400 | HARRISON RD | 43204-3508 | Due Install |  |  |  | DCDA | 6.000 | 3657762
2424 | HARRISON RD | 43204-3508 | Active | 225061 | WATTS | LF009M3QT | RP | 0.750 | 3439418 | MID UTILTY/MECH/HWT CLOSET A WATER METER
2485 | HARRISON RD | 43204 | Active | 137540 | WATTS | 009 | RP | 0.750 | 3622763 | AFTER DOMESTIC WATER METER. CONTAINMENT BACKFLOW PREVENTER
2535 | HARRISON RD | 43204-3511 | Active | ALA51988 | WILKINS | 975XL3 | RP | 0.750 | 3439422 | MTR IN CENTER OF BLDG UNDER SHELF. *SD*
2555 | HARRISON RD | 43204-3511 | Removed | 4697311REM | WILKINS | 975XL | RP | 2.000 | 58627 | INSIDE FRONT RIGHT NW CORNER OF BEER WAREHOUSE
2555 | HARRISON RD | 43204-3511 | Not Required by DOW | 023880 | WATTS | LF909QT | RP | 1.000 | 3614923 | WEST SIDE OF CENTER DIVIDING WALL AT KEG FILLER
2555 | HARRISON RD | 43204-3511 | Not Required by DOW | 010594 | WATTS | LF909M1QT | RP | 2.000 | 3614924 | EXTERIOR OF EAST WALL OF COOLER NEAR WATER SOFTENER
2555 | HARRISON RD | 43204-3511 | Not Required by DOW | 53621 | WATTS | LF919QT | RP | 1.000 | 3614925 | NORTH WALL OF BOILER ROOM
2555 | HARRISON RD | 43204-3511 | Not Required by DOW | 4834253 | WILKINS | 975XL2 | RP | 2.000 | 3646024 | INSIDE WALL IN MACHINERY PROCESS CENTER. MIDDLE OF WEST SIDE OF BLDG.
2555 | HARRISON RD | 43204-3511 | Active | UF-1786 | WATTS | 957 | RP | 4.000 | 3647036 | HOTBOX
2555 | HARRISON RD | 43204-3511 | Active | UF-1734 | WATTS | 957 | RP | 4.000 | 3647037 | HOTBOX
2580 | HARRISON RD | 43204-3510 | Active | 329670 | WATTS | LF009M2QT | RP | 1.000 | 3439424 | AT METER CENTER OF BUILDING OFF OF GARAGE
2800 | HARRISON RD | 43204 | Active | 3955009 | WILKINS | 975 | RP | 1.500 | 3613685 | SOUTH WALL WAREHOUSE
707 | HART RD | 43223 | Active | 4014385 | WILKINS | 975 | RP | 1.500 | 71362 | HOT BOX AT STREET in weeds
867 | HART RD UNIT REAR | 43223-3324 | Not Required by DOW | [5 empty] | 3439448
516 | HARTFORD ST | 43085-4102 | Active | T146526 | WILKINS | 720A | PVB | 0.750 | 3439523 | LEFT SIDE
583 | HARTFORD ST | 43085-4119 | Active | W149687 | WILKINS | 975XL | RP | 1.000 | 68100 | BASEMENT
687 | HARTFORD ST | 43085-4121 | Active | T294897 | WILKINS | 720A | PVB | 0.750 | 3439552 | RIGHT SIDE OF HOUSE
689 | HARTFORD ST | 43085-4121 | Active | CB440207 | WILKINS | 720A | PVB | 0.750 | 3439554 | Right side of the house
695 | HARTFORD ST | 43085-4121 | Active | G126915 | WILKINS | 720A | PVB | 0.750 | 95738 | RIGHT SIDE OF HOUSE
700 | HARTFORD ST | 43085-4122 | Active | DH1758 | FEBCO | 765 | PVB | 1.000 | 71196 | BACK OF HOUSE BY A/C
805 | HARTFORD ST | 43085- | Active | ACI9499 | WILKINS | 975XL2 | RP | 1.500 | 3439557 | BASEMENT BY WATER METER. BETWEEN WALL AND AIR HANDLER
577 | HARTFORD ST | 43085- | Replaced | REP181357 | WILKINS | 420 | PVB | 1.000 | 67908 | REPLACED- SOUTH SIDE
5770 | HARTFORD ST | 43085- | Active | 954960 | WILKINS | 720A | PVB | 1.000 | 3611478 | SOUTH SIDE
1569 | HARTIG DR | 43123 | Active | CB655464 | WILKINS | 720A | PVB | 0.750 | 3613777 | RIGHT SIDE OF HOUSE
1583 | HARTIG DR | 43123 | Active | CB388405 | WILKINS | 720A | PVB | 0.750 | 3618423 | LEFT SIDE
1597 | HARTIG DR | 43123 | Active | CB079263 | WILKINS | 720A | PVB | 0.750 | 3615434 | RIGHT OF FRONT DOOR
1611 | HARTIG DR | 43123 | Active | CB440319 | WILKINS | 720A | PVB | 0.750 | 3632821 | LEFT SIDE OF HOUSE
1625 | HARTIG DR | 43123 | Active | T372139 | WILKINS | 720A | PVB | 0.750 | 3609488 | RIGHT SIDE
1653 | HARTIG DR | 43123 | Active | CB333189 | WILKINS | 720A | PVB | 0.750 | 3624646 | FRONT OF HOUSE
1667 | HARTIG DR | 43123 | Active | T240220 | WILKINS | 720A | PVB | 0.750 | 3616565 | LEFT SIDE
1681 | HARTIG DR | 43123 | Active | CB153204 | WILKINS | 720A | PVB | 0.750 | 3613313 | FRONT OF HOUSE
1695 | HARTIG DR | 43123 | Active | CB263059 | WILKINS | 720A | PVB | 0.750 | 3609351 | LEFT FRONT CORNER
1723 | HARTIG DR | 43123 | Active | T465728 | WILKINS | 720 | PVB | 0.750 | 3654928 | FRONT CENTER
900 | HARVEY CT | 43219-2685 | Active | 129008 | AMES | 3000SS | DCDA | 6.000 | 74466 | MECH ROOM-WEST WALL
900 | HARVEY CT | 43219-2685 | Active | 58200 | WATTS | 007M1 | DC | 0.750 | 74468 | BYPASS ON DOUBLE DETECTOR
900 | HARVEY CT | 43219-2685 | Active | L25125 | WILKINS | 375 | RP | 3.000 | 74469 | MECH ROOM-SOUTH WALL
900 | HARVEY CT | 43219-2685 | Not Required by DOW | 282380 | WATTS | LF009QT | RP | 0.500 | 91375 | KITCHEN BEHIND ICE MACHINE
184 | HARWITCH RD | 43221-2811 | Active | T330120 | WILKINS | 720 | PVB | 0.750 | 3439764 | LEFT SIDE OF HOUSE
1868 | HARWITCH RD | 43221-2811 | Active | CB203632 | WILKINS | 720 | PVB | 0.750 | 3439768
2231 | HARWITCH RD | 43221-2711 | Active | T126228 | WILKINS | 720A | PVB | 0.750 | 103111 | OUTSIDE RIGHT SIDE OF HOUSE
1850 | HASTINGS LN | 43220-4809 | Not Required by DOW | 11241 | WATTS | 009M2QT | RP | 1.500 | 56405 | WATER HEATER ROOM
1850 | HASTINGS LN | 43220-4809 | Not Required by DOW | 112569 | WATTS | 009M2QT | RP | 1.500 | 56406 | PUMP ROOM WEST WALL
1850 | HASTINGS LN | 43220-4809 | Removed | 12462REM | WILKINS | 975 | RP | 4.000 | 56407 | BOILER ROOM BY WATER METER
1850 | HASTINGS LN | 43220-4809 | Not Required by DOW | 30648 | WATTS | 009QT | RP | 1.000 | 56408 | BOILER ROOM ABOVE WATER METER
1850 | HASTINGS LN | 43220-4809 | Not Required by DOW | 37224 | WATTS | 009QT | RP | 1.000 | 56409 | BASEMENT BY GYM
1850 | HASTINGS LN | 43220-4809 | Not Required by DOW | 7699 | WATTS | 007M1PCQT | DC | 0.750 | 56410 | W OF SCHOOL NEAR MANHOLE
1850 | HASTINGS LN | 43220-4809 | Not Required by DOW | XE-0790 | WATTS | 957 | RP | 4.000 | 56411 | PUMP ROOM WEST WALL
1850 | HASTINGS LN | 43220-4809 | Not Required by DOW | XE-0726 | WATTS | 957 | RP | 4.000 | 56412 | POOL HOUSE WEST WALL
1850 | HASTINGS LN | 43220-4809 | Not Required by DOW | 48559 | WATTS | 009QT | RP | 1.000 | 91935 | BASEMENT 1/2 WAY OF TUNNEL ON RIGHT SIDE
1850 | HASTINGS LN | 43220-4809 | Not Required by DOW | 434606 | WATTS | 909QT | RP | 1.000 | 95506 | BASEMENT IN BOILER ROOM RIGHT SIDE
1850 | HASTINGS LN | 43220-4809 | Not Required by DOW | 16635 | WATTS | 919QT | RP | 1.000 | 3630182 | POOL PUMP ROOM
1850 | HASTINGS LN | 43220-4809 | Active | 48662C | WILKINS | 375AST | RP | 4.000 | 3656468 | BOILER ROOM BY WATER METER
7136 | HASWELL DR | 43068-8210 | Active | H010376 | FEBCO | 765 | PVB | 1.000 | 71479 | LT SIDE OF HSE
5915 | HATHAWAY AVE | 43016-6723 | Active | T346028 | Wilkins | 720A | PVB | 0.750 | 3439960 | LEFT CENTER
7737 | HATHAWAY PARK CT | 43016-8323 | Active | T271120 | WILKINS | 720 800M4 | PVB | 0.750 | 72666 | FRON RIGHT OF HOUSE
7753 | HATHAWAY PARK CT | 43016-8323 | Active | AE0776 | FEBCO | 765 | PVB | 0.750 | 93890 | RIGHT SIDE
2940 | HAU DR | 43219-3280 | Active | H087648 | FEBCO | 765 | PVB | 0.750 | 59598 | LEFT SIDE OF HOUSE
4249 | HAUGHN RD | 43123-3216 | Active | H072285 | FEBCO | 765 | PVB | 0.750 | 93891 | BACK OF HOUSE
4249 | HAUGHN RD | 43123-3216 | Active | 20970 | WATTS | 800CMQT | PVB | 0.750 | 97570 | front of house
4324 | HAUGHN RD | 43123-3239 | Active | 3730727 | WILKINS | 975 | RP | 0.750 | 63677 | IN THE CLOSET OF CLASSROOM 22
4436 | HAUGHN RD | 43123-3219 | Active | 1419838 | WILKINS | 950XLTU | DC | 0.750 | 64000 | ART ROOM CENTER NORTH WALL OF BUILDING
4436 | HAUGHN RD | 43123-3219 | Active | UF-0016 | WATTS | 957 | RP | 3.000 | 64001 | N/W MECH ROOM
4436 | HAUGHN RD | 43123-3219 | Not Required by DOW | 4973002 | WILKINS | 975XL | RP | 0.750 | 64002 | ROOM 141, 9 FT ABOVE FLOOR by Alarm panel
4436 | HAUGHN RD | 43123-3219 | Active | 105847 | WILKINS | 350 | DCDA | 6.000 | 64003 | ART ROOM (CENTER NORTH WALL OF BUILDING) CLOSET BY 125
4436 | HAUGHN RD | 43123-3219 | Not required by DOW | 4973004 | WILKINS | 975XL2 | RP | 0.750 | 101665 | MECHANIC ROOM wall by exit to Hallway
4567 | HAUGHN RD | 43123- | Active | 24611 | WATTS | 009M2PCQT | RP | 0.750 | 64361 | MECH ROOM
4570 | HAUGHN RD | 43123 | Active | 16364 | WATTS | 919QT | RP | 1.500 | 103450 | HOT BOX NORTH END OF PROPERTY
4570 | HAUGHN RD | 43123 | Not Required by DOW | 638581 | WATTS | 909HWQT | RP | 1.000 | 103451 | EQUIPMENT ROOM
4778 | HAUGHN RD | 43123-9437 | Active | 036687 | WATTS | 800M4QT | PVB | 0.750 | 65030 | LEFT SIDE OF HOUSE
4850 | HAUGHN RD | 43123-8574 | Active | 29579 | WATTS | 009M2QT | RP | 1.000 | 65232 | MECHANICAL ROOM
4866 | HAUGHN RD | 43123-8574 | Active | A74289 | WATTS | 009QT | RP | 0.750 | 65274 | BASEMENT AT WATER METER
4890 | HAUGHN RD | 43123 | Active | HK58954 | FEBCO | 765 | PVB | 1.000 | 65352 | RIGHT SIDE OF BUILDING
4890 | HAUGHN RD | 43123 | Active | ABA14144 | WILKINS | 975XL | RP | 0.750 | 65353 | RIGHT OF ENTRY, BESIDE METER
4890 | HAUGHN RD | 43123 | Removed | 38953REM | WATTS | 919AQT | RP | 0.750 | 103155 | 4959 APPLE GLEN TRAIL, BASEMENT @ SUMP PUMP PIT REMOVED
4890 | HAUGHN RD | 43123 | Due Install |  |  |  | RP | 6.000 | 3636193
4899 | HAUGHN RD | 43123-8941 | Active | G215415 | WILKINS | 720A | PVB | 0.750 | 97399 | LEFT SIDE
4924 | HAUGHN RD | 43123-8942 | Active | 1819 | CONBRACO | 40204A2Z | RP | 0.750 | 65431 | BASEMENT AT WATER METER
4950 | HAUGHN RD | 43123 | Active | 92239 | WATTS | LF919QT | RP | 0.750 | 65490 | IN BASEMENT BY WATER METER
5033 | HAUGHN RD | 43123- | Not Required by DOW | 347307 | WILKINS | 720A | PVB | 1.500 | 65777 | METER HOUSE HAUGHN ROAD
5033 | HAUGHN RD | 43123- | Active | L10888 | WILKINS | 375 | RP | 6.000 | 65778 | METER HOUSE HAUGHN RD / ORDER ROAD ENTRANCE
5236 | HAUGHN RD | 43123 | Active | VC-1050 | AMES | COLT400 | RP | 3.000 | 3649990 | HOTBOX
5236 | HAUGHN RD | 43123 | Active | VJ-0601 | AMES | COLT500GV | RPDA | 8.000 | 3649991 | HOTBOX
5236 | HAUGHN RD | 43123 | Active | 87984 | WATTS | 919 | RP | 0.750 | 3649992 | HOTBOX
5236 | HAUGHN RD | 43123 | Not Required by DOW | T385605 | WILKINS | 720A | PVB | 0.750 | 3650418 | RIGHT SIDE OF 3215 FARMHOUSE LN
5236 | HAUGHN RD | 43123 | Not Required by DOW | T417957 | WILKINS | 720A | PVB | 0.750 | 3651518
5236 | HAUGHN RD | 43123 | Not Required by DOW | ABI997C | WILKINS | 975XL2 | RP | 0.750 | 3651519
5929 | HAUGHN RD | 43123 | Active | 4051360 | WILKINS | 975 | RP | 0.750 | 3613744 | NORTH WALL MECHANICAL ROOM
6000 | HAUGHN RD | 43123-8575 | Not Required by DOW | W069403 | WILKINS | 975XL | RP | 1.500 | 68545 | SW CORNER
6000 | HAUGHN RD | 43123-8575 | Active | W100104 | WILKINS | 975XL | RP | 2.000 | 68546 | MIDDLE OF WEST WALL
1500 | HAUL RD | 43207-1888 | Not Required by DOW | 173120 | WILKINS | 975 | RP | 2.000 | 55335 | UPPER MECHANICAL ROOM`
1500 | HAUL RD | 43207-1888 | Active | 112502030647 | FEBCO | LF880V | RP | 3.000 | 55336 | OUTSIDE IN HOT BOX NORTH END OF PROPERTY BY FENCE
1500 | HAUL RD | 43207-1888 | Not Required by DOW | 79004 | WILKINS | 375 | RP | 3.000 | 55337 | PENTHOUSE MECH ROOM
1500 | HAUL RD | 43207-1888 | Removed | 34982REM | WILKINS | 975 | RP | 1.000 | 56312 | REMOVED? - CENTER OF BUILDING (SOUTH WALL)
1500 | HAUL RD | 43207-1888 | Removed | A332133REM | WILKINS | 975 | RP | 0.750 | 56313 | REMOVED-RESTROOM IN SHOP
1500 | HAUL RD | 43207-1888 | Not Required by DOW | 180210 | WATTS | 909QTFDA | RP | 3.000 | 89302 | MECH ROOM EAST SIDE OF BUILDING
1500 | HAUL RD | 43207-1888 | Not Required by DOW | 2280393 | WILKINS | 975XLBMS | RP | 1.500 | 89356 | MECH ROOM E SIDE OF BUILDING
1500 | HAUL RD | 43207-1888 | Active | 34062B | WILKINS | 350ASTDA | DCDA | 8.000 | 3649117 | METER PIT NORTH SIDE OF PROPERTY BY FENCE
1500 | HAUL RD | 43207-1888 | Active | HC72989 | WILKINS | 950XLD | DC | 0.750 | 3656476 | METER PIT NORTH SIDE OF PROPERTY BY FENCE
5799 | HAUSSMAN DR | 43081- | Active | 206031 | WATTS | 800M4QT | PVB | 0.750 | 67976 | LEFT SIDE OF ENTRY WALL
5816 | HAUSSMAN DR | 43081-8626 | Active | 223989 | WILKINS | 420 | PVB | 1.000 | 68069 | LEFT SIDE OF HOUSE
5832 | HAUSSMAN DR | 43081-8626 | Active | CB987676 | WILKINS | 720A | PVB | 0.750 | 68105 | LEFT SIDE OF HOUSE--OUTSIDE
7390 | HAVEN GREEN LN | 43054 | Active | HE82421 | FEBCO | 765 | PVB | 0.750 | 3655721 | LEFT SIDE
1064 | HAVENDALE DR | 43220-5029 | Active | 375275 | WILKINS | 720A | PVB | 0.750 | 93893 | EAST SIDE OF HOUSE
4445 | HAVERFORD CT | 43220-4313 | Active | 790096 | WATTS | 800M4FR | PVB | 1.000 | 101170 | RIGHT SIDE BY GAS METER
2119 | HAVERFORD RD | 43220-4314 | Active | H493621 | FEBCO | 765 | PVB | 0.750 | 92607 | FRONT OF HOUSE
2141 | HAVERFORD RD | 43220-4314 | Active | H514869 | FEBCO | 765 | PVB | 0.750 | 97505 | FRONT LEFT OF DOOR
2241 | HAVERFORD RD | 43220-4317 | Active | 605551 | RAINBIRD | 100 | DC | 0.750 | 57720 | IN BASEMENT ABOVE METER
2259 | HAVERFORD RD | 43220-4317 | Active | T591710 | WILKINS | 720A | PVB | 1.000 | 57798 | left of front door
2290 | HAVERFORD RD | 43220-4320 | Active | 128504 | WILKINS | 420 | PVB | 1.000 | 57855 | METER ROOM NW CORNER OF BASEMENT
2305 | HAVERFORD RD | 43220-4383 | Active | T471907 | WILKINS | 720A | PVB | 1.000 | 57913 | RIGHT SIDE FRONT DOOR
2349 | HAVERFORD RD | 43220-4321 | Active | H78633 | WILKINS | 720A | PVB | 0.750 | 58037 | FRT RT OF DOOR
2508 | HAVERFORD RD | 43220-4204 | Active | 317630 | WATTS | 800M4QT | PVB | 0.750 | 93895 | FRONT OF HOUSE RIGHT SIDE
2509 | HAVERFORD RD | 43220-4203 | Active | CB987664 | WILKINS | 720A | PVB | 0.750 | 58510 | RIGHT SIDE OF HOME
2520 | HAVERFORD RD | 43220-4204 | Active | T126233 | WILKINS | 720A | PVB | 0.750 | 102810 | FRONT OF HOUSE
2533 | HAVERFORD RD | 43220-4298 | Active | T486794 | WILKINS | 720 | PVB | 0.750 | 3440298 | RIGHT SIDE OF HOUSE
2590 | HAVERFORD RD | 43220-4295 | Active | AC4914 | FEBCO | 765 | PVB | 0.750 | 58690 | WEST SIDE OF HOUSE, BACK YARD
2615 | HAVERFORD RD | 43220 | Active | EAK5520 | WILKINS | 720 | PVB | 0.750 | 3657941 | FRONT RIGHT OF THE HOUSE IN THE ALCOVE
2626 | HAVERFORD RD | 43220-4270 | Active | G281141 | WILKINS | 720A | PVB | 1.000 | 3440304 | LEFT SIDE
2627 | HAVERFORD RD | 43220-4269 | Removed | 131609REM | WATTS | 800M4QT | PVB | 1.000 | 93896 | FRONT OF HOUSE
2627 | HAVERFORD RD | 43220-4269 | Active | EAF9648 | WILKINS | 720A | PVB | 0.750 | 3657592 | RIGHT FRONT
2644 | HAVERFORD RD | 43220-4270 | Active | 228483 | WATTS | 800M2QT | PVB | 0.750 | 58851 | RIGHT SIDE FRONT
2645 | HAVERFORD RD | 43220-4269 | Active | CAA25752 | WILKINS | 720A | PVB | 1.000 | 92266 | RIGHT SIDE OF FRONT PORCH
2660 | HAVERFORD RD | 43220-4270 | Active | CB006336 | WILKINS | 720A | PVB | 1.000 | 58910 | WEST SIDE OF HOUSE NEXT TO FRONT STEPS
2674 | HAVERFORD RD | 43220-4270 | Active | H462889 | FEBCO | 765 | PVB | 1.000 | 101172 | FRONT OF HOUSE TO LEFT OF FRONT DOOR
2684 | HAVERFORD RD | 43220-4270 | Active | F10511 | FEBCO | 765 | PVB | 1.000 | 58960 | NW CORNER OF HOUSE OUTSIDE
2690 | HAVERFORD RD | 43220-4270 | Active | G217721 | WILKINS | 720A | PVB | 0.750 | 96396 | FRONT OF HOUSE
7689 | HAVERHILL CT | 43017-8789 | Active | H331315 | Febco | 765 | PVB | 1.000 | 72515 | RIGHT HAND SIDE
7708 | HAVERHILL CT | 43017-8789 | Active | T258862 | WILKINS | 720A | PVB | 1.000 | 93897 | RIGHT REAR
7723 | HAVERHILL CT | 43017-8789 | Active | H302089 | FEBCO | 765 | PVB | 0.750 | 88139 | LEFT SIDE OF HOUSE
5377 | HAVERHILL DR | 43017 | Active | 22323 | WATTS | 800QT | PVB | 1.000 | 66754 | LEFT SIDE OF HOUSE
5378 | HAVERHILL DR | 43017 | Active | T417687 | WILKINS | 720A | PVB | 0.750 | 66755 | SOUTHEAST CORNER RIGHT FRONT
5386 | HAVERHILL DR | 43017-8818 | Active | 22310 | WATTS | 800M2QT | PVB | 0.750 | 66770 | RIGHT FRONT
5402 | HAVERHILL DR | 43017 | Active | EK3637 | FEBCO | 765 | PVB | 1.000 | 66834 | RT SIDE OF HSE
5409 | HAVERHILL DR | 43017 | Active | G251689 | WILKINS | 720A | PVB | 0.750 | 98981 | LEFT SIDE
5410 | HAVERHILL DR | 43017 | Active | AJ1183 | FEBCO | 765 | PVB | 0.750 | 66856 | RT SIDE
5417 | HAVERHILL DR | 43017 | Active | T299984 | WILKINS | 720A | PVB | 0.750 | 66873 | RIGHT SIDE OF HOUSE
2205 | HAVILAND RD | 43220 | Active | T132433 | WILKINS | 720A | PVB | 0.750 | 102848 | LEFT FRONT CORNER OF HOUSE
2225 | HAVILAND RD | 43220 | Active | t459294 | WILKINS | 720A | PVB | 0.750 | 101346 | RIGHT SIDE
2235 | HAVILAND RD | 43220 | Active | T083084 | WILKINS | 720A | PVB | 0.750 | 101368 | RIGHT SIDE
2236 | HAVILAND RD | 43220-4626 | Active | CAA69394 | WILKINS | 720A | PVB | 0.750 | 3440367
2436 | HAVILAND RD | 43220-4628 | Active | T230592 | FEBCO | 765 | PVB | 0.750 | 58267 | RT OF GARAGE DOOR
2460 | HAVILAND RD | 43220-4628 | Active | EAD4199 | WILKINS | 720A | PVB | 0.750 | 95256 | BACK OF ROOM
2475 | HAVILAND RD | 43220-4627 | Replaced | REP954774 | WILKINS | 720A | PVB | 0.750 | 58410 | USE 6/3/15 CAG. REPLACED- LEFT CENTER BEHIND A/C
2475 | HAVILAND RD | 43220-4627 | Active | G215501 | WILKINS | 720A | PVB | 0.750 | 3611396 | USE 06/06/2016 CAG. LEFT CENTER BEHIND A/C
6959 | HAVINGTON CT | 43017 | Active | 228596 | WILKINS | 720A | PVB | 0.750 | 71025 | RIGHT FRONT
8674 | HAWICK N CT | 43017 | Active | 148730 | WILKINS | 720A | PVB | 0.750 | 93899 | LEFT SIDE
8682 | HAWICK N CT | 43017 | Active | M5904 | FEBCO | 805YR | DC | 1.000 | 93481 | BASEMENT
8690 | HAWICK N CT | 43017 | Active | HD25304 | FEBCO | 765 | PVB | 0.750 | 74186 | FRONT -LEFT of FRONT DOOR
8695 | HAWICK N CT | 43017 | Active | CAA79761 | WILKINS | 720A | PVB | 1.000 | 74188 | LEFT FRONT IN COVE BTWN GAR & HSE
8618 | HAWICK S CT | 43017 | Active | CB406743 | WILKINS | 720A | PVB | 0.750 | 3440405 | RIGHT SIDE OF HOUSE
8655 | HAWICK S CT | 43017 | Active | 4873581 | WILKINS | 950 | RP | 1.000 | 74151 | IN CRAWL SPACE (BEHIND FURNACE) UP IN TO THE LEFT.
154 | HAWKES AVE | 43222-1430 | Active | 448481 | WATTS | 009-M3QT | RP | 0.750 | 3624696 | IN HOT BOX NORTHEAST CORNER OF PROPERTY
776 | HAWKS NEST DR | 43017-8269 | Active | HC21519 | FEBCO | 765 | PVB | 0.750 | 72722 | RIGHT FRONT
7765 | HAWKS NEST DR | 43017-8221 | Removed | FK3597REM | FEBCO | 765 | PVB | 2.000 | 72738 | REMOVED-REAR OF HOUSE NORTHWEST
7765 | HAWKS NEST DR | 43017-8221 | Removed | T432589REM | WILKINS | 720A | PVB | 0.750 | 3654673 | BACK RIGHT BY A/C UNIT
7790 | HAWKS NEST DR | 43017 | Active | abn3485 | WILKINS | 975XL | RP | 1.000 | 72810 | E SIDE OF HAWKS NEST BY METER PIT
11 | HAWKSMOOR | 43054-8183 | Active | 15731 | WATTS | 919AQT | RP | 1.000 | 99481 | BASEMENT/HOT WATER TANK ROOM
3 | HAWKSMOOR DR | 43054 | Active | CAB63138 | WILKINS | 720A | PVB | 1.000 | 103489 | SW CORNER
4 | HAWKSMOOR DR | 43054-8183 | Active | H544011 | FEBCO | 765 | PVB | 0.750 | 96225 | Right side of house
8 | HAWKSMOOR DR | 43054-8183 | Active | 389789 | WILKINS | 720A | PVB | 1.500 | 87970 | right front of house
1 | HAWKSMOOR DR | 43054 | Active | 698786 | WATTS | 800M | PVB | 1.000 | 3601289 | RIGHT SIDE OF HOUSE
12 | HAWKSMOOR DR | 43054-8183 | Active | G038410 | WILKINS | 720A | PVB | 0.750 | 91855 | RIGHT SIDE OF HOUSE
17 | HAWKSMOOR DR | 43054 | Active | CB637206 | WILKINS | 720A | PVB | 0.750 | 3638520 | RIGHT MIDDLE
38 | HAWKSVIEW CT | 43228 | Active | VAA0040 | WILKINS | 720 | PVB | 0.750 | 3603366
5758 | HAWLEY CT | 43017 | Active | T340571 | WILKINS | 720A | PVB | 0.750 | 67849 | BESIDE ELECTRIC METER REAR CENTER OF HOUSE
5767 | HAWLEY CT | 43017 | Active | HB65220 | FEBCO | 765 | PVB | 0.750 | 67879 | LEFT FRONT
5772 | HAWLEY CT | 43017 | Active | 2615 | FEBCO | 765 | PVB | 1.000 | 93482 | FRONT LEFT OF FRONT DOOR
5775 | HAWLEY CT | 43017 | Active | H913448 | FEBCO | 765 | PVB | 0.750 | 99855 | FRONT OF HOUSE
5778 | HAWLEY CT | 43017 | Active | FL3605 | FEBCO | 765 | PVB | 1.000 | 67939 | RIGHT SIDE NORTH SIDE OF HOUSE
5781 | HAWLEY CT | 43017 | Active | 757591 | WILKINS | 720A | PVB | 0.750 | 67945 | RIGHT FRONT
5784 | HAWLEY CT | 43017 | Active | T363408 | WILKINS | 720A | PVB | 0.750 | 67949 | LEFT FRONT
5314 | HAWTHORNDEN CT | 43017 | Active | T341459 | WILKINS | 720A | PVB | 0.750 | 3440527 | BACK OF HOUSE
5328 | HAWTHORNDEN CT | 43017 | Active | CB316119 | WILKINS | 720A | PVB | 0.750 | 3628249 | RIGHT SIDE
5342 | HAWTHORNDEN CT | 43017 | Active | T304252 | WILKINS | 720A | PVB | 0.750 | 66696 | Left of Front door
5342 | HAWTHORNDEN CT | 43017 | Not Required by DOW | T304252 | WILKINS | 720A | PVB | 0.750 | 3632651 | LEFT OF FRONT DOOR
5356 | HAWTHORNDEN CT | 43017 | Active | 76168 | WATTS | LF919QT | RP | 0.750 | 3633288 | BSMNT FURN ROOM BY SUMP PUMP BY FURMACE
5368 | HAWTHORNDEN CT | 43017 | Replaced | REP593569 | RAINBIRD | AC4000 | DC | 0.750 | 66743 | REPLACED- LEFT SIDE CENTER
5368 | HAWTHORNDEN CT | 43017 | Active | T487694 | WILKINS | 720A | PVB | 1.000 | 3611556 | LEFT CENTER
5380 | HAWTHORNDEN CT | 43017-9722 | Active | CB674709 | WILKINS | 720A | PVB | 0.750 | 66760 | RIGHT SIDE OF HOUSE
1415 | HAWTHORNE AVE | 43203 | Active | 202190 | WATTS | 909HWQT | RP | 0.750 | 54959 | HAWTHORNE BOILER HOUSE
1450 | HAWTHORNE AVE | 43203-1665 | Active | 255001 | WATTS | 909 | RP | 6.000 | 87200 | TG-151 BOILER HOUSE BY STAIRS
1450 | HAWTHORNE AVE | 43203-1665 | Active | 169404 | WATTS | 909 | RP | 3.000 | 54958 | 1ST FLOOR, TALBOT HALL, ROOM #TH-101, E WALL UPPER DEVICE
1450 | HAWTHORNE AVE | 43203-1665 | Active | 184174 | WATTS | 909QTFDA | RP | 3.000 | 87195 | MECH ROOM TH-101
1450 | HAWTHORNE AVE | 43203-1665 | Due Install |  |  |  | DC | 8.000 | 3440530
1450 | HAWTHORNE AVE | 43203-1665 | Active | A047667 | WILKINS | 975XL | RP | 2.000 | 3440531 | UTILITY CLOSET
1520 | HAWTHORNE AVE | 43203-1762 | Active | HH1530 | WATTS | 957RPDA-GV | RPDA | 4.000 | 55297 | BASEMENT MECH. ROOM
1520 | HAWTHORNE AVE | 43203-1762 | Not Required by DOW | 49799 | WATTS | 919AQT | RP | 0.750 | 55298 | MECH ROOM BASEMENT
1520 | HAWTHORNE AVE | 43203-1762 | Removed | F137509REM | WILKINS | 720A | PVB | 0.750 | 100018 | REMOVED-OUTSIDE NORTH COURTYARD
1520 | HAWTHORNE AVE | 43203-1762 | Not Required by DOW | T290131 | WILKINS | 720A | PVB | 0.750 | 100019 | IN SOUTHWEST COURTYARD
1520 | HAWTHORNE AVE | 43203-1762 | Active | KG-1285 | WATTS | 957 | RP | 4.000 | 103777 | BASEMENT MECHANICAL ROOM
1520 | HAWTHORNE AVE | 43203-1762 | Removed | CB015685REM | WILKINS | 720A | PVB | 0.750 | 103778 | REMOVED-NE SIDE OF BUILDING
1520 | HAWTHORNE AVE | 43203-1762 | Due Install |  |  |  | DCDA |  | 3635712
1610 | HAWTHORNE AVE | 43203-1764 | Active | CB636492 | WILKINS | 720A | PVB | 0.750 | 3440550 | LEFT SIDE OF HOUSE
1112 | HAWTHORNE PKWY | 43123 | Active | ABN7880 | WILKINS | 975XL2 | RP | 0.750 | 3652711 | MECH ROOM
6613 | HAWTHORNE ST | 43085-3071 | Active | 1612 | FEBCO | 765 | PVB | 1.000 | 70383 | FRONT OF HOUSE
4396 | HAYBURY DR | 43054-8824 | Active | EAD2534 | WILKINS | 720A | PVB | 0.750 | 63894 | FRONT RIGHT SIDE OF HOUSE
4405 | HAYBURY DR | 43054-8839 | Active | A083506 | WILKINS | 720A | PVB | 0.750 | 88946 | LEFT SIDE OF HOME
4413 | HAYBURY DR | 43054-8839 | Active | CB618372 | WILKINS | 720A | PVB | 0.750 | 63969 | LEFT SIDE
4420 | HAYBURY DR | 43054-8690 | Active | A082332 | WILKINS | 720A | PVB | 0.750 | 3585631 | RIGHT SIDE
4428 | HAYBURY DR | 43054-8690 | Active | T250483 | WILKINS | 720A | PVB | 0.750 | 95705 | LEFT CENTER
4429 | HAYBURY DR | 43054-8839 | Active | 124845 | WILKINS | 420 | PVB | 1.000 | 63985 | RIGHT REAR
4478 | HAYBURY DR | 43054-8615 | Removed | 480384REM | Apollo | PVB | PVB | 0.750 | 64140 | ***REMOVED*** -NORTH SIDE OF HOUSE
4478 | HAYBURY DR | 43054-8615 | Active | 480384 | APOLLO | PVB4A | PVB | 0.750 | 3611769 | NORTH, LEFT SIDE OF HOUSE
4484 | HAYBURY DR | 43054- | Active | ABC3678 | WILKINS | 975XL | RP | 1.000 | 64149 | SOUTH SIDE OF LOOP
2906 | HAYDEN RD | 43235- | Due Install |  |  |  | RP | 6.000 | 3440643
2906 | HAYDEN RD | 43235- | Active | AB1046333 | APOLLO |  | RP | 0.750 | 3636177 | IN 2946 HAYDEN RD
3000 | HAYDEN RD | 43235-7243 | Active | ACF4290 | WILKINS | 975XL2 | RP | 1.500 | 59767 | NORTH REAR STORAGE ROOM
3000 | HAYDEN RD | 43235-7243 | Not Required by DOW | 144161 | XX | XX | AG | 0.500 | 59768 | ABOVE SINK BY DISH WASHER
3000 | HAYDEN RD | 43235-7243 | Not Required by DOW | 906278 | XX | XX | AG | 0.000 | 91057 | 3 COMP SINK
3000 | HAYDEN RD | 43235-7243 | Not Required by DOW | 248772 | XX | XX | AG | 0.000 | 100969 | 2 COMPARTMENT SINK
3011 | HAYDEN RD | 43235-7250 | Active | 149494 | WATTS | 909 | RP | 3.000 | 59798 | SPRINKLER & MAINTENANCE ROOM
3011 | HAYDEN RD | 43235-7250 | Removed | C100339REM | AMES | 4000RP | RP | 4.000 | 92328 | REMOVED-SPRINKLER VALVE ROOM
3111 | HAYDEN RD | 43235-3258 | Not required by DOW | W255259 | WILKINS | 975XLBMS | RP | 1.000 | 89493 | WATER METER/MECH/FILTER RM
3111 | HAYDEN RD | 43235-3258 | Inactive | N1602170616 | FEBCO | LF880V | RP | 3.000 | 89494 | MECH/FILTER RM (NO SERIAL # READABLE N STYLE BKFL) -AT METER
3111 | HAYDEN RD | 43235-3258 | Inactive | 145913 | AMES | 3000SS | DCDA | 4.000 | 89701 | MECH/ RISER CLOSET AT INDOOR POOL
3111 | HAYDEN RD | 43235-3258 | Inactive | 46801 | AMES | 2000B | DC | 0.750 | 89702 | MECH/ RISER CLOSET AT INDOOR POOL
3111 | HAYDEN RD | 43235-3258 | Active | 52554C | ZURN | 375AST | RP | 4.000 | 3657636 | INSIDE METER ROOM 1ST FLOOR PARKING GARAGE
3111 | HAYDEN RD | 43235-3258 | Active | YF-1023 | AMES | COLT 300GV | DCDA | 6.000 | 3657637 | METER ROOM INSIDE BLDG PARKING GARAGE
3111 | HAYDEN RD | 43235-3258 | Active | 78177 | AMES | 2000BM3 | DC | 0.750 | 3657638 | METER ROOM NSIDE BLDG PARKING GARAGE
3242 | HAYDEN RD | 43235 | Active | SB-0942 | WATTS | 957 | RP | 3.000 | 3636907 | W METER BLDG MAIL KIOSK AT WATER METER
3242 | HAYDEN RD | 43235 | Active | 1168150119 | WATTS | 774DCDA | DCDA | 6.000 | 3638149 | W PARKING LOT METER BLDG
3242 | HAYDEN RD | 43235 | Active | 28872 | WATTS | 007M1QT | DC | 0.750 | 3638150 | W PARKING LOT METER HSE/BLDG
5600 | HAYDEN RUN BLVD | 43026 | Active | 71503 | AMES | 2000B | DC | 0.750 | 3607407 | IN PIT
5600 | HAYDEN RUN BLVD | 43026 | Active | 1817291213 | AMES | 3000SS | DCDA | 8.000 | 3629988 | IN PIT NE OF HAYDEN RUN BL & EAGLE RIVER DR S OF SE OF 5450 EAGLE RVR
5600 | HAYDEN RUN BLVD | 43026 | Active | 1274391013 | AMES | 4000SS | RP | 4.000 | 3629989 | IN H/BOX AT PIT NE HAYDEN RUN BL & EAGLE RVR N OF NW OF 5450 EAGLE RVR
4280 | HAYDEN RUN RD | 43017 | Active | 5033850 | WILKINS | 975XL2 | RP | 1.000 | 63500 | NORTH SIDE OF HOUSE
4900 | HAYDEN RUN RD | 43221-5905 | Active | 4934457 | WILKINS | 975XL2 | RP | 1.000 | 65382 | SW BASEMENT AT WATER METER
4995 | HAYDEN RUN RD | 43221- | Active | 150387 | AMES | 3000SS | DCDA | 8.000 | 93287 | METER HOUSE -3906 STONEBRIDGE CRSING ENTRANCE
4995 | HAYDEN RUN RD | 43221- | Active | 50410 | AMES | 2000B | DC | 0.750 | 93320 | METER HOUSE -3906 STONEBRIDGE CRSING ENTRANCE
4995 | HAYDEN RUN RD | 43221- | Active | GH1961 | WATTS | 957 | RP | 4.000 | 93321 | METER HOUSE -3906 STONEBRIDGE CRSING ENTRANCE
4995 | HAYDEN RUN RD | 43221- | Not Required by DOW | F006153 | WILKINS | 720A | PVB | 0.750 | 93322 | 3909 STONEWATER DR, BACK CENTER BY A/C
4995 | HAYDEN RUN RD | 43221- | Not Required by DOW | G208234 | WILKINS | 720A | PVB | 0.750 | 93323 | 5383 STONEBRIDGE LEFT REAR
4995 | HAYDEN RUN RD | 43221- | Not Required by DOW | G204860 | WILKINS | 720A | PVB | 0.750 | 93324 | 5395 STONEBRIDGE RIGHT CENTER
4995 | HAYDEN RUN RD | 43221- | Not Required by DOW | G167563 | WILKINS | 720A | PVB | 0.750 | 94328 | 3955 STONEBRIDGE LEFT CENTER
4995 | HAYDEN RUN RD | 43221- | Not Required by DOW | G100444 | FEBCO | 765 | PVB | 1.000 | 95421 | METER HOUSE 3906 STONEBRIDGE EAST CORNER
4995 | HAYDEN RUN RD | 43221- | Not Required by DOW | H517421 | FEBCO | 765 | PVB | 0.750 | 96417 | 5407 STONEBRIDGE LEFT CENTER
4995 | HAYDEN RUN RD | 43221- | Not Required by DOW | H516942 | FEBCO | 765 | PVB | 0.750 | 96418 | 3943 SHADOWSTONE WAY RIGHT FRONT
4995 | HAYDEN RUN RD | 43221- | Not Required by DOW | G185272 | WILKINS | 720A | PVB | 0.750 | 96419 | 3931 SHADOWSTONE WAY RIGHT CENTER
4995 | HAYDEN RUN RD | 43221- | Not Required by DOW | G223433 | WILKINS | 720A | PVB | 0.750 | 96420 | 3872 STONEWATER RIGHT FRONT
4995 | HAYDEN RUN RD | 43221- | Not Required by DOW | CB915415 | WILKINS | 720A | PVB | 0.750 | 96421 | 3880 STONEWATER RIGHT FRONT
4995 | HAYDEN RUN RD | 43221- | Removed | CB075407REM | WILKINS | 720A | PVB | 0.750 | 98410 | ***REMOVED*** 3900 STONEWATER FRONT OF HOUSE RIGHT OF DR
4995 | HAYDEN RUN RD | 43221- | Replaced | REPT074333 | WILKINS | 720A | PVB | 0.750 | 103102 | REPLACED- 3840 STONEWATER DR, RIGHT MIDDLE
4995 | HAYDEN RUN RD | 43221- | Not Required by DOW | G239141 | WILKINS | 720A | PVB | 0.750 | 103103 | 3847 SHADOWSTONE WAY LEFT FRONT
4995 | HAYDEN RUN RD | 43221- | Not Required by DOW | F005828 | WILKINS | 720A | PVB | 0.750 | 103161 | 3888 STONEWATER DR RIGHT CENTER
4995 | HAYDEN RUN RD | 43221- | Not Required by DOW | CB170136 | WILKINS | 720A | PVB | 0.750 | 103162 | 3925 SHADOWSTONE LEFT FRONT
4995 | HAYDEN RUN RD | 43221- | Not Required by DOW | T081657 | WILKINS | 720A | PVB | 0.750 | 103163 | 3919 SHADOWSTONE LEFT FRONT
4995 | HAYDEN RUN RD | 43221- | Not Required by DOW | CB000829 | WILKINS | 720A | PVB | 0.750 | 103302 | 5382 STONEBRIDGE CROSS RIGHT CENTER
4995 | HAYDEN RUN RD | 43221- | Not Required by DOW | T034343 | WILKINS | 720A | PVB | 0.750 | 103393 | 3853 SHADOWSTONE WAY RIGHT FRONT
4995 | HAYDEN RUN RD | 43221- | Not Required by DOW | F082564 | WILKINS | 720A | PVB | 0.750 | 103395 | 3848 STONEWATER DR RIGHT FRONT
4995 | HAYDEN RUN RD | 43221- | Not Required by DOW | G251679 | WILKINS | 720A | PVB | 0.750 | 103396 | 3937 SHADOWSTONE WAY RIGHT FRONT
4995 | HAYDEN RUN RD | 43221- | Not Required by DOW | H628953 | FEBCO | 765 | PVB | 0.750 | 103397 | 3864 STONEWATER DR RIGHT FRONT
4995 | HAYDEN RUN RD | 43221- | Not Required by DOW | T146175 | WILKINS | 720A | PVB | 0.750 | 3603687 | 3867 STONEWATER DR LEFT MIDDLE
4995 | HAYDEN RUN RD | 43221- | Not Required by DOW | CB078638 | WILKINS | 720A | PVB | 0.750 | 3604300 | 3907 SHADOWSTONE WAY LEFT FRONT
4995 | HAYDEN RUN RD | 43221- | Not Required by DOW | CB026313 | WILKINS | 720A | PVB | 0.750 | 3604301 | 3949 SHADOWSTONE WAY LEFT FRONT
4995 | HAYDEN RUN RD | 43221- | Replaced | REPT187945 | WILKINS | 720A | PVB | 0.750 | 3606206 | REPLACED- 3961 SHADOWSTONE, RIGHT FRONT
4995 | HAYDEN RUN RD | 43221- | Not Required by DOW | CB073433 | WILKINS | 720A | PVB | 0.750 | 3609540 | 3902 SHADOWSTONE WAY BACK LEFT BY A/C UNIT
4995 | HAYDEN RUN RD | 43221- | Not Required by DOW | CB092619 | WILKINS | 720A | PVB | 0.750 | 3609541 | 3840 STONEWATER DR RIGHT CENTER BY A/C UNIT
4995 | HAYDEN RUN RD | 43221- | Not Required by DOW | T066662 | WILKINS | 720A | PVB | 0.750 | 3609542 | 3856 STONEWATER DR LEFT FRONT
4995 | HAYDEN RUN RD | 43221- | Not Required by DOW | T191300 | WILKINS | 720A | PVB | 0.750 | 3609574 | 3895 SHADOWSTONE WAY LEFT FRONT
4995 | HAYDEN RUN RD | 43221- | Not Required by DOW | T191371 | WILKINS | 720A | PVB | 0.750 | 3609575 | 3871 SHADOWSTONE WAY LEFT FRONT
4995 | HAYDEN RUN RD | 43221- | Not Required by DOW | T191341 | WILKINS | 720A | PVB | 0.750 | 3609576 | 3901 SHADOWSTONE WAY LEFT FRONT
4995 | HAYDEN RUN RD | 43221- | Not Required by DOW | T191402 | WILKINS | 720A | PVB | 0.750 | 3609577 | 3913 SHADOWSTONE WAY LEFT FRONT
4995 | HAYDEN RUN RD | 43221- | Not Required by DOW | T191338 | WILKINS | 720A | PVB | 0.750 | 3613276 | 3961 SHADOWSTONE RIGHT FRONT
4995 | HAYDEN RUN RD | 43221- | Not Required by DOW | CB101175 | WILKINS | 720A | PVB | 0.750 | 3615125 | 5390 STONEBRIDGE CROSSING DR RIGHT REAR
4995 | HAYDEN RUN RD | 43221- | Not Required by DOW | T231286 | WILKINS | 720A | PVB | 0.750 | 3615243 | 5401 STONEBRIDGE CROSSING RIGHT FRONT
4995 | HAYDEN RUN RD | 43221- | Not Required by DOW | CB073751 | WILKINS | 720A | PVB | 0.750 | 3615268 | 3859 SHADOWSTONE WAY LEFT FRONT
4995 | HAYDEN RUN RD | 43221- | Not Required by DOW | T231518 | WILKINS | 720A | PVB | 0.750 | 3615464 | 3889 SHADOWSTONE WAY LEFT FRONT
4995 | HAYDEN RUN RD | 43221- | Not Required by DOW | T236374 | WILKINS | 720A | PVB | 0.750 | 3618052 | 3903 STONEWATER DR LEFT FRONT
4995 | HAYDEN RUN RD | 43221- | Not Required by DOW | T236940 | WILKINS | 720A | PVB | 0.750 | 3618053 | 3883 SHADOWSTONE WAY LEFT FRONT
4995 | HAYDEN RUN RD | 43221- | Not Required by DOW | T236986 | WILKINS | 720A | PVB | 0.750 | 3618126 | 3878 SHADOWSTONE WAY BACK LEFT
4995 | HAYDEN RUN RD | 43221- | Not Required by DOW | T236128 | WILKINS | 720A | PVB | 0.750 | 3618275 | 3877 SHADOWSTONE WAY LEFT FRONT
4995 | HAYDEN RUN RD | 43221- | Not Required by DOW | 61985 | WATTS | LF919QT | RP | 0.750 | 3618457 | 3878 SHADOWSTONE WAY, BASEMENT @ SUMP PUMP
4995 | HAYDEN RUN RD | 43221- | Not Required by DOW | 124130 | WATTS | 009M3-FP | RP | 0.750 | 3620041 | 3835 SHADOWSTONE WAY, BSMNT AT METER SET
4995 | HAYDEN RUN RD | 43221- | Not Required by DOW | 61359 | WATTS | 919AQT | RP | 0.750 | 3620042 | 3891 STONEWATER DR, AT SUMP PIT
4995 | HAYDEN RUN RD | 43221- | Not Required by DOW | 64315 | WATTS | 919QT | RP | 0.750 | 3621421 | 3866 SHADOWSTONE WAY, AT WATER HEATER
4995 | HAYDEN RUN RD | 43221- | Not Required by DOW | CB287455 | WILKINS | 720A | PVB | 0.750 | 3621452 | 3866 SHADOWSTONE WAY
4995 | HAYDEN RUN RD | 43221- | Not Required by DOW | 68392 | WATTS | 919QT | RP | 0.750 | 3622529 | 3890 SHADOWSTONE WAY BSMNT NEXT TO WATER HEATER
4995 | HAYDEN RUN RD | 43221- | Not Required by DOW | CB272789 | WILKINS | 720A | PVB | 0.750 | 3622676 | 3890 SHADOWSTONE WAY
4995 | HAYDEN RUN RD | 43221- | Not Required by DOW | T271036 | WILKINS | 720A | PVB | 0.750 | 3622751 | 3879 STONEWATER DR
4995 | HAYDEN RUN RD | 43221- | Not Required by DOW | CB325157 | WILKINS | 720A | PVB | 0.750 | 3624385 | 3854 SHADOWSTONE WAY, REAR OF HOUSE ON SIDE - RIGHT OF SUMP PUMP
4995 | HAYDEN RUN RD | 43221- | Not Required by DOW | CB092981 | WILKINS | 720A | PVB | 0.750 | 3629842 | 3891 STONEWATER DR
4995 | HAYDEN RUN RD | 43221- | LPS - Active |  |  |  | LPC |  | 3654534 | DOMESTIC PUMP - METER HOUSE AT ENTRANCE, 3906 STONEBRIDGE CRSING
5093 | HAYDEN RUN RD | 43026 | Active | 1288030415 | AMES | 4000SS | RP | 10.000 | 3613705 | HOT BOX NW CORNER OF PROPERTY
5093 | HAYDEN RUN RD | 43026 | Not Required by DOW | J03741 | FEBCO | 825Y | RP | 2.000 | 3614941 | IN SMALL HOT BOX BY MAIN HOT BOX
5093 | HAYDEN RUN RD | 43026 | Not Required by DOW | PI-0169 | AMES | COLT 200 | DC | 8.000 | 3614954 | MAIN RISER ROOM SIDE OF BUILDING
5093 | HAYDEN RUN RD | 43026 | Not Required by DOW | 78058 | AMES | 2000B | DC | 0.750 | 3624952 | RISER ROOM
5093 | HAYDEN RUN RD | 43026 | Not Required by DOW | 1910620317 | AMES | 3000SS | DCDA | 8.000 | 3624953 | RISER ROOM
5093 | HAYDEN RUN RD | 43026 | Not Required by DOW | 1996641020 | AMES | 3000SS | DCDA | 8.000 | 3649598 | RISER ROOM
5093 | HAYDEN RUN RD | 43026 | Not Required by DOW | 84491 | AMES | 2000B | DC | 0.750 | 3649599 | RISER ROOM
5093 | HAYDEN RUN RD | 43026 | Not Required by DOW | 18892 | WATTS | LF909 | RP | 6.000 | 3649794 | BUILDING 5125 MECHANICAL ROOM
5093 | HAYDEN RUN RD | 43026 | Not Required by DOW | 025577 | WATTS | LF909M1AT | RP | 2.000 | 3649795 | BUILDING 5125 PUMP ROOM
5093 | HAYDEN RUN RD | 43026 | Not Required by DOW | 90901 | WATTS | 909 | RP | 2.000 | 3650115 | RISER ROOM
5093 | HAYDEN RUN RD | 43026 | Not Required by DOW | 18530 | WATTS | LF909 | RP | 6.000 | 3650116 | MECHANICAL ROOM
5093 | HAYDEN RUN RD | 43026 | Not Required by DOW | 1985720220 | AMES | 3000SS | DCDA | 8.000 | 3650117 | RISER ROOM
5093 | HAYDEN RUN RD | 43026 | Not Required by DOW | 83444 | AMES | 2000B | DC | 0.750 | 3650118 | RISER ROOM
5093 | HAYDEN RUN RD | 43026 | Not Required by DOW | 17282 | WATTS | LF909 | RP | 6.000 | 3651331 | CMH 55 WATER ROOM
5093 | HAYDEN RUN RD | 43026 | Not Required by DOW | 015731 | WATTS | LF909M1AT | RP | 2.000 | 3651332 | CMH 55 WATER ROOM
5093 | HAYDEN RUN RD | 43026 | Not Required by DOW | 38381 | WATTS | LF909QT | RP | 0.750 | 3651333 | CMH 52 ELECTRIC ROOM
5093 | HAYDEN RUN RD | 43026 | Not Required by DOW | 002392 | WATTS | LF909 | RP | 3.000 | 3651334 | CMH 52 WATER ROOM
5093 | HAYDEN RUN RD | 43026 | Not Required by DOW | 16126 | WATTS | LF909-M1 | RP | 8.000 | 3651335 | CMH 52 WATER ROOM
5093 | HAYDEN RUN RD | 43026 | LPS - Active |  |  |  | LST |  | 3657523 | FIRE PUMP - PUMP ROOM (5076 BRITTON PKWY - CMH 64)
5093 | HAYDEN RUN RD | 43026 | LPS - Active |  |  |  | LST |  | 3657524 | FIRE PUMP - PUMP ROOM (5113 HAYDEN RUN RD - CMH 55)
5093 | HAYDEN RUN RD | 43026 | LPS - Active |  |  |  | LST |  | 3657525 | FIRE PUMP - PUMP ROOM (5117 BRITTON PKWY - CMH 58)
5093 | HAYDEN RUN RD | 43026 | LPS - Active |  |  |  | LST |  | 3657526 | FIRE PUMP - PUMP ROOM (5525 BRITTON PKWY - CMH 61)
6171 | HAYDEN RUN RD | 43221- | Active | 117246 | AMES | 4000SS | RP | 3.000 | 91860 | METER HSE LEPPERT/SLATER RIDGE ENTRANCE
6171 | HAYDEN RUN RD | 43221- | Active | 153219 | AMES | 3000SS | DCDA | 8.000 | 91861 | METER HSE LEPPERT/SLATER RIDGE ENTRANCE
6171 | HAYDEN RUN RD | 43221- | Active | 51318 | AMES | 2000B | DC | 0.750 | 91862 | METER HSE LEPPERT/SLATER RIDGE ENTRANCE
6171 | HAYDEN RUN RD | 43221- | Not Required by DOW | G006237 | WILKINS | 720A | PVB | 1.000 | 3650153 | 3553 HAYDEN RESERVE WAY
6239 | HAYDEN RUN RD | 43026 | Active | 123332 | WATTS | LF009M2QT | RP | 1.500 | 3656653 | HOT BOX RIGHT OF DRIVE IN FENCE
6239 | HAYDEN RUN RD | 43026 | Active | WJ-1210 | AMES | COLT 500-GV | RPDA | 4.000 | 3656654 | HOT BOX RIGHT OF DRIVE IN FENCE
6239 | HAYDEN RUN RD | 43026 | Active | 96809 | WATTS | LF909QT | RP | 0.750 | 3656655 | HOT BOX RIGHT OF DRIVE IN FENCE
6300 | HAYDEN RUN RD | 43026- | Active | FG-1458 | WATTS | 957 | RP | 10.000 | 87965 | 5760 METR HSE/MAINT BLDG BY SAND VOLLYBALL COURT -AT WATER METER
6300 | HAYDEN RUN RD | 43026- | Not Required by DOW | 2280828 | WILKINS | 975XLBMS | RP | 1.500 | 93164 | POOL HOUSE
6300 | HAYDEN RUN RD | 43026- | Not Required by DOW | 3209634 | WILKINS | 975XLBMS | RP | 2.000 | 93943 | BY ELECTRIC BOX BETWEEN LAKES BY FRONT ENTRANCE
6300 | HAYDEN RUN RD | 43026- | Not Required by DOW | 41897 | WATTS | 919AQT | RP | 0.750 | 103303 | 5371 RUSTIC FALLS DR MECH ROOM
6300 | HAYDEN RUN RD | 43026- | Not Required by DOW | 3653413 | WILKINS | 975XL | DC | 2.000 | 103537 | 5716 CHIPPAWAE FALL RISER ROOM
6300 | HAYDEN RUN RD | 43026- | Not Required by DOW | 045211 | WATTS | LF007M1QT | DC | 2.000 | 103546 | 5397 SILVER FALLS ST, RISER ROOM
6300 | HAYDEN RUN RD | 43026- | Not Required by DOW | T252102 | WILKINS | 720A | PVB | 1.000 | 3610151 | 5730 SILVER FALLS, OUTSIDE AT METER ROOM
6391 | HAYDEN RUN RD | 43026- | Active | 311041 | WATTS | 007M3QT | DC | 0.750 | 91857 | IN PIT -E PROP LINE WOODS @ HAYDEN RUN
6391 | HAYDEN RUN RD | 43026- | Active | 108447 | WATTS | 774 | DC | 8.000 | 91858 | IN PIT -E PROP LINE WOODS @ HAYDEN RUN
6391 | HAYDEN RUN RD | 43026- | Active | SD-0880 | WATTS | 957 | RP | 3.000 | 91859 | HOT BOX AT PIT -E PROP LINE WOODS @ HAYDEN RUN
6488 | HAYDEN RUN RD | 43026 | Active | 4690715 | WILKINS | 975XL2 | RP | 1.000 | 3647051 | WEST MIDDLE MECH/FURN ROOM AT WATER METER
6550 | HAYDEN RUN RD | 43026 | Active | UI-2178 | WATTS | 957 | RP | 3.000 | 3648461 | MECH/RISER ROOM E OF FRONT/SOUTH BLDG AT WATER MTR Outside Door
6550 | HAYDEN RUN RD | 43026 | Active | UF-0603 | AMES | COLT 500-GV | RPDA | 6.000 | 3648462 | MECH/RISER ROOM E SIDE OF FRONT/SOUTH BLDG Outside Door
6550 | HAYDEN RUN RD | 43026 | Active | 85416 | WATTS | LF919 QT | RP | 0.750 | 3648463 | MECH/RISER ROOM E SIDE OF FRONT/SOUTH BLDG
6550 | HAYDEN RUN RD | 43026 | Not Required by DOW | 213164 | WATTS | LF009M2QT | RP | 1.000 | 3649023 | BLDG 3 6500 E END OF BLDG IN CEILING DOLLAR TREE
6550 | HAYDEN RUN RD | 43026 | Not Required by DOW | 4596678 | WILKINS | 975XL2 | RP | 1.000 | 3649699 | MECH ROOM OF TALITAS - 6542 HAYDEN RUN UNIT 2
6550 | HAYDEN RUN RD | 43026 | Not Required by DOW | 214526 | WATTS | LF009M2QT | RP | 1.000 | 3649890 | 6542 IN CEILING
6550 | HAYDEN RUN RD | 43026 | Not Required by DOW | 90109 | WATTS | 919AQT | RP | 0.750 | 3649891 | 6520 IN CEILING ABOVE LAUNDRY TUB
6550 | HAYDEN RUN RD | 43026 | Not Required by DOW | 229064 | Watts | LF009M2QT | RP | 1.000 | 3650534 | CEILING OF BATHROOM
6550 | HAYDEN RUN RD | 43026 | Not Required by DOW | 4896065 | Wilkins | LF975XL2 | RP | 0.750 | 3650535
6550 | HAYDEN RUN RD | 43026 | Not Required by DOW | 4920235 | Wilkins | LF975XL2 | RP | 0.750 | 3650536 | CEILING OF LAUNDRY ROOM
6700 | HAYDEN RUN RD | 43026 | Active | 181978 | WATTS | 909QTFDA | RP | 3.000 | 92868 | N/E CORNER
6700 | HAYDEN RUN RD | 43026 | Not Required by DOW | A27223 | WATTS | 009M2QT | RP | 1.000 | 92869 | FRONT ENTRY OF BLDG MECH ROOM
6700 | HAYDEN RUN RD | 43026 | Removed | 43267REM | WATTS | 008PCQT | PVB | 0.500 | 92870 | ABOVE PROOFER IN BACK REMOVED
6700 | HAYDEN RUN RD | 43026 | Removed | 45252REM | WATTS | 008PCQT | PVB | 0.500 | 92871 | ABOVE OVEN IN BAKERY REMOVED
6700 | HAYDEN RUN RD | 43026 | Active | 1571870507 | AMES | 3000SS | DCDA | 8.000 | 93201 | N/E CONER
6700 | HAYDEN RUN RD | 43026 | Active | 55415 | AMES | 2000B | DC | 0.750 | 93202 | BACK MECH ROOM
6700 | HAYDEN RUN RD | 43026 | Active | 1189550607 | AMES | 4000SS | RP | 3.000 | 93203 | MECH ROOM FRONT ENTRANCE
6729 | HAYDEN RUN RD | 43026 | Active | 3123611 | WILKINS | 975XL | RP | 1.000 | 98162 | IN UTILITY ROOM AT METER
6780 | HAYDEN RUN RD | 43026-8262 | Active | A02130 | WATTS | 009M1PCQT | RP | 1.500 | 93063 | MID WEST WALL OF STORAGE AREA AT WATER METER
6782 | HAYDEN RUN RD | 43026 | Active | A23004 | WATTS | 009M1PCQT | RP | 2.000 | 93065 | NW MECH AREA OF CAR WASH GET-GO AT WATER METER
3755 | HAYES RD | 43125 | Not Required by DOW | AKB3601 | WILKINS | 375XL | RP | 2.000 | 3653789
3755 | HAYES RD | 43125 | Active | WE-0565 | AMES | COLT 300-GVV | DCDA | 10.000 | 3653790 | HOT BOX
3755 | HAYES RD | 43125 | Active | 69750 | AMES | 2000BM3 | DC | 0.750 | 3653791 | HOT BOX
3755 | HAYES RD | 43125 | Not Required by DOW | AKB1652 | WILKINS | 375XL | RP | 2.000 | 3653798
3755 | HAYES RD | 43125 | Active | 177653 | WATTS | LF009M2QT | RP | 2.000 | 3653800 | HOT BOX
3755 | HAYES RD | 43125 | LPS - Active |  |  |  | LST |  | 3658384 | FIRE PUMP - FIRE PUMP ROOM
6650 | HAYHURST ST | 43085-2506 | Active | AH6272 | FEBCO | 765 | PVB | 1.000 | 93483 | BACK OF HOUSE AT AC UNIT
6667 | HAYHURST ST | 43085-2505 | Active | 28874 | FEBCO | 765 | PVB | 1.000 | 70460 | RIGHT SIDE OF HOUSE
6741 | HAYHURST ST | 43085-2527 | Active | T121830 | WILKINS | 720A | PVB | 1.000 | 87267 | SOUTH SIDE
4188 | HAYMAKER LN | 43017 | Active | CB659439 | WILKINS | 720A | PVB | 0.750 | 63196 | REAR WALL AT HALL
4219 | HAYMAKER LN | 43017 | Active | F005890 | WILKINS | 720A | PVB | 0.750 | 3440721 | FRONT RIGHT CORNER
4229 | HAYMAKER LN | 43017 | Active | T617250 | WILKINS | 720A | PVB | 1.000 | 63347 | LEFT SIDE OF HOUSE
4650 | HAYMARKET CT | 43220-2829 | Active | G192318 | FEBCO | 765 | PVB | 1.000 | 64686 | LEFT SIDE OF HOUSE
4660 | HAYMARKET CT | 43220-2829 | Active | CAB28869 | WILKINS | 720A | PVB | 1.000 | 64715 | RIGHT SIDE OF FRONT DOOR
14 | HAYS TOWN | 43054 | Active | T236946 | WILKINS | 720A | PVB | 0.750 | 3614986 | RIGHT SIDE OF HOUSE
15 | HAYS TOWN | 43054 | Active | A284808 | WILKINS | 375 | RP | 0.750 | 3603020 | FRONT OF HOUSE
16 | HAYS TOWN | 43054 | Active | T293875 | WILKINS | 720A | PVB | 0.750 | 3632429 | RIGHT SIDE OF HOUSE
17 | HAYS TOWN | 43054 | Active | T181203 | WILKINS | 720A | PVB | 0.750 | 3611881 | REAR OF HOUSE BY PATIO
35 | HEAD OF POND RD | 43054-8991 | Active | 6618 | FEBCO | 765 | PVB | 1.000 | 61103 | LEFT FRONT
3561 | HEAD OF POND RD | 43054-8977 | Active | 148713 | WILKINS | 720A | PVB | 0.750 | 61107 | REAR OF BLDG
3574 | HEAD OF POND RD | 43054-8991 | Active | DK6807 | FEBCO | 765 | PVB | 0.750 | 61130 | FRONT OF HOUSE BY GARAGE
3575 | HEAD OF POND RD | 43054-8977 | Active | T081563 | WILKINS | 720A | PVB | 0.750 | 61140 | RIGHT SIDE OF HOUSE
3588 | HEAD OF POND RD | 43054-8991 | Active | T459292 | WILKINS | 720A | PVB | 0.750 | 61168 | RIGHT FRONT
3601 | HEAD OF POND RD | 43054-8978 | Active | ED7199 | FEBCO | 765 | PVB | 1.000 | 61258 | SOUTH SIDE OF HOUSE
3615 | HEAD OF POND RD | 43054-8979 | Active | CH2235 | FEBCO | 765 | PVB | 0.750 | 61286 | RT FRONT OF HSE
3679 | HEAD OF POND RD | 43054-8990 | Replaced | REP902598 | WILKINS | 720A | PVB | 0.750 | 61452 | USE 6/3/15 CAG. REPLACED- FRONT LEFT CORNER OF HOUSE
3679 | HEAD OF POND RD | 43054-8990 | Active | CB003648 | WILKINS | 720A | PVB | 0.750 | 3611314 | FRONT LEFT CORNER OF HOUSE
3707 | HEAD OF POND RD | 43054-8990 | Active | 301231 | WILKINS | 720A | PVB | 1.000 | 61542 | LEFT CENTER
3719 | HEAD OF POND RD | 43054-8990 | Active | 41720 | WATTS | 800QT | PVB | 1.000 | 61568 | LEFT FRONT
3731 | HEAD OF POND RD | 43054-8990 | Active | 142418 | WATTS | 800M4QT | PVB | 0.750 | 61611 | RIGHT SIDE
6680 | HEADWATER TR | 43054-9393 | Active | CB030199 | WILKINS | 720A | PVB | 0.750 | 103586 | RIGHT SIDE OF HOUSE
6687 | HEADWATER TR | 43054-9393 | Active | 243486 | WATTS | 800M4FR | PVB | 0.750 | 70485 | OUTSIDE
6688 | HEADWATER TR | 43054-9393 | Active | 835568 | WILKINS | 720A | PVB | 0.750 | 70486 | RIGHT SIDE OF HOUSE
6703 | HEADWATER TR | 43054-9393 | Active | G214815 | WILKINS | 720A | PVB | 0.750 | 93485 | LEFT SIDE
6704 | HEADWATER TR | 43054-9393 | Active | 672947 | WILKINS | 720A | PVB | 0.750 | 70533 | LEFT SIDE OF HOUSE
6743 | HEADWATER TR | 43054-9393 | Active | H526609 | FEBCO | 765 | PVB | 0.750 | 98229 | RIGHT SIDE OF HOUSE
6752 | HEADWATER TR | 43054-9393 | Active | CAB79164 | WILKINS | 720A | PVB | 0.750 | 96178 | LEFT SIDE OF HOUSE
6767 | HEADWATER TR | 43054-9393 | Active | 135697 | WATTS | 800M4QT | PVB | 0.750 | 70613 | FT RT CRNR OF HSE
6776 | HEADWATER TR | 43054-9393 | Active | 3889150 | WILKINS | 975XL | RP | 0.750 | 3440929 | FRONT LEFT OF THE HOUSE
6784 | HEADWATER TR | 43054-9393 | Active | G251727 | WILKINS | 720A | PVB | 0.750 | 98976 | LEFT REAR BY A/C
6792 | HEADWATER TR | 43054-9393 | Active | T205913 | WILKINS | 720A | PVB | 0.750 | 99760 | LEFT SIDE OF HOUSE
6800 | HEADWATER TR | 43054-9393 | Active | T075168 | WILKINS | 720A | PVB | 0.750 | 101375 | RIGHT SIDE
4967 | HEARTHSTONE PARK DR | 43054-8189 | Active | A153406 | WILKINS | 720A | PVB | 0.750 | 65518 | LEFT SIDE OF HOME
4990 | HEARTHSTONE PARK DR | 43054- | Active | 4089590 | WILKINS | 975XL | RP | 1.000 | 65558 | IN EVERGREENS SW AREA OF PARK XST 4967 HEARTHSTONE
5037 | HEARTHSTONE PARK DR | 43054-7900 | Removed | G216114REM | WILKINS | 720A | PVB | 0.750 | 96602 | RIGHT SIDE
5037 | HEARTHSTONE PARK DR | 43054-7900 | Active | CAA46789 | WILKINS | 720A | PVB | 0.750 | 3655065 | RIGHT SIDE
5086 | HEARTHSTONE PARK DR | 43054 | Active | CB620448 | WILKINS | 720A | PVB | 0.750 | 3609820 | RIGHT SIDE
5092 | HEARTHSTONE PARK DR | 43054 | Active | T390848 | WILKINS | 720 | PVB | 0.750 | 3607509 | LEFT SIDE OF HOUSE
4919 | HEATH GATE DR | 43054-9449 | Active | 239740 | WATTS | 800M2QT | PVB | 0.750 | 65421 | LEFT SIDE OF HOUSE
4964 | HEATH GATE DR | 43054-9450 | Active | CB443289 | WILKINS | 720 | PVB | 0.750 | 3441003 | LEFT SIDE OF HOUSE
4979 | HEATH GATE DR | 43054-9449 | Active | T042179 | WILKINS | 720A | PVB | 0.750 | 101598 | LEFT SIDE OF HOUSE
5016 | HEATH GATE DR | 43054-9453 | Active | 209142 | WILKINS | 720A | PVB | 0.750 | 65730 | LEFT SIDE OF HOUSE
5025 | HEATH GATE DR | 43054-9451 | Removed | 814820REM | WILKINS | 720A | PVB | 0.750 | 65751 | RIGHT SIDE
5025 | HEATH GATE DR | 43054-9451 | Removed | 200194 | WILKINS | 720A | PVB | 0.750 | 98562 | LEFT SIDE
5033 | HEATH GATE DR | 43054-9451 | Active | 41761 | WATTS | 800QT | PVB | 1.000 | 65779 | RIGHT FRONT OF HOUSE
5045 | HEATH GATE DR | 43054-9451 | Active | G105114 | WILKINS | 720A | PVB | 1.000 | 65808 | LEFT SIDE OF HOUSE
5057 | HEATH GATE DR | 43054-9451 | Active | 568132 | WATTS | 800QT | PVB | 1.000 | 65888 | SOUTHEAST CORNER
5081 | HEATH GATE DR | 43054-9451 | Active | DJ8262 | FEBCO | 765 | PVB | 0.750 | 65965 | RIGHT SIDE OF HOUSE
5093 | HEATH GATE DR | 43054-9451 | Active | 587148 | WILKINS | 720A | PVB | 0.750 | 65991 | LF SIDE OF HSE
5105 | HEATH GATE DR | 43054-9452 | Active | 531664 | WILKINS | 720A | PVB | 0.750 | 66042 | LEFT SIDE
5155 | HEATH GATE DR | 43054-9452 | Active | 108838 | WATTS | 800M4QT | PVB | 0.750 | 93496
6010 | HEATHER BLUFF DR | 43016 | Active | EA16117 | WILKINS | 720A | PVB | 0.750 | 101917 | RIGHT SIDE
5996 | HEATHER GLEN BLVD | 43016-3291 | Active | HF41022 | FEBCO | 765 | PVB | 0.750 | 93491 | LEFT SIDE OF HOUSE
4639 | HEATHERBLEND CT | 43123-3689 | Active | 98872 | FEBCO | 765 | PVB | 0.750 | 64655 | SIDE OF HOUSE
4642 | HEATHERBLEND CT | 43123 | Active | T272167 | WILKINS | 720A | PVB | 0.750 | 93487 | SW CORNER OF HOUSE
4649 | HEATHERBLEND CT | 43123-3689 | Active | G231073 | WILKINS | 720A | PVB | 0.750 | 98364 | LEFT SIDE
4659 | HEATHERBLEND CT | 43123-3689 | Active | 817305 | WILKINS | 720A | PVB | 0.750 | 93488 | FROTN OF HOUSE
4669 | HEATHERBLEND CT | 43123-3689 | Active | H132314 | FEBCO | 765 | PVB | 0.750 | 64749 | RIGHT SIDE OF HOUSE
4672 | HEATHERBLEND CT | 43123 | Active | T272918 | WILKINS | 720A | PVB | 0.750 | 3587228 | LEFT SIDE - FRONT
4683 | HEATHERBLEND CT | 43123-3689 | Active | H112302 | FEBCO | 765 | PVB | 0.750 | 64797 | RIGHT SIDE OF HOUSE
2154 | HEATHERFIELD AVE | 43235-2009 | Active | AA0315 | FEBCO | 765 | PVB | 1.000 | 93489 | RIGHT SIDE OF HOUSE
3856 | HEATHERGLEN DR | 43221-5818 | Active | 29859 | WATTS | 009QT | RP | 0.750 | 61964 | BASEMENT MECH ROOM
2873 | HEATHERLEAF WAY | 43231-2900 | Active | 817079 | WILKINS | 720A | PVB | 0.750 | 59475 | LEFT SIDE
2948 | HEATHERLEAF WAY | 43231-2907 | Active | A09833 | FEBCO | 765 | PVB | 0.750 | 93493 | UNDER REAR DECK
4950 | HEATHERVIEW RD | 43026-8810 | Active | HG52255 | FEBCO | 765 | PVB | 0.750 | 93495 | RIGHT SIDE
5502 | HEATHERWOOD CT | 43017-8227 | Active | EC8332 | FEBCO | 765 | PVB | 1.000 | 67118 | RT SIDE
5503 | HEATHERWOOD CT | 43017-8227 | Active | T345816 | WILKINS | 720A | PVB | 1.000 | 67121 | LEFT SIDE OF HOUSE
5511 | HEATHERWOOD CT | 43017-8227 | Active | FK3667 | FEBCO | 765 | PVB | 1.000 | 67136 | RIGHT FRONT
5519 | HEATHERWOOD CT | 43017 | Active | CB003466 | WILKINS | 720A | PVB | 0.750 | 67155 | RIGHT SIDE
5526 | HEATHERWOOD CT | 43017-8227 | Active | 902331 | WILKINS | 720A | PVB | 0.750 | 67177 | LEFT FRONT
1180 | HEATHERWOOD DR | 43213- | Active | 549637 | WATTS | 800QT | PVB | 1.000 | 54187 | MECHANICAL ROOM SOUTH END OF BUILDING
1180 | HEATHERWOOD DR | 43213- | In Review |  |  |  | RP |  | 3636693
7494 | HEATHERWOOD LN | 43017-7201 | Replaced | REP180258 | WILKINS | 720A | PVB | 1.000 | 103590 | REPLACED- LEFT SIDE OF HOUSE
7494 | HEATHERWOOD LN | 43017-7201 | Active | Hj24959 | FEBCO | 765 | PVB | 1.000 | 3609954 | LEFT SIDE OF HOUSE
7502 | HEATHERWOOD LN | 43017-7200 | Active | G105294 | WILKINS | 720A | PVB | 1.000 | 88138 | WEST FRONT CORNER
7503 | HEATHERWOOD LN | 43017-8229 | Replaced | REP439837 | WILKINS | 720A | PVB | 0.750 | 72134 | REPLACED- LEFT SIDE OF HOUSE
7503 | HEATHERWOOD LN | 43017-8229 | Active | T200847 | WILKINS | 720A | PVB | 0.750 | 3610036 | LEFT SIDE OF HOUSE
7510 | HEATHERWOOD LN | 43017 | Replaced | REP903289 | WILKINS | 720A | PVB | 0.750 | 72144 | REPLACED- RT SIDE
7510 | HEATHERWOOD LN | 43017 | Active | T294947 | WILKINS | 720A | PVB | 0.750 | 3609721 | RIGHT SIDE
7511 | HEATHERWOOD LN | 43017-8229 | Active | 624319 | WILKINS | 720A | PVB | 0.750 | 72146 | RIGHT SIDE OF HOME
7519 | HEATHERWOOD LN | 43017-8229 | Active | 686990 | WATTS | 800M4QT | PVB | 1.000 | 91628 | LEFT SIDE
7527 | HEATHERWOOD LN | 43017-8229 | Active | EA16520 | WILKINS | 720A | PVB | 0.750 | 72179 | RIGHT HAND SIDE
7535 | HEATHERWOOD LN | 43017-8229 | Active | 673136 | WILKINS | 720A | PVB | 0.750 | 72196 | LEFT SIDE
7551 | HEATHERWOOD LN | 43017-8229 | Active | 516817 | WILKINS | 720A | PVB | 0.750 | 72227 | LEFT SIDE FRONT
7558 | HEATHERWOOD LN | 43017-7200 | Active | 672173 | WILKINS | 720A | PVB | 0.750 | 72233 | RT SIDE
7566 | HEATHERWOOD LN | 43017-7200 | Active | 672819 | WILKINS | 720A | PVB | 0.750 | 72252 | RIGHT SIDE OF HOUSE
7567 | HEATHERWOOD LN | 43017-8229 | Active | CAA67173 | WILKINS | 720A | PVB | 0.750 | 72255 | RIGHT CENTER
7575 | HEATHERWOOD LN | 43017-8229 | Active | EAF3600 | WILKINS | 720A | PVB | 0.750 | 72265 | RIGHT FRONT
7591 | HEATHERWOOD LN | 43017-8229 | Active | VAA6167 | WILKINS | 720A | PVB | 0.750 | 72285 | LEFT FRONT
7598 | HEATHERWOOD LN | 43017-7200 | Active | 624364 | WILKINS | 720A | PVB | 0.750 | 72294 | LEFT SIDE
7608 | HEATHERWOOD LN | 43017-8226 | Active | T178746 | WILKINS | 720A | PVB | 0.750 | 72329 | LEFT SIDE
7616 | HEATHERWOOD LN | 43017-8226 | Active | 375357 | WILKINS | 720A | PVB | 0.750 | 72343 | LEFT SIDE OF HOUSE
7624 | HEATHERWOOD LN | 43017-8226 | Active | 375368 | WILKINS | 720A | PVB | 0.750 | 72357 | LT SIDE
7631 | HEATHERWOOD LN | 43017-8224 | Active | CB597936 | WILKINS | 720A | PVB | 1.000 | 72378 | RIGHT FRONT
7636 | HEATHERWOOD LN | 43017-8226 | Active | 200189 | WILKINS | 720A | PVB | 0.750 | 72384 | LEFT HAND SIDE
7647 | HEATHERWOOD LN | 43017-8228 | Active | 444338 | WILKINS | 720A | PVB | 0.750 | 72405 | SIDE OF HSE
7648 | HEATHERWOOD LN | 43017-8226 | Active | 444259 | WILKINS | 720A | PVB | 0.750 | 72406 | RH SIDE
7660 | HEATHERWOOD LN | 43017-8223 | Active | 584631 | WILKINS | 720A | PVB | 1.000 | 72443 | RT SIDE
7671 | HEATHERWOOD LN | 43017-8228 | Active | 375349 | WILKINS | 720A | PVB | 0.750 | 72468 | LEFT FRONT
7672 | HEATHERWOOD LN | 43017-8223 | Active | 438848 | WILKINS | 720A | PVB | 0.750 | 72470 | FRONT LEFT OF DOOR UNDER WINDOW
7679 | HEATHERWOOD LN | 43017-8228 | Active | 426959 | WILKINS | 720A | PVB | 0.750 | 72492 | LT SIDE
7684 | HEATHERWOOD LN | 43017-8223 | Active | CB987025 | WILKINS | 720A | PVB | 0.750 | 72504 | FRONT OF HOUSE LEFT OF FRONT DOOR
7691 | HEATHERWOOD LN | 43017-8228 | Active | 375295 | WILKINS | 720A | PVB | 0.750 | 72528 | LEFT SIDE
7696 | HEATHERWOOD LN | 43017-8223 | Active | 954981 | WILKINS | 720A | PVB | 1.000 | 72539 | RIGHT REAR
7697 | HEATHERWOOD LN | 43017-8225 | Active | AC1841 | FEBCO | 765 | PVB | 0.750 | 72542 | LEFT FRONT
7708 | HEATHERWOOD LN | 43017-8223 | Active | G043851 | WILKINS | 720A | PVB | 0.750 | 72595 | RIGHT SIDE OUTSIDE
7720 | HEATHERWOOD LN | 43017-8223 | Active | 375272 | WILKINS | 720A | PVB | 0.750 | 72627 | LT SIDE
7732 | HEATHERWOOD LN | 43017-8223 | Active | 955162 | WILKINS | 720A | PVB | 0.750 | 72654 | LEFT FRONT
7733 | HEATHERWOOD LN | 43017-8225 | Active | BG2084 | FEBCO | 765 | PVB | 0.750 | 72658 | FRONT OF HOUSE RIGHT FRONT DOOR
5437 | HEATHMOOR ST | 43235-4041 | Active | AC7297 | FEBCO | 765 | PVB | 0.750 | 66903 | RIGHT SIDE OF HOUSE
4580 | HEATON RD | 43229-6611 | Active | 4852343 | WILKINS | 975XL2 | RP | 1.500 | 64396 | MECH ROOM AT METER
4656 | HEATON RD | 43229-6612 | Active | H006129 | FEBCO | 805 | DC | 0.750 | 64709 | PUMP ROOM
4656 | HEATON RD | 43229-6612 | Active | F0504211434 | FEBCO | 876 | DCDA | 4.000 | 64710 | PUMP ROOM
4656 | HEATON RD | 43229-6612 | Active | 593300 | WATTS | 909HWQT | RP | 1.000 | 75031 | SOUTH MECH ROOM (1ST FLOOR)
6061 | HECKERT RD | 43081 | Active | T066040 | WILKINS | 720A | PVB | 0.750 | 101642 | RIGHT FRONT CORNER
7476 | HEDERA CT | 43235-4227 | Active | A038144 | WILKINS | 720A | PVB | 0.750 | 93499 | LEFT SIDE
2027 | HEGEMON CREST DR | 43219-1369 | Active | T276952 | Wilkins | 720A | PVB | 1.000 | 3582323 | RIGHT SIDE OF HOUSE
899 | HEIMAT HAUS DR | 43123 | Active | EAD4992 | WILKINS | 720A | PVB | 0.750 | 3653224 | LEFT SIDE
900 | HEIMAT HAUS DR | 43123 | Active | EAE6630 | WILKINS | 720A | PVB | 0.750 | 3654771
160 | HEINZERLING DR | 43223 | Active | 4323503 | WILKINS | 975XL2 | RP | 1.500 | 3623032 | MECHANICAL/FURNACE ROOM, N SIDE OF BUILDING
1605 | HEINZERLING DR | 43223 | Active | V48459 | WILKINS | 350ADA | DCDA | 4.000 | 3623300 | MECHANICAL/FURNACE ROOM, N SIDE OF BUILDING
1605 | HEINZERLING DR | 43223 | Active | 4342549 | WILKINS | 950XLD | DC | 0.750 | 3623301 | MECHANICAL/FURNACE ROOM, N SIDE OF BUILDING
1625 | HEINZERLING DR | 43223 | Active | 4282617 | WILKINS | 975XL2 | RP | 1.500 | 3623033 | MECHANICAL/FURNACE ROOM, SOUTH SIDE OF BUILDING
1625 | HEINZERLING DR | 43223 | Active | V48376 | WILKINS | 350ADA | DCDA | 4.000 | 3623302 | MECHANICAL/FURNACE ROOM, SOUTH SIDE OF BUILDING
1625 | HEINZERLING DR | 43223 | Active | 4339838 | WILKINS | 950XLD | DC | 0.750 | 3623303 | MECHANICAL/FURNACE ROOM, SOUTH SIDE OF BUILDING
1700 | HEINZERLING DR | 43223-3671 | Active | PL3092 | Watts | 957 | RP | 3.000 | 55903 | MECH ROOM
1700 | HEINZERLING DR | 43223-3671 | Active | 1991090820 | AMES | 3000SS | DCDA | 6.000 | 3635315 | ON FIRE LINE, MTR PIT
1700 | HEINZERLING DR | 43223-3671 | Active | 30669 | WATTS | 007M1QT | DC | 0.750 | 3650076 | ON FIRE LINE, MTR PIT
1755 | HEINZERLING DR | 43223-3672 | Not Required by DOW | 214572 | WATTS | 009QT | RP | 2.000 | 56033 | LAUNDRY ROOM ABOVE CEILING
1755 | HEINZERLING DR | 43223-3672 | Not Required by DOW | 2658 | WATTS | 009QT | RP | 1.000 | 56034 | BOILER ROOM CEILING
1755 | HEINZERLING DR | 43223-3672 | Not Required by DOW | 427238 | WATTS | 909M1QT | RP | 2.000 | 56035 | UNIT #2 - ATTIC HATCH IN HALLWAY
1755 | HEINZERLING DR | 43223-3672 | Active | L20794 | WILKINS | 375 | RP | 4.000 | 56036 | BOILER ROOM
1755 | HEINZERLING DR | 43223-3672 | Active | VH-1393 | AMES | 500GV | RPDA | 6.000 | 3639425 | BOILER ROOM
1755 | HEINZERLING DR | 43223-3672 | Active | 90549 | WATTS | LF919QT | RP | 0.750 | 3654548
1800 | HEINZERLING DR | 43223-3642 | Not Required by DOW | 10229 | WILKINS | 975 | RP | 1.000 | 56196 | NEW BOILER ROOM - CEILING
1800 | HEINZERLING DR | 43223-3642 | Active | WE-1791 | AMES | COLT 300GV | DCDA | 6.000 | 56197 | Pit
1800 | HEINZERLING DR | 43223-3642 | Active | 4251 | WILKINS | 975 | RP | 3.000 | 56198 | MECHANICAL ROOM -- NEW BOILER ROOM (S# B-04251) SOUTH END OF BUILDING
1800 | HEINZERLING DR | 43223-3642 | Not Required by DOW | 32961 | WATTS | 919AQT | RP | 1.000 | 101054 | SE CORNER MECHANIC ROOM
1800 | HEINZERLING DR | 43223-3642 | Active | 69233 | AMES | 2000B | DC | 0.750 | 3650361 | MTR PIT
4665 | HELMBRIDGE CT | 43123-8707 | NULL | [5 empty] | 3616795
7416 | HELMSLEY GRN | 43054-8450 | Active | H912782 | FEBCO | 765 | PVB | 1.000 | 71949 | right of front door
7419 | HELMSLEY GRN | 43054-8153 | Active | A038327 | WILKINS | 720A | PVB | 0.750 | 87355 | RIGHT SIDE OF HOUSE
4550 | HELSTON CT | 43220-4249 | Active | 224380 | WATTS | 800M4QT | PVB | 1.000 | 64335 | FRONT
4580 | HELSTON CT | 43220-4280 | Active | CB729597 | WILKINS | 720A | PVB | 1.000 | 87703 | REAR BY A/C
2773 | HELSTON RD | 43220-4250 | Active | CAA99232 | WILKINS | 720A | PVB | 1.000 | 59265 | FRONT OF HOUSE -- RIGHT OF ENTRY
2801 | HELSTON RD | 43220-4252 | Active | T608871 | WILKINS | 720A | PVB | 1.000 | 93502 | REAR OF HOUSE
385 | HEMHILL DR | 43119-2200 | Active | EA17852 | WILKINS | 720A | PVB | 0.750 | 3600368 | LEFT SIDE
466 | HEMHILL DR | 43119 | Active | EAF4073 | WILKINS | 720 | PVB | 0.750 | 3601403 | RIGHT CENTER
309 | HEMLOCK EDGE DR | 43026 | Active | HC78910 | FEBCO | 765 | PVB | 0.750 | 95258 | right side
3105 | HEMLOCK EDGE DR | 43026-7290 | Active | CB992545 | WILKINS | 720A | PVB | 0.750 | 92616 | RIGHT SIDE OF HOUSE
5090 | HENDERSON HEIGHTS RD | 43220-2240 | Active | 489349 | WATTS | 909HWQT | RP | 0.750 | 65974 | IN BASEMENT AT WATER SERVICE
1801 | HENDERSON RD | 43220-2501 | Active | 64752 | WATTS | 009M2PCQT | RP | 0.750 | 64876 | MECHANICAL ROOM LOWER LEVEL
1950 | HENDRIX DR | 43123-1215 | Active | 4658953 | WILKINS | 975XL | RP | 1.000 | 3441924 | SERVICE BATHROOM OFF GARAGE
1992 | HENDRIX DR | 43123-1215 | Due Install |  |  |  | RP |  | 3441925
2005 | HENDRIX DR | 43123-1216 | Active | 49785 | WATTS | 919AQT | RP | 0.750 | 87974 | ABOVE WATER METER IN NE CORNER
2030 | HENDRIX DR | 43123-1215 | Active | 301449 | WATTS | 909HWM1QT | RP | 2.000 | 57068 | IN MECHANICAL ROOM BY WATER METER
2041 | HENDRIX DR | 43123- | Active | ABX7996 | WILKINS | 975XL2 | RP | 0.750 | 3441931
2053 | HENDRIX DR | 43123-1216 | Due Install |  |  |  | RP | 0.750 | 3441932
2065 | HENDRIX DR | 43123-1216 | Due Install |  |  |  | RP | 0.750 | 3441933
2071 | HENDRIX DR | 43123-1216 | Due Install |  |  |  | RP | 0.750 | 3441934
2087 | HENDRIX DR | 43123-1216 | Replaced | REP74128 | WATTS | 009M2QT | RP | 0.750 | 57178 | REPLACED- IN FRONT OFFICE NEAR ENTRANCE
2087 | HENDRIX DR | 43123-1216 | Active | 30091 | WATTS | 009M3QT | RP | 0.750 | 3351147 | NE CORNER OF OFFICE 2087 S UNIT
2095 | HENDRIX DR | 43123-1216 | Active | 363786 | WATTS | 009M3-FP | RP | 0.750 | 3654103 | SE CORNER OF BUILDING, 2095B
4801 | HENDRON RD | 43125 | Active | 098488 | WATTS | LF009M2QT | RP | 1.500 | 3651244 | Corner Of Hendron Rd and Bixby in hot Box
4801 | HENDRON RD | 43125 | Not Required by DOW | 355259 | WATTS | LF009M2QT | RP | 1.000 | 3653048
294 | HENNESSEY AVE | 43085-2409 | Active | T340247 | Wilkins | 720A | PVB | 1.000 | 87132 | Right side of house
401 | HENNIGANS GROVE RD | 43123- | Active | A02844 | WATTS | 009 | RP | 1.000 | 62668 | USE 6/3/15 CAG. AT THE CORNER OF HIBBS & HENIGANANS GROVE RD
765 | HENNIGANS GROVE RD | 43123-9429 | Active | G215417 | WILKINS | 720A | PVB | 0.750 | 97390 | RIGHT SIDE
775 | HENNIGANS GROVE RD | 43123-9429 | Active | G213667 | WILKINS | 720A | PVB | 0.750 | 99743 | RIGHT SIDE OF HOUSE
772 | HENRY DAVID CT | 43016 | Active | G251676 | WILKINS | 720A | PVB | 0.750 | 99357 | Front Right of House Right of Door
2495 | HENTHORN RD | 43221 | Active | T230717 | WILKINS | 720A | PVB | 0.750 | 3616765 | LEFT SIDE OF THE HOUSE
2583 | HENTHORN RD | 43221-3211 | Active | T131853 | WILKINS | 720A | PVB | 0.750 | 102974 | LEFT SIDE OF HOUSE
2620 | HENTHORN RD | 43221-3212 | Active | CB076715 | WILKINS | 720 | PVB | 0.750 | 3442043 | LEFT SIDE OF HOUSE
2694 | HENTHORN RD | 43221-3214 | Active | EAA6515 | WILKINS | 720A | PVB | 1.000 | 3442051 | RIGHT OF HOUSE
2582 | HENTHORNE RD | 43221-3212 | Active | T486558 | WILKINS | 720 | PVB | 0.750 | 3442035
2604 | HENTHORNE RD | 43221-3212 | Active | T231707 | WILKINS | 720A | PVB | 0.750 | 3442040 | LEFT SIDE OF THE HOUSE
2607 | HENTHORNE RD | 43221-3211 | Active | F031613 | WILKINS | 720A | PVB | 0.750 | 97143 | FRONT OF HOUSE
2640 | HENTHORNE RD | 43221-3214 | Active | T042097 | WILKINS | 720A | PVB | 0.750 | 101264 | RIGHT SIDE OF HOUSE
2654 | HENTHORNE RD | 43221-3214 | Active | H277550 | FEBCO | 765 | PVB | 0.750 | 87029 | LEFT CORNER OF HOUSE
2662 | HENTHORNE RD | 43221-3214 | Active | T172106 | WILKINS | 720A | PVB | 1.000 | 58917 | LEFT FRONT
2674 | HENTHORNE RD | 43221-3214 | Active | 56875 | WATTS | 800M4QT | PVB | 0.750 | 93509 | FRONTOF HOUSE
2675 | HENTHORNE RD | 43221-3213 | Active | 631165 | RAINBIRD | 100R | PVB | 0.750 | 58938 | NORTH SIDE OF HOUSE
2695 | HENTHORNE RD | 43221-3213 | Active | G226099 | WILKINS | 720A | PVB | 0.750 | 95583 | FRONT OF HOUSE
2695 | HENTHORNE RD | 43221-3213 | Removed | G221732REM | WILKINS | 720A | PVB | 0.750 | 97804 | BACK OF HOUSE
2711 | HENTHORNE RD | 43221-3213 | Active | T603734 | WILKINS | 720A | PVB | 1.000 | 59072 | LEFT FRONT BY A/C
2726 | HENTHORNE RD | 43221-3214 | Active | T396112 | WILKINS | 720 | PVB | 0.750 | 3442057 | LEFT SIDE OF HOUSE
6438 | HERB GARDEN CT | 43054-8633 | Active | CB323921 | WILKINS | 720A | PVB | 0.750 | 3581848 | RIGHT SIDE
6441 | HERB GARDEN CT | 43054-8633 | Active | AD4892 | FEBCO | 765 | PVB | 0.750 | 69939 | LT SIDE
3525 | HERITAGE CLUB DR | 43026-1313 | Duplicate | DUP331155 | WATTS | 909QT | RP | 1.000 | 60959 | Duplicate record - enter tests using Building # 3311 or Hazard # 60456
3525 | HERITAGE CLUB DR | 43026-1313 | Active | B09175 | WILKINS | 975 | RP | 3.000 | 60960 | MECHANICAL ROOM E SIDE OF BASEMENT
3570 | HERITAGE CLUB DR | 43026-1372 | Not Required by DOW | 128359 | WILKINS | 975XL | RP | 1.500 | 61121 | FIRE RISER ROOM BACK SOUTH END
3570 | HERITAGE CLUB DR | 43026-1372 | Active | 07643 | WATTS | 007M1QT | DC | 0.750 | 61122 | PUMP HOUSE
3570 | HERITAGE CLUB DR | 43026-1372 | Active | 1538180207 | AMES | 3000SS | DCDA | 6.000 | 61123 | In pump house
3570 | HERITAGE CLUB DR | 43026-1372 | Active | 9901071529 | FEBCO | 880V | RP | 3.000 | 61124 | BOILER ROOM SW CORNER OF BUILDING
3570 | HERITAGE CLUB DR | 43026-1372 | Not Required by DOW | 31740 | WATTS | LF007 | DC | 0.500 | 3635577 | BEHIND ICE MAKER IN KITCHEN
3570 | HERITAGE CLUB DR | 43026-1372 | LPS - Active |  |  |  | LST |  | 3656959 | FIRE PUMP - PUMP HOUSE
3617 | HERITAGE CLUB DR | 43026-1313 | Active | 430906 | WILKINS | 975XL | RP | 1.000 | 61300 | MID MECH/FURN/HWT ROOM AT WATER METER
3623 | HERITAGE CLUB DR | 43026-1384 | Active | 3DL0992 | AMES | 3000SS | DCDA | 6.000 | 61305 | address on building 3641 SW cor of building
3623 | HERITAGE CLUB DR | 43026-1384 | Replaced | REP74626 | WATTS | 007M1PCQT | DC | 0.750 | 61306 | REPLACED- BOILER ROOM
3623 | HERITAGE CLUB DR | 43026-1384 | Active | 032715 | WATTS | LF007M3QT | DC | 0.750 | 3609565 | BOILER ROOM, FIRE RISER ROOM
3623 | HERITAGE CLUB DR | 43026-1384 | Active | YI-1280 | WATTS | 957 | RP | 3.000 | 3635281 | MECHANICAL ROOM SW CORNER OF BUILDING
3636 | HERITAGE CLUB DR | 43026-1313 | Active | 05666 | AMES | 4000BM2 | RP | 1.000 | 61335 | 3575 E MAIN ST, BY BACK DOOR RIGHT SIDE
3440 | HERITAGE CLUB S DR | 43026 | Active | 92934 | WATTS | 009M2QT | RP | 1.500 | 60742 | MECH / ELECTRIC ROOM NORTH SIDE OF BUILDING
5922 | HERITAGE FARMS CT | 43026-7670 | Active | CAC17150 | WILKINS | 720 | PVB | 0.750 | 3442084 | RIGHT FRONT
5915 | HERITAGE FARMS DR | 43026-7945 | Active | 292743 | WATTS | 800QT | PVB | 0.750 | 96413 | RIGHT SIDE
6000 | HERITAGE FARMS DR | 43026-7958 | Removed | H516772REM | FEBCO | 765 | PVB | 0.750 | 97204 | RIGHT SIDE OF HOUSE
6067 | HERITAGE FARMS DR | 43026-7994 | Active | CAB44810 | WILKINS | 720A | PVB | 0.750 | 3442138 | RIGHT SIDE
6092 | HERITAGE FARMS DR | 43026-7958 | Active | T290949 | WILKINS | 720A | PVB | 0.750 | 3589872 | RIGHT SIDE
5710 | HERITAGE LAKES DR | 43026-7616 | Active | 367442 | WILKINS | 720A | PVB | 1.000 | 67690 | LEFT SIDE OF HOUSE
5711 | HERITAGE LAKES DR | 43026-7624 | Active | HA50098 | FEBCO | 765 | PVB | 0.750 | 67693 | FRONT OF HOUSE
5721 | HERITAGE LAKES DR | 43026-7624 | Active | CB079625 | WILKINS | 720 | PVB | 0.750 | 93510 | RIGHT SIDE
5722 | HERITAGE LAKES DR | 43026-7616 | Active | AD5015 | FEBCO | 765 | PVB | 0.750 | 92219 | LEFT SIDE
5732 | HERITAGE LAKES DR | 43026-7616 | Active | AD4907 | FEBCO | 765 | PVB | 0.750 | 93511 | RIGHT SIDE
5743 | HERITAGE LAKES DR | 43026-7624 | Active | 516889 | WILKINS | 720A | PVB | 0.750 | 67774 | FRONT CORNER
5744 | HERITAGE LAKES DR | 43026-7616 | Active | G241565 | WILKINS | 720A | PVB | 1.000 | 99771 | LEFT SIDE OF HOUSE
5749 | HERITAGE LAKES DR | 43026-7624 | Active | 624376 | WILKINS | 720A | PVB | 0.750 | 93512
5750 | HERITAGE LAKES DR | 43026-7616 | Active | 028382 | WATTS | 800M4 | PVB | 1.000 | 67812 | SOUTH RIGHT SIDE
5757 | HERITAGE LAKES DR | 43026-7624 | Active | 531049 | WILKINS | 720A | PVB | 0.750 | 93514 | LEFT SIDE OF HOUSE
5760 | HERITAGE LAKES DR | 43026-7616 | Active | 219062 | FEBCO | 825YA | RP | 1.000 | 67857 | LEFT SIDE OF HOUSE
5765 | HERITAGE LAKES DR | 43026-7624 | Active | 426907 | WILKINS | 720A | PVB | 0.750 | 67875 | RIGHT SIDE OF HOUSE
5770 | HERITAGE LAKES DR | 43026-7616 | Active | 325196 | WILKINS | 720A | PVB | 0.750 | 93516 | RIGHT SIDE
5773 | HERITAGE LAKES DR | 43026-7624 | Active | A135484 | WILKINS | 720A | PVB | 0.750 | 67914 | LEFT FRONT CORNER OF HOUSE
5782 | HERITAGE LAKES DR | 43026-7616 | Active | 516850 | WILKINS | 720A | PVB | 0.750 | 88359 | LEFT SIDE OF HOUSE
5785 | HERITAGE LAKES DR | 43026-7625 | Active | T230569 | WILKINS | 720A | PVB | 0.750 | 67956 | FRONT RIGHT CORNER
5791 | HERITAGE LAKES DR | 43026-7625 | Active | 444209 | WILKINS | 720A | PVB | 0.750 | 67963 | RIGHT SIDE CORNER OF HOUSE
5792 | HERITAGE LAKES DR | 43026-7616 | Active | T486169 | WILKINS | 720A | PVB | 1.000 | 93517 | RIGHT SIDE OF HOUSE
5800 | HERITAGE LAKES DR | 43026-7617 | Active | 228555 | WILKINS | 720A | PVB | 0.750 | 87504 | OUTSIDE-LEFT SIDE OF HOUSE
5805 | HERITAGE LAKES DR | 43026-7626 | Active not linked | 835435 | WILKINS | 720A | PVB | 0.750 | 68045 | SIDE OF HOUSE
5813 | HERITAGE LAKES DR | 43026-7626 | Active | 835408 | WILKINS | 720A | PVB | 0.750 | 68060 | SIDE OF HOUSE
5816 | HERITAGE LAKES DR | 43026-7617 | Active | 5238 | FEBCO | 765 | PVB | 1.000 | 68070 | LEFT SIDE OF FRONT OF HOUSE
5823 | HERITAGE LAKES DR | 43026-7626 | Active | W034650 | WILKINS | 720A | PVB | 0.750 | 68086 | FRONT OF HOUSE
5826 | HERITAGE LAKES DR | 43026-7617 | Active | FE2784 | FEBCO | 765 | PVB | 1.000 | 68094 | LEFT SIDE OF HOUSE
5833 | HERITAGE LAKES DR | 43026-7626 | Active | H025029 | FEBCO | 765 | PVB | 1.000 | 88554 | LEFT SIDE
5836 | HERITAGE LAKES DR | 43026-7617 | Active | CB287467 | WILKINS | 720A | PVB | 0.750 | 3442144 | LEFT SIDE
5841 | HERITAGE LAKES DR | 43026-7626 | Active | AC5845 | FEBCO | 765 | PVB | 0.750 | 68123 | SOUTH SIDE OF HOUSE
5844 | HERITAGE LAKES DR | 43026-7617 | Active | 100133 | WATTS | 800QT | PVB | 0.750 | 87421 | LEFT SIDE OF HOUSE
5849 | HERITAGE LAKES DR | 43026-7626 | Active | H069412 | FEBCO | 765 | PVB | 0.750 | 93518 | RIGHT FRONT OF HOUSE
5852 | HERITAGE LAKES DR | 43026-7617 | Active | T155002 | WILKINS | 720A | PVB | 1.000 | 91676 | RIGHT SIDE
5855 | HERITAGE LAKES DR | 43026-7626 | Active | 444299 | WILKINS | 720A | PVB | 0.750 | 68142 | FRONT CENTER OF HOUSE
5860 | HERITAGE LAKES DR | 43026-7617 | Active | AK2586 | FEBCO | 765 | PVB | 0.750 | 93519 | FRONT RIGHT
5867 | HERITAGE LAKES DR | 43026-7626 | Active | A152313 | WILKINS | 720A | PVB | 0.750 | 68187 | LT SIDE OF HOUSE
5870 | HERITAGE LAKES DR | 43026-7617 | Active | T076953 | FEBCO | 765 | PVB | 0.750 | 93520 | RIGHT SIDE
5879 | HERITAGE LAKES DR | 43026-7626 | Active | F082513 | WILKINS | 720A | PVB | 0.750 | 68213 | S/E CORNER
5880 | HERITAGE LAKES DR | 43026-7617 | Active | 8948 | FEBCO | 765 | PVB | 1.000 | 68215 | FRONT LEFT SIDE
5892 | HERITAGE LAKES DR | 43026-7617 | Active | T584059 | WILKINS | 720A | PVB | 1.000 | 68239 | FRONT RIGHT
5901 | HERITAGE LAKES DR | 43026-7627 | Active | 485259 | WILKINS | 420 | PVB | 0.750 | 68282 | FRONT OF HOUSE
5908 | HERITAGE LAKES DR | 43026-7618 | Active | DG1843 | FEBCO | 765 | PVB | 1.000 | 68292 | EAST SIDE OF BUILDING
5918 | HERITAGE LAKES DR | 43026-7618 | Replaced | REPCB031216 | WILKINS | 720A | PVB | 0.750 | 68323 | REPLACED- WEST SIDE OF HOUSE (LEFT)
5918 | HERITAGE LAKES DR | 43026-7618 | Active | T418225 | WILKINS | 720A | PVB | 0.750 | 3611276 | RIGHT SIDE
5923 | HERITAGE LAKES DR | 43026-7627 | Active | A174530 | WILKINS | 720A | PVB | 1.000 | 68332 | NW CORNER OF HOUSE
5934 | HERITAGE LAKES DR | 43026-7618 | Active | 200261 | WILKINS | 720A | PVB | 0.750 | 93521 | LEFT SIDE
5946 | HERITAGE LAKES DR | 43026-7618 | Active | T023967 | WILKINS | 720A | PVB | 1.000 | 100036 | LEFT SIDE OF HOME
5985 | HERITAGE LAKES DR | 43026-7628 | Active | T407365 | WILKINS | 720A | PVB | 0.750 | 93522 | FRONT LEFT
5990 | HERITAGE LAKES DR | 43026-7618 | Active | F006181 | WILKINS | 720A | PVB | 0.750 | 98319 | LEFT SIDE OF HOUSE
6008 | HERITAGE LAKES DR | 43026-7619 | Active | 164776 | WATTS | 800M4QT | PVB | 0.750 | 93523 | LEFT SIDE
6017 | HERITAGE LAKES DR | 43026-7629 | Active | FA4097 | FEBCO | 765 | PVB | 1.000 | 93524 | LEFT SIDE MIDDLE
6026 | HERITAGE LAKES DR | 43026-7619 | Active | Cb314979 | WILKINS | 720A | PVB | 0.750 | 68732 | FRT LT CORNER
6033 | HERITAGE LAKES DR | 43026-7629 | Active | CE1272 | FEBCO | 765 | PVB | 0.750 | 68747 | E SIDE OF HSE
6047 | HERITAGE LAKES DR | 43026-7629 | Replaced | REP201451 | WATTS | 800M4QT | PVB | 0.750 | 68786 | REPLACED- FRONT OF HOUSE
6047 | HERITAGE LAKES DR | 43026-7629 | Active | 201451 | WATTS | 800M4QT | PVB | 0.750 | 3609443 | LEFT SIDE OF HOUSE
6059 | HERITAGE LAKES DR | 43026-7629 | Active | A150963 | WILKINS | 720A | PVB | 0.750 | 87425 | FRONT OF HOUSE TO RIGHT OF DOOR
6069 | HERITAGE LAKES DR | 43026-7629 | Active | T294379 | WILKINS | 720A | PVB | 0.750 | 68848 | SIDE OF HOUSE
6092 | HERITAGE LAKES DR | 43026-7620 | Active | HC00560 | FEBCO | 765 | PVB | 0.750 | 93525 | LEFT SIDE
6106 | HERITAGE LAKES DR | 43026-7621 | Active | AD3540 | FEBCO | 765 | PVB | 0.750 | 93526 | LEFT SIDE
6118 | HERITAGE LAKES DR | 43026-7621 | Active | 587205 | WILKINS | 720A | PVB | 0.750 | 69057 | LEFT SIDE OF HOUSE
6129 | HERITAGE LAKES DR | 43026-7630 | Active | CB205860 | WILKINS | 720A | PVB | 0.750 | 93527 | LEFT SIDE OF HOUSE
6136 | HERITAGE LAKES DR | 43026-7621 | Active | cb339109 | WILKINS | 720A | PVB | 1.000 | 93528 | FRONT OF HOUSE
6145 | HERITAGE LAKES DR | 43026-7630 | Active | H571026 | FEBCO | 765 | PVB | 0.750 | 69132 | FRONT OF HOUSE
6150 | HERITAGE LAKES DR | 43026-7621 | Active | 153017 | FEBCO | 765 | PVB | 1.000 | 69148 | LEFT SIDE OF HOUSE
6161 | HERITAGE LAKES DR | 43026-7630 | Active | T481135 | WILKINS | 720A | PVB | 0.750 | 69192 | LEFT SIDE OF HOUSE
6166 | HERITAGE LAKES DR | 43026-7621 | Active | 444374 | WILKINS | 720A | PVB | 0.750 | 69208 | NORTH SIDE OF HOUSE
6177 | HERITAGE LAKES DR | 43026-7630 | Active | 817148 | WILKINS | 720A | PVB | 0.750 | 93529 | RIGHT SIDE
6184 | HERITAGE LAKES DR | 43026-7621 | Active | A106967 | WILKINS | 720A | PVB | 0.750 | 69277 | RIGHT SIDE OF HOUSE
6185 | HERITAGE LAKES DR | 43026-7630 | Active | G04060 | WILKINS | 720A | PVB | 0.750 | 69282 | SOUTH SIDE OF HOUSE
6191 | HERITAGE LAKES DR | 43026-7630 | Active | CB081480 | WILKINS | 720A | PVB | 0.750 | 69308 | NORTH SIDE OF HOUSE
6198 | HERITAGE LAKES DR | 43026-7621 | Active | CB587027 | WILKINS | 720A | PVB | 0.750 | 69330 | LEFT SIDE OF HOUSE
6201 | HERITAGE LAKES DR | 43026-7631 | Active | L3609 | FEBCO | 765 | PVB | 1.000 | 69372 | LEFT FRONT
6225 | HERITAGE LAKES DR | 43026 | Active | H010851 | FEBCO | 765 | PVB | 1.000 | 93530 | LEFT SIDE
3331 | HERITAGE OAKS DR | 43026-7633 | Active | 3128909 | WILKINS | 975xl | RP | 0.750 | 87521 | RIGHT SIDE OF HOUSE
3345 | HERITAGE OAKS DR | 43026-7633 | Active | 672183 | WILKINS | 720A | PVB | 0.750 | 60502 | LT RR AT A/C UNIT
3367 | HERITAGE OAKS DR | 43026-7633 | Active | 444228 | WILKINS | 720A | PVB | 0.750 | 60534 | LEFT SIDE OF HOUSE
3368 | HERITAGE OAKS DR | 43026-7634 | Active | 301439 | WATTS | 800M4FR | PVB | 0.750 | 60536 | LEFT SIDE OF HOUSE
3383 | HERITAGE OAKS DR | 43026-7633 | Active | 021266 | WATTS | 800QT | PVB | 1.000 | 60556 | RIGHT SIDE FRONT
3392 | HERITAGE OAKS DR | 43026-7634 | Replaced | REP525252 | WILKINS | 720A | PVB | 0.750 | 60572 | REPLACED- RIGHT SIDE OF HOUSE
3392 | HERITAGE OAKS DR | 43026-7634 | Active | T206048 | WILKINS | 720A | PVB | 0.750 | 3610085 | RIGHT SIDE OF HOUSE
3395 | HERITAGE OAKS DR | 43026-7633 | Active | 809557 | WILKINS | 720A | PVB | 1.000 | 60582 | RIGHT SIDE REAR
3400 | HERITAGE OAKS DR | 43026-7636 | Active | 659587 | WILKINS | 720A | PVB | 0.750 | 93532 | RIGHT SIDE OF HOUSE
3405 | HERITAGE OAKS DR | 43026-7635 | Active | 1043405 | WILKINS | 975 | RP | 1.000 | 60630 | BASEMENT WEST WALL
3410 | HERITAGE OAKS DR | 43026-7636 | Active | T459204 | WILKINS | 720A | PVB | 0.750 | 93533 | NORTH SIDE OF HOUSE
3413 | HERITAGE OAKS DR | 43026-7635 | Active | 180275 | WATTS | 800QT | PVB | 0.750 | 60641 | RIGHT FRONT SIDE
3420 | HERITAGE OAKS DR | 43026-7636 | Active | 813672 | WILKINS | 720A | PVB | 1.000 | 60675 | LEFTSIDE
3423 | HERITAGE OAKS DR | 43026-7635 | Active | VAA15131 | WILKINS | 720A | PVB | 0.750 | 60681 | SIDE OF HOUSE
3434 | HERITAGE OAKS DR | 43026-7636 | Active | 444347 | WILKINS | 720A | PVB | 0.750 | 60728 | NORTH SIDE OF HOUSE
3435 | HERITAGE OAKS DR | 43026-7635 | Active | 73319 | WATTS | 800M4QT | PVB | 0.750 | 93534
3442 | HERITAGE OAKS DR | 43026-7636 | Active | 2107 | FEBCO | 765 | PVB | 0.750 | 60745 | LEFT SIDE OF HOUSE
3450 | HERITAGE OAKS DR | 43026-7636 | Active | 589630 | WILKINS | 720A | PVB | 0.750 | 60774 | LEFT SIDE OF HOUSE
3455 | HERITAGE OAKS DR | 43026-7635 | Active | 272328 | WATTS | 800M4QT | PVB | 0.750 | 93535 | RIGHT SIDE
3462 | HERITAGE OAKS DR | 43026-7636 | Active | HH59451 | FEBCO | 765 | PVB | 0.750 | 60795 | RIGHT SIDE OF HOUSE
3467 | HERITAGE OAKS DR | 43026-7635 | Active | A107252 | WILKINS | 720A | PVB | 0.750 | 93536 | LEFT SIDE
3474 | HERITAGE OAKS DR | 43026-7636 | Active | A072790 | WILKINS | 720A | PVB | 0.750 | 60810 | Left side of the house
3479 | HERITAGE OAKS DR | 43026-7635 | Active | 114281 | FEBCO | 765 | PVB | 1.000 | 60821 | S.E. CORNER OF HOUSE
3486 | HERITAGE OAKS DR | 43026-7636 | Active | A072805 | WILKINS | 720A | PVB | 0.750 | 60835 | LEFT SIDE OF HOUSE BEHIND GARAGE
3491 | HERITAGE OAKS DR | 43026- | Active | 2862312 | WILKINS | 975XLBMS | RP | 1.000 | 97205 | HOLE #7 IN MENS REST ROOM
3498 | HERITAGE OAKS DR | 43026-7636 | Active | 196887 | WATTS | 800M4QT | PVB | 1.000 | 60851 | WEST
3501 | HERITAGE OAKS DR | 43026 | Active | HL54435 | FEBCO | 765 | PVB | 1.000 | 60925 | RT SIDE FRONT
3506 | HERITAGE OAKS DR | 43026-7638 | Active | 375359 | WILKINS | 720A | PVB | 0.750 | 60929 | SW CORNER OF HOUSE
3507 | HERITAGE OAKS DR | 43026-7637 | Active | H078914 | FEBCO | 765 | PVB | 1.000 | 60931 | SOUTH SIDE
3510 | HERITAGE OAKS DR | 43026-7638 | Active | 375230 | WILKINS | 720A | PVB | 0.750 | 60934 | RIGHT OF FRONT DOOR
3515 | HERITAGE OAKS DR | 43026-7637 | Active | 672139 | WILKINS | 720A | PVB | 0.750 | 100405 | RIGHT SIDE OF HOUSE
6105 | HERITAGE POINT CT | 43026-7615 | Active | H003942 | FEBCO | 765 | PVB | 0.750 | 93537 | RIGHT SIDE
6117 | HERITAGE POINT CT | 43026-7615 | Active | H003970 | FEBCO | 765 | PVB | 0.750 | 93538 | LEFT SIDE
6129 | HERITAGE POINT CT | 43026 | Active | H099047 | FEBCO | 765 | PVB | 0.750 | 69096 | SIDE OF HOUSE
6155 | HERITAGE POINT CT | 43026-7615 | Replaced | REP589896 | WILKINS | 720A | PVB | 0.750 | 93540 | REPLACED- LEFT SIDE
6155 | HERITAGE POINT CT | 43026-7615 | Active | CB081161 | WILKINS | 720A | PVB | 0.750 | 3609964 | LEFT SIDE
6162 | HERITAGE POINT CT | 43026-7615 | Active | H449749 | FEBCO | 765 | PVB | 0.750 | 92002 | FRONT OF HOUSE
6167 | HERITAGE POINT CT | 43026-7615 | Active | 780810 | WATTS | 800M4QT | PVB | 1.000 | 101386 | LEFT FRONT SIDE OF HOUSE
6174 | HERITAGE POINT CT | 43026-7615 | NULL | [5 empty] | 3615408
6181 | HERITAGE POINT CT | 43026-7615 | Active | G045407 | WILKINS | 720A | PVB | 0.750 | 93541 | LEFT SIDE
6186 | HERITAGE POINT CT | 43026 | Active | H003378 | FEBCO | 765 | PVB | 0.750 | 93542 | RIGHT SIDE
6193 | HERITAGE POINT CT | 43026-7615 | Active | 659604 | WILKINS | 720A | PVB | 0.750 | 93543 | LEFT SIDE OF HOUSE
6207 | HERITAGE POINT CT | 43026-7663 | Active | 941353 | APOLLO | PVB4A | PVB | 0.750 | 103110 | LEFT SIDE OF HOUSE
6214 | HERITAGE POINT CT | 43026-7663 | Active | 572682 | WILKINS | 720A | PVB | 0.750 | 93544 | RIGHT SIDE
6226 | HERITAGE POINT CT | 43026-7663 | Active | H132166 | FEBCO | 765 | PVB | 0.750 | 69420 | RIGHT SIDE OF HOUSE
6227 | HERITAGE POINT CT | 43026-7663 | Active | 792796 | WATTS | 800M4QT | PVB | 0.750 | 93545 | BACK OF HOUSE
6230 | HERITAGE POINT CT | 43026-7663 | Active | A072722 | WILKINS | 720A | PVB | 0.750 | 69427 | LEFT SIDE OF HOUSE
5962 | HERITAGE VIEW CT | 43026-7662 | Active | CB154066 | WILKINS | 720A | PVB | 0.750 | 3442158 | RIGHT SIDE OF HOUSE
5968 | HERITAGE VIEW CT | 43026-7662 | Active | T083067 | WILKINS | 720A | PVB | 1.000 | 68424 | N/W CORNER
5970 | HERITAGE VIEW CT | 43026- | Active | A138304 | WILKINS | 375 | RP | 0.750 | 60958 | PROTECTING PUMP HOUSE @ 5970 Heritage View Ct / HOLE 3
5970 | HERITAGE VIEW CT | 43026- | NULL | [5 empty] | 3619751
5971 | HERITAGE VIEW CT | 43026-7662 | Active | CAA46773 | WILKINS | 720A | PVB | 0.750 | 89115 | BACK OF HOUSE
5974 | HERITAGE VIEW CT | 43026-7662 | Active | 840011 | APOLLO/CONBRACO | 765 | PVB | 0.750 | 68447 | RIGHT SIDE OF HOUSE
5977 | HERITAGE VIEW CT | 43026-7662 | Active | EAD4174 | WILKINS | 720A | PVB | 0.750 | 92337 | LEFT OF FRONT DOOR
5982 | HERITAGE VIEW CT | 43026-7662 | Replaced | REP247296 | WILKINS | 720A | PVB | 0.750 | 68466 | REPLACED- RIGHT REAR
5982 | HERITAGE VIEW CT | 43026-7662 | Active | CB08047 | WILKINS | 720A | PVB | 0.750 | 3611311 | RIGHT REAR
5994 | HERITAGE VIEW CT | 43026-7662 | Active | EAE8554 | WILKINS | 720A | PVB | 0.750 | 92336 | Front of House
6003 | HERITAGE VIEW CT | 43026-7614 | Active | DK2426 | FEBCO | 765 | PVB | 0.750 | 68681 | RIGHT SIDE OF HOUSE
6008 | HERITAGE VIEW CT | 43026-7614 | Active | CAB31516 | WILKINS | 720A | PVB | 0.750 | 92338 | FRONT RIGHT
6019 | HERITAGE VIEW CT | 43026-7614 | Active | 015098 | WILKINS | 720A | PVB | 0.750 | 92335 | FRONT LEFT OF DOOR
6022 | HERITAGE VIEW CT | 43026-7614 | Active | T205981 | WILKINS | 720 | PVB | 0.750 | 92339 | FRONT RIGHT
6033 | HERITAGE VIEW CT | 43026-7614 | Active | AD4901 | FEBCO | 765 | PVB | 0.750 | 92334 | ON RTIGHT SIDE OF HOUSE AT FRONT CORNER
6034 | HERITAGE VIEW CT | 43026-7614 | Active | CF3797 | FEBCO | 765 | PVB | 0.750 | 92340 | FRONT LEFT
6046 | HERITAGE VIEW CT | 43026-7614 | Active | 115375 | WATTS | 800M4 | PVB | 0.750 | 92341 | LEFT SIDE
6047 | HERITAGE VIEW CT | 43026-7614 | Active | T178588 | WILKINS | 720A | PVB | 0.750 | 3442160 | Left Side
6071 | HERITAGE VIEW CT | 43026-7614 | Active | 185307 | WILKINS | 720A | PVB | 0.750 | 98531 | RIGHT SIDE
6076 | HERITAGE VIEW CT | 43026-7614 | Active | AH6162 | FEBCO | 765 | PVB | 1.000 | 92342 | RIGHT OF FRONT DOOR
3172 | HERRICK RD | 43221-2622 | Active | T459226 | WILKINS | 720 | PVB | 0.750 | 3442213
4171 | HERTFORD LN | 43017 | Active | AK7535 | FEBCO | 765 | PVB | 1.000 | 63146 | EAST SIDE OF HOUSE
4194 | HERTFORD LN | 43017 | Active | T042238 | WILKINS | 720 | PVB | 0.750 | 100536 | LEFT SIDE
4228 | HERTFORD LN | 43017 | Active | CB019479 | WILKINS | 720A | PVB | 0.750 | 63346 | FRONT OF HOUSE
4234 | HERTFORD LN | 43017 | Active | T340198 | WILKINS | 720A | PVB | 1.000 | 63365 | RIGHT SIDE OF HOUSE
4264 | HERTFORD LN | 43017 | Active | H115397 | FEBCO | 765 | PVB | 0.750 | 93546 | BACK OF HOUSE
1510 | HESS ST | 43212- | Active | 903305 | WILKINS | 720A | PVB | 0.750 | 55256 | RIGHT SIDE OF BUILDING
4730 | HEYCROSS DR | 43123-8716 | Active | B033846 | WATTS | 800M4QT | PVB | 1.000 | 64897
4760 | HEYCROSS DR | 43123-8716 | Active | H183137 | FEBCO | 765 | PVB | 1.000 | 64971 | LEFT SIDE OF HOUSE
4790 | HEYCROSS DR | 43123-8716 | Active | F006197 | WILKINS | 720A | PVB | 1.000 | 3442352 | RIGHT SIDE OF HOUSE
4817 | HEYCROSS DR | 43123 | Active | A006838 | WILKINS | 720A | PVB | 0.750 | 65140 | RIGHT SIDE OF HOUSE
4837 | HEYCROSS DR | 43123 | Active | T081604 | WILKINS | 720A | PVB | 0.750 | 101485 | RIGHT SIDE
2713 | HIAWATHA ST | 43211-1179 | Active | ABQ0012 | WILKINS | 975XL2 | RP | 0.750 | 3652933 | HOTBOX FRONT OF GARDEN
4151 | HICKMAN RD | 43224-2323 | Active | 352421 | WATTS | 800M4 | PVB | 0.750 | 63096 | OUTSIDE - NORTH SIDE
4151 | HICKMAN RD | 43224-2323 | Active | ABW1222 | WILKINS | 975XL | RP | 0.750 | 3654940 | IN BASEMENT AT METER
4500 | HICKORY CHASE WAY | 43026 | Active | 033072 | WATTS | LF009M2QT | RP | 1.500 | 3622680 | FRONT OF BUILDING IN HOT BOX
4500 | HICKORY CHASE WAY | 43026 | Active | 64363 | WATTS | 919QT | RP | 0.750 | 3622749
4500 | HICKORY CHASE WAY | 43026 | Active | RB-0275 | WATTS | 957 | RPDA | 6.000 | 3622750
4500 | HICKORY CHASE WAY | 43026 | Not Required by DOW | X33906 | WILKINS | 375A | RP | 3.000 | 3630330 | MECHANICAL ROOM
4500 | HICKORY CHASE WAY | 43026 | Not Required by DOW | 3078122 | WILKINS | 975XLTCU | RP | 1.500 | 3630331 | MECHANICAL ROOM
4510 | HICKORY CHASE WAY | 43026 | Active | RD-3041 | AMES | COLT 300GV | DCDA | 8.000 | 3622664 | IN PIT RIGHT OF PICKLE BALL CT
4510 | HICKORY CHASE WAY | 43026 | Active | 47457 | AMES | 2000BM3 | DC | 0.750 | 3622665 | IN PIT RIGHT OF PICKLE BALL CT
4510 | HICKORY CHASE WAY | 43026 | Active | RD-1328 | AMES | COLT 400 | RP | 3.000 | 3622666 | IN HOT BOX NEXT TO PIT /RIGHT OF PICKLE BALL CT
4510 | HICKORY CHASE WAY | 43026 | Not Required by DOW | 08652 | WATTS | 909 | RP | 1.500 | 3626770 | Main mechanical room
4510 | HICKORY CHASE WAY | 43026 | Not Required by DOW | 006661 | WATTS | LF909 | RP | 3.000 | 3626771 | Main mechanical room
4510 | HICKORY CHASE WAY | 43026 | Not Required by DOW | 165095 | WATTS | LF009M2QT | RP | 2.000 | 3651926 | IN CLUBHOUSE MECH ROOM AT STUB UP
4522 | HICKORY CHASE WAY | 43206 | Active | 232547 | WATTS | LF009M2QT | RP | 2.000 | 3656299 | HOT BOX BY MAIN ENTRANCE
4992 | HICKORY GROVE CIR | 43125-9316 | Removed | 779278REM | WILKINS | 720A | PVB | 1.000 | 65562 | REMOVED - OUTSIDE
5211 | HICKORY GRV | 43214-1865 | Active | 580416 | WATTS | 800QT | PVB | 1.000 | 66422 | S/E CORNER
4705 | HICKORYBEND DR | 43123-3682 | Active | DJ9917 | FEBCO | 765 | PVB | 0.750 | 91674
7676 | HIDDEN HOLLOW DR | 43235-1765 | Active | H493646 | FEBCO | 765 | PVB | 0.750 | 92284 | RIGHT SIDE OF HOUSE
7681 | HIDDEN HOLLOW DR | 43235-1766 | Active | T042093 | WILKINS | 720A | PVB | 1.000 | 3442958 | LEFT SIDE OF HOUSE
7693 | HIDDEN HOLLOW DR | 43235-1766 | Active | 52948 | FEBCO | 765 | PVB | 1.000 | 93549 | LEFT SIDE
7700 | HIDDEN HOLLOW DR | 43235-1765 | Active | H096080 | FEBCO | 765 | PVB | 0.750 | 72574 | NORTH SIDE FRONT OF HOUSE
7705 | HIDDEN HOLLOW DR | 43235-1766 | Active | H603256 | FEBCO | 765 | PVB | 0.750 | 101291 | FRONT LEFT
7736 | HIDDEN HOLLOW DR | 43235-1765 | Active | T013249 | WILKINS | 720A | PVB | 0.750 | 99634 | RIGHT SIDE OF HOUSE
7353 | HIGH CROSS BL | 43235 | Active | SE-3140 | WATTS | 957 | RP | 3.000 | 3633610
7353 | HIGH CROSS BL | 43235 | Active | SB-1347 | WATTS | 957 | RPDA | 6.000 | 3638131
7353 | HIGH CROSS BL | 43235 | Active | 72857 | WATTS | 919QT | RP | 0.750 | 3638132
7465 | HIGH CROSS BLVD | 43235-1430 | Not Required by DOW | A150070 | FEBCO | 825Y | RP | 1.000 | 72038 | BOILER/MECHANICAL ROOM
7465 | HIGH CROSS BLVD | 43235-1430 | Active | A007811 | FEBCO | 805 | DC | 0.750 | 72039 | PIT IN FRONT OF BLDG
7465 | HIGH CROSS BLVD | 43235-1430 | Active | 9805061330 | FEBCO | 880v | RP | 4.000 | 72040 | BOILER/MECHANICAL ROOM AT WATER RISER
7465 | HIGH CROSS BLVD | 43235-1430 | Active | 9807021253 | FEBCO | 856 | DCDA | 6.000 | 72041 | PIT IN FRONT OF BLDG
7465 | HIGH CROSS BLVD | 43235-1430 | Not Required by DOW | ABJ1964 | WILKINS | 975XL | RP | 1.000 | 3652098
7504 | HIGH CROSS BLVD | 43235 | Active | 1289051214 | AMES | 4000SS | RP | 3.000 | 3622545 | BY STREET
7504 | HIGH CROSS BLVD | 43235 | Active | QE-0787 | AMES | COLT 300GV | DCDA | 6.000 | 3622632 | BY STREET
7504 | HIGH CROSS BLVD | 43235 | Active | 44074 | AMES | 2000BM3 | DC | 0.750 | 3622633 | BY STREET
7520 | HIGH CROSS BLVD | 43235-5681 | Active | 23331 | WATTS | 919QT | RP | 1.500 | 72167 | E MECHANICAL ROOM BY HWT BOTTOM AT WATER METER
7520 | HIGH CROSS BLVD | 43235-5681 | Active | 23610 | WATTS | 919QT | RP | 1.500 | 72170 | E MECH ROOM TOP DEVICE - FIRE AT WATER METER
7520 | HIGH CROSS BLVD | 43235-5681 | Removed | 440819REM | WATTS | 909M1QT | RP | 1.500 | 98046 | REMOVED-MECH ROOM BACK OF BUILDING
7550 | HIGH CROSS BLVD | 43235-5681 | Not Required by DOW | 401295 | WILKINS | 720A | PVB | 1.500 | 72217 | OUTSIDE SE CORNER OF BUILDING
7550 | HIGH CROSS BLVD | 43235-5681 | Inactive | 683170 | WILKINS | 975 | RP | 2.000 | 72218 | METER ROOM
7550 | HIGH CROSS BLVD | 43235-5681 | Active | 7333 | AMES | 2000B | DC | 0.750 | 72219 | METER ROOM
7550 | HIGH CROSS BLVD | 43235-5681 | Active | 3FN0870 | AMES | 3000SS | DCDA | 4.000 | 3603487 | WATER METER ROOM
1141 | HIGH GROVE DR | 43235-1795 | Active | H311984 | FEBCO | 765 | PVB | 0.750 | 88286 | LEFT SIDE OF HOUSE
1142 | HIGH GROVE DR | 43235-1794 | Active | H311978 | FEBCO | 765 | PVB | 0.750 | 88438 | RIGHT SIDE OF HOUSE
1149 | HIGH GROVE DR | 43235-1795 | Active | G214915 | WILKINS | 720A | PVB | 0.750 | 54053 | LEFT FRONT
1150 | HIGH GROVE DR | 43235-1794 | Active | T075199 | WILKINS | 720A | PVB | 0.750 | 101395 | RIGHT SIDE OF HOUSE
1158 | HIGH GROVE DR | 43235-1794 | Active | A151167 | WILKINS | 720A | PVB | 0.750 | 54092 | RIGHT SIDE OF HOME
1189 | HIGH GROVE DR | 43235-1795 | Active | CB357663 | WILKINS | 720A | PVB | 0.750 | 3596409 | RIGHT SIDE OF HOUSE
94 | HIGH ST | 43017-1169 | Removed | 48264REM | WATTS | 919AQT | RP | 0.750 | 74713 | REMOVED-IN ROOM 106 ABOVE CEILING
94 | HIGH ST | 43017-1169 | Removed | 94066REM | FEBCO | 765 | PVB | 1.500 | 91939 | REMOVED-SE CORNER
94 | HIGH ST | 43017-1169 | Removed | 891661REM | WILKINS | 975XL | RP | 0.750 | 103305 | REMOVED-SUITE 50, ROOM 106, ABOVE CEILING
94 | HIGH ST | 43017-1169 | Active | QI-1382 | WATTS | 957 | RP | 4.000 | 3622531 | 3rd Floor NW Corner Riser/Water Rm in Garage
94 | HIGH ST | 43017-1169 | Active | 6857B | WILKINS | 350A | DCDA | 8.000 | 3622532 | 3rd Floor NW Corner Riser/Water Rm in Garage
94 | HIGH ST | 43017-1169 | Active | 4298279 | WILKINS | 950XLD | DC | 0.750 | 3622533 | 3rd Floor NW Corner Riser/Water Rm in Garage
94 | HIGH ST | 43017-1169 | Not Required by DOW | B141984 | WILKINS | 375XL | RP | 2.000 | 3624875 | 3rd Floor NW Corner Riser/Water Rm in Garage
94 | HIGH ST | 43017-1169 | Not Required by DOW | B164452 | WILKINS | 375XL | RP | 0.750 | 3629950 | SW Restaurant - Ceiling Above Electrical Panels
94 | HIGH ST | 43017-1169 | Not Required by DOW | B167113 | WILKINS | 375XL | RP | 2.000 | 3629951 | SW Restaurant - Managers Office in Ceiling
51 | HIGH ST | 43085-3962 | Active | 21616 | WATTS | 009M2-FP | RP | 1.500 | 66004 | FRONT OF BUILDING 1ST HYGIENE SERVICE-510 A
510 | HIGH ST | 43085-3962 | Not Required by DOW | 792899 | WILKINS | 720A | PVB | 0.750 | 66005 | FRONT OF BUILDING-510 A
510 | HIGH ST | 43085-3962 | Not Required by DOW | 206708 | WATTS | 007m1 | DC | 1.000 | 89303 | MECH ROOM ELEVATED 12
515 | HIGH ST | 43085-3943 | Active | 282428 | WATTS | 909M1QT | RP | 1.500 | 66132 | NORTHEAST CORNER AT WATER METER, INSIDE BUILDING
515 | HIGH ST | 43085-3943 | Not Required by DOW | 5893 | FEBCO | 765 | PVB | 1.000 | 66133 | NE CORNER OUTSIDE OF BUILDING
529 | HIGH ST | 43085-3943 | Active | A33190 | WATTS | 009QT | RP | 1.000 | 93011 | WATER SERVICE ENTRANCE IN MECH ROOM
529 | HIGH ST | 43085-3943 | Not Required by DOW | F022811 | WILKINS | 720A | PVB | 0.750 | 3622536 | BACK
530 | HIGH ST | 43085-3944 | Active | B15195 | WATTS | 009M2PCQT | RP | 0.750 | 66580 | ABOVE WATER METER IN SE CORNER OF BUILDING
547 | HIGH ST | 43085-4132 | Active | cb165239 | WILKINS | 720A | PVB | 1.000 | 66962 | SOUTH
547 | HIGH ST | 43085-4132 | Active | 757028 | WILKINS | 975XL | RP | 1.000 | 66963 | MECHANICAL ROOM
600 | HIGH ST | 43085-4116 | Not Required by DOW | 610557 | WATTS | 909QT | RP | 0.750 | 68521 | IN NORTH BOILER ROOM
600 | HIGH ST | 43085-4116 | Not Required by DOW | 11042 | WATTS | 007QT | DC | 1.500 | 68522 | IN MECHANICAL ROOM
600 | HIGH ST | 43085-4116 | Not Required by DOW | 621254 | WATTS | 009QT | RP | 1.000 | 68523 | NORTH BOILER ROOM
600 | HIGH ST | 43085-4116 | Not Required by DOW | 49215 | WATTS | 919QT | RP | 0.750 | 104022 | BOILER ROOM (BASEMENT)
600 | HIGH ST | 43085-4116 | Active | ACA3596 | WILKINS | 975XL | RP | 2.000 | 3626927 | WATER METER ROOM
627 | HIGH ST | 43085-4143 | Not Required by DOW | 2494355 | WILKINS | 950XLT | DC | 0.750 | 69528 | BASEMENT OVER WATER SOFTNER
627 | HIGH ST | 43085-4143 | Active | 4690146 | WILKINS | 975XL2 | RP | 1.000 | 3633178 | BASEMENT NORTH WALL EAST OF METER
634 | HIGH ST | 43085-4116 | Active | 21046 | WATTS | LF919QT | RP | 1.500 | 3443161
634 | HIGH ST | 43085-4116 | Not Required by DOW | 026058 | WATTS | 909 | RP | 1.000 | 3618401 | NEXT TO WATER METER
649 | HIGH ST | 43085-4105 | Not Required by DOW | WO25977 | WILKINS | 975XL | RP | 0.750 | 70027 | EAST SIDE OF BASEMENT MECH ROOM
649 | HIGH ST | 43085-4105 | Not Required by DOW | W026078 | WILKINS | 975XL | RP | 0.750 | 70028 | EAST SIDE MECH ROOM
649 | HIGH ST | 43085-4105 | Not Required by DOW | 4219632 | WILKINS | 975XL | RP | 0.750 | 70029 | IN BOILER ROOM OVER HEAD
649 | HIGH ST | 43085-4105 | Not Required by DOW | 15765 | WATTS | 919QT | RP | 1.000 | 70030 | SOUTH WALL SUPPLY ROOM
649 | HIGH ST | 43085-4105 | Active | 33832 | WILKINS | 375 | RP | 3.000 | 3633861 | SOUTH WALL SUPPLY ROOM BASEMENT..WOODEN DOOR
649 | HIGH ST | 43085-4105 | Active | 28063 | WILKINS | 350 | DCDA | 6.000 | 3633862 | SOUTH WALL SUPPLY ROOM
649 | HIGH ST | 43085-4105 | Active | HC59383 | WILKINS | 950 | DC | 0.750 | 3653410 | basement at meter
654 | HIGH ST | 43085-4106 | Due Install |  |  |  | RP | 0.750 | 3443162 | AT METER MTR ACCESS PANEL IN LADIES RM GRATERS
666 | HIGH ST | 43085-4135 | Active | 4973264 | WILKINS | 975XL2 | RP | 1.500 | 3443167 | BASEMENT N/W CORNER IN CLOSET
688 | HIGH ST | 43085-4106 | Active | 62770 | WATTS | 919AQT | RP | 0.750 | 3443173
694 | HIGH ST | 43085-4106 | Active | T188358 | Wilkins | 720A | PVB | 0.750 | 3443175 | BACK OF BUILDING
710 | HIGH ST | 43085- | Active | 159517 | WATTS | 800QT | PVB | 1.000 | 87483 | Northeast Green
711 | HIGH ST | 43085-4138 | Active | CB325177 | WILKINS | 720A | PVB | 0.750 | 3443178 | LEFT SIDE OF THE HOUSE
727 | HIGH ST | 43085- | Active | T340100 | Wilkins | 720A | PVB | 1.000 | 70230 | Southwest Green
727 | HIGH ST | 43085- | Active | 4777174 | WILKINS | 975XL | RP | 0.750 | 3653373 | SOUTHWESTT CORNER-VILLAGE GREEN
742 | HIGH ST | 43085- | Active | EAD8939 | Wilkins | 720A | PVB | 1.000 | 70232 | Southeast Green
752 | HIGH ST | 43085-4108 | Removed | 179419REM | WATTS | 909PCHWQT | RP | 0.750 | 72165 | ***REMOVED***0 USE 6/3/15 CAG. CUSTODIANS OFFICE - BOILER ROOM
752 | HIGH ST | 43085-4108 | Active | 26987 | WATTS | 919 | RP | 2.000 | 3611826 | BASEMENT SOUTH SIDE UTILITY CLOSET
763 | HIGH ST | 43085- | Active | T278475 | Wilkins | 720A | PVB | 1.000 | 70231 | Northwest Green
773 | HIGH ST | 43085-4140 | Not Required by DOW | 165828 | WATTS | 009QT | RP | 1.000 | 72644 | BASEMENT
773 | HIGH ST | 43085-4140 | Active | 2064525 | WILKINS | 950XL | DC | 0.750 | 72645 | MECHANICAL ROOM -- BASEMENT
773 | HIGH ST | 43085-4140 | Active | W177809 | WILKINS | 975XL | RP | 1.500 | 72646 | MECHANICAL ROOM BASEMENT
773 | HIGH ST | 43085-4140 | Not Required by DOW | 565946 | WATTS | 009M2QT | RP | 1.500 | 87345 | 2ND FLOOR IN FURNACE ROOM - WOMENS REST ROOM
773 | HIGH ST | 43085-4140 | Active | 21620 | WILKINS | 350DA | DCDA | 4.000 | 90732 | WATER METER ROOM
777 | HIGH ST | 43085-4174 | Not Required by DOW | 361776 | WATTS | 909QT | RP | 1.000 | 72750 | BOILER ROOM - Griswold Center ABOVE AIR HANDLER
777 | HIGH ST | 43085-4174 | Not Required by DOW | 89818 | WILKINS | 975 | RP | 2.000 | 72751 | BASEMENT BOILER ROOM - Griswold Center
777 | HIGH ST | 43085-4174 | Active | 4792740 | WILKINS | 975 | RP | 2.000 | 3626444 | BSMNT AT WATER METER - GRISWOLD CENTER
777 | HIGH ST | 43085-4174 | Active | 32890B | WILKINS | 350ASTDA | DCDA | 4.000 | 3626445 | BSMNT MECH/BOILER AREA
777 | HIGH ST | 43085-4174 | Active | HC70473 | WILKINS | 950XLD | DC | 0.750 | 3659343 | BSMNT MECH/BOILER AREA
800 | HIGH ST | 43085-4160 | Active | cb402443 | WILKINS | 720A | PVB | 1.000 | 102439 | LEFT FRONT AT NW CORNER
800 | HIGH ST | 43085-4160 | Active | 46996 | WATTS | LF919QT | RP | 1.000 | 3607750 | BASEMENT BOILER ROOM - CLOSE TO CEILING
800 | HIGH ST | 43085-4160 | Due Install |  |  |  | RP | 1.500 | 3632527
820 | HIGH ST | 43085-4108 | Not Required by DOW | 59187 | WATTS | 919 | RP | 1.000 | 73252 | AT CEILING IN BOILER ROOM BETWEEN BOILER & ELECTRIC PANEL-820 HIGH
820 | HIGH ST | 43085-4108 | Active | 3LL0202 | AMES | 3000SS | DCDA | 6.000 | 73495 | MECHANICAL ROOM IN BASEMENT
820 | HIGH ST | 43085-4108 | Active | 96487 | WATTS | 007QT | DC | 0.750 | 73496 | MECHANICAL ROOM IN BASEMENT
820 | HIGH ST | 43085-4108 | Active | ABU8834 | WATTS | 919 | RP | 1.000 | 3656469 | 1ST FLOOR STORAGE /MEDIA ROOM
825 | HIGH ST | 43085-4157 | Not Required by DOW | 606927 | RAINBIRD | 100 | PVB | 1.000 | 73599 | RIGHT SIDE OF BLDG - OUTSIDE
825 | HIGH ST | 43085-4157 | Active | 122492 | Watts | LF009M2 | RP | 2.000 | 3635194
870 | HIGH ST | 43085-4139 | Active | 4590656 | WILKINS | 975XL2 | RP | 1.500 | 3443185 | ELECTRICAL MECHANICAL ROOM
890 | HIGH ST | 43085- | Active | 22172 | WATTS | 919QT | RP | 1.500 | 3622948 | EAST SIDE (BACK) BUILDING
890 | HIGH ST | 43085- | Active | N1705260621 | FEBCO | LF870V | DC | 4.000 | 3626579 | EAST SIDE (BACK) BUILDING
890 | HIGH ST | 43085- | Active | 02087 | WATTS | LF619 | DC | 0.750 | 3626580 | EAST SIDE (BACK) BUILDING
891 | HIGH ST | 43085-4109 | Active | 198922 | WATTS | LF009M3QT | RP | 0.750 | 3443292
893 | HIGH ST | 43085-4134 | Active | 105869 | WATTS | 919QT | RP | 0.750 | 3443190
901 | HIGH ST | 43085-4109 | Active | 105860 | WATTS | 919 | RP | 0.750 | 3443194 | BATHROOM UNDER SING
903 | HIGH ST | 43085-4109 | NULL | [5 empty] | 3443195
910 | HIGH ST | 43085- | Active | 19799 | WATTS | LF919QT | RP | 1.500 | 3622855 | NE MECH/RISER ROOM AT WATER METER
910 | HIGH ST | 43085- | Active | N1706270808 | FEBCO | 876 | DCDA | 4.000 | 3624480 | NE MECH/RISER ROOM
910 | HIGH ST | 43085- | Active | 02340 | WATTS | LF719QT | DC | 0.750 | 3624481 | NE MECH/RISER ROOM METER ROOM
910 | HIGH ST | 43085- | Not Required by DOW | 4343005 | WILKINS | 975XL | RP | 0.750 | 3624869 | SW MECH RM BY MAIN METER
911 | HIGH ST | 43085-4109 | Active | 190975 | WATTS | 009QT | RP | 0.750 | 90786 | SE WALL OF NW STOCKROOM BEDHIND COOLER AT WATER METER
918 | HIGH ST | 43085-4110 | Active | 1606130907 | AMES | 3000SS | DCDA | 4.000 | 95322 | SW METER/RISER AREA STOCK AREA
918 | HIGH ST | 43085-4110 | Active | 007033 | WATTS | LF009M2QT | RP | 1.500 | 95409 | SW METER/RISER AREA AT WATER MTR STOCK AREA
918 | HIGH ST | 43085-4110 | Active | 57139 | AMES | 2000B | DC | 0.750 | 95410 | SW METER/RISER AREA STOCK AREA
918 | HIGH ST | 43085-4110 | Not Required by DOW | 16563 | WATTS | 919AQT | RP | 1.000 | 95492 | STOCK ROOM
918 | HIGH ST | 43085-4110 | Removed | 67478REM | WATTS | 009M2QT | RP | 1.500 | 3604281 | STOCK ROOM REMOVED
923 | HIGH ST | 43085-3953 | Active | 65889 | WATTS | LF919QT | RP | 1.000 | 3443198 | MID S MECH/FURN ROOM AT WATER METER
923 | HIGH ST | 43085-3953 | Not Required by DOW | 4604913 | WILKINS | 975XL | RP | 1.000 | 3649464 | MID S MECH/FURN ROOM ABOVE WATER METER
930 | HIGH ST | 43085- | Active | 85339 | WATTS | LF919QT | RP | 1.000 | 102251 | ACE HARDWARE, SE CORNER ADDRESS ON BLDG 926 HIGH ST
933 | HIGH ST | 43085-4017 | Active | 170567 | WATTS | 009M2QT | RP | 1.500 | 3607471 | SE OUTSIDE DOOR METER ROOM
933 | HIGH ST | 43085-4017 | Active | 185622 | AMES | 3000SS | DCDA | 6.000 | 3613488 | SE OUTSIDE DOOR METER ROOM
933 | HIGH ST | 43085-4017 | Active | 23902 | WATTS | 007M1QT | DC | 0.750 | 3613489 | SE OUTSIDE DOOR METER ROOM
933 | HIGH ST | 43085-4017 | Not Required by DOW | 4398932 | WILKINS | 975XL | RP | 1.000 | 3618661 | RISER ROOM
933 | HIGH ST | 43085-4017 | Not Required by DOW | 60393 | WATTS | LF919QT | RP | 0.750 | 3650316 | HOSE BIB IN PRODUCE PREP AREA
940 | HIGH ST | 43085-4021 | Due Install |  |  |  | RP | 1.500 | 3443200
965 | HIGH ST | 43085-4065 | Active | ABB11563 | WILKINS | 975XL2 | RP | 1.000 | 3443202 | BASEMENT OFFICE NORTH CLOSET
970 | HIGH ST | 43085-4083 | Active | T300033 | WILKINS | 720A | PVB | 0.750 | 3443203 | LEFT SIDE OF HOUSE NEAR A/C UNIT
970 | HIGH ST | 43085-4083 | Due Install |  |  |  | RP | 4.000 | 3650569 | BSMNT WEST UNIT A-1 AT WATER METER
100 | HIGH ST | 43085-4094 | Not Required by DOW | CAA46415 | WILKINS | 720A | PVB | 1.000 | 93555 | FRONT OF BLDG
1001 | HIGH ST | 43085-4094 | Active | ABN8096 | WILKINS | 975XL | RP | 1.000 | 3636904 | BASEMENT N/W CORNER
1021 | HIGH ST | 43085- | Due Install |  |  |  | RP | 1.000 | 3443207
1045 | HIGH ST | 43085-4026 | Removed | EQ608REM | CONBRACO | 40204T2 | RP | 0.750 | 53695 | SCHOOL BLDG MECH RM @ BOILER
1045 | HIGH ST | 43085-4026 | Removed | F0778REM | APOLLO/CONBRACO | 4020402 | RP | 0.750 | 53696 | MECHANICAL ROOM NEXT TO BOILER
1045 | HIGH ST | 43085-4026 | Removed | F0987REM | APOLLO/CONBRACO | 4020402 | RP | 0.750 | 53697 | MECH RM @ BOILER
1045 | HIGH ST | 43085-4026 | Removed | FB548REM | APOLLO/CONBRACO | 4020402 | RP | 0.750 | 53698 | SCHOOL BUILDING BY BOILER
1045 | HIGH ST | 43085-4026 | Removed |  |  |  | RP |  | 3633260
700 | HIGH ST UNIT REAR | 43085-4137 | Active | 1828 | WATTS | 007M2QT | DC | 1.250 | 71197 | MECHANICAL ROOM BASEMENT OF NEW BUILDING (FIRE SPRINKLER)
700 | HIGH ST UNIT REAR | 43085-4137 | Active | 427451 | WATTS | 009M2QT | RP | 1.000 | 71200 | MECHANICAL ROOM BASEMENT OF NEW BUILDING
700 | HIGH ST UNIT REAR | 43085-4137 | Active | 35297 | WILKINS | 975 | RP | 1.000 | 71235 | BASEMENT MECHANICAL ROOM, NE SIDE OF EDUCATIONAL BLDG
700 | HIGH ST UNIT REAR | 43085-4137 | Active | 506675 | WILKINS | 975 | RP | 2.000 | 71236 | BASEMENT MECHANICAL ROOM - NW SIDE OF EDUCATION BLDG
700 | HIGH ST UNIT REAR | 43085-4137 | Active | 21D228 | BEECO | 975 | RP | 2.000 | 3656562 | BASEMENT MECHANICAL ROOM - NW SIDE OF EDUCATION BLDG
78 | HIGHBLUFFS BLVD | 43235- | Active | PJ-2640 | WATTS | 957 | RP | 4.000 | 89173 | METER HOUSE
78 | HIGHBLUFFS BLVD | 43235- | Active | 143856 | AMES | 3000SS | DCDA | 6.000 | 89174 | METER HOUSE
78 | HIGHBLUFFS BLVD | 43235- | Active | 65701 | WATTS | 007M1PCQT | DC | 0.750 | 89175 | METER HOUSE
78 | HIGHBLUFFS BLVD | 43235- | Not Required by DOW | H45573 | FEBCO | 825Y | RP | 1.000 | 89483 | METER BUILDING - ENTRANCE
16 | HIGHBLUFFS BLVD | 43235-1484 | Active | 411895 | WATTS | 909QT | RP | 1.000 | 55706 | 1ST FLOOR BOILER ROOM
165 | HIGHBLUFFS BLVD | 43235-1484 | Active | 3568015 | WILKINS | 975XL | RP | 1.000 | 55707 | 7TH FLOOR BOILER ROOM
165 | HIGHBLUFFS BLVD | 43235-1484 | Active | 432881 | WILKINS | 975XL | RP | 1.500 | 3632999 | ABOVE FREEZER IN KITCHEN
165 | HIGHBLUFFS BLVD | 43235-1484 | In Review |  |  |  | RP |  | 3636373
165 | HIGHBLUFFS BLVD | 43235-1484 | LPS - In Review |  |  |  | LPC |  | 3636374
215 | HIGHGATE AVE | 43085-3014 | Active | 527630 | WATTS | 800QT | PVB | 1.000 | 93557 | FRONT OF HOUSE
238 | HIGHGATE AVE | 43085-3015 | Active | A151141 | WILKINS | 720A | PVB | 0.750 | 58115 | FRONT OF HOUSE
250 | HIGHGATE AVE | 43085-3015 | Active | HB10809 | FeBCO | 765 | PVB | 1.000 | 58466 | FRONT OF HOUSE
276 | HIGHGATE AVE | 43085-3015 | Active | HL76814 | FEBCO | 765 | PVB | 1.000 | 93558 | RIGHT SIDE
315 | HIGHGATE AVE | 43085-3082 | Active | CB420781 | WILKINS | 720 | PVB | 0.750 | 3444460 | LEFT SIDE OF HOUSE
332 | HIGHGATE AVE | 43085-3017 | Active | CB585186 | WILKINS | 720 | PVB | 0.750 | 3444462 | RIGHT SIDE
351 | HIGHGATE AVE | 43085-3016 | Active | CB030151 | WILKINS | 720 | PVB | 0.750 | 3444465 | FRONT RIGHT OF DOOR LEFT OF GAS MTR
363 | HIGHGATE AVE | 43085-3016 | Active | 11294 | FEBCO | 765 | PVB | 1.000 | 61319 | OUTSIDE
399 | HIGHGATE AVE | 43085-3016 | Active | H066788 | FEBCO | 765 | PVB | 0.750 | 62467 | FRONT OF HOUSE
470 | HIGHGATE AVE | 43085-3019 | Active | VAA0049 | WILKINS | 720A | PVB | 0.750 | 3444480
482 | HIGHGATE AVE | 43085-3019 | Active | EAF4573 | WILKINS | 720 | PVB | 0.750 | 3444482 | FRONT OF HOUSE
519 | HIGHGATE AVE | 43085-3016 | Active | 1835 | FEBCO | 765 | PVB | 0.750 | 66278 | FRONT OF HOUSE
1 | HIGHGROVE | 43054 | Active | CB079415 | WILKINS | 720A | PVB | 0.750 | 3616852 | LEFT OF FRONT DOOR
4 | HIGHGROVE | 43054 | Active | T205872 | WILKINS | 720A | PVB | 0.750 | 3618602 | LEFT SIDE OF HOUSE
7 | HIGHGROVE | 43054 | Active | 06452 | WATTS | 919 | RP | 0.500 | 3615070
7 | HIGHGROVE | 43054 | Active | 053105 | WATTS | 800M4QT | PVB | 1.000 | 3622627 | FRONT LEFT
9 | HIGHGROVE | 43054 | Active | CB451941 | WILKINS | 720A | PVB | 1.000 | 3629861 | LEFT SIDE OF HOUSE
1 | HIGHGROVE | 43054 | Active | HB55747 | FEBCO | 765 | PVB | 0.750 | 3602501 | BACK OF HOUSE BY GENERTOR
12 | HIGHGROVE | 43054 | Active | CB073853 | WILKINS | 720A | PVB | 0.750 | 3603405 | LEFT OF FRONT DOOR
14 | HIGHGROVE | 43054 | Active | CB629160 | WILKINS | 720A | PVB | 0.750 | 3615076 | FRONT LEFT OF HOUSE (JUST RIGHT OF GARAGE)
15 | HIGHGROVE | 43054 | Active | T176224 | WILKINS | 720A | PVB | 0.750 | 3604508 | FRONT OF HOUSE LEFT OF FRONT DOOR
41 | HIGHGROVE CRES | 43054 | Active | T433663 | WILKINS | 720 | PVB | 0.750 | 3655478 | FRONT RIGHT
4125 | HIGHGROVE CRES | 43054 | Active | T418117 | WILKINS | 720A | PVB | 0.750 | 3655778
4135 | HIGHGROVE CRES | 43054 | Active | CAA54817 | WILKINS | 720A | PVB | 0.750 | 3654890 | LEFT SIDE OF HOUSE
3 | HIGHGROVE FARMS | 43054 | Active | T231682 | WILKINS | 720A | PVB | 0.750 | 3618385 | FRONT OF HOUSE
5 | HIGHGROVE FARMS | 43054 | Active | CAB79220 | WILKINS | 720A | PVB | 1.000 | 3652635 | front right
5 | HIGHGROVE FARMS | 43054 | Active | AJBN6473 | ZURN | 375 | RP |  | 3659337 | after meter
6 | HIGHGROVE FARMS | 43054 | Active | B005337 | WILKINS | 375 | RP | 0.750 | 3613427 | BASEMENT LEFT OF NUM-1 BOILER
6 | HIGHGROVE FARMS | 43054 | Active | 403986 | WILKINS | 420 | PVB | 1.000 | 3622885
6 | HIGHGROVE FARMS | 43054 | Due Install |  |  |  | RP |  | 3659006
7 | HIGHGROVE FARMS | 43054 | Active | T417750 | WILKINS | 720A | PVB | 0.750 | 3652809 | FRONT RIGHT
8 | HIGHGROVE FARMS | 43054 | Active | CB179838 | WILKINS | 720A | PVB | 1.000 | 3626173 | LEFT FRONT
9 | HIGHGROVE FARMS | 43054 | Active | CB113240 | WILKINS | 720A | PVB | 0.750 | 3611725 | FRONT LEFT OF HOUSE
1 | HIGHGROVE RD | 43054 | Active | CB015693 | WILKINS | 720A | PVB | 0.750 | 3602489 | 4281 CLUB BLVD, LEFT FRONT
25 | HIGHLAND AVE | 43085-2654 | Active | AD3503 | FEBCO | 765 | PVB | 0.750 | 93560 | FRONT EAST OF DOOR
267 | HIGHLAND AVE | 43085-2664 | Active | 673801 | RAINBIRD | 100 | PVB | 1.000 | 103080 | BACK OF HOUSE
360 | HIGHLAND AVE | 43085-2662 | Active | 05314 | AMES | 2000B | DC | 0.750 | 61210 | Water meter pit - Community Center, METER PIT FAR NW OF BLDG IN FIELD
360 | HIGHLAND AVE | 43085-2662 | Active | L03042 | WILKINS | 375 | RP | 2.500 | 61211 | MECH ROOM - Community Center
360 | HIGHLAND AVE | 43085-2662 | Active | 1346098 | WILKINS | 975 | RP | 1.000 | 61212 | MECH ROOM - Community Center
360 | HIGHLAND AVE | 43085-2662 | Active | W024786 | WILKINS | 975 | RP | 2.000 | 61213 | MECH ROOM 185 - Community Center
360 | HIGHLAND AVE | 43085-2662 | Active | 1507170606 | AMES | 3000GDCDA | DCDA | 6.000 | 61214 | Water meter pit far NW of building in field - Community Center
360 | HIGHLAND AVE | 43085-2662 | Active | L01307 | WILKINS | 375 | RP | 4.000 | 61215 | MECH RM - Community Center
360 | HIGHLAND AVE | 43085-2662 | Active | L03994 | WILKINS | 375 | RP | 3.000 | 61216 | MECH ROOM 185 - Community Center
380 | HIGHLAND AVE | 43085-2662 | Not Required by DOW | 12601 | WATTS | 007QT | DC | 2.000 | 61625 | BLDG 370-374 ROOM 007 BSMNT MECH/METER ROOM -LIMITED FIRE
380 | HIGHLAND AVE | 43085-2662 | Active | ACA3595 | WILKINS | 975 | RP | 2.000 | 3646370 | BLDG 370-374 ROOM 007 BSMNT MECH/METER ROOM
380 | HIGHLAND AVE | 43085-2662 | Removed | CB878635REM | WILKINS | 720A | PVB | 1.000 | 3444544 | W SIDE OF BUILDING HIGH -ENG DEPT SERVICES
380 | HIGHLAND AVE | 43085-2662 | Active | ACJ7466 | WILKINS | 975XL2 | RP | 1.500 | 3626398 | INSIDE 1st BAY OF GARAGE AT WATER METER -ENG DEPT SERVICES
627 | HIGHLAND DR | 43214-3405 | Active | T464035 | WILKINS | 720A | PVB | 1.000 | 69529 | LEFT OF FRONT DOOR
111 | HIGHLAND DR | 43220-4940 | Active | T418644 | Wilkins | 720A | PVB | 0.750 | 3444731
1118 | HIGHLAND DR | 43220 | Active | 438546 | WILKINS | 420 | PVB | 0.750 | 3646703 | FRONT LEFT
1120 | HIGHLAND DR | 43220 | Active | 435319 | WILKINS | 420 | PVB | 0.750 | 3644887 | FRONT LEFT
1122 | HIGHLAND DR | 43220 | Active | 4382568 | WILKINS | 420 | PVB | 0.750 | 3646860 | FRONT LEFT
7027 | HIGHLAND LN | 43017 | Active | EAK2291 | WILKINS | 720A | PVB | 0.750 | 3656487
4481 | HIGHLAND MEADOW CT | 43026-9072 | Active | 181366 | WILKINS | 420 | PVB | 1.000 | 64144 | LEFT SIDE OF HOUSE
4491 | HIGHLAND MEADOW CT | 43026-9072 | Active | CB126700 | WILKINS | 720A | PVB | 1.000 | 64165 | RIGHT SIDE OF HOUSE
5048 | HIGHLAND MEADOW DR | 43026-9073 | Active | H591184 | FEBCO | 765 | PVB | 1.000 | 65818 | N/W CORNER OF HOUSE LEFT SIDE
6851 | HIGHLAND PL | 43085-2605 | Active | T480643 | WILKINS | 720A | PVB | 0.750 | 3444750 | RIGHT SIDE OF HOUSE
811 | HIGHLAND ST | 43215-1393 | Active | 238038 | WATTS | LF009M3QT | RP | 0.750 | 3444755 | AFTER METER IN BASEMENT
933 | HIGHLAND ST | 43201-3419 | Active | CB585258 | WILKINS | 720 | PVB | 0.750 | 3444757 | BACK LEFT OF HOUSE
127 | HIGHLAND ST | 43201 | Active | UC-0940 | AMES | COLT400 | RP | 3.000 | 3648239 | IN HOTBOX SOUTHEAST
1418 | HIGHLAND ST | 43201 | Active | QD0670 | WATTS | 957 | RP | 4.000 | 3618257 | IN METER BLDG N BEHIND APARTMENTS IN PARKING LOT BY DUMPSTER
1418 | HIGHLAND ST | 43201 | Active | PL3115 | AMES | COLT 300GV | DCDA | 6.000 | 3618286 | IN METER HOUSE N BEHIND APARTMENTS IN PARKING LOT
1418 | HIGHLAND ST | 43201 | Active | 01596 | AMES | 2000BM3 | DC | 0.750 | 3618287 | IN METER BLDG N BEHIND APARTMENTS IN PARKING LOT
1418 | HIGHLAND ST | 43201 | Not Required by DOW | ACD6799 | WILKINS | 975XL | RP | 2.000 | 3649982 | MAINT CLOSET AT 1420A
361 | HIGHLAND WAY | 43085-2657 | Active | H516768 | FEBCO | 765 | PVB | 0.750 | 95823 | RIGHT SIDE OF HOUSE
364 | HIGHLAND WAY | 43085-2657 | Active | 2790208 | WILKINS | 975XLBMS | RP | 0.750 | 93561 | BASEMENT NEAR WATER METER
596 | HIGHLANDER DR | 43081 | Active | CB674715 | Wilkins | 720A | PVB | 0.750 | 3607787 | RIGHT SIDE
6012 | HIGHLANDER DR | 43081 | Active | F136654 | WILKINS | 720A | PVB | 0.750 | 99690 | RIGHT SIDE
6025 | HIGHLANDER DR | 43081 | Active | T084016 | WILKINS | 720A | PVB | 0.750 | 101540 | REAR SIDE OF HOUSE
6026 | HIGHLANDER DR | 43081 | Active | CB620484 | WILKINS | 720A | PVB | 0.750 | 101805 | LEFT FRONT
6084 | HIGHLANDER DR | 43081-7162 | Active | EAF4247 | WILKINS | 720A | PVB | 0.750 | 3600498 | LEFT SIDE HOUSE
65 | HIGHVIEW BL | 43207-6056 | Active | W047111 | WILKINS | 975 | RP | 1.000 | 70045 | MECH ROOM
10 | HIGHVIEW BLVD | 43207-6023 | Active | 56362 | WATTS | 009QT | RP | 1.000 | 53524 | MECHANICAL ROOM 1ST FLOOR
155 | HIGHVIEW BLVD | 43207-6038 | Active | 12288 | WATTS | 007QT | DC | 0.750 | 96204 | MAINTENANCE ROOM
155 | HIGHVIEW BLVD | 43207-6038 | Active | 165334 | AMES | 3000SS | DCDA | 6.000 | 96206 | MAINTENANCE ROOM WEST SIDE OF BLDG
155 | HIGHVIEW BLVD | 43207-6038 | Active | VI--0684 | WATTS | 957 | RP | 3.000 | 3633860 | MAINTENANCE ROOM WEST SIDE OF BLDG
544 | HILDEBRAND RD | 43230- | Active | 476711 | WATTS | 009M3 | RP | 0.750 | 3445137
5500 | HILDEBRAND RD | 43230 | Active | XG-0696 | AMES | COLT 400 | RP | 4.000 | 3656646 | CLUB HOUSE EAST OUTSIDE DOOR
5500 | HILDEBRAND RD | 43230 | Active | XI-0477 | AMES | COLT 300GV | DCDA | 8.000 | 3656647 | CLUB HOUSE EAST OUTSIDE DOOR
5500 | HILDEBRAND RD | 43230 | Active | 74761 | AMES | 2000BM3 | DC | 0.750 | 3656648 | CLUB HOUSE
1201 | HILDRETH AVE | 43203-1510 | Active | ABI7210 | WILKINS | 975XL | RP | 0.750 | 3650595 | IN SHED
3913 | HILL PARK E RD | 43026-7965 | Removed | 116138REM | WATTS | 009M1PCQT | RP | 1.500 | 62202 | REMOVED-3919 HILL PARK E RD, FACING BLDG RT UNIT IN BASMENT
1911 | HILLANDALE AVE | 43229-1441 | Active | AD4933 | FEBCO | 765 | PVB | 0.750 | 93195 | LEFT SIDE OF HOUSE
5716 | HILLCOAT DR | 43026-8098 | Active | 121965 | WATTS | 800QT | PVB | 0.750 | 67703 | FRONT RIGHT SIDE
4926 | HILLIARD GREEN DR | 43026-7100 | Active | 307311 | WATTS | 800M4FR | PVB | 0.750 | 65438 | RIGHT SIDE OF HOUSE
4934 | HILLIARD GREEN DR | 43026-7100 | Active | 6567 | FEBCO | 765 | PVB | 1.000 | 65453 | WEST SIDE
4942 | HILLIARD GREEN DR | 43026-7100 | Active | EH6632 | FEBCO | 765 | PVB | 1.000 | 65467 | LEFT HAND SIDE
988 | HILLIARD ROME E RD | 43228 | Active | 39044C | WILKENS | 375ASTDA | RP | 4.000 | 3658544 | PUMP ROOM W SIDE
988 | HILLIARD ROME E RD | 43228 | Active | 34515B | WILKENS | 350ASTDA | DCDA | 8.000 | 3658545 | PUMP ROOM W SIDE
988 | HILLIARD ROME E RD | 43228 | Active | HC67015 | WILKENS | 950XLD | DC | 0.750 | 3658546 | PUMP ROOM W SIDE
988 | HILLIARD ROME E RD | 43228 | LPS - Active |  |  |  | LST |  | 3658547
119 | HILLIARD ROME E RD | 43228 | Active | RC-1286 | WATTS | 957 | RP | 4.000 | 3626497 | GARAGE WATER ROOM
1193 | HILLIARD ROME E RD | 43228 | Active | RC-1919 | WATTS | 975 | RPDA | 8.000 | 3626498 | GARAGE WATER ROOM
1193 | HILLIARD ROME E RD | 43228 | Active | 68616 | WATTS | 919 | RP | 0.750 | 3626499 | GARAGE WATER ROOM
1193 | HILLIARD ROME E RD | 43228 | LPS - Active |  |  |  | LST |  | 3657489 | FIRE BOOSTER PUMP - GARAGE WATER ROOM
1193 | HILLIARD ROME E RD | 43228 | LPS - Active |  |  |  | LPC |  | 3658307 | DOMESTIC PUMP - GARAGE WATER ROOM
1313 | HILLIARD ROME E RD | 43228- | Removed | 019328REM | WATTS | 009QT | RP | 2.000 | 54637 | NORTHEAST MECHANICAL ROOM
1313 | HILLIARD ROME E RD | 43228- | Not Required by DOW | W210367 | WILKINS | 975XLBMS | RP | 1.500 | 54638 | MECHANICAL ROOM
1313 | HILLIARD ROME E RD | 43228- | Active | 30145 | WATTS | LF919-QT | RP | 1.500 | 3656379 | NORTHEAST MECHANICAL ROOM
1313 | HILLIARD ROME E RD | 43228- | Active | 108762 | WATTS | 709 | DCDA | 6.000 | 3657399 | IN METER VAULT NE CORNER OF LOT/ NORTH OF DRIVE
1313 | HILLIARD ROME E RD | 43228- | Active | 10364 | WATTS | 007M1 | DC | 0.750 | 3657400 | IN METER VAULT NE CORNER OF LOT/ NORTH OF DRIVE
1353 | HILLIARD ROME E RD | 43228 | Active | 181896 | AMES | 3000SS | DCDA | 8.000 | 3603462 | METER PIT SE CORNER OF LOT
1353 | HILLIARD ROME E RD | 43228 | Active | 71067 | AMES | 2000B | DC | 0.750 | 3603654 | METER PIT SE CORNER OF LOT
1353 | HILLIARD ROME E RD | 43228 | Active | 1273150813 | AMES | 4000SS | RP | 3.000 | 3603655 | HOT BOX SE CORNER OF LOT
555 | HILLIARD ROME RD | 43228-9265 | Active | 3JL1350 | AMES | 3000SS | DCDA | 6.000 | 67216 | IN PIT NEXT TO ENTRANCE (SERIAL #3JE1350)
555 | HILLIARD ROME RD | 43228-9265 | Active | 94054 | WATTS | 007QT | DC | 0.750 | 67217 | IN PIT NEXT TO WATER ENTRANCE
555 | HILLIARD ROME RD | 43228-9265 | Active | 38438 | WATTS | 919 | RP | 2.000 | 3627985 | BESIDE SHIPPING AND RECEIVING IN WARE HOUSE
555 | HILLIARD ROME RD | 43228-9265 | Not Required by DOW | [5 empty] | 3627986
754 | HILLIARD ROME RD | 43228 | Active | WI-2630 | AMES | 400 | RP | 4.000 | 3655585 | IN HOT BOX
754 | HILLIARD ROME RD | 43228 | Active | 68910 | AMES | 2000BM3 | DC | 0.750 | 3655586 | HOT BOX
754 | HILLIARD ROME RD | 43228 | Active | XA-0225 | AMES | 300-GV | DCDA | 10.000 | 3655587
799 | HILLIARD ROME RD | 43228- | Not Required by DOW | 08690 | WATTS | 719QT | DC | 1.500 | 73094 | 5400/5572-5638/5612C DIAMOND LOCH, VALVE CLOSET NEXT TO APT #5508
799 | HILLIARD ROME RD | 43228- | Not Required by DOW | 39064 | WATTS | 007M2QT | DC | 1.500 | 73095 | 5592-5658 BONAVENTURE DR, IN VALVE CLOSET NEXT TO APT. #5592 BLDG 6
799 | HILLIARD ROME RD | 43228- | Not Required by DOW | B092739 | WILKINS | 350DC | DC | 1.500 | 73096 | IN VALVE CLOSET NEXT TO APT #5612 BLDG 3
799 | HILLIARD ROME RD | 43228- | Not Required by DOW | 44560 | WATTS | 007M2QT | DC | 1.500 | 73097 | 5481-5547 DIAMOND LOCH DR, SPRINKLER ROOM 5521B CLOSET BLDG 2
799 | HILLIARD ROME RD | 43228- | Not Required by DOW | 39589 | AMES | 2000B | DC | 1.500 | 73098 | 5591-5726 ELAM WAY, IN VALVE CLOSET NEXT TO APT 5670 BLDG 5
799 | HILLIARD ROME RD | 43228- | Not Required by DOW | B098160 | WILKINS | 350DC | DC | 1.500 | 73099 | 5501-5567 BONAVENTURE DR, IN VALVE CLOSET NEXT TO APT #5541 BLDG 8
799 | HILLIARD ROME RD | 43228- | Not Required by DOW | B098154 | WILKINS | 350DC | DC | 1.500 | 73100 | 5621-5677 ELAM WAY, IN VALVE CLOSET NEXT TO APT #5621 - BLDG 4
799 | HILLIARD ROME RD | 43228- | Active | 624838 | WATTS | 909M1 | RP | 8.000 | 73101 | MAIN PUMP HOUSE HARTFORD VILLAGE COMMUNITY
799 | HILLIARD ROME RD | 43228- | Active | 624901 | WATTS | 909M1 | RP | 8.000 | 73102 | MAIN PUMP HOUSE AT HARTFORD VILLAGE COMMUNITY
799 | HILLIARD ROME RD | 43228- | Not Required by DOW | 39013 | WATTS | 007M2QT | DC | 1.500 | 73103 | 5412-5466 DIAMOND LOCH DR, IN VALVE CLOSET NEXT TO APT #5442 BLDG 9
799 | HILLIARD ROME RD | 43228- | Not Required by DOW | 39389 | AMES | 2000B | DC | 1.500 | 95607 | 5401-5467 DIAMOND LOCH DR, AT RISER CLOSET BLDG 1
799 | HILLIARD ROME RD | 43228- | Not Required by DOW | 39214 | WATTS | 007M2QT | DC | 1.500 | 3603705 | SPRINKLER ROOM 56126
799 | HILLIARD ROME RD | 43228- | Not Required by DOW | 104717 | WATTS | 007M1QT | DC | 2.000 | 3606055 | BLDG 441-467 RISER ROOM
799 | HILLIARD ROME RD | 43228- | Not Required by DOW | 16376 | AMES | 2000B | DC | 2.000 | 3606056 | BLDG 440-466 RISER ROOM
799 | HILLIARD ROME RD | 43228- | Not Required by DOW | 16370 | AMES | 2000B | DC | 2.000 | 3606057 | BLDG 540-566 RISER ROOM
799 | HILLIARD ROME RD | 43228- | Not Required by DOW | 15992 | AMES | 2000B | DC | 2.000 | 3606058 | BLDG 541-567 RISER ROOM
799 | HILLIARD ROME RD | 43228- | Not Required by DOW | 39202 | AMES | 2000B | DC | 1.500 | 3609867 | 5502-5568 BONAVENTURE DR, SPRINKLER ROOM 5502G BLDG 7
799 | HILLIARD ROME RD | 43228- | Not Required by DOW | 30131002 | AMES | 3000SS | DCDA | 6.000 | 3646386 | 600 TRINITY MARSH - PRIVATE METER PIT
799 | HILLIARD ROME RD | 43228- | Not Required by DOW | 45367 | AMES | 2000B | DC | 2.000 | 3646387 | 440 - 466 TRINITY MARSH
799 | HILLIARD ROME RD | 43228- | Not Required by DOW | 55373 | WATTS | 007M1 | DC | 0.750 | 3646388 | 600 TRINITY MARSH - PRIVATE METER PIT
831 | HILLIARD ROME RD | 43026 | Active | TF-3206 | AMES | 400 | RP | 4.000 | 3641401 | Hotbox
831 | HILLIARD ROME RD | 43026 | Active | TG-1449 | AMES | 500GV | RPDA | 10.000 | 3641406 | HOT BOX EAST PARKING LOT
831 | HILLIARD ROME RD | 43026 | Active | 84373 | WATTS | 975 | RP | 0.750 | 3643502 | HOT BOX EAST SIDE OF PARKING LOT
831 | HILLIARD ROME RD | 43026 | Not Required by DOW | 4799608 | WILKINS | 975 | RP | 2.000 | 3643527 | SPRINKLER ROOM
831 | HILLIARD ROME RD | 43026 | Not Required by DOW | 35599 | WATTS | 919QT | RP | 2.000 | 3643528 | SPRINKLER ROOM
891 | HILLIARD ROME RD | 43228 | Active | 216360 | WATTS | LF009M2QT | RP | 2.000 | 3654526 | BOJANGLES HOTBOX NW CORNER OF PARKING LOT
891 | HILLIARD ROME RD | 43228 | Not Required by DOW | 294408 | WATTS | LF009M2QT | RP | 1.000 | 3654949 | BOJANGLES HOTBOX NW CORNER OF PARKING LOT
923 | HILLIARD ROME RD | 43228 | Active | ACR5779 | WILKINS | 975XL2 | RP | 2.000 | 3658599 | NW CORNER AT METER
923 | HILLIARD ROME RD | 43228 | Not Required by DOW | REM5030610 | WILKINS | 975 | RP | 1.000 | 3658622
930 | HILLIARD ROME RD | 43228 | Not Required by DOW | 266919 | WATTS | LF009M2QT | RP | 1.000 | 3655151 | HOT BOX
930 | HILLIARD ROME RD | 43228 | Active | 113920 | WATTS | LF009M2QT | RP | 1.500 | 3655154 | HOT BOX
104 | HILLIARD ROME RD | 43228 | Active | 36424 | WATTS | 919QT | RP | 1.000 | 102736 | UTILITY ROOM
1111 | HILLIARD ROME RD | 43228-9769 | Active | 158408 | WILKINS | 975XL | RP | 2.000 | 53944 | WEST SIDE OF ELECTRIC ROOM THROUGH OFFICE
1111 | HILLIARD ROME RD | 43228-9769 | Not Required by DOW | T000591 | WILKINS | 720A | PVB | 1.500 | 53945 | OUTSIDE NW CORNER OF BLDG
1111 | HILLIARD ROME RD | 43228-9769 | Not Required by DOW | 270931 | WILKINS | 950 | DC | 1.500 | 53946 | IN ELECTRIC ROOM, WEST SIDE, APPROX 5' ABOVE FLOOR LEVEL
1500 | HILLIARD ROME RD | 43228-9543 | Active | 1002036 | WILKINS | 975XL | RP | 2.000 | 55201 | STORAGE ROOM
1500 | HILLIARD ROME RD | 43228-9543 | Not Required by DOW | 467634G | WILKINS | 975XL2 | RP | 1.500 | 55202 | SE CORNER OF CAR WASH
1520 | HILLIARD ROME RD | 43026-8184 | Active | AMA06467 | WILKINS | 975XL3 | RP | 1.500 | 3445662 | IN KITCHEN NEXT TO METER
1527 | HILLIARD ROME RD | 43228 | Active | 139871210 | WATTS | 774 | DCDA | 6.000 | 100219 | METER PIT
1527 | HILLIARD ROME RD | 43228 | Active | 17166 | WATTS | 007M1QT | DC | 0.750 | 100231 | METER PIT
1527 | HILLIARD ROME RD | 43228 | Active | 293636 | WATTS | 009M2QT | RP | 2.000 | 100232 | HOT BOX AT METER PIT OFF RENNER RD
1527 | HILLIARD ROME RD | 43228 | Not required by DOW | J041326 | FEBCO | 825Y | RP | 0.750 | 103565 | 1509 HILLIARD ROME RD, REAR OF BUILDING ABOVE MOP SINK
1550 | HILLIARD ROME RD | 43228- | Active | 00718 | WATTS | 909M1HWQT | RP | 1.500 | 103831 | AT MTR
1550 | HILLIARD ROME RD | 43228- | Not Required by DOW | 004815 | WATTS | 909 | RP | 1.000 | 3606340 | ABOVE MTR
1585 | HILLIARD ROME RD | 43026 | Active | 29695 | WATTS | 007M1QT | DC | 0.750 | 3611263 | HOT BOX NW CORNER OF MEIJER ENTRANCE & HILLIARD ROME RD
1585 | HILLIARD ROME RD | 43026 | Active | 1161673 | WILKINS | 975XL2 | RP | 1.500 | 3613499 | HOT BOX NW CORNER MEIJER ENTRANCE & HILLIARD ROME ` AT WTR METER
1585 | HILLIARD ROME RD | 43026 | Active | 197514 | AMES | 3000SS | DCDA | 6.000 | 3613500 | HOT BOX AT CORNER OF MEIJER & HILLIARD ROME RD
1600 | HILLIARD ROME RD | 43026-8121 | Not Required by DOW | 2665966 | WILKINS | 975XL | RP | 0.750 | 92537 | MECH ROOM
1600 | HILLIARD ROME RD | 43026-8121 | Active | 36716 | WATTS | 919AQT | RP | 1.000 | 97874 | mech closet off break room
1630 | HILLIARD ROME RD | 43026 | Active | 15268 | WATTS | 919AQT | RP | 1.500 | 102153 | MECHANICAL ROOM AT WATER METER
1630 | HILLIARD ROME RD | 43026 | Not Required by DOW | 36628 | WATTS | 919AQT | RP | 1.000 | 102154 | MECHANICAL ROOM AT WATER METER
1660 | HILLIARD ROME RD | 43228- | Active | 088707 | WILKINS | 975 | RP | 1.000 | 55758 | IN SW CORNER OF BASEMENT
1661 | HILLIARD ROME RD | 43228-9485 | Active | 224349 | WATTS | 909 | RP | 4.000 | 55768 | FIRE RISER ROOM
1661 | HILLIARD ROME RD | 43228-9485 | Not Required by DOW | 3985799 | WILKINS | 975XL | RP | 0.750 | 55770 | OVER PRODUCE COOLER
1661 | HILLIARD ROME RD | 43228-9485 | Not Required by DOW | ABE0546 | WILKINS | 975 | RP | 0.750 | 55771 | OVER SEAFOOD COOLER -- WASH OUT FOR DISPOSAL SEAFOOD
1661 | HILLIARD ROME RD | 43228-9485 | Not Required by DOW | AA5075 | FEBCO | 765 | PVB | 0.750 | 55772 | ABOVE PRODUCE COOLER -- HOT WATER TO PRODUCE SINK
1661 | HILLIARD ROME RD | 43228-9485 | Not Required by DOW | AE5633 | FEBCO | 765 | PVB | 1.000 | 55773 | ABOVE PRODUCE COOLER -SERIAL #AE5633
1661 | HILLIARD ROME RD | 43228-9485 | Not Required by DOW | 5878 | FEBCO | 765 | PVB | 1.000 | 55775 | 2ND FLOOR SUPPLY CLOSET
1661 | HILLIARD ROME RD | 43228-9485 | Removed | 621201REM | WATTS | 909QT | RP | 0.750 | 55780 | REMOVED-ABOVE STORAGE RACK BEHIND SEAFOOD COOLER-SERIAL #AA9947
1661 | HILLIARD ROME RD | 43228-9485 | Removed | AA7433REM | FEBCO | 765 | PVB | 0.750 | 96672 | REMOVED-OVER PRODUCE COOLER
1661 | HILLIARD ROME RD | 43228-9485 | Not Required by DOW | 62924 | FEBCO | 765 | PVB | 1.250 | 97003 | 2ND FLOOR SUPPLY CLOSET
1661 | HILLIARD ROME RD | 43228-9485 | Active | 18727 | WILKINS | 350 | DCDA | 8.000 | 3624623 | METER VAULT
1661 | HILLIARD ROME RD | 43228-9485 | Active | HC36584 | WILKINS | 950 | DC | 0.750 | 3638143 | METER VAULT
1661 | HILLIARD ROME RD | 43228-9485 | Active | 18723 | WILKINS | 350 | DCDA | 8.000 | 3649856 | METER VAULT
1661 | HILLIARD ROME RD | 43228-9485 | Active | HC36635XL | WILKINS | 950 | DC | 0.750 | 3649857 | METER VAULT
1680 | HILLIARD ROME RD | 43228- | Not Required by DOW | G169962 | WILKINS | 720A | PVB | 0.750 | 97164 | LEFT OF BACK DOOR OUTSIDE
1680 | HILLIARD ROME RD | 43228- | Active | 139323 | WATTS | LF009M2QT | RP | 1.000 | 3635274 | BACK CENTER AT BACK DOOR AT WATER METER
1700 | HILLIARD ROME RD | 43026-9613 | Active | 4663078 | WILKINS | 975XL2 | RP | 1.000 | 89082 | BACK STORE ROOM BY METER
1715 | HILLIARD ROME RD | 43228- | Not Required by DOW | W149763 | WILKINS | 975A | RP | 0.750 | 55930 | MECHANICAL ROOM BY WATER METER
1715 | HILLIARD ROME RD | 43228- | Not Required by DOW | 4939694 | WILKINS | 950XLT2 | DC | 1.500 | 55931 | MECH RM BEHIND MENS ROOM LIMITED FIRE SYS
1715 | HILLIARD ROME RD | 43228- | Active | B325745 | WILKINS | 375XL | RP | 1.500 | 3626669 | FURNACE/MECH ROOM AT METER
1719 | HILLIARD ROME RD | 43026 | Active | 266340 | WATTS | LF009M2QT | RP | 2.000 | 3658013 | IN HOT BOX, SE CORNER OF LOT
1725 | HILLIARD ROME RD | 43026 | Active | 28284 | WATTS | 919ZQT | RP | 1.000 | 99308 | BY REAR DOOR
1730 | HILLIARD ROME RD | 43026 | Active | 148483 | WATTS | 009 | RP | 1.000 | 55985 | IN CENTER OF BUILDING IN STORAGE AREA AT WATER METER
1730 | HILLIARD ROME RD | 43026 | Not Required by DOW | 1241877 | WILKINS | 975XL | RP | 0.750 | 89570 | CENTER OF BUILDING BY METER
1735 | HILLIARD ROME RD | 43026-9469 | Active | 1709300110 | AMES | 3000SS | DCDA | 6.000 | 55992 | IN HOT BOX S.E. CORER OF LOT ON HILL
1735 | HILLIARD ROME RD | 43026-9469 | Active | 240793 | WATTS | 009M2QT | RP | 2.000 | 55993 | MECH ROOM RIGHT AFTER METER OUTSIDE DOOR IN REAR
1735 | HILLIARD ROME RD | 43026-9469 | Not Required by DOW | 385568 | WILKINS | 420XL | PVB | 1.000 | 55994 | NEXT TO MECH ROOM
1735 | HILLIARD ROME RD | 43026-9469 | Active | 243230 | WATTS | LF007M3QT | DC | 0.750 | 55995 | IN HOT BOX S.E. CORER OF LOT ON HILL
1742 | HILLIARD ROME RD | 43026 | Active | 077921 | WATTS | LF009M2QT | RP | 1.500 | 3648302 | HOTBOX OFF OF HILLIARD ROME RD SOUTH OF SERVICE DRIVE
1742 | HILLIARD ROME RD | 43026 | Not Required by DOW | 193459 | WATTS | LF009M2QT | RP | 1.000 | 3648306
1750 | HILLIARD ROME RD | 43026 | Active | 301292 | WATTS | LF009M2QT | RP | 1.000 | 3655739 | HOT BOX
1760 | HILLIARD ROME RD | 43026-9067 | Active | 105311244 | FEBCO | 856 | DCDA | 6.000 | 56053 | SE Rear Across Rear Access - Along Westchester Woods In Meter Pit
1760 | HILLIARD ROME RD | 43026-9067 | Not required by DOW | 95768 | WATTS | LF009QT | RP | 0.500 | 56054 | BEHIND ICE MAKER AT BW 3'S
1760 | HILLIARD ROME RD | 43026-9067 | Not Required by DOW | 170321 | WATTS | 009M2QT | RP | 2.000 | 56055 | Riser Room - Rear East Side by 1748
1760 | HILLIARD ROME RD | 43026-9067 | Active | A018090 | FEBCO | 805YB | DC | 0.750 | 56056 | SE Rear Across Rear Access - Along Westchester Woods In Meter Pit
1760 | HILLIARD ROME RD | 43026-9067 | Active | 199547 | WATTS | 909 | RP | 4.000 | 56057 | Rear Riser Room - Center East behind 1760
1760 | HILLIARD ROME RD | 43026-9067 | Removed | 1042350501REM | AMES | 4000SS | RP | 3.000 | 93910 | SPRINKLER ANTI FREEZE LOOP REMOVED
1760 | HILLIARD ROME RD | 43026-9067 | Not required by DOW | 128016 | WATTS | 009M2PCQT | RP | 1.000 | 96710 | FRONT LOBBY CLOSET
1760 | HILLIARD ROME RD | 43026-9067 | Not required by DOW | 80528 | WATTS | LF009M3QT | RP | 0.750 | 3611915 | 1744 Hilliard Rome Road NE Office
1760 | HILLIARD ROME RD | 43026-9067 | Not required by DOW | 80674 | WATTS | LF009M3QT | RP | 0.750 | 3611916 | 1744 Hilliard Rome Road NE Office
1760 | HILLIARD ROME RD | 43026-9067 | Not required by DOW | 80381 | WATTS | LF009M3QT | RP | 0.750 | 3611917 | 1744 Hilliard Rome Road - SE Break-Laundry Room
1760 | HILLIARD ROME RD | 43026-9067 | Not required by DOW | 80532 | WATTS | LF009M3QT | RP | 0.750 | 3611918 | 1744 Hilliard Rome Road - SE Break-Laundry Room
1760 | HILLIARD ROME RD | 43026-9067 | Not required by DOW | W405572 | WILKINS | 975XL2 | RP | 0.500 | 3616844 | 1710 Hilliard Rome Road - Kitchen - Above Ice Machine
1760 | HILLIARD ROME RD | 43026-9067 | Not required by DOW | 167405 | WATTS | 009QT | RP | 0.500 | 3616913 | 1710 Hilliard Rome Road - Rear Supply Room - Wall for Pop Dispensing
1760 | HILLIARD ROME RD | 43026-9067 | Not Required by DOW | 1457321 | WILKINS | 975XL | RP | 0.750 | 3640713 | 1738 Hilliard Rome Road - Mechanical Closet Near Back
1760 | HILLIARD ROME RD | 43026-9067 | Not Required by DOW | 118544 | WATTS | 009M2 | RP | 2.000 | 3651347 | Rear Riser Room - Center East behind 1760
1760 | HILLIARD ROME RD | 43026-9067 | Not Required by DOW | 118543 | WATTS | 009M2 | RP | 2.000 | 3651348 | Rear Riser Room - Center East behind 1760
1760 | HILLIARD ROME RD | 43026-9067 | Not Required by DOW | 113273 | WATTS | 009M2 | RP | 2.000 | 3651349 | Rear Riser Room - Center East behind 1760
1770 | HILLIARD ROME RD | 43026-9067 | Active | 114372 | WILKINS | 950XL | DC | 0.750 | 56079 | OUTSIDE MECH ROOM SOUTH SIDE OF BUILDING
1770 | HILLIARD ROME RD | 43026-9067 | Inactive | 3533139REM | WILKINS | 975XL | RP | 2.000 | 56080 | MECH ROOM SE CORNER OF BUILDING
1770 | HILLIARD ROME RD | 43026-9067 | Active | N02442 | WILKINS | 350DA | DCDA | 4.000 | 56081 | OUTSIDE MECH ROOM SOUTH SIDE OF BUILDING
1770 | HILLIARD ROME RD | 43026-9067 | Not Required by DOW | 02798 | AMES | 4000B | RP | 2.000 | 56082 | OUTSIDE MECH ROOM SOUTH SIDE OF BUILDING
1770 | HILLIARD ROME RD | 43026-9067 | Active | 4164144 | WILKINS | 975XL2 | RP | 2.000 | 3613835 | MECH ROOM SOUTH
1777 | HILLIARD ROME RD | 43026-9469 | Not required by DOW | 126459 | WILKINS | 950 | DC | 1.500 | 56106 | IN THE MECH ROOM, ABOVE THE WATER METER
1777 | HILLIARD ROME RD | 43026-9469 | Removed | H006914REM | FEBCO | 825Y | RP | 2.000 | 93375 | MECH ROOM BY METER
1777 | HILLIARD ROME RD | 43026-9469 | Removed | 38525REM | WATTS | LF919QT | RP | 2.000 | 3649407
1777 | HILLIARD ROME RD | 43026-9469 | Active | 26705 | WATTS | LF919QT | RP | 1.500 | 3649693 | AT WATER METER OUTSIDE DOOR NW CORNER REAR OF BULDING
1781 | HILLIARD ROME RD | 43026 | Active | 4898022 | WILKINS | 975XL2 | RP | 2.000 | 3649553 | MECH ROOM AT WATER METER
1785 | HILLIARD ROME RD | 43026-9469 | Active | 342200 | WILKINS | 975 | RP | 0.750 | 56136 | STORAGE ROOM
1785 | HILLIARD ROME RD | 43026-9469 | Active | CB023629 | WILKINS | 720A | PVB | 1.000 | 56137 | STORAGE ROOM
1785 | HILLIARD ROME RD | 43026-9469 | Due Install |  |  |  | RP |  | 3632753
1790 | HILLIARD ROME RD | 43026-9067 | Active | 107463 | WATTS | 009M2QT | RP | 1.000 | 56148 | MECH ROOM
1800 | HILLIARD ROME RD | 43026-7565 | Active | 124451 | AMES | 3000SS | DCDA | 10.000 | 56199 | WATER PIT (BEHIND SKYLINE CHILI)
1800 | HILLIARD ROME RD | 43026-7565 | Not required by DOW | 144949 | AMES | 2000SS | DC | 6.000 | 56200 | 1872 Hilliard Rome Rd, Rear SE Corner
1800 | HILLIARD ROME RD | 43026-7565 | Not required by DOW | 1458340505 | AMES | 2000SS | DC | 4.000 | 56201 | 1892 Rear Mech Room - East Side
1800 | HILLIARD ROME RD | 43026-7565 | Not Required by DOW | 221425 | WATTS | 009QT | RP | 2.000 | 56203 | 1830 Hilliard Rome Rd, Rear SE Wall
1800 | HILLIARD ROME RD | 43026-7565 | Not Required by DOW | 223179 | WATTS | 009M2QT | RP | 2.000 | 56204 | 1810 Rear Mech Room - East Side
1800 | HILLIARD ROME RD | 43026-7565 | Active | 28876 | AMES | 2000B | DC | 0.750 | 56205 | WATER PIT (BEHIND SKYLINE CHILI)
1800 | HILLIARD ROME RD | 43026-7565 | Not Required by DOW | 94041 | WATTS | 009M2QT | RP | 1.500 | 56206 | 1786 Hilliard Rome Rd, Rear NE Corner
1800 | HILLIARD ROME RD | 43026-7565 | Not Required by DOW | 4385886 | WILKINS | 975XL2 | RP | 2.000 | 89403 | 1892 Rear Mech Room - East Side
1800 | HILLIARD ROME RD | 43026-7565 | Not Required by DOW | W197380 | WILKINS | 975XL | RP | 2.000 | 97847 | 1872 Hilliard Rome Rd, Rear SE Corner
1800 | HILLIARD ROME RD | 43026-7565 | Active | TI-0922 | AMES | RP400 | RP | 4.000 | 3640944 | HOT BOX AT METER PIT. BEHIND SKYLINE CHILI
1815 | HILLIARD ROME RD | 43026-7288 | Active | 455751 | WILKINS | 975 | RP | 1.500 | 56288 | WEST SIDE OF BUILDING INSIDE MECHANICAL ROOM
1815 | HILLIARD ROME RD | 43026-7288 | Not Required by DOW | AB9730 | FEBCO | 765 | PVB | 1.500 | 56289 | W SIDE OF BLDG INSIDE MECH. RM--SERIAL # AB9730
1825 | HILLIARD ROME RD | 43026-7288 | Active | 06894 | WATTS | 919QT | RP | 2.000 | 92533 | NW CORNER OF BACK WAREHOUSE BY FIRE RISER DICKS
1825 | HILLIARD ROME RD | 43026-7288 | Active | 1529640101 | AMES | 3000SS | DCDA | 8.000 | 92603 | BEHIND STORE IN METER PIT IN MOUND
1825 | HILLIARD ROME RD | 43026-7288 | Active | 437394 | WATTS | 007M3-FP | DC | 0.750 | 92604 | BEHIND STORE IN METER PIT IN MOUND
1825 | HILLIARD ROME RD | 43026-7288 | Active | 2686490 | WILKINS | 975XL | RP | 1.500 | 92800 | 1912 TANGLEWOOD OSD MECH ROOM BEHIND ROSS DRESS FOR LESS LABLED RISER ROOM
1825 | HILLIARD ROME RD | 43026-7288 | Due Install |  |  |  | RP | 2.000 | 3657072
1835 | HILLIARD ROME RD | 43026-7288 | Active | 474376 | WILKINS | 975XL | RP | 1.500 | 56357 | AT METER
1835 | HILLIARD ROME RD | 43026-7288 | Removed | T077024REM | WILKINS | 720A | PVB | 0.750 | 98961 | REMOVED-OUTSIDE
1835 | HILLIARD ROME RD | 43026-7288 | Not Required by DOW | T181395 | WILKINS | 720A | PVB | 0.750 | 3610206 | OUTSIDE
1840 | HILLIARD ROME RD | 43026-7565 | Not Required by DOW | W149676 | WILKINS | 975 | RP | 1.000 | 56376 | METER ROOM REAR OF BLDG
1840 | HILLIARD ROME RD | 43026-7565 | Active | W177820 | WILKINS | 975XL | RP | 2.000 | 56377 | METER ROOM REAR OF BUILDING
1840 | HILLIARD ROME RD | 43026-7565 | Removed | TG-1018 | AMES | COLT 300 | DCDA | 4.000 | 3641009 | FIRE METER INSIDE FRONT DOOR TO LEFT..DOUBLE DOORS. CLOSET
1840 | HILLIARD ROME RD | 43026-7565 | Removed | 01838 | AMES | 2000BM3 | DC | 0.750 | 3641010 | FIRE METER
1855 | HILLIARD ROME RD | 43026 | Not Required by DOW | 2304681 | WILKINS | 975XL | RP | 1.500 | 92451 | STOCK ROOM
1855 | HILLIARD ROME RD | 43026 | Active | 2279712 | WILKINS | 975XL | RP | 2.000 | 95778 | STOCK ROOM
1855 | HILLIARD ROME RD | 43026 | Active | 1529210107 | AMES | 3000SS | DCDA | 8.000 | 3636605 | PIT WEST SIDE OF BUILDING
1855 | HILLIARD ROME RD | 43026 | Active | 51789 | AMES | 2000B | DC | 0.750 | 3636607 | PIT WEST SIDE OF BUILDING FIRE SIDE CAR
1855 | HILLIARD ROME RD | 43026 | Not Required by DOW | W342193 | WILKINS | 975XL | RP | 2.000 | 3648568 | IN 1881 In closet in Women's Restroom
1855 | HILLIARD ROME RD | 43026 | Due Install |  |  |  | RP | 2.000 | 3657079
1865 | HILLIARD ROME RD | 43026 | Not Required by DOW | 4634843 | WILKINS | 975XLBMS | RP | 1.000 | 56443 | SPRINKLER ROOM
1865 | HILLIARD ROME RD | 43026 | Active | 1334890404 | AMES | 3000SS | DCDA | 4.000 | 56444 | MECH SIDE OF BUILDING
1865 | HILLIARD ROME RD | 43026 | Active | 37792 | AMES | 2000B | DC | 0.750 | 56445 | MECH ROOM SIDE OF BUILDING
1865 | HILLIARD ROME RD | 43026 | Active | W128219 | WILKINS | 975A | RP | 1.500 | 56446 | MECH MECH NW CORNER
1880 | HILLIARD ROME RD | 43026-7565 | Active | 164048 | WATTS | 009M3QT | RP | 0.750 | 100812 | MECHANICAL ROOM
1891 | HILLIARD ROME RD | 43026 | Not Required by DOW | W115864 | WILKINS | 975 | RP | 1.000 | 56525 | MECHANICAL ROOM EAST SIDE
1891 | HILLIARD ROME RD | 43026 | Active | W149865 | WILKINS | 975XL | RP | 1.500 | 56526 | MECH ROOM
1900 | HILLIARD ROME RD | 43026 | Active | 4772536 | WILKINS | 975XL2 | RP | 1.500 | 56554 | MECH ROOM
1900 | HILLIARD ROME RD | 43026 | Active | 13089 | AMES | 3000SS | DCDA | 6.000 | 56555 | MECH ROOM NE CORNER
1900 | HILLIARD ROME RD | 43026 | Not Required by DOW | 241167 | WATTS | 009M2QT | RP | 1.000 | 56556 | FIRE RISER ROOM. NORTHEAST CORNER OF BUILDING
1900 | HILLIARD ROME RD | 43026 | Active | 6257 | WATTS | 719QT | DC | 0.750 | 56557 | MECH ROOM
1935 | HILLIARD ROME RD | 43026-7920 | Active | 163717 | WATTS | 009M2QT | RP | 1.500 | 56676 | NW MECH/RISER AREA AT WATER METER
1935 | HILLIARD ROME RD | 43026-7920 | Active | 3GL0520 | AMES | 3000SS | DCDA | 4.000 | 56677 | NW MECH/RISER AREA
1935 | HILLIARD ROME RD | 43026-7920 | Active | 82075 | WATTS | 007M2QT | DC | 0.750 | 56678 | NW MECH/RISER AREA
1935 | HILLIARD ROME RD | 43026-7920 | Not Required by DOW | 384218 | WATTS | 800M4QT | PVB | 0.750 | 56679 | OUTSIDE -- NW BLDG
1944 | HILLIARD ROME RD | 43026-7566 | Active | 3703688 | WILKINS | 975XL2 | RP | 2.000 | 103876 | MECHANICAL ROOM AT WATER METER
1944 | HILLIARD ROME RD | 43026-7566 | Not Required by DOW | 3803498 | WILKINS | 975 | RP | 0.750 | 103879 | MECHANICAL ROOM AT WATER METER
1944 | HILLIARD ROME RD | 43026-7566 | Not Required by DOW | T154986 | WILKINS | 720A | PVB | 1.000 | 103880
1970 | HILLIARD ROME RD | 43026-7566 | Active | 110498 | WATTS | 774DCDA | DCDA | 10.00 | 93064 | METER PIT FRONT OF STORE
1970 | HILLIARD ROME RD | 43026-7566 | Active | 16187 | WATTS | 007M1PCQT | DC | 0.750 | 93187 | METER PIT IN FRONT OF STORE
1970 | HILLIARD ROME RD | 43026-7566 | Active | 15449G | WILKINS | 375ASTR | RP | 3.000 | 93188 | HOT BOX IN FRONT OF STORE - 2358 HILLIARD ROME RD
1970 | HILLIARD ROME RD | 43026-7566 | Not Required by DOW | A07644 | WATTS | 009M2QT | RP | 2.000 | 93418 | FRONT MECH ROOM
1970 | HILLIARD ROME RD | 43026-7566 | Removed | A07430REM | WATTS | 009PCQT | RP | 0.500 | 96828 | REMOVED-IN MECH ROOM OF PHOTO LAB
1970 | HILLIARD ROME RD | 43026-7566 | Not Required by DOW | 353427 | WATTS | 009PCQT | RP | 0.500 | 101553 | VAC ROOM REAR
1970 | HILLIARD ROME RD | 43026-7566 | Not Required by DOW | 4012705 | WILKINS | 975 | RP | 0.750 | 3607935 | RO SYSTEM, KITCHEN AREA OF STARBUCKS
1970 | HILLIARD ROME RD | 43026-7566 | LPS - Active |  |  |  | LST |  | 3633748 | FIRE PUMP - PUMP ROOM REAR OF TARGET
1970 | HILLIARD ROME RD | 43026-7566 | LPS - Active |  |  |  | LPC |  | 3657643 | DOMESTIC PUMP - PUMP ROOM REAR OF TARGET
1988 | HILLIARD ROME RD | 43026-7566 | Not Required by DOW | 107200 | WATTS | 009QT | RP | 1.500 | 56863 | MECH ROOM
1988 | HILLIARD ROME RD | 43026-7566 | Active | 107198 | WATTS | 009M2QT | RP | 1.500 | 56864 | MECH ROOM
1988 | HILLIARD ROME RD | 43026-7566 | Not Required by DOW | 185207 | WATTS | 009QT | RP | 0.750 | 56865 | ABOVE MAIN IN METER ROOM
1988 | HILLIARD ROME RD | 43026-7566 | Not Required by DOW | 248277 | WATTS | 009QT | RP | 1.000 | 56866 | ABOVE MAIN METER IN MECH ROOM
2035 | HILLIARD ROME RD | 43026-9066 | Not Required by DOW | 809532 | WILKINS | 720A | PVB | 1.000 | 57080 | MECH ROOM BESIDE MOP SINK
2035 | HILLIARD ROME RD | 43026-9066 | Active | 85826 | WATTS | 009M2QT | RP | 1.500 | 57081 | 2035 HILLIARD ROME RD, AT WATER METER
2055 | HILLIARD ROME RD | 43026- | Not Required by DOW | 109301 | WATTS | 009M2QT | RP | 1.500 | 57120 | MECH / FURNANCE ROOM
2055 | HILLIARD ROME RD | 43026- | Active | 128483 | AMES | 3000SS | DCDA | 8.000 | 57121 | OUTSIDE
2055 | HILLIARD ROME RD | 43026- | Active | 171381 | WATTS | 909 | RP | 3.000 | 57122 | 5508 HILLIARD ROME OFFICE PARK (BLDG A) NE MECH ROOM
2055 | HILLIARD ROME RD | 43026- | Active | 31618 | AMES | 2000B | DC | 0.750 | 57123 | MECH ROOM 5508 (BLDG A)
2055 | HILLIARD ROME RD | 43026- | Not Required by DOW | 2256953 | WILKINS | 975XLBMS | RP | 2.000 | 93192 | IN 5567 HILLIARD ROME OFFICE PARK
2110 | HILLIARD ROME RD | 43228 | Active | 4708467 | WILKINS | 975XL | RP | 1.000 | 91104 | WEST SIDE OF BUILDING AT WATER METER
2110 | HILLIARD ROME RD | 43228 | Not Required by DOW | H19142 | FEBCO | 860 | RP | 1.000 | 97055 | ABOVE WATER METER IN BACK OF STORE
2130 | HILLIARD ROME RD | 43026-9629 | Active | 608982 | WATTS | 909QT | RP | 1.000 | 90654 | MECH ROOM
2130 | HILLIARD ROME RD | 43026-9629 | Not Required by DOW | Eaa8583 | WILKINS | 720A | PVB | 1.250 | 92293 | REAR BY ELECTRIC
2164 | HILLIARD ROME RD | 43026-9629 | Active | W187077 | WILKINS | 975 | RP | 1.000 | 57492 | MECH ROOM
2164 | HILLIARD ROME RD | 43026-9629 | Not Required by DOW | 548930 | WATTS | 800M4QT | PVB | 1.000 | 57493 | RIGHT SIDE OF BLDG
2165 | HILLIARD ROME RD | 43026-9068 | Active | 266125 | WATTS | 909M1QT | RP | 2.000 | 57494 | NIKE SPORTS LOUNGE, IN THE LOUNGE (UTILITY ROOM)
2165 | HILLIARD ROME RD | 43026-9068 | Not Required by DOW | 357712 | WATTS | 909QT | RP | 0.750 | 57496 | 2135 HILLIARD ROME RD, IN MECH ROOM NORTH CENTRAL OF SUITE
2185 | HILLIARD ROME RD | 43026-9068 | Active | 262221 | WATTS | 909M1QT | RP | 1.500 | 57539 | EAST SIDE OF BUILDING - OUTSIDE
2194 | HILLIARD ROME RD | 43026-9629 | Active | AC09435 | WILKINS | 975XL2 | RP | 1.500 | 57565 | MECHANICAL ROOM AT WATER METER
2210 | HILLIARD ROME RD | 43026 | Active | 194221 | WATTS | LF009M2QT | RP | 1.000 | 3650701 | CENTER WALL FRONT
2221 | HILLIARD ROME RD | 43026 | Active | H017477 | FEBCO | 805YB | DC | 0.750 | 100717
2221 | HILLIARD ROME RD | 43026 | Active | N1106130127 | FEBCO | 856 | DCDA | 8.000 | 100718 | UTILITY ROOM
2221 | HILLIARD ROME RD | 43026 | Active | 36437 | WATTS | 919QT | RP | 0.750 | 100719 | SOUTHEAST CORNER MECHANIC ROOM
2228 | HILLIARD ROME RD | 43026-9629 | Not Required by DOW | 587152 | WILKINS | 720A | PVB | 0.750 | 57677 | BACK OF BUILDING
2228 | HILLIARD ROME RD | 43026-9629 | Active | 52456 | WATTS | 009 | RP | 1.000 | 3633292 | Mech Room at Meter
2343 | HILLIARD ROME RD | 43026- | Not Required by DOW | 432287 | WILKINS | 975 | RP | 0.750 | 58022 | POOL MECHANICAL ROOM - 5535 CABOT COVE DR
2343 | HILLIARD ROME RD | 43026- | Active | TL-2809 | WATTS | 957 | RP | 8.000 | 3624677 | HOTBOX NEAR HILLIARD ROME RD, NORTH OF ENTRANCE AND POOL
2344 | HILLIARD ROME RD | 43026- | Active | N1506190733 | FEBCO | LF880V | RP | 8.000 | 3445668 | East side of APT # 2316 at double doors on corner of building
2344 | HILLIARD ROME RD | 43026- | Active | 1760950715 | AMES | 2000SS | DC | 4.000 | 3613796 | BUILDING 2D NW RISER ROOM
2379 | HILLIARD ROME RD | 43026 | Active | SH-3854 | WATTS | 957 | RP | 3.000 | 3633701 | MID S MECH/RISER/METER BLDG AT WATER METER
2379 | HILLIARD ROME RD | 43026 | Active | SH-1663 | WATTS | 957 | RPDA | 8.000 | 3633702 | MID S MECH/RISER/METER BLDG
2379 | HILLIARD ROME RD | 43026 | Active | 76549 | WATTS | 919QT | RP | 0.750 | 3633703 | MID S MECH/RISER/METER BLDG
2379 | HILLIARD ROME RD | 43026 | LPS - Active |  |  |  | LST |  | 3638046 | FIRE PUMP - MECH/RISER/METER BLDG
2379 | HILLIARD ROME RD | 43026 | LPS - Active |  |  |  | LPC |  | 3638047 | DOMESTIC PUMP - MECH/RISER/METER BLDG
2379 | HILLIARD ROME RD | 43026 | Not Required by DOW | T427974 | Wilkins | 720A | PVB | 1.000 | 3650650 | OUTSIDE SPRINKLER CLOSET IN BUILDING #2
2387 | HILLIARD ROME RD | 43026 | Active | 121080 | WATTS | LF009M2QT | RP | 2.000 | 3636013 | NW Back Mechanical-Riser Rm - Outside Door
2387 | HILLIARD ROME RD | 43026 | Active | 1073781018 | AMES | 5000 | RPDA | 6.000 | 3636017 | NW Back Mechanical-Riser Rm - Outside Door
2387 | HILLIARD ROME RD | 43026 | Active | 14557 | AMES | 4000 | RP | 0.750 | 3636018 | NW Back Mechanical-Riser Rm - Outside Door
2387 | HILLIARD ROME RD | 43026 | LPS - Active |  |  |  | LPC |  | 3636019 | DOMESTIC PUMP - NW MECH/RISER ROOM
2410 | HILLIARD ROME RD | 43026- | Active | 51618 | WATTS | 919AQT | RP | 0.750 | 3605930 | AT METER
2410 | HILLIARD ROME RD | 43026- | Not Required by DOW | 327250 | Watts | LF009M3QT | RP | 0.750 | 3650759
2455 | HILLIARD ROME RD | 43026-8194 | Not Required by DOW | 8798 | AMES | 2000SS | DC | 1.000 | 58340 | SE STORAGE ROOM LIMITED FIRE UP HIGH 5/3RD BANK
2455 | HILLIARD ROME RD | 43026-8194 | Not Required by DOW | 08801 | AMES | 2000B | DC | 1.000 | 58341 | SW MECH/FURNACE RM LIMITED FIRE UP HIGH 5/3RD BANK
2455 | HILLIARD ROME RD | 43026-8194 | Active | W069426 | WILKINS | 975XL | RP | 1.50 | 58342 | SW MECH/FURN RM AT WATER MTR 5/3RD BANK
2455 | HILLIARD ROME RD | 43026-8194 | Not Required by DOW | H736198 | FEBCO | 765 | PVB | 1.000 | 99006 | OUTSIDE SW BY A/C UNITS
2475 | HILLIARD ROME RD | 43026-8194 | Active | 130737 | WILKINS | 975 | RP | 1.500 | 58411 | 2475 Suite - Rear Stock - Meter Area
2475 | HILLIARD ROME RD | 43026-8194 | Active | 1071861004 | WATTS | 774DCDA | DCDA | 4.000 | 89902 | 2475 Suite - Rear Stock - Meter Area
2475 | HILLIARD ROME RD | 43026-8194 | Active | 10066 | WATTS | 007M2 | DC | 0.750 | 89903 | 2475 Suite - Rear Stock - Meter Area
2511 | HILLIARD ROME RD | 43026-8195 | Active | 56550 | WATTS | 009QT | RP | 1.500 | 58520 | MECHANICAL ROOM SW CORNER INSIDE
2516 | HILLIARD ROME RD | 43026- | Not Required by DOW | 344646 | WILKINS | 950XL | DC | 1.000 | 58524 | UNDER WATER HEATER REAR OF BUILDING
2516 | HILLIARD ROME RD | 43026- | Removed | H157355 | FEBCO | 745 | PVB | 1.000 | 58525 | OUTSIDE FRONT OF BUILDING
2516 | HILLIARD ROME RD | 43026- | Active | AKA3628 | WILKINS | 375 | RP | 2.000 | 3640716 | UNDER WATER HEATER REAR OF BUILDING
2516 | HILLIARD ROME RD | 43026- | Not Required by DOW | 246773 | WATTS | LF009M3QT | RP | 0.750 | 3640718 | under hot water tank by mtr
2525 | HILLIARD ROME RD | 43026-9471 | Active | 256889 | WATTS | 909QTM1 | RP | 2.000 | 58539 | LOADING DOCK AREA BY METER
2525 | HILLIARD ROME RD | 43026-9471 | Not Required by DOW | 60115 | WATTS | 008PCQT | PVB | 0.500 | 97701 | Produce prep @ sink
2525 | HILLIARD ROME RD | 43026-9471 | Active | JB-0545 | AMES | COLT 300-GV | DCDA | 6.000 | 97704 | back room @ receiving
2525 | HILLIARD ROME RD | 43026-9471 | Not Required by DOW | 16821 | WATTS | 008PCQT | SVB | 0.500 | 97706 | At sink in deli Dept.
2525 | HILLIARD ROME RD | 43026-9471 | Not Required by DOW | 57207 | WATTS | 008PCQT | PVB | 0.500 | 97707 | At sink in Bakery
2525 | HILLIARD ROME RD | 43026-9471 | Not Required by DOW | 57206 | WATTS | 008PCQT | PVB | 0.500 | 97708 | seafood @ sink
2525 | HILLIARD ROME RD | 43026-9471 | Active | 15509 | AMES | 2000BM3 | DC | 0.750 | 97710 | back room @ receiving
2525 | HILLIARD ROME RD | 43026-9471 | Not Required by DOW | 57254 | WATTS | 008PCQT | PVB | 0.500 | 97711 | Meat Dept. Sink
2525 | HILLIARD ROME RD | 43026-9471 | Not Required by DOW | 57118 | WATTS | 008PCQT | PVB | 0.500 | 100416 | WOMEN'S RESTROOM @ BACK
2525 | HILLIARD ROME RD | 43026-9471 | Not Required by DOW | 57556 | WATTS | 008PCQT | PVB | 0.500 | 100417 | MEN'S RESTROOM, FRONT
2525 | HILLIARD ROME RD | 43026-9471 | Not Required by DOW | 59611 | WATTS | 008PCQT | PVB | 0.500 | 100418 | MEN'S RESTROOM @ BACK
2525 | HILLIARD ROME RD | 43026-9471 | Not Required by DOW | 56910 | WATTS | 008PCQT | PVB | 0.500 | 102186 | FRONT WOMEN'S RESTROOM
2540 | HILLIARD ROME RD | 43026-8419 | Active | 4543373 | WILKINS | 975XL2 | RP | 1.250 | 58576 | METER ROOM REAR OF STEAK ESCAPE BY EXIT DOOR
2550 | HILLIARD ROME RD | 43026-8419 | Active | 10935 | WATTS | 919QT | RP | 1.500 | 98729 | BY METER
2550 | HILLIARD ROME RD | 43026-8419 | Not Required by DOW | 21448 | WATTS | 919QT | RP | 1.000 | 98781 | BACK BY METER
2575 | HILLIARD ROME RD | 43026-8249 | Active | 130733 | WILKINS | 975A | RP | 1.500 | 58662 | 2561 Suite - Rear Dock Area SW Corner
2575 | HILLIARD ROME RD | 43026-8249 | Active | H012458 | FEBCO | 805YB | DC | 0.750 | 98486 | 2561 Suite - Rear Dock Area SW Corner
2575 | HILLIARD ROME RD | 43026-8249 | Active | N0810100549 | FEBCO | 876V | DCDA | 4.000 | 98487 | 2561 Suite - Rear Dock Area SW Corner
2590 | HILLIARD ROME RD | 43026-7404 | Active | 4503310 | WILKINS | 975XL2 | RP | 2.000 | 3445676
2636 | HILLIARD ROME RD | 43026-9468 | Removed | REM1002108 | WILKINS | 975XL | RP | 2.000 | 58835 | ***REMOVED***EQUIPMENT ROOM
2636 | HILLIARD ROME RD | 43026-9468 | Removed | REM1039369 | WILKINS | 975XLBMS | RP | 0.750 | 58836 | ***REMOVED***EQUIPMENT ROOM AT METER
2636 | HILLIARD ROME RD | 43026-9468 | Active | 19531 | WATTS | 919AQT | RP | 1.500 | 3619883
2730 | HILLIARD ROME RD | 43026-8420 | Active | 4700087 | WILKINS | 975XL | RP | 0.750 | 59126 | BASEMENT
2790 | HILLIARD ROME RD | 43026-9608 | Active | 84621 | WATTS | 009QT | RP | 0.750 | 59292 | WEST SIDE OF BASEMENT WALL BY METER
2876 | HILLIARD ROME RD | 43026 | Active | 4915806 | WILKINS | 975XL2 | RP | 1.500 | 3651206
3150 | HILLIARD ROME RD | 43026 | Not Required by DOW | 53550 | WATTS | 919QT | RP | 1.000 | 3621288 | SW STOCK AREA
3150 | HILLIARD ROME RD | 43026 | Active | 4815922 | WILKINS | 975XL2 | RP | 1.000 | 3622559 | SW STOCK ROOM/AREA AT WATER METER
3189 | HILLIARD ROME RD | 43026-7971 | Active | 306981 | WATTS | 009QT | RP | 2.000 | 60165 | WATER METER ROOM REAR OF BLDG THRU OUTSIDE DOOR..SEPERATE ROOM
3189 | HILLIARD ROME RD | 43026-7971 | Not Required by DOW | 52980 | FEBCO | 825YA | RP | 1.000 | 60166 | WATER METER ROOM REAR OF BLDG
3201 | HILLIARD ROME RD | 43026-9472 | Active | 061475 | WATTS | 009M2-FP | RP | 1.500 | 60195 | REAR OF BLDG AT WATER METER
3211 | HILLIARD ROME RD | 43026-9472 | Active | 32341 | WATTS | 009M2 | RP | 1.500 | 60208 | AT WATER METER IN 3211
3219 | HILLIARD ROME RD | 43026- | Active | 130448 | WATTS | 009 | RP | 2.000 | 60213 | LEFT REAR
3219 | HILLIARD ROME RD | 43026- | Not Required by DOW | 15428 | WATTS | 009M2QT | RP | 1.250 | 99069 | AT WATER METER
3311 | HILLIARD ROME RD | 43026-8363 | Active | 331155 | WATTS | 909QT | RP | 1.000 | 60456 | MAINTENANCE SHOP GOLF COURSE
3325 | HILLIARD ROME RD | 43026 | Inactive | 48200REM | WATTS | 919AQT | RP | 1.000 | 3608212 | REAR MECHANICAL ROOM
3325 | HILLIARD ROME RD | 43026 | Active | 221481 | WATTS | LF009M2QT | RP | 1.000 | 3650662 | HOTBOX NEAR STREET
3340 | HILLIARD ROME RD | 43026-8114 | Replaced | REP139669 | WATTS | 909 | RP | 3.000 | 60498 | REPLACED- BOILER ROOM
3340 | HILLIARD ROME RD | 43026-8114 | Not Required by DOW | 318620 | WATTS | 909QT | RP | 1.000 | 60499 | BOILER ROOM
3340 | HILLIARD ROME RD | 43026-8114 | Active | 002143 | WATTS | 909 | RP | 3.000 | 3611818 | BOILER ROOM
1755 | HILLIARD ROME RD BLDG A | 43026-9469 | Active | 288610903 | AMES | 3000SS | DCDA | 8.000 | 56037 | FIRE PUMP ROOM
1755 | HILLIARD ROME RD BLDG A | 43026-9469 | Active | 170534 | WATTS | 909 | RP | 3.000 | 56038 | MECH -FIRE ROOM
1755 | HILLIARD ROME RD BLDG A | 43026-9469 | Active | 32631 | AMES | 2000B | DC | 0.750 | 95309 | BACK WALL CORRECT MTR # IS 45897878 FOR DCDA SIDE CAR *SD*
1755 | HILLIARD ROME RD BLDG A | 43026-9469 | Not Required by DOW | 503497 | WILKINS | 720A | PVB | 0.500 | 100087 | IN BAKERY ON SOAP DISPENSER
1755 | HILLIARD ROME RD BLDG A | 43026-9469 | Not Required by DOW | 420048 | WILKINS | 420 | PVB | 0.750 | 100088 | MEAT DEPARTMENT
1755 | HILLIARD ROME RD BLDG A | 43026-9469 | Not Required by DOW | 411663 | WILKINS | 420 | PVB | 0.750 | 100089 | MEAT DEPARTMENT
1755 | HILLIARD ROME RD BLDG A | 43026-9469 | Not Required by DOW | T034155 | WILKINS | 720A | PVB | 0.750 | 100090 | MEAT DEPARTMENT
1755 | HILLIARD ROME RD BLDG B | 43026-9469 | Active | A01153 | AMES | 4000B | RP | 1.500 | 97714 | gas station back room.
1661 | HILLIARD ROME RD UNIT A | 43228-9485 | Active | 165491 | WATTS | LF009M2QT | RP | 1.000 | 3445664 | MTR ON W WALL INSIDE GAS STATION
2447 | HILLIARD ROME RD UNIT A | 43026-8194 | Active | 1422520605 | AMES | 3000SS | DCDA | 4.000 | 93237 | SW Corner Rear Riser / Meter Room
2447 | HILLIARD ROME RD UNIT A | 43026-8194 | Active | 43805 | AMES | 2000B | DC | 0.750 | 93245 | SW Corner - Rear Riser / Meter Room
2447 | HILLIARD ROME RD UNIT A | 43026-8194 | Active | W236282 | WILKINS | 975XLBMS | RP | 2.000 | 93246 | SW Corner - Rear Riser / Meter Room
2447 | HILLIARD ROME RD UNIT B | 43026 | Active | 445936 | APOLLO/CONBRACO | RP4A | RP | 2.000 | 103873 | MECHANICAL ROOM OUTSIDE
2447 | HILLIARD ROME RD UNIT B | 43026 | Not Required by DOW | 348073 | APOLLO/CONBRACO | RP40Z | RP | 1.250 | 103906 | WEST WALL BACK ROOM
4576 | HILLIARD RUN DR | 43026-8997 | Active | 262916 | WILKINS | 420 | PVB | 0.750 | 3445700
1499 | HILLIARD-ROME RD | 43228- | Active | 192614 | WATTS | 909 | RP | 3.000 | 100631 | Mechanical / Riser Room SE Corner - Behind Aspen Dental
1499 | HILLIARD-ROME RD | 43228- | Active | N1106200136 | FEBCO | 856 | DCDA | 6.000 | 100634 | Hot Box - Along Renner Road Side - Drive Between McDonalds-IHOP
1499 | HILLIARD-ROME RD | 43228- | Active | H017436 | FEBCO | 805YB | DC | 0.750 | 100635 | Hot Box - Along Renner Road Side - Drive Between McDonalds-IHOP
948 | HILLSDALE DR | 43224-1914 | Active | H129184 | FEBCO | 765 | PVB | 0.750 | 74746 | LEFT SIDE OF HOUSE
197 | HILLSIDE DR | 43221-4118 | Active | CAC09724 | WILKINS | 720A | PVB | 0.750 | 3445826 | LEFT FRONT
1980 | HILLSIDE DR | 43221-4119 | Active | H679235 | FEBCO | 765 | PVB | 0.750 | 101622 | RIGHT REAR OF HOUSE
2015 | HILLSIDE DR | 43221-4120 | Active | T191728 | WILKINS | 720A | PVB | 0.750 | 3445830 | RT MIDDLE BEHIND RT GATE
6310 | HILLTOP AVE | 43068-1067 | Active | A07389 | FEBCO | 765 | PVB | 0.750 | 93563 | FRONT OF HOUSE
6316 | HILLTOP AVE | 43068-1067 | Active | 10853 | FEBCO | 765 | PVB | 0.750 | 93564 | SE CORNER OF HOUSE
6333 | HILLTOP AVE | 43068-1066 | Active | A18667 | FEBCO | 765 | PVB | 0.750 | 93565 | front of house
5976 | HILLTOP TRAIL DR | 43054-8687 | Active | G215017 | WILKINS | 720A | PVB | 0.750 | 92392 | LEFT SIDE (WEST)
6100 | HILLTOP TRAIL DR | 43054-9070 | Removed | 181675REM | WILKINS | 720A | PVB | 0.750 | 91053 | RIGHT SIDE OF HOUSE
6156 | HILLTOP TRAIL DR | 43054-9070 | Active | T475135 | WILKINS | 720A | PVB | 0.750 | 99893 | LEFT SIDE
6172 | HILLTOP TRAIL DR | 43054-9070 | Active | H427768 | FEBCO | 765 | PVB | 1.000 | 91279 | RIGHT SIDE
6196 | HILLTOP TRAIL DR | 43054 | Active | F005875 | WILKINS | 720A | PVB | 0.750 | 88947 | RIGHT SIDE OF HOUSE
6217 | HILLTOP TRAIL DR | 43054- | Inactive | 2943916 | WILKINS | 975XL | RP | 0.750 | 69403 | BY METER PIT IN WOODS
6372 | HILLTOP TRAIL DR | 43054-9103 | Active | H651166 | FEBCO | 765 | PVB | 0.750 | 100386 | RIGHT SIDE
6388 | HILLTOP TRAIL DR | 43054-5019 | Active | A135440 | WILKINS | 720A | PVB | 0.750 | 91280 | LEFT FRONT
6437 | HILLTOP TRAIL DR | 43054-5009 | Active | A072809 | WILKINS | 720A | PVB | 0.750 | 69936 | LEFT SIDE OF HOUSE
6444 | HILLTOP TRAIL DR | 43054-5018 | Active | 953397 | WILKINS | 720A | PVB | 0.750 | 69940 | RIGHT SIDE BEHIND BAY WINDOW
6453 | HILLTOP TRAIL DR | 43054 | Active | 181943 | WILKINS | 720A | PVB | 0.750 | 91692 | LEFT FRONT
6477 | HILLTOP TRAIL DR | 43054-5009 | Active | 185335 | WILKINS | 720A | PVB | 0.750 | 103495 | LEFT OF HOUSE
3842 | HILLVIEW DR | 43220-4736 | Replaced | REP21060 | WATTS | 800M2QT | PVB | 1.000 | 61932 | REPLACED- RIGHT CENTER OF HOUSE
3842 | HILLVIEW DR | 43220-4736 | Active | H047213 | FEBCO | 765 | PVB | 1.000 | 3609948 | RIGHT CENTER OF HOUSE
3900 | HILLVIEW DR | 43220-4738 | Active | 11662 | WATTS | 800QT | PVB | 1.000 | 62112 | FRONT LEFT OF DOOR
3919 | HILLVIEW DR | 43220-4737 | Active | B155118 | WATTS | 800M4QT | PVB | 1.000 | 62215 | RIGHT OF FRONT DOOR
1063 | HILO LN | 43212 | Active | J025356 | Febco | 825Y | RP | 1.500 | 3608177 | HOT BOX (CORNER OF HILO LN & NORTHWEST BLVD)
1065 | HILO LN UNIT B | 43212 | Active | 42877 | WATTS | 919QT | RP | 1.000 | 3608315 | MECHANICAL ROOM AT METER
1138 | HILOCK RD | 43207-3133 | Active | 63058 | WATTS | 009M1QT | RP | 1.500 | 54038 | E CENTRAL SIDE OF PK CEMENT BLOCK BLDG E OF 2 STRY APT
4491 | HILTON CORP DR | 43232- | Not Required by DOW | 807952 | RAINBIRD | 200 | RP | 2.000 | 64166 | BUILDING II MECH ROOM
4491 | HILTON CORP DR | 43232- | Active | KD-1669 | WATTS | 957 | RP | 3.000 | 98721 | 4401 Hilton Corp Dr. BACK MECHANICAL ROOM LABELED 4501
4491 | HILTON CORP DR | 43232- | Active | 1710850310 | AMES | 3000SS | DCDA | 8.000 | 100313 | MECHANICAL ROOM BACK DOOR LABELED 4501
4491 | HILTON CORP DR | 43232- | Active | 64757 | AMES | 2000B | DC | 0.750 | 100314 | MECHANICAL ROOM BACK DOOR LABELED 4501
4601 | HILTON CORP DR | 43232-4151 | Active | 4590655XLTCU | WILKINS | 975XL | RP | 1.500 | 64533 | BUILDING I MECH ROOM
4601 | HILTON CORP DR | 43232-4151 | Active | WA-1776 | AMES | COLT | RP | 3.000 | 3635127
4601 | HILTON CORP DR | 43232-4151 | Active | 30403 | WATTS | 007M1PCQT | DC | 0.750 | 3652515 | PIT
4601 | HILTON CORP DR | 43232-4151 | Active | 11019530322 | AMES | 3000SS | DCDA | 6.000 | 3652516 | PIT
4790 | HILTON CORP DR | 43232-4150 | Active | A002517 | FEBCO | 805YB | DC | 0.750 | 65057 | METER PIT JUST SOUTH OF BUILDING
4790 | HILTON CORP DR | 43232-4150 | Active | 9703141452 | FEBCO | 856 | DCDA | 6.000 | 65058 | METER PIT JUST SOUTH OF BUILDING
4790 | HILTON CORP DR | 43232-4150 | Due Install |  |  |  | RP | 4.000 | 3638228 | METER PIT JUST SOUTH OF BUILDING
4646 | HILTON CORPORATE DR BLDG A | 43232 | Active | 1312490216 | AMES | 4000SS | RP | 8.000 | 3633485 | WEST SIDE IN HOT BOX
4646 | HILTON CORPORATE DR BLDG A | 43232 | Active | 1311641217 | AMES | 4000SS | RP | 4.000 | 3633486 | WEST SIDE IN HOT BOX
4646 | HILTON CORPORATE DR BLDG A | 43232 | Not Required by DOW | 4697304 | WILKINS | 975XL | RP | 2.000 | 3639110 | MECHANICAL ROOM NEXT TO WATER METER
4646 | HILTON CORPORATE DR BLDG B | 43232 | Active | 1311571217 | AMES | 4000SS | RP | 4.000 | 3633487 | EAST SIDE IN HOT BOX
4646 | HILTON CORPORATE DR BLDG B | 43232 | Active | 26438 | WATTS | 009M3 | RP | 0.750 | 3633488 | EAST SIDE IN HOT BOX FIRE BACKFLOW SIDE CAR
4646 | HILTON CORPORATE DR BLDG B | 43232 | Active | SC-0325 | AMES | COLT-500 | RPDA | 8.000 | 3633489 | EAST SIDE IN HOT BOX FIRE BACKFLOW
4560 | HILTON LN | 43232-4153 | Inactive | W150035 | WILKINS | 975XL | RP | 1.500 | 87242 | MECH ROOM
4560 | HILTON LN | 43232-4153 | Inactive | XF552 | CONBRACO | 4alf200rp | RP | 3.000 | 87486 | BAR AREA 1 OF 2
4560 | HILTON LN | 43232-4153 | Inactive | XF541 | CONBRACO | 4alf200rp | RP | 3.000 | 87487 | BAR AREA 1 OF 2
4560 | HILTON LN | 43232-4153 | Inactive | 174087 | WATTS | 909 | RP | 3.000 | 88331 | N MECH RM OLD BLDG
4560 | HILTON LN | 43232-4153 | Inactive | 177131 | WATTS | 909 | RP | 3.000 | 88332 | N MECH RM OLD BLDG
4560 | HILTON LN | 43232-4153 | Inactive | 429360 | WATTS | 909M1QT | RP | 2.000 | 88333 | CLOSET IN BREAK RM
4560 | HILTON LN | 43232-4153 | Inactive | 409803 | WATTS | 909M1QT | RP | 2.000 | 88334 | BREAK RM CLOSET
4560 | HILTON LN | 43232-4153 | Inactive | 602881 | WATTS | 909qtrpz | RP | 0.750 | 88335 | UPPER MECH RM IN WATER PARK
4560 | HILTON LN | 43232-4153 | Inactive | 210196 | WATTS | 909 | RP | 4.000 | 88336 | LOWER MECH RM IN WATER PARK
4560 | HILTON LN | 43232-4153 | Inactive | 209853 | WATTS | 909 | RP | 4.000 | 88337 | LWR MECH RM IN WTR PARK
4560 | HILTON LN | 43232-4153 | Inactive | 211377 | WATTS | 909 | RP | 4.000 | 88338 | LWR MECH RM IN WTR PARK
4560 | HILTON LN | 43232-4153 | Inactive | 1450890805 | AMES | 3000SS | DCDA | 6.000 | 88544 | IN PIT AT ENTRANCE
4560 | HILTON LN | 43232-4153 | Inactive | 65967 | WATTS | 007M1PCQT | DC | 0.750 | 88545 | In pit at entrance
4560 | HILTON LN | 43232-4153 | Inactive | B10518 | WILKINS | 975 | RP | 2.500 | 88588 | WASHERS IN LAUNDRY ROOM
4560 | HILTON LN | 43232-4153 | Inactive | B12138 | WILKINS | 975 | RP | 6.000 | 88589 | WATER SUPPLY BOILER ROOM
4560 | HILTON LN | 43232-4153 | Replaced | REP21664 | WATTS | 009M1QT | RP | 2.000 | 88724 | REPLACED- BOILER ROOM OVER STORAGE TANK
4560 | HILTON LN | 43232-4153 | Inactive | 28520 | WATTS | 009 | RP | 3.000 | 3608219 | BOILER ROOM OVER STORAGE TANK
4727 | HILTON LN | 43232- | Not Required by DOW | 06032 | WATTS | 719AQT | DC | 1.000 | 64888 | BLDG I MECH ROOM VALVE ROOM
4727 | HILTON LN | 43232- | Not Required by DOW | W149851 | WILKINS | 975 XL | RP | 1.500 | 64889 | BUILDG I VALVE ROOM MECH ROOM
4727 | HILTON LN | 43232- | Not Required by DOW | 3980594 | WILKINS | 975 XL | RP | 1.500 | 64890 | BLDG I MECH ROOM VALVE ROOM
4727 | HILTON LN | 43232- | Not Required by DOW | B158815 | WILKINS | 375XL | RP | 0.750 | 3624899 | DENTAL EQUIPMENT, MECHANICAL ROOM
4727 | HILTON LN | 43232- | Active | 148851 | WATTS | LF009M2QT | RP | 2.000 | 3635913 | AT WATER METER, in sprinkler room south side building
4727 | HILTON LN | 43232- | Active | YL-1361 | AMES | COLT300 | DCDA | 8.000 | 3635914 | FIRE LINE
4727 | HILTON LN | 43232- | Active | 79904 | AMES | 2000B | DC | 0.750 | 3658780 | FIRE LINE
4800 | HILTON LN | 43232-4150 | Not Required by DOW | 93926 | FEBCO | 765 | PVB | 1.500 | 93134 | FRONT OF BUILDING
4800 | HILTON LN | 43232-4150 | Active | 19737 | WATTS | LF919QT | RP | 1.500 | 3613348 | BY WATER METER AT FRONT OF BUILDING
4800 | HILTON LN | 43232-4150 | Not Required by DOW | 19923 | WATTS | LF919QT | RP | 1.500 | 3613349 | BY WATER METER
4800 | HILTON LN | 43232-4150 | Active | 1875031015 | AMES | 3000SS | DCDA | 6.000 | 3613611 | IN METER PIT ACROSS STREET FROM BUILDING
4800 | HILTON LN | 43232-4150 | Active | 24694 | WATTS | 007M1 | DC | 0.750 | 3613612 | IN PIT ACROSS STREET FROM BUILDING
4800 | HILTON LN | 43232-4150 | Not Required by DOW | 61777 | WATTS | LF919QT | RP | 0.750 | 3613618 | BY METER IN CEILING ABOVE EXIT SIGN
4800 | HILTON LN | 43232-4150 | Not Required by DOW | 71776 | WATTS | LF919QT | RP | 0.750 | 3613619 | BY METER IN CEILING ABOVE EXIT SIGN
2873 | HINES NW RD | 43147- | Removed | 381229REM | WILKINS | 720A | PVB | 1.500 | 100944 | REMOVED-HINES RD AND KENGARY WAY IN PIT, 2870 KENGARY WAY
2873 | HINES NW RD | 43147- | Due Install |  |  |  | RP | 6.000 | 3638271
4754 | HIRTH HILL DR | 43123 | Active | CB325143 | WILKINS | 720 | PVB | 0.750 | 3619866 | RIGHT SIDE
4481 | HIRTH HILL E RD | 43123-4512 | Active | T418208 | WILKINS | 720A | PVB | 0.750 | 100063 | OUTSIDE LEFT FRONT
4523 | HIRTH HILL E RD | 43123-4512 | Active | B325687 | WILKINS | 720A | PVB | 0.750 | 91338 | LEFT SIDE
4537 | HIRTH HILL E RD | 43123-4512 | Active | H448195 | FEBCO | 765 | PVB | 0.750 | 91297 | RIGHT SIDE
4544 | HIRTH HILL E RD | 43123 | Active | CB602799 | WILKINS | 720A | PVB | 0.750 | 3614987 | LEFT FRONT
4551 | HIRTH HILL E RD | 43123-4512 | Active | 2214375 | WILKINS | 975XLBMS | RP | 0.750 | 95824 | IN BASEMENT AT WATER METER
4558 | HIRTH HILL E RD | 43123-4512 | Active | EAE9729 | WILKINS | 720A | PVB | 0.750 | 3599127 | LEFT SIDE
4565 | HIRTH HILL E RD | 43123-4512 | Active | G217967 | WILKINS | 720A | PVB | 0.750 | 98308 | FRONT OF HOUSE
4572 | HIRTH HILL E RD | 43123 | Active | CB597723 | WILKINS | 720A | PVB | 0.750 | 3638797 | FRONT OF HOUSE
4579 | HIRTH HILL E RD | 43123 | Active | CB597702 | WILKINS | 720A | PVB | 0.750 | 3635360 | LEFT SIDE
4586 | HIRTH HILL E RD | 43123 | Active | CB113710 | WILKINS | 720A | PVB | 0.750 | 3608115 | FRONT OF HOUSE
4593 | HIRTH HILL E RD | 43123-4512 | Active | G097789 | WILKINS | 720A | PVB | 0.750 | 91210 | RIGHT SIDE
4607 | HIRTH HILL E RD | 43123-4512 | Active | T419163 | WILKINS | 720A | PVB | 0.750 | 3599148 | right side of house
4614 | HIRTH HILL E RD | 43123-4512 | Active | T083956 | WILKINS | 720A | PVB | 0.750 | 101778 | LEFT SIDE
4621 | HIRTH HILL E RD | 43123 | Active | CB002997 | WILKINS | 720A | PVB | 0.750 | 91208 | RIGHT SIDE
4635 | HIRTH HILL E RD | 43123-4512 | Active | 024053 | WATTS | LF800M4QT | PVB | 0.750 | 91114 | LEFT SIDE OF HOUSE
4642 | HIRTH HILL E RD | 43123-4512 | Active | CAB50127 | WILKINS | 720A | PVB | 0.750 | 91336 | LEFT SIDE
4649 | HIRTH HILL E RD | 43123-4512 | Active | G043772 | WILKINS | 720A | PVB | 0.750 | 91209 | LEFT SIDE
4663 | HIRTH HILL E RD | 43123 | Active | H844039 | FEBCO | 765 | PVB | 0.750 | 3603442 | RIGHT SIDE
4663 | HIRTH HILL E RD | 43123 | Active | 51147 | WATTS | 919QT | RP | 0.750 | 3605911 | BASEMENT AT WATER METER
4664 | HIRTH HILL E RD | 43123 | Active | CB287357 | WILKINS | 720A | PVB | 0.750 | 3619917 | Left side of house by A/C units
4669 | HIRTH HILL E RD | 43123- | Active | 220729 | WILKINS | 975XLBMS | RP | 0.750 | 92528 | MECH ROOM
4509 | HIRTH HILL RD | 43123 | Active | CB653387 | WILKINS | 720A | PVB | 0.750 | 3636529 | RIGHT SIDE
4677 | HIRTH HILL W RD | 43123 | Active | T084041 | WILKINS | 720A | PVB | 0.750 | 101557 | FRONT OF HOUSE
4688 | HIRTH HILL W RD | 43123 | Active | HG59367 | FEBCO | 765 | PVB | 0.750 | 3601854 | RIGHT SIDE
4691 | HIRTH HILL W RD | 43123-4513 | Active | 013275 | WATTS | 800M4QT | PVB | 0.750 | 97498 | LEFT SIDE
4712 | HIRTH HILL W RD | 43123-4513 | Active | H743179 | FEBCO | 765 | PVB | 0.750 | 102573 | RIGHT SIDE OF HOUSE
4733 | HIRTH HILL W RD | 43123 | Active | CB332919 | WILKINS | 720A | PVB | 0.750 | 3624671 | RIGHT SIDE OF HOUSE
4740 | HIRTH HILL W RD | 43123 | Active | T240702 | WILKINS | 720A | PVB | 0.750 | 3616663 | FRONT OF HOUSE
4747 | HIRTH HILL W RD | 43123 | Active | CB547100 | WILKINS | 720A | PVB | 0.750 | 3639187 | RIGHT SIDE
4761 | HIRTH HILL W RD | 43123 | Active | T410661 | WILKINS | 720A | PVB | 0.750 | 3653027 | LEFT SIDE OF HOUSE
4768 | HIRTH HILL W RD | 43123 | Active | CB655377 | WILKINS | 720A | PVB | 0.750 | 3639464 | LEFT SIDE OF HOUSE
4775 | HIRTH HILL W RD | 43123 | Active | EAE8532 | WILKINS | 720A | PVB | 0.750 | 3654353 | LEFT SIDE
4789 | HIRTH HILL W RD | 43123 | Active | T417517 | WILKINS | 720A | PVB | 0.750 | 3657059
4803 | HIRTH HILL W RD | 43123 | Active | FAC4555 | WILKINS | 720A | PVB | 0.750 | 3653280 | LEFT SIDE BY GAS METER
4810 | HIRTH HILL W RD | 43123 | Active | T308543 | WILKINS | 720 | PVB | 0.750 | 3626474 | LEFT SIDE
4817 | HIRTH HILL W RD | 43123 | Active | 7303649 | WILKINS | 720A | PVB | 0.750 | 3622808 | LEFT SIDE OF HOUSE
4824 | HIRTH HILL W RD | 43123 | Active | ABA680 | WILKINS | 720A | PVB | 0.750 | 3656045 | RIGHT SIDE OF HOUSE
4104 | HOFFMAN FARMS DR | 43026-7317 | Active | T134753 | WILKINS | 720A | PVB | 0.750 | 102551 | RIGHT SIDE
4115 | HOFFMAN FARMS DR | 43026-7326 | Active | DK6695 | FEBCO | 765 | PVB | 0.750 | 93566 | LEFT SIDE
4155 | HOFFMAN FARMS DR | 43026-7327 | Active | T386617 | WILKINS | 720A | PVB | 0.750 | 3580059 | RIGHT CENTER
4167 | HOFFMAN FARMS DR | 43026 | Active | 470199 | WILKINS | 420XL | PVB | 0.750 | 3586316 | NORTH CORNER OUTSIDE
4206 | HOFFMAN FARMS DR | 43026-7319 | Active | A151019 | WILKINS | 720A | PVB | 0.750 | 87219 | RIGHT FRONT CORNER OF HOUSE
4301 | HOFFMAN FARMS DR | 43026-7329 | Not Required by DOW | 1043298 | WILKINS | 975XLBMS | RP | 1.000 | 63630 | MECH ROOM #107
4301 | HOFFMAN FARMS DR | 43026-7329 | Active | 133760 | WATTS | 709 | DCDA | 8.000 | 63631 | STORAGE ROOM #056
4301 | HOFFMAN FARMS DR | 43026-7329 | Active | 21782 | WATTS | 007PCQT | DC | 0.750 | 63632 | STORAGE ROOM #056
4301 | HOFFMAN FARMS DR | 43026-7329 | Active | 33585 | WILKINS | 975 | RP | 4.000 | 63633 | MECH ROOM #107
4301 | HOFFMAN FARMS DR | 43026-7329 | Not Required by DOW | 7660 | WATTS | 008PCQT | PVB | 0.500 | 63634 | MOP ROOM NEXT TO ROOM 204
4301 | HOFFMAN FARMS DR | 43026-7329 | Not Required by DOW | 7661 | WATTS | 008PCQT | PVB | 0.500 | 63635 | MOP ROOM NEXT TO STROAGE
4301 | HOFFMAN FARMS DR | 43026-7329 | Not Required by DOW | 7670 | WATTS | 008PCQT | PVB | 0.500 | 63636 | JANITOR OFFICE MOP SINK
4301 | HOFFMAN FARMS DR | 43026-7329 | Not Required by DOW | 7671 | WATTS | 008PCQT | PVB | 0.500 | 63637 | MOP ROOM NEXT TO TEACHER LOUNGE
4301 | HOFFMAN FARMS DR | 43026-7329 | Not Required by DOW | 7018 | WATTS | 008PCQT | PVB | 0.500 | 63638 | KITCHEN
4415 | HOFFMAN FARMS DR | 43026-7074 | Active | T126230 | WILKINS | 720A | PVB | 0.750 | 3591230 | RIGHT SIDE OF HOUSE
4487 | HOFFMAN FARMS DR | 43026-7074 | Active | CB548573 | WILKINS | 720A | PVB | 0.750 | 3590852 | LEFT SIDE OF HOUSE
4501 | HOFFMAN FARMS DR | 43026-7075 | Active | H178837 | FEBCO | 765 | PVB | 0.750 | 64237 | LEFT SIDE OF HOUSE
4618 | HOFFMAN FARMS DR | 43026-7324 | Active | CB079369 | WILKINS | 720A | PVB | 0.750 | 3590877 | LEFT SIDE
4661 | HOFFMAN FARMS DR | 43026 | Active | G050421 | WILKINS | 720A | PVB | 0.750 | 90852 | LEFT HAND SIDE
4679 | HOFFMAN FARMS DR | 43026 | Active | EAE9289 | WILKINS | 720 | PVB | 0.750 | 3586691 | LEFT REAR
4692 | HOFFMAN FARMS DR | 43026-7324 | Active | T041387 | WILKINS | 720A | PVB | 0.750 | 100333 | LEFT SIDE
4698 | HOFFMAN FARMS DR | 43026-7324 | Active | 954767 | WILKINS | 720A | PVB | 0.750 | 64824 | EAST FRONT
6809 | HOLBEIN DR | 43016-7261 | Active | G080877 | WILKINS | 720A | PVB | 0.750 | 91882 | RIGHT FRONT CORNER OF HOUSE
6818 | HOLBEIN DR | 43016-7262 | Active | CB157585 | WILKINS | 720A | PVB | 1.000 | 3597784 | Left Side of House
6825 | HOLBEIN DR | 43016-7261 | Active | H639974 | watts | 800 | PVB | 0.750 | 101113 | LEFT SIDE OF HOUSE
6833 | HOLBEIN DR | 43016-7261 | Active | cb112434 | wilkins | 720a | PVB | 0.750 | 95124 | RIGHT SIDE
6849 | HOLBEIN DR | 43016-7261 | Active | CB205838 | WILKINS | 720A | PVB | 0.750 | 98741 | LEFT FRONT
2251 | HOLIDAY VALLEY DR | 43123 | Active | T364041 | Wilkins | 720A | PVB | 0.750 | 3622548 | Left side of the house
7801 | HOLISTON CT | 43016 | Active | A082323 | wilkins | 720A | PVB | 0.750 | 72826 | LEFT FRONT
7802 | HOLISTON CT | 43016 | Active | 779648 | WILKINS | 720A | PVB | 0.750 | 93567 | RIGHT SIDE
7810 | HOLISTON CT | 43016-8659 | Active | CB363209 | WILKINS | 720A | PVB | 0.750 | 3585340 | RIGHT FRONT
7817 | HOLISTON CT | 43016-8659 | Active | A107253 | WILKINS | 720A | PVB | 1.000 | 72851 | LEFT HAND SIDE
7818 | HOLISTON CT | 43016 | Active | 135418 | WATTS | 009M2PCQT | RP | 0.750 | 72854 | BASEMENT
7825 | HOLISTON CT | 43016 | Active | 364902 | WATTS | 800QT | PVB | 1.000 | 72869 | LEFT SIDE
7826 | HOLISTON CT | 43016-8659 | Active | 601616 | WILKINS | 720A | PVB | 0.750 | 72872 | RIGHT SIDE OF HOUSE
7833 | HOLISTON CT | 43016-8659 | Active | H491521 | FEBCO | 765 | PVB | 0.750 | 95201 | RIGHT SIDE
7834 | HOLISTON CT | 43016-8659 | Active | 03703 | FEBCO | 825YA | RP | 0.750 | 72885 | BSMT BY WATER METER
7845 | HOLISTON CT | 43016 | Active | H212264 | FEBCO | 765 | PVB | 1.000 | 72905 | FRONT
7850 | HOLISTON CT | 43016-8659 | Active | H301830 | FEBCO | 765 | PVB | 0.750 | 87342 | RIGHT SIDE OF HOUSE
3995 | HOLKHAM | 43054 | Active | G251678 | WILKINS | 720A | PVB | 0.750 | 99153 | RIGHT SIDE
4005 | HOLKHAM | 43054-8161 | Active | T439686 | WILKINS | 720A | PVB | 0.750 | 87103 | RIGHT FRONT
4015 | HOLKHAM | 43054 | Active | T025232 | WILKINS | 720A | PVB | 0.750 | 100163 | LEFT SIDE
4025 | HOLKHAM | 43054 | Active | T385700 | WILKINS | 720A | PVB | 0.750 | 99124 | RIGHT SIDE
4030 | HOLKHAM | 43054-8160 | Active | A133926 | WILKINS | 720A | PVB | 0.750 | 88714 | RIGHT SIDE OF HOUSE
4035 | HOLKHAM | 43054 | Active | T272947 | WILKINS | 720A | PVB | 0.750 | 98949 | LEFT SIDE
4040 | HOLKHAM | 43054 | Active | t294098 | WILKINS | 720A | PVB | 0.750 | 102128 | LEFT SIDE OF HOUSE
4045 | HOLKHAM | 43054 | Active | 352248 | WATTS | 800M4QT | PVB | 0.750 | 100707 | LEFT FRONT CORNER
4050 | HOLKHAM | 43054-8160 | Active | EAK1402 | WILKINS | 720A | PVB | 0.750 | 89472 | LEFT FRONT
4055 | HOLKHAM | 43054-8161 | Active | 238021 | WATTS | 800QT | PVB | 0.750 | 62781 | OUTSIDE
4060 | HOLKHAM | 43054-8160 | Active | G086164 | WILKINS | 720A | PVB | 0.500 | 88922 | LEFT SIDE OF HOUSE
4065 | HOLKHAM | 43054 | Active | EAD4390 | WILKINS | 720A | PVB | 0.750 | 100973 | RIGHT SIDE OF HOUSE
4070 | HOLKHAM | 43054-8160 | Active | T417717 | WILKINS | 720A | PVB | 0.750 | 91186 | RIGHT SIDE OF HOUSE
4075 | HOLKHAM | 43054 | Active | T146653 | WILKINS | 720A | PVB | 0.750 | 98950 | LEFT SIDE BY CHIMNEY
4080 | HOLKHAM | 43054-8160 | Active | G086307 | WILKINS | 720A | PVB | 0.750 | 89070 | RIGHT SIDE OF HOUSE
4085 | HOLKHAM | 43054-8161 | Active | G086359 | WILKINS | 720A | PVB | 0.750 | 88709 | G086359
4090 | HOLKHAM | 43054-8160 | Active | 190589 | WILKINS | 720A | PVB | 0.750 | 91383 | RIGHT SIDE OF HOUSE
4095 | HOLKHAM | 43054-8161 | Active | 276044 | WATTS | 800M4FR | PVB | 0.750 | 87000 | LEFT FRONT
5313 | HOLLISTER ST | 43235-7603 | Active | G218123 | WILKINS | 720A | PVB | 0.750 | 97025 | LEFT SIDE OF HOUSE
1287 | HOLLY AVE | 43212- | Active | ACC2547 | WILKINS | 975XL2 | RP | 1.500 | 3446648 | AT METER ON EAST WALL OFF HOLLY AVE
1308 | HOLLY AVE | 43212-3115 | Active | 3D01032 | AMES | 3000SS | DCDA | 6.000 | 54618 | FIRE RISER
1308 | HOLLY AVE | 43212-3115 | Active | 41191 | WATTS | 007M1QT | DC | 0.750 | 54619 | INSIDE EAST WALL AT METER SET
1308 | HOLLY AVE | 43212-3115 | Active | ACL9875 | WILKINS | 975XL2 | RP | 2.000 | 3632601
1323 | HOLLY AVE | 43212-3116 | Active | 4742128 | WILKINS | 975XL2 | RP | 0.750 | 3446650 | IN WAREHOUSE BEHIND HALF BATH
1323 | HOLLY AVE | 43212-3116 | Active | TI-0225 | WATTS | 957NRPDA-GV | RPDA | 6.000 | 3640787 | FIRST FLOOR FRONT CENTER OF BUILDING
1323 | HOLLY AVE | 43212-3116 | Active | 82256 | WATTS | LF919AQT | RP | 0.750 | 3640788 | FIRST FLOOR FRONT CENTER OF BUILDING
1335 | HOLLY AVE | 43212-3152 | Active | ALA53390 | WILKINS | 975XL3 | RP | 0.750 | 3446651 | NEAR FRONT OVERHEAD DOOR.
1372 | HOLLY AVE | 43212 | Active | UB9638 | WILKINS | 350A | DC | 4.000 | 3605783 | N END METER RM OF BLDG D
1372 | HOLLY AVE | 43212 | Active | L84939 | WILKINS | 375 | RP | 4.000 | 3606023 | N END METER RM OF BLDG D, E BLDG IN WATER METER RM
1376 | HOLLY AVE | 43212-3115 | Due Install |  |  |  | RP | 0.750 | 3446652
1400 | HOLLY AVE | 43212-3136 | Active | 178281 | WATTS | LF009M2QT | RP | 1.000 | 3446655 | BASEMENT AT WATER METER
1401 | HOLLY AVE | 43212 | Active | L88351 | WILKINS | 375 | RP | 4.000 | 3607406 | MECH RM AT OFFICE GUEST SERV BLDG E SIDE OF BLDG
1401 | HOLLY AVE | 43212 | Active | U42978 | WILKINS | 350A | DC | 4.000 | 3607963 | MECH RM AT OFFICE GUEST SERV BLDG E SIDE OF BLDG/W METER RM
1401 | HOLLY AVE | 43212 | Not Required by DOW | JO95260 | FEBCO | 825Y | RP | 1.000 | 3648816 | LAWN IRRIGATION RISER CLOSET
1401 | HOLLY AVE | 43212 | Not Required by DOW | 3904099 | WILKINS | 975XL | RP | 0.750 | 3648817 | LAWN IRRIGATION RISER CLOSET
5464 | HOLLY RIVER RD | 43026- | Active | 114642060 | AMES | 4000RP | RP | 8.000 | 66955 | NE HOLLY RIVER & CANYON CREEK IN METER BLDG
5464 | HOLLY RIVER RD | 43026- | Not Required by DOW | A151030 | WILKINS | 720A | PVB | 0.750 | 94602 | RIGHT SIDE OF CLUBHOUSE - 5555 LIME CREEK DRIVE
5464 | HOLLY RIVER RD | 43026- | Removed | T231515REM | WILKINS | 720A | PVB | 0.750 | 3611313 | **REMOVED****5484 BULL CREEK DR
5464 | HOLLY RIVER RD | 43026- | Not Required by DOW | T261848 | WILKINS | 720A | PVB | 0.750 | 3622826 | 5856 PASSAGE CREEK DR, RIGHT SIDE
6941 | HOLLYHOCK DR | 43054 | Active | T477408 | WILKINS | 720 | PVB | 0.750 | 3646113 | EMAIL FROM CONSERVA
6943 | HOLLYHOCK DR | 43054 | Active | T345831 | WILKINS | 720A | PVB | 0.750 | 3646216
1379 | HOLLYWOOD PL | 43212-2941 | Active | CB653295 | WILKINS | 7201 | PVB | 0.750 | 3446851 | OUTSIDE
2263 | HOLT AVE | 43219-1418 | Active | 01741 | AMES | LF4000B | RP | 2.000 | 3446915 | IN MECH ROOM AT WATER METER
1577 | HOLT RD | 43228-3774 | Active | 36050 | WATTS | 919AQT | RP | 1.000 | 101624 | NEAR WATER METER. CLOSET W OF HOT WATER TANK
1601 | HOLT RD | 43228 | Active | 259763 | WATTS | LF009M2QT | RP | 1.000 | 3654513 | 1000 BUILDING
1601 | HOLT RD | 43228 | Active | WG-1209 | AMES | COLT | DCDA | 6.000 | 3654514 | 2000 BUILDING
1601 | HOLT RD | 43228 | Active | 70156 | AMES | 2000BM | DC | 0.750 | 3654515 | 2000 BUILDING
1617 | HOLT RD | 43228-3776 | Active | 126315 | WILKINS | 975 | RP | 1.500 | 55617 | METER ROOM NEXT TO REAR EXIT
1617 | HOLT RD | 43228-3776 | Not Required by DOW | 790308 | WATTS | 800M2QT | PVB | 1.000 | 55618 | METER ROOM NEXT TO EXIT IN REAR
1617 | HOLT RD | 43228-3776 | Not Required by DOW | W007967 | WILKINS | 975 | RP | 0.750 | 55619 | METER ROOM NEXT TO REAR EXIT
1635 | HOLT RD | 43228-3776 | Not Required by DOW | 216458 | WATTS | 800M4QT | PVB | 0.750 | 55665 | NORTH WALL STORAGE ROOM
1635 | HOLT RD | 43228-3776 | Active | 236453 | WATTS | 009M2PCQT | RP | 1.000 | 55666 | NORTH WALL STORAGE ROOM
1640 | HOLT RD | 43228-3649 | Active | 180429 | WATTS | 009QT | RP | 1.000 | 55675 | BACK WAREHOUSE AREA NW CORNER
1640 | HOLT RD | 43228-3649 | Not Required by DOW | W074884 | WILKINS | 975XLBMS | RP | 1.000 | 55676 | BACK WAREHOUSE AREA NW CORNER
1645 | HOLT RD | 43228-3776 | Active | 17533 | WATTS | 009M2PCQT | RP | 1.000 | 93062 | MECH ROOM, EAST SIDE OF BUILDING BY ENTRANCE
1654 | HOLT RD | 43228-3649 | Active | 2862226 | WILKINS | 975XLBMS | RP | 0.750 | 96257 | NEXT TO WATER METER
1654 | HOLT RD | 43228-3649 | Active | ACE2757 | WILKINS | 975XL | RP | 2.000 | 96309 | NEXT TO WATER METER
1669 | HOLT RD | 43228-3776 | Active | 225447 | WATTS | 009M2QT | RP | 0.750 | 55795 | MECHANICAL ROOM AT WATER METER
1675 | HOLT RD | 43228-3776 | Active | W208208 | WILKINS | 975XL | RP | 1.500 | 87968 | Mechanical-Janitor Room Rear West Building
1699 | HOLT RD | 43228-3776 | Active | 250356 | WATTS | 009M2QT | RP | 1.000 | 99106 | IN MECHANIC ROOM OFF BREAK ROOM ABOVE METER
1826 | HOLT RD | 43228- | Active | 00210 | AMES | 4000B | RP | 2.000 | 56314 | RISER ROOM LEFT SIDE OF GARAGE BLDG 9
1826 | HOLT RD | 43228- | Active | 165 | AMES | 4000B | RP | 2.000 | 56316 | RISER ROOM RIGHT REAR OF BUILDING 4
1826 | HOLT RD | 43228- | Active | 168 | AMES | 4000B | RP | 2.000 | 56317 | E SIDE FIRE SPRINKLER UTILITY RM BLDG 2
1826 | HOLT RD | 43228- | Active | 217 | AMES | 4000B | RP | 2.000 | 56318 | W SIDE FIRE SPRINKLER UTILITY RM BLDG 3
1826 | HOLT RD | 43228- | Active | 37126 | WATTS | 009QT | RP | 1.500 | 56319 | WEST WALL KEY ROOM -- PARTY HOUSE BLDG 1
1826 | HOLT RD | 43228- | Active | 11479 | AMES | 4000B | RP | 2.000 | 56320 | RISER ROOM LEFT SIDE OF BUILDING 7
1826 | HOLT RD | 43228- | Active | 774 | AMES | 4000B | RP | 2.000 | 56321 | RISER ROOM RIGHT SIDE OF BUILDING 8
1826 | HOLT RD | 43228- | Active | 0000864 | AMES | 4000B | RP | 2.000 | 56322 | RISER ROOM BUILDING 5
1826 | HOLT RD | 43228- | Active | 984 | AMES | 4000B | RP | 2.000 | 56324 | WEST END IN SPRINKLER ROOM BLDG 12
1826 | HOLT RD | 43228- | Active | 00166 | AMES | 4000B | RP | 2.000 | 89538 | BY SPRINKLER VALVE IN MECH ROOM BLDG 6
1826 | HOLT RD | 43228- | Active | 12153 | AMES | 4000B | RP | 2.000 | 102398 | RISER ROOM BUILDING 11
1826 | HOLT RD | 43228- | Active | 11256 | AMES | 4000B | RP | 2.000 | 102399 | RISER ROOM BUILDING 10
1970 | HOLT RD | 43228 | Removed | 347985REM | WILKINS | 720A | PVB | 2.000 | 56796 | FRONT OF COMPAX ENTRANCE REMOVED
1970 | HOLT RD | 43228 | Active | 565904 | WILKINS | 975 | RP | 1.500 | 56797 | POOL EQUIPMENT ROOM
1970 | HOLT RD | 43228 | Due Install |  |  |  | RP | 8.000 | 3629820
2400 | HOLT RD | 43123- | Removed | 216529REM | WILKINS | 720A | PVB | 2.000 | 58188 | REMOVED- BY FRONT ENTRANCE
2400 | HOLT RD | 43123- | Active | 571432 | WILKINS | 975 | RP | 2.000 | 58189 | POOL EQUIPMENT MECHANICAL ROOM
2400 | HOLT RD | 43123- | Removed | A006262REM | WILKINS | 720A | PVB | 0.750 | 58190 | RIGHT REAR OF HOME @ 4539 STRANTON PARK
2400 | HOLT RD | 43123- | Active | T294050 | WILKINS | 720A | PVB | 0.750 | 58191 | RIGHT SIDE OF HOUSE @ 2414 LYNCROSS
2400 | HOLT RD | 43123- | Removed | G242390REM | WILKINS | 720A | PVB | 0.750 | 88489 | RT SIDE OF HOUSE @ 4390 CULBURN PARK DR REMOVED
2400 | HOLT RD | 43123- | Removed | REM124653 | WILKINS | 420 | PVB | 1.000 | 92948 | 4366 CULBURN, NORTH SIDE OF HOUSE REMOVED
2400 | HOLT RD | 43123- | Active | G215488 | WILKINS | 720A | PVB | 0.750 | 96749 | LEFT SIDE @ 2535 HOTCHKISS ST
2400 | HOLT RD | 43123- | Removed | 779645REM | WILKINS | 720A | PVB | 0.750 | 97254 | *****REMOVED*****LT SIDE OF HOUSE @ 2444 BLOXOM
2400 | HOLT RD | 43123- | Active | A008649 | WILKINS | 720A | PVB | 0.750 | 97255 | RT SIDE OF HOUSE @ 2500 LUBBOCK
2400 | HOLT RD | 43123- | Active | T000616 | WILKINS | 720A | PVB | 1.500 | 102806 | UNDER FAKE ROCK ENTRANCE
2400 | HOLT RD | 43123- | Active | T084047 | WILKINS | 720A | PVB | 0.750 | 103268 | 2415 HOTCHKISS ST, RIGHT SIDE
2400 | HOLT RD | 43123- | Due Install |  |  |  | RP | 6.000 | 3629821
2695 | HOLT RD | 43123 | Active | 1156060514 | WATTS | 774 | DCDA | 8.000 | 3609998 | METER PIT NE CORNER OF PROPERTY
2695 | HOLT RD | 43123 | Active | 21043 | WATTS | 007M1PCQT | DC | 0.750 | 3613277 | METER PIT NE CORNER OF PROPERTY
2695 | HOLT RD | 43123 | Active | 3459C | WILKINS | 375 | RP | 3.000 | 3613278 | NW MECHANICAL ROOM
2695 | HOLT RD | 43123 | Not Required by DOW | 3913677 | WILKINS | 375XL | RP | 1.250 | 3613279 | MECHANICAL ROOM
2695 | HOLT RD | 43123 | Not Required by DOW | 18189 | WATTS |  | RP | 0.750 | 3641214 | NEW MECHANICAL ROOM
2695 | HOLT RD | 43123 | Not Required by DOW | 220210 | WATTS |  | RP | 0.750 | 3641215 | NEW MECHANICAL ROOM
2706 | HOLT RD | 43123-9688 | Active | 1055833 | WILKINS | 975 | RP | 1.250 | 59044 | MAIN BUILDING MECH ROOM - Central Crossing HS
2706 | HOLT RD | 43123-9688 | Active | 1075286 | WILKINS | 975XLBMS | RP | 1.000 | 59045 | UNDER SINK - S Concession Stand Central Crossing HS
2706 | HOLT RD | 43123-9688 | Active | 1075268 | WILKINS | 975XL | RP | 1.000 | 59046 | UNDER SINK - N Concession Satnd Central Crossing HS
2706 | HOLT RD | 43123-9688 | Active | LI-1463 | WATTS | 957 | RP | 4.000 | 59047 | MECHANICAL ROOM - 4750 BIG RUN S RD - Career Academy
2706 | HOLT RD | 43123-9688 | Active | 367118 | WATTS | 009 | RP | 0.500 | 59048 | DENTAL X-RAY ROOM CEILING - Career Academy
2706 | HOLT RD | 43123-9688 | Active | 195928 | WATTS | 909 | RP | 4.000 | 59049 | MECHANICAL ROOM WEST WALL
2706 | HOLT RD | 43123-9688 | Active | 127577 | WATTS | 709 | DCDA | 6.000 | 59050 | BOILER ROOM - 4750 BIG RUN S RD - Career Academy
2706 | HOLT RD | 43123-9688 | Active | 13777 | WILKINS | 375AST | RP | 3.000 | 59051 | FOOTBALL STADIUM STORAGE ROOM - Central Crossing HS
2706 | HOLT RD | 43123-9688 | Active | 33576 | WILKINS | 975 | RP | 4.000 | 59052 | MAIN BUILDING MECH ROOM - Central Crossing HS
2706 | HOLT RD | 43123-9688 | Active | 34278 | WILKINS | 975 | RP | 4.000 | 59053 | MAIN BUILDING MECH ROOM Central Crossing HS
2706 | HOLT RD | 43123-9688 | Active | 4974393 | WILKINS | 975XL2 | RP | 1.000 | 59054 | MECHANICAL ROOM- by booster pumps
2706 | HOLT RD | 43123-9688 | Not required by DOW | 624189 | WATTS | 909HWQT | RP | 0.750 | 59055 | S GREENHOUSE CEILING - 4750 BIG RUN S RD
2706 | HOLT RD | 43123-9688 | Not Required by DOW | 510923 | WATTS | 909QT | RP | 1.000 | 59056 | ABOVE BOILER MECH ROOM - 4750 BIG RUN S RD - Career Academy
2706 | HOLT RD | 43123-9688 | Not required by DOW | 622786 | WATTS | 909HWQT | RP | 0.750 | 59057 | N GREENHOUSE CEILING - 4750 BIG RUN S RD
2706 | HOLT RD | 43123-9688 | Active | 9809031305 | FEBCO | 850 | DC | 6.000 | 59058 | MECH ROOM WEST SIDE OF BUILDING
2706 | HOLT RD | 43123-9688 | Active | J00397 | WILKINS | 350 | DC | 6.000 | 59059 | MAIN BUILDING MECH ROOM - Central Crossing HS 4500 BIG RUN SOUTH
2706 | HOLT RD | 43123-9688 | Active | J01980 | WILKINS | 350 | DC | 6.000 | 59060 | FOOTBALL STADIUM STORAGE ROOM - Central Crossing HS
2706 | HOLT RD | 43123-9688 | Due Install |  |  |  | RP | 8.000 | 3633412
2706 | HOLT RD | 43123-9688 | Active | 74846 | WATTS | 007M1QT | DC | 0.750 | 3636324 | 4750 BIG RUN SOUTH RD SW
2767 | HOLT RD | 43123 | Active | VA-0590 | AMES | COLT 400 | RP | 3.000 | 3649369 | HOTBOX NEAR STREET
2767 | HOLT RD | 43123 | Active | UJ-0599 | AMES | COLT 500-GV | RPDA | 8.000 | 3649370 | HOTBOX NEAR STREET - FIRE METER
2767 | HOLT RD | 43123 | Active | 87663 | WATTS | 919AQT | RP | 0.750 | 3649371 | HOTBOX NEAR STREET - FIRE METER 3/4" SIDE CAR
2767 | HOLT RD | 43123 | LPS - Active |  |  |  | LST |  | 3658455 | DOMESTIC PUMP - MECHANICAL ROOM
4661 | HOLT RUN DR | 43228 | Active | 24847 | AMES | 2000B | DC | 2.000 | 103805 | RISER ROOM
4661 | HOLT RUN DR | 43228 | Removed | 659599REM | WILKINS | 720A | PVB | 0.750 | 3606228 | REAR OF BUILDING
4661 | HOLT RUN DR | 43228 | Due Install |  |  |  | RP | 6.000 | 3654528 | AT MTR PIT
4660 | HOLT RUN RD | 43228- | Inactive | 68600 | WATTS | 009M2PCQT | RP | 0.750 | 64716 | 0 USE 6/3/15 CAG. ENTRANCE WAY TO HOLT RUN BY WATER METER PIT
1332 | HOLTON RD | 43123 | Active | 4731650 | WILKINS | 975XL | RP | 1.000 | 102740 | REAR OF PROPERTY LOCATED AT HOT BOX
2007 | HOLTON RD | 43123-8981 | Active | 11905 | WATTS | 919T | RP | 0.750 | 92535 | NEXT TO METER
2271 | HOLTON RD | 43123-8983 | Not Required by DOW | 034835 | WATTS | LF909QT | RP | 1.000 | 57818 | Mechanical room
2271 | HOLTON RD | 43123-8983 | Not Required by DOW | 13599 | AMES | 2000SS | DC | 6.000 | 57819 | MECH ROOM
2271 | HOLTON RD | 43123-8983 | Not Required by DOW | 9068C | WATTS | 909 | RP | 4.000 | 57820 | MECH ROOM-WATER METER ROOM
2271 | HOLTON RD | 43123-8983 | Active | VD-0453 | AMES | COLT 300ABF | DCDA | 6.000 | 3635520 | Pit of rear of building
2271 | HOLTON RD | 43123-8983 | Active | VE-0200 | AMES | 400 | RP | 4.000 | 3649822 | HOT BOX
2271 | HOLTON RD | 43123-8983 | Active | 64999 | AMES | 2000BM3 | DC | 0.750 | 3654319 | Pit in Rear of building
2426 | HOLTON RD | 43123-8984 | Active | A02913 | WATTS | 909PCHWQT | RP | 0.750 | 92529 | SE CORNER OF BASEMENT
2525 | HOLTON RD | 43123-8985 | Not Required by DOW | 75518 | WATTS | 919QT | RP | 0.750 | 58540 | MECH /BOILER ROOM
2525 | HOLTON RD | 43123-8985 | Active | 193281 | WATTS | 909 | RP | 3.000 | 58541 | MECHANICAL ROOM W WALL AT WATER SERVICE ENTRANCE
2525 | HOLTON RD | 43123-8985 | Not Required by DOW | ABA44607 | WILKINS | 975XL2 | RP | 0.750 | 58543 | KITCHEN, ABOVE ICE MACHINE, ABOVE CEILING
2525 | HOLTON RD | 43123-8985 | Due Install |  |  |  | DCDA | 6.000 | 3636343
410 | HOLTZMAN AVE | 43205- | Not Required by DOW | 16926 | WATTS | 919QT | RP | 1.500 | 3446976 | WATER TRUCK FILL STATION, FRONT WALL SW SIDE
410 | HOLTZMAN AVE | 43205- | Active | 17069 | WATTS | 919QT | RP | 1.500 | 3603656 | FRONT WALL SW SIDE
411 | HOLTZMAN AVE | 43205-1604 | Active | 4489551 | WILKINS | 975XL2 | RP | 0.750 | 3446977 | MECH ROOM IN WAREHOUSE
419 | HOLTZMAN AVE | 43205-1604 | Not Required by DOW | 36475 | WATTS | 009QT | RP | 1.500 | 63198 | DOWNSTREAM OF WATER METER
419 | HOLTZMAN AVE | 43205-1604 | Active | 43356 | WATTS | 009QT | RP | 1.500 | 63199 | SOUTHEAST CORNER OF BUILDING
795 | HOLYROOD CT | 43017-9700 | Active | CB451929 | WILKINS | 720A | PVB | 1.000 | 73071 | RIGHT HAND SIDE
7964 | HOLYROOD CT | 43017-9700 | Active | 757713 | WILKINS | 720A | PVB | 0.750 | 73075 | FRONT OF HOUSE RIGHT OF FRONT DOOR
7969 | HOLYROOD CT | 43017 | Active | T391804 | WILKINS | 720A | PVB | 1.000 | 73079 | FRONT OF HOUSE
7976 | HOLYROOD CT | 43017 | Active | T674866 | WILKINS | 720A | PVB | 1.000 | 73085 | RT SIDE
7990 | HOLYROOD CT | 43017-9700 | Active | CAA36823 | WILKINS | 720A | PVB | 0.750 | 93568 | RIGHT CENTER BY A/C
7993 | HOLYROOD CT | 43017 | Active | ED337 | FEBCO | 765 | PVB | 1.000 | 73107 | LEFT FRONT
8002 | HOLYROOD CT | 43017-9700 | Active | 154334 | WILKINS | 720A | PVB | 1.000 | 73195 | LEFT SIDE OF HOUSE
8017 | HOLYROOD CT | 43017 | Active | 16558 | FEBCO | 765 | PVB | 1.000 | 73211 | LEFT FRONT
8028 | HOLYROOD CT | 43017 | Active | CB001974 | WILKINS | 720A | PVB | 0.750 | 97616 | LEFT FRONT
8029 | HOLYROOD CT | 43017 | Active | H997877 | FEBCO | 765 | PVB | 1.000 | 73226 | LEFT REAR SIDE OF HOUSE BY AC
8041 | HOLYROOD CT | 43017 | Active | T345835 | Wilkins | 720AU | PVB | 0.750 | 73245 | RIGHT FRONT
8042 | HOLYROOD CT | 43017 | Active | T386131 | WILKINS | 720A | PVB | 0.750 | 73247 | FRONT RIGHT OF DOOR
8053 | HOLYROOD CT | 43017 | Active | G201409 | WILKINS | 720A | PVB | 1.000 | 73259 | REAR OF HSE
8054 | HOLYROOD CT | 43017 | Active | CB083026 | WILKINS | 720A | PVB | 0.750 | 73261 | FRONT OF HOUSE RIGHT OF FRONT DOOR
8065 | HOLYROOD CT | 43017 | Replaced | REP580990 | RAINBIRD | AC4000 | DC | 0.750 | 73269 | REPLACED- R/SIDE OF HSE NEAR FRONT
8065 | HOLYROOD CT | 43017 | Active | 011764 | WATTS | 800M4FR | PVB | 1.000 | 3609799 | RIGHT SIDE OF HOUSE
8068 | HOLYROOD CT | 43017 | Active | cb886927 | WILKINS | 720A | PVB | 1.000 | 73272 | RIGHT CENTER BY A/C
8077 | HOLYROOD CT | 43017 | Active | T339613 | WILKINS | 720A | PVB | 1.000 | 73278 | LH SIDE
8080 | HOLYROOD CT | 43017 | Active | BB8188 | FEBCO | 765 | PVB | 0.750 | 73285 | RIGHT FRONT CORNER
8089 | HOLYROOD CT | 43017 | Active | 24433 | FEBCO | 765 | PVB | 1.000 | 73288 | RIGHT SIDE FRONT
8094 | HOLYROOD CT | 43017-9700 | Active | 444283 | WILKINS | 720A | PVB | 0.750 | 73294 | LEFT FRONT
8101 | HOLYROOD CT | 43017 | Active | RX108 | CONBRACO | 40204T2 | RP | 0.750 | 73321 | BASEMENT AT WATER METER
8106 | HOLYROOD CT | 43017-9700 | Active | 150044 | WILKINS | 720A | PVB | 0.750 | 73324 | FRONT RIGHT FRONT DOOR
8113 | HOLYROOD CT | 43017 | Active | 263411 | WILKINS | 420 | PVB | 1.000 | 73335 | RIGHT SIDE OF HOUSE
8120 | HOLYROOD CT | 43017 | Active | DK5064 | FEBCO | 765 | PVB | 1.000 | 73340 | FRONT OF HOUSE RIGHT FRONT DOOR
8125 | HOLYROOD CT | 43017 | Active | T205248 | Wilkins | 720A | PVB | 0.750 | 73348 | FRONT -RIGHT OF DOOR
6008 | HOLYWELL DR | 43017-2700 | Active | 303877 | WATTS | 800M4QT | PVB | 0.750 | 68687 | LEFT SIDE OF HOUSE
6032 | HOLYWELL DR | 43017 | Active | 157735 | WATTS | 009QT | RP | 0.750 | 93569 | BASEMENT
6033 | HOLYWELL DR | 43017 | Active | HB09658 | FEBCO | 765 | PVB | 0.750 | 68748 | RIGHT SIDE OF HOUSE
6040 | HOLYWELL DR | 43017 | Active | G200460 | WILKINS | 720A | PVB | 1.000 | 68768 | LEFT SIDE
6048 | HOLYWELL DR | 43017-2700 | Active | CAB38000 | WILKINS | 720A | PVB | 1.000 | 93570 | LEFT SIDE
6049 | HOLYWELL DR | 43017 | Active | 22260 | WATTS | 800M4QT | PVB | 0.750 | 68790 | RIGHT FRONT
6081 | HOLYWELL DR | 43017 | Active | G204957 | WILKINS | 720A | PVB | 0.750 | 93389 | RIGHT SIDE BY ELECTRIC AND GAS METER
6097 | HOLYWELL DR | 43017 | Active | FL3582 | FEBCO | 765 | PVB | 1.000 | 93571 | LEFT SIDE
6120 | HOLYWELL DR | 43017 | Active | A151062 | WILKINS | 720A | PVB | 0.750 | 91725 | RIGHT SIDE
6137 | HOLYWELL DR | 43017-2719 | Active | T131891 | WILKINS | 720A | PVB | 0.750 | 102842 | FRONT OF HOUSE
6144 | HOLYWELL DR | 43017 | Active | 283503 | WATTS | 800M4QT | PVB | 0.750 | 69129 | LT SIDE
6145 | HOLYWELL DR | 43017 | Active | 4637 | FEBCO | 765 | PVB | 1.000 | 69133 | LEFT SIDE OF HOUSE
2500 | HOME ACRE DR | 43231-1688 | Active | 356781 | WILKINS | 975 | RP | 0.750 | 58494 | MECHANICAL ROOM of Dentist Office 'Smiles Ahead'
2500 | HOME ACRE DR | 43231-1688 | Active | 5016 | WATTS | 800MQT | PVB | 0.500 | 58495 | DARK ROOM -Protecting proccessor of Dentist office 'Smiles Ahead'
2500 | HOME ACRE DR | 43231-1688 | Due Install |  |  |  | RP |  | 3656590
2070 | HOME RD | 43123 | Active | QI-0063 | AMES | COLT 300GV | DCDA | 6.000 | 3618532 | POOL HOUSE MECHANICAL ROOM
2070 | HOME RD | 43123 | Active | 45075 | AMES | 2000B | DC | 0.750 | 3618533 | POOL HOUSE MECHANICAL ROOM
2070 | HOME RD | 43123 | Active | QJ-0596 | AMES | COLT 400 | RP | 3.000 | 3618534 | POOL HOUSE MECHANICAL ROOM CODE 6109
2160 | HOME RD | 43123 | Active | 1249061202 | AMES | 3000SS | DCDA | 6.000 | 57476 | LEFT SIDE OF ENTRANCE OFF OF HOME ROAD
2160 | HOME RD | 43123 | Active | 55821 | WATTS | 007M1QT | DC | 0.750 | 57477 | LEFT SIDE OF ENTRANCE OFF OF HOME ROAD
2160 | HOME RD | 43123 | Active | UE2948 | WATTS | 957 | RP | 3.000 | 3633534
2255 | HOME RD | 43123- | Active | 210118 | WATTS | LF009M2QT | RP | 1.000 | 3447025 | HOTBOX AFTER FORD BOX 50FT W OF GANTZ FARM SIGN
2259 | HOME RD | 43123 | Active | 141531 | WATTS | LF009M2QT | RP | 1.500 | 3658903 | HOT BOX
2259 | HOME RD | 43123 | Active | 78178 | AMES | 2000BM3 | DC | 0.750 | 3658904 | HOT BOX
2259 | HOME RD | 43123 | Active | YF-1119 | AMES | 300GV | DCDA | 6.000 | 3658999 | HOT BOX
2416 | HOME RD | 43123 | Active | 266767 | WATTS | 009M2-FP | RP | 1.000 | 3652909 | BASEMENT UTILITY ROOM OFF KITCHEN
2641 | HOME RD | 43123- | Due Install |  |  |  | RP | 6.000 | 3447037
2815 | HOME RD | 43123 | Active | 232544 | WATTS | 009M2 | RP | 2.000 | 3656730 | N WALL
2815 | HOME RD | 43123 | Active | CAA74361 | WILKINS | 720 | PVB | 1.000 | 3656951
2878 | HOME RD | 43123-1771 | Active | 257529 | WATTS | 909M1QT | RP | 2.000 | 59479 | AT WATER METER IN N.W. CORNER OF BUILDING
2878 | HOME RD | 43123-1771 | Active | 09074 | WATTS | 007QT | DC | 1.500 | 59480 | AT WATER METER IN NW CORNER OF BUILDING
4569 | HOMER OHIO LN | 43125 | Active | A10532 | WATTS | 009QT | RP | 1.500 | 91856 | MECH ROOM
4581 | HOMER OHIO LN | 43125-9082 | Active | 114264 | FEBCO | 765 | PVB | 1.000 | 64402 | REAR OF BUILDING ..OUTSIDE
4581 | HOMER OHIO LN | 43125-9082 | Active | ABU1078 | WILKINS | 975XL | RP | 1.000 | 64403 | MECHANICAL ROOM
4600 | HOMER OHIO LN | 43125-9288 | Not Required by DOW |  |  |  | RP |  | 3447315
4600 | HOMER OHIO LN | 43125-9288 | Due Install |  |  |  | DCDA | 6.000 | 3635986
4600 | HOMER OHIO LN | 43125-9288 | Due Install |  |  |  | DC | 0.750 | 3657062
4601 | HOMER OHIO LN | 43125-9231 | Active | 3366184 | WILKINS | 975 | RP | 1.000 | 64534 | IN MIDDLE OF BUILDING IN SMALL STORAGE ROOM
4633 | HOMER OHIO LN | 43125-9231 | Active | ABS0915 | WILKINS | 975XL | RP | 1.000 | 3447317
4633 | HOMER OHIO LN | 43125-9231 | Active | WJ-1161 | WATTS | 757 | DC | 6.000 | 3652589
4633 | HOMER OHIO LN | 43125-9231 | Active | 232329 | WATTS | 007M3-FP | DC | 0.750 | 3653961
4675 | HOMER OHIO LN | 43125-9231 | Due Install |  |  |  | RP | 1.500 | 3447318
4675 | HOMER OHIO LN | 43125-9231 | Due Install |  |  |  | DCDA | 6.000 | 3652588
4685 | HOMER OHIO LN | 43125-9231 | Not Required by DOW | 431058 | WILKINS | 975 | RP | 1.000 | 64803 | AT WATER METER
4685 | HOMER OHIO LN | 43125-9231 | Active | ALA54940 | WILKINS | 975 | RP | 1.000 | 3659331
4800 | HOMER OHIO LN | 43125-9390 | Active | 1J1894 | AMES | 3000SS | DCDA | 4.000 | 65096 | NEXT TO DRIVE IN OVERHEAD DOOR
4800 | HOMER OHIO LN | 43125-9390 | Active | 8968 | AMES | 2000B | DC | 0.750 | 65098 | NEXT TO DRIVE W OVER HEAD DOOR
4800 | HOMER OHIO LN | 43125-9390 | Not Required by DOW | 953105 | WILKINS | 975XLBMS | RP | 1.000 | 65099 | NORTH WEST END OF PRODUCTION AREA
4800 | HOMER OHIO LN | 43125-9390 | Active | 954793 | WILKINS | 975XLBMS | RP | 2.000 | 65100 | NEXT TO FIRE RAISERS SE CORNER OF PRODUCTION AREA
5985 | HOMESTEAD CT | 43026-7369 | Active | 792875 | WILKINS | 720A | PVB | 0.750 | 68473 | LEFT FRONT OUTSIDE
5991 | HOMESTEAD CT | 43026 | Active | CB440254 | WILKINS | 720A | PVB | 0.750 | 68487 | LEFT SIDE
5998 | HOMESTEAD CT | 43026-7369 | Active | 672218 | WILKINS | 720A | PVB | 0.750 | 93575 | LEFT SID EOF HOUSE
5999 | HOMESTEAD CT | 43026-7369 | Active | 779501 | WILKINS | 720A | PVB | 0.750 | 68500 | FRONT LEFT SIDE
6024 | HOMESTEAD CT | 43026 | Active | H687239 | FEBCO | 765 | PVB | 0.750 | 102490 | RIGHT SIDE
6032 | HOMESTEAD CT | 43026-7369 | Active | CB636576 | WILKINS | 720A | PVB | 0.750 | 3585813 | LEFT FRONT
6048 | HOMEWELL ST | 43026-7265 | Active | T480063 | WILKINS | 720A | PVB | 0.750 | 96091 | RIGHT FRONT
6059 | HOMEWELL ST | 43026-7199 | Active | CB638688 | WILKINS | 720A | PVB | 0.750 | 3585137
6065 | HOMEWELL ST | 43026 | Active | G242332 | WILKINS | 720A | PVB | 0.750 | 99055 | OUTSIDE LEFT FRONT OF HOME
5973 | HONEY FARM WAY | 43123 | Active | T432904 | WILKINS | 720A | PVB | 0.750 | 3657420 | RIGHT SIDE OF HOUSE
5993 | HONEY FARM WAY | 43123 | Active | CAB12829 | WILKINS | 720A | PVB | 0.750 | 3653916 | LEFT FRONT
6003 | HONEY FARM WAY | 43123 | [6 empty] | 3653180
6024 | HONEY FARM WAY | 43123 | Active | T444853 | WILKINS | 720A | PVB | 0.750 | 3654013 | RIGHT SIDE OF HOUSE
6113 | HONEY FARM WAY | 43123 | Active | T417965 | WILKINS | 720 | PVB | 0.750 | 3648852 | LEFT SIDE OF HOUSE
6132 | HONEY FARM WAY | 43123 | Active | T418121 | WILKINS | 720A | PVB | 1.000 | 3650020 | RIGHT FRONT
6153 | HONEY FARM WAY | 43123 | Active | CB674769 | WILKINS | 720A | PVB | 0.750 | 3649473 | RIGHT SIDE OF HOUSE
2833 | HONEYSUCKLE LN | 43026-9007 | Active | 687464 | WILKINS | 720A | PVB | 1.000 | 59417 | LEFT SIDE OF HOUSE
2677 | HOOVER CROSSING CT | 43123-9066 | Active | DJ4159 | FEBCO | 765 | PVB | 0.750 | 58941 | LEFT SIDE OF HOUSE
2518 | HOOVER CROSSING WAY | 43123- | Active | T077025 | WILKINS | 720 | PVB | 0.750 | 3447793 | ENTRANCE BUILDING
2520 | HOOVER CROSSING WAY | 43123 | Active | CB994471 | WILKINS | 720A | PVB | 0.750 | 3613687
2528 | HOOVER CROSSING WAY | 43123-9063 | Active | 373738 | WATTS | 800M4FR | PVB | 0.750 | 96477 | RIGHT SIDE
2543 | HOOVER CROSSING WAY | 43123-9064 | Active | 1553 | FEBCO | 765 | PVB | 1.000 | 58591 | EAST SIDE OF HOUSE OUTSIDE NEAR HOSE BIBB
2553 | HOOVER CROSSING WAY | 43123-9064 | Active | CH9878 | FEBCO | 765 | PVB | 0.750 | 93577 | BACK OF HOUSE
2558 | HOOVER CROSSING WAY | 43123-9063 | Active | H049997 | FEBCO | 765 | PVB | 0.750 | 58630 | RIGHT SIDE OF HOUSE
2563 | HOOVER CROSSING WAY | 43123-9064 | NULL | [5 empty] | 3622999
2568 | HOOVER CROSSING WAY | 43123-9063 | Active | T460033 | WILKINS | 720A | PVB | 0.750 | 58649 | RIGHT HAND SIDE OF HOUSE
2585 | HOOVER CROSSING WAY | 43123-9064 | Active | DJ4161 | FEBCO | 765 | PVB | 0.750 | 58679 | LEFT SIDE OF HOUSE
2608 | HOOVER CROSSING WAY | 43123-8904 | Removed | 73448REM | WATTS | 800QT | PVB | 0.750 | 58752 | LEFT HAND SIDE REMOVED
2608 | HOOVER CROSSING WAY | 43123-8904 | Active | 4540632 | WILKINS | 975XL2 | RP | 0.750 | 3630223 | BASEMENT AT SUMP PIT
2628 | HOOVER CROSSING WAY | 43123-8904 | Active | H467071 | FEBCO | 765 | PVB | 1.000 | 58817 | OUTSIDE RIGHT SIDE
2678 | HOOVER CROSSING WAY | 43123-8904 | Active | H132417 | FEBCO | 765 | PVB | 0.750 | 58947 | OUTSIDE
3460 | HOOVER RD | 43123-1807 | Active | ABY9648 | WILKINS | 975XL2 | RP | 1.000 | 3447683 | MECH ROOM BY S DOUBLE DOORS
3612 | HOOVER RD | 43123-1807 | Active | 156139 | WATTS | 009QT | RP | 0.750 | 61280 | MECH ROOM
3650 | HOOVER RD | 43123-2452 | Active | 143551 | WATTS | 909 | RP | 3.000 | 61372 | NORTH END OF GARAGE IN METER ROOM
3650 | HOOVER RD | 43123-2452 | Not Required by DOW | 349414 | WATTS | 909QT | RP | 0.750 | 61373 | BOILER ROOM
3650 | HOOVER RD | 43123-2452 | Inactive |  |  |  | DCDA | 4.000 | 3633269
3650 | HOOVER RD | 43123-2452 | Active | WC-1514 | WATTS | 757DCDAGV | DCDA | 4.00 | 3653334 | RISER ROOM
3650 | HOOVER RD | 43123-2452 | Active | 230961 | WATTS | 007M3QT | DC | 0.75 | 3653335 | RISER ROOM
3675 | HOOVER RD | 43123-2458 | Active | ACM2453 | WILKINS | 975XL | RP | 1.500 | 3447702 | BASEMENT LAUNDRY ROOM AT METER
3675 | HOOVER RD | 43123-2458 | Active | XE-3502 | AMES | 3000SS | DCDA | 3.000 | 3650957 | BASEMENT RISER ROOM
3675 | HOOVER RD | 43123-2458 | Active | 74006 | AMES | 2000BM3 | DC | 0.750 | 3655017 | BASEMENT LAUNDRY ROOM
3756 | HOOVER RD | 43123-2452 | Active | 183171 | WATTS | LF009M2QT | RP | 1.000 | 3447703 | MEETING ROOM IN CABINET WITH ACCESS PANEL
3811 | HOOVER RD | 43123 | Active | Q08422 | WILKINS | 475V | RP | 3.000 | 3605778 | MECHANICAL ROOM
3811 | HOOVER RD | 43123 | Active | 1155870214 | WATTS | 774DCDA | DCDA | 8.000 | 3606021 | METER PIT AT HOOVER RD
3811 | HOOVER RD | 43123 | Active | 21032 | WATTS | 007M2QT | DC | 0.750 | 3606022 | METER PIT AT HOOVER RD
3811 | HOOVER RD | 43123 | Not Required by DOW | A340398 | WILKINS | 375XL | RP | 1.000 | 3641217 | BOILER ROOM 15' in air above water meter
3824 | HOOVER RD | 43123-2454 | Active | 1043299 | WILKINS | 975 | RP | 1.000 | 61872 | MECH ROOM AT METER
3860 | HOOVER RD | 43123-2454 | Active | 4964900 | WILKENS/ZURN | 975XL2 | RP | 1.000 | 3447705 | UTILITY ROOM BY HOT WATER TANK
3929 | HOOVER RD | 43123-2853 | Removed | W008216REM | WILKINS | 975 | RP | 0.750 | 62236 | BOILER ROOM
3929 | HOOVER RD | 43123-2853 | Active | XD-0807 | AMES | COLT 400 | RP | 6.000 | 3626632 | basement
3929 | HOOVER RD | 43123-2853 | Active | 1845221021 | AMES | 2000SS | DCDA | 6.000 | 3649986 | BASEMENT
3929 | HOOVER RD | 43123-2853 | Active | 84522 | AMES | 2000SS | DC | 0.750 | 3656308 | BASEMENT
4041 | HOOVER RD | 43123-3604 | Active | 432136 | WILKINS | 975XL | RP | 0.750 | 62738 | WEST SIDE BY WATER METER
4060 | HOOVER RD | 43123-3605 | Active | 4135573 | WILKINS | 975XL2 | RP | 0.750 | 3447711 | IN RESTROOM
4062 | HOOVER RD | 43123-3605 | Active | 272386 | WATTS | LF009M3QT | RP | 0.750 | 3447713 | RESTROOM
4064 | HOOVER RD | 43123- | Active | B348614 | WILKINS | 375XL | RP | 0.750 | 3447715 | RESTROOM
4066 | HOOVER RD | 43123-3605 | Active | 11100 | WATTS | LF919 | RP | 0.750 | 3447716 | AT METER IN WOMENS RESTROOM
4068 | HOOVER RD | 43123-3605 | Active | 4852349 | WILKINS | WILKINS | RP | 1.500 | 3447717 | IN BACK CLOSET
4074 | HOOVER RD | 43123-3692 | Active | 3370738 | WILKINS | 975XL2 | RP | 0.750 | 99338 | BASEMENT UTILITY ROOM
4074 | HOOVER RD | 43123-3692 | Due Install | [5 empty] | 3635855
4099 | HOOVER RD | 43123-3604 | Active | 074374 | WILKINS | 975XL | RP | 0.750 | 89330 | AT MECH ROOM
4128 | HOOVER RD | 43123-3625 | Active | 200405 | WATTS | 009M3QT | RP | 0.750 | 62984 | MECH ROOM AT WATER METER
4128 | HOOVER RD | 43123-3625 | Replaced | REPG050330 | WILKINS | 720A | PVB | 0.750 | 90975 | REPLACED- SOUTH SIDE
4128 | HOOVER RD | 43123-3625 | Not Required by DOW | CB113928 | WILKINS | 720A | PVB | 1.000 | 3611577 | OUTSIDE ON EAST WALL
4141 | HOOVER RD | 43123-3617 | Not Required by DOW | 06A0307 | FEBCO | 765 | PVB | 1.000 | 3447723 | S SIDE
4141 | HOOVER RD | 43123-3617 | Active | 269266 | WATTS | LF009M2QT | RP | 1.000 | 3651958 | JANITOR CLOSET SOUTH SIDE IF BUILDING
4166 | HOOVER RD | 43123-3625 | Removed | 190658REM | WILKINS | 720A | PVB | 0.750 | 91205 | ***REMOVED*** - outside on the left side of the house
4166 | HOOVER RD | 43123-3625 | Active | W279452 | WILKINS | 975XLBMS | RP | 0.750 | 92666 | BACK MECH ROOM
4178 | HOOVER RD | 43123 | Active | 191512 | WATTS | LF009M3QT | RP | 0.750 | 3632610 | BASEMENT AT WATER METER
4178 | HOOVER RD | 43123 | Not Required by DOW | 197671 | WATTS | LF009M3QT | RP | 0.750 | 3632611 | BASEMENT NEXT TO WATER METER
4178 | HOOVER RD | 43123 | Not Required by DOW | 180239 | WATTS | LF009M3QT | RP | 0.750 | 3632612 | BASEMENT NEXT TO WATER METER
4200 | HOOVER RD | 43123-3602 | Active | 55427 | WATTS | 009QT | RP | 1.000 | 63239 | JANITOR'S CLOSET
4213 | HOOVER RD | 43123-3617 | Replaced | REPG216293 | WILKINS | 720A | PVB | 0.750 | 95827 | REPLACED- FRONT OF BLDG
4213 | HOOVER RD | 43123-3617 | Active | cb017106 | WILKINS | 720 | PVB | 0.750 | 3611498 | FRONT OF BLDG
4218 | HOOVER RD | 43123 | Active | 82507 | WATTS | LF 919QT | RP | 0.750 | 3589058 | BASEMENT NW CORNER
4242 | HOOVER RD | 43123 | Active | 182647 | WATTS | LF009M2QT | RP | 2.000 | 3651601 | RISER ROOM, N/W
4242 | HOOVER RD | 43123 | Active | ABL2811 | WILKINS | 975XL | RP | 0.750 | 3652003 | RISER ROOM N/W
4242 | HOOVER RD | 43123 | Active | 15860 | WILKINS | 375 | RPDA | 6.000 | 3652004 | RISER ROOM N/W
4460 | HOOVER RD | 43123-9786 | Active | A008561 | WILKINS | 720A | PVB | 0.750 | 64083 | LEFT SIDE OF HOUSE
4501 | HOOVER RD | 43123-8620 | Active | 1891484 | WILKINS | 975 | RP | 0.750 | 64238 | NE METER ROOM
4501 | HOOVER RD | 43123-8620 | Active | M03233 | WILKINS | 375ADA | RPDA | 4.000 | 64239 | NE METER ROOM
4501 | HOOVER RD | 43123-8620 | Active | 255539 | WATTS | 009M2QT | RP | 2.000 | 75058 | UTILITY/MECH ROOM
4665 | HOOVER RD | 43123-8621 | Active | T001474 | WILKINS | 720A | PVB | 2.00 | 64741 | SOUTH SIDE OF BUILDING OUTSIDE WALL
4665 | HOOVER RD | 43123-8621 | Active | 2277964 | WILKINS | 975XLBMS | RP | 0.750 | 95748 | ROOF PRNTHOUSE #6
4665 | HOOVER RD | 43123-8621 | Active | 200392 | WATTS | LF009M3QT | RP | 0.750 | 95749 | ROOF PENTHOUSE #4
4665 | HOOVER RD | 43123-8621 | Active | 2277920 | WILKINS | 975 | RP | 0.750 | 98857 | PENTHOUSE # 1
4665 | HOOVER RD | 43123-8621 | Active | 2862069 | WILKINS | 975 | RP | 0.750 | 98858 | PENTHOUSE #2
4665 | HOOVER RD | 43123-8621 | Active | 2277929 | WILKINS | 975 | RP | 0.750 | 98859 | PENTHOUSE #3
4665 | HOOVER RD | 43123-8621 | Active | 277427 | WATTS | 009M3QT | RP | 0.750 | 100187 | PENTHOUSE #5
4665 | HOOVER RD | 43123-8621 | Due Install |  |  |  | RP | 6.000 | 3635491
4770 | HOOVER RD | 43123-8504 | Active | 169741 | WATTS | 909 | RP | 3.000 | 64997 | MECH ROOM CHILDRENS BUILDING
4770 | HOOVER RD | 43123-8504 | Active | 3KM0794 | AMES | 3000SS | DCDA | 4.000 | 64998 | SPRINKLER RISER ROOM--SERIAL # 3KM0794
4770 | HOOVER RD | 43123-8504 | Active | 4006 | AMES | 2000B | DC | 0.750 | 64999 | LIMITED FIRE
4770 | HOOVER RD | 43123-8504 | Not Required by DOW | 09142 | WATTS | 719QT | DC | 1.000 | 65000 | MECHANICAL ROOM
4770 | HOOVER RD | 43123-8504 | Active | 268464 | WATTS | LF009 | RP | 2.000 | 3653666 | HOT BOX FRONT OF BUILDING
4770 | HOOVER RD | 43123-8504 | Active | 77023 | WATTS | 2000B | DC | 0.750 | 3653667 | IN PIT
4770 | HOOVER RD | 43123-8504 | Active | YB-1253 | AMES | 300GV | DCDA | 8.000 | 3658889 | IN PIT
4827 | HOOVER RD | 43123- | Due Install |  |  |  | RP | 6.000 | 3647060
4895 | HOOVER RD | 43123-9788 | Active | QC-0264 | AMES | COLT 400 | RP | 3.000 | 3447751 | HOT BOX RIGHT OF DRIVE, COURTYARDS AT HOOVER
4895 | HOOVER RD | 43123-9788 | Active | 42730 | AMES | 2000B | DC | 0.750 | 3615441 | METER VAULT RIGHT OF DRIVE, HOT BOX AT COURTYARDS AT HOOVER
4895 | HOOVER RD | 43123-9788 | Active | QC-0377 | AMES | COLT 300GV | DCDA | 8.000 | 3615442 | METER VAULT RIGHT OF DRIVE, HOT BOX AT COURTYARDS AT HOOVER
4895 | HOOVER RD | 43123-9788 | Not Required by DOW | 20613 | WATTS | LF919QT | RP | 1.500 | 3616598 | IN CLUBHOUSE AT MECHANICAL ROOM
4990 | HOOVER RD | 43123 | Active | TC-2790 | WATTS | 957 | RP | 3.000 | 3639467 | HOT BOX AT ENTRANCE - CORNER OF HOOVER AND ORDERS
4990 | HOOVER RD | 43123 | Active | 1169350610 | WATTS | 774DCDA | DCDA | 8.000 | 3639468 | METER PIT AT ENTRANCE - CORNER OF HOOVER AND ORDERS
4990 | HOOVER RD | 43123 | Active | 22284 | WATTS | 007M2 | DC | 0.750 | 3639469 | METER PIT AT ENTRANCE - CORNER OF HOOVER AND ORDERS. FIRE SIDE CAR
5775 | HOOVER RD | 43123 | Active | 249103 | WATTS | 009 | RP | 1.000 | 3652259 | HOT BOX IN FRONT OF BUILDING
5775 | HOOVER RD | 43123 | Active | UB-1541 | AMES | 500-GV | RPDA | 6.000 | 3652354 | HOT BOX IN FRONT OF BUILDING
5775 | HOOVER RD | 43123 | Active | 88567 | WATTS | LF919QT | RP | 0.750 | 3652356 | HOT BOX IN FRONT OF BUILDING
5791 | HOOVER RD | 43123 | Active | 216011 | WATTS | LF009M2QT | RP | 2.000 | 3658016 | E SIDE OF BUILDING
5791 | HOOVER RD | 43123 | Active | 39799B | WILKENS | 350ASTDA | DCDA | 6.000 | 3658101 | E SIDE OF BUILDING
5791 | HOOVER RD | 43123 | Active | HC83398 | WILKINS | 950XLD | DC | 0.750 | 3658102 | E SIDE OF BUILDING
5849 | HOOVER RD | 43123 | Active | 176848 | WATTS | LF009M2QT | RP | 2.000 | 3651207 | HOT BOX S/E OF BUILDING
5849 | HOOVER RD | 43123 | Active | VG-0519 | AMES | 500GV | RPDA | 6.000 | 3651208 | S/E OF BUILDING HOT BOX
5849 | HOOVER RD | 43123 | Active | 90794 | WATTS | LF919QT | RP | 0.750 | 3651209 | HO TBOX S/E OF BUILDING
5849 | HOOVER RD | 43123 | Not Required by DOW | T345599 | WILKINS | 720 | PVB | 0.750 | 3652203 | Front
5859 | HOOVER RD | 43123 | New Construction | YI-0206 | AMES | 400 | RP | 4.000 | 3658179 | HOT BOX
5859 | HOOVER RD | 43123 | New Construction | YH-0567 | AMES | 300GV | DCDA | 8.000 | 3658180 | HOT BOX
5859 | HOOVER RD | 43123 | New Construction | 78768 | AMES | 2000BM3 | DC | 0.750 | 3658181 | HOT BOX
5914 | HOOVER RD | 43123- | Active | 143960601 | AMES | 3000SS | DCDA | 6.000 | 68311 | METER PIT
5914 | HOOVER RD | 43123- | Active | 49770 | WATTS | 007QT | DC | 0.750 | 68312 | METER PIT
5914 | HOOVER RD | 43123- | Active | 2776660 | WILKINS | 975 | RP | 1.000 | 68313 | ABOVE METER PIT-HOOVER RD & QUAIL CREEK SE CORNER-S EDGE OF POND
5914 | HOOVER RD | 43123- | Active | A150215 | WILKINS | 720A | PVB | 0.750 | 90586 | RIGHT SIDE OF CLUBHOUSE BEHIND A/C
5914 | HOOVER RD | 43123- | Due Install |  |  |  | RP | 3.000 | 3633892 | HOT BOX AT METER PIT
5968 | HOOVER RD | 43123-8131 | Active | A06915 | WATTS | 009M3QT | RP | 0.750 | 88611 | MECH ROOM AT METER
5968 | HOOVER RD | 43123-8131 | Not Required by DOW | H377926 | FEBCO | 765 | PVB | 1.000 | 88616 | REAR OF BLDG BY AC UNIT
5968 | HOOVER RD | 43123-8131 | Not Required by DOW | T631553 | WILKINS | 720A | RP | 1.000 | 3658758 | utility room
6011 | HOOVER RD | 43123- | Not Required by DOW | A12435 | WATTS | 009M2QT | RP | 1.000 | 92527 | NW CORNER OF HOOVER AND 665 (IN HOT BOX)
6011 | HOOVER RD | 43123- | Active | 04421 | AMES | 4000B | RP | 1.500 | 92602 | NW CORNER OF HOOVER AND 665 (IN HOT BOX)
6024 | HOOVER RD | 43123-8133 | Active | W208375 | WILKINS | 975XL | RP | 1.500 | 87967 | MECH ROOM, EAST SIDE OF BUILDING
4665 | HOOVER RD UNIT A | 43123-8621 | Not required by DOW | 103810 | WATTS | 909HWQT | RP | 1.000 | 64740 | MECHANICAL ROOM OF RECREATION BUILDING
4665 | HOOVER RD UNIT A | 43123-8621 | Removed | 006437REM | WATTS | 800M4FR | PVB | 2.00 | 64742 | BACK SIDE OF CONCESSION STAND MAIN FOOTBALL FIELD
4665 | HOOVER RD UNIT A | 43123-8621 | Active | 114988 | WATTS | 909 | RP | 2.500 | 64743 | STADIUM RESTROOM MECH ROOM
4665 | HOOVER RD UNIT A | 43123-8621 | Active | 565065 | WILKINS | 720A | PVB | 1.500 | 64744 | BY BASEBALL FIELD INSIDE FENCE
4665 | HOOVER RD UNIT A | 43123-8621 | Active | 8049 | WILKINS | 720A | PVB | 2.000 | 64745 | TRACK STORAGE BUILDING OUTSIDE WALL
4665 | HOOVER RD UNIT A | 43123-8621 | Active | 272470 | WATTS | 009M2PCQT | RP | 1.000 | 3641216 | BOILER ROOM REC CENTER
5665 | HOOVER RD UNIT A | 43123-9122 | Not Required by DOW | 453720 | WATTS | 909QT | RP | 0.750 | 67541 | HORSE BARN
5665 | HOOVER RD UNIT A | 43123-9122 | Removed | 10762REM | WATTS | 919QT | RP | 1.500 | 96096 | IN PIT NORTH OF POOL REMOVED
5665 | HOOVER RD UNIT A | 43123-9122 | Not Required by DOW | 03153 | WATTS | 919 | RP | 0.500 | 104163 | STOWELL HOUSE MECH ROOM
5665 | HOOVER RD UNIT A | 43123-9122 | Due Install |  |  |  | RP | 1.500 | 3630321 | MESSEM HALL
5665 | HOOVER RD UNIT A | 43123-9122 | Active | 331127 | WATTS | LF009M3QT | RP | 0.750 | 3652828 | SHELTER HOUSE UTILITY RM
5665 | HOOVER RD UNIT A | 43123-9122 | Active | YG-0240 | WATTS | 975 | DC | 4.000 | 3653579 | MESSEM HALL
5665 | HOOVER RD UNIT B | 43123-9122 | Active | 53615 | AMES | 2000SS | DC | 0.750 | 92085 | NE BASEMENT-STOWELL
5665 | HOOVER RD UNIT B | 43123-9122 | Active | 1554700207 | AMES | 3000SS | DCDA | 3.000 | 92088 | NE SIDE BASEMENT-STOWELL
5665 | HOOVER RD UNIT B | 43123-9122 | Active | 4970606 | WILKENS | 975XL2 | RP | 1.500 | 3630313 | BASMENT OF HISLOP
5665 | HOOVER RD UNIT C | 43123-9122 | Due Install |  |  |  | DCDA | 8.000 | 3447775 | IN WATER METER PIT NW CORNER OF PROPERTY
5665 | HOOVER RD UNIT C | 43123-9122 | Not Required by DOW |  |  |  | RP | 4.000 | 3630322
5665 | HOOVER RD UNIT D | 43123-9122 | Active | 141238 | WILKINS | 975 | RP | 1.500 | 67539 | NW STORAGE ROOM--FAMILY LIFE
5665 | HOOVER RD UNIT E | 43123-9122 | Active | 695637 | WILKINS | 975XL | RP | 1.500 | 67543 | FURNANCE ROOM-MARY DUNN
5665 | hoover rd unit i |  | New Construction | 53776C | WILKENS | 375AST | RP | 4.000 | 3659517 | RISER ROOM N SIDE
5665 | hoover rd unit i |  | New Construction | ZC-1139 | AMES | 300GV | DCDA | 6.000 | 3659518 | RISER ROOM N SIDE
5665 | hoover rd unit i |  | New Construction | 80273 | AMES | 2000BM3 | DC | 0.750 | 3659519 | RISER ROOMM N SIDE
1192 | HOPE AVE | 43212-3551 | Active | CB332951 | WILKINS | 720A | PVB | 0.750 | 3447825 | LEFT FRONT
1234 | HOPE AVE | 43212-3552 | Active | CAA47240 | WILKINS | 720A | PVB | 0.750 | 3447832 | LEFT SIDE
3210 | HORIZON CT | 43054 | Active | VL-2012 | WATTS | 957 | RP | 4.000 | 3654520 | HOT BOX
3210 | HORIZON CT | 43054 | Active | 87717 | APOLLO | A2LF4A | RPDA | 12.000 | 3654521 | HOT BOX
3210 | HORIZON CT | 43054 | Active | 01421C | APOLLO | CVALF4A | DC | 0.500 | 3654522 | HOTBOX
3210 | HORIZON CT | 43054 | LPS - Active |  |  |  | LST |  | 3658667 | FIRE PUMP - SIDE OF BUILDING PUMP ROOM
3450 | HORIZON CT | 43054 | Active | VL-1974 | WATTS | 957 | RP | 4.000 | 3654382 | HOT BOX
3450 | HORIZON CT | 43054 | Active | 91258 | APOLLO | 2LF4A | RPDA | 12.000 | 3654518 | HOT BOX
3450 | HORIZON CT | 43054 | Active | 01417C | APOLLO | CVALF4A | DC | 0.500 | 3654519 | HOT BOX
3450 | HORIZON CT | 43054 | LPS - Active |  |  |  | LST |  | 3658668 | FIRE PUMP - REAR OF BUILDING PUMP ROOM
3455 | HORIZON CT | 43054 | Active | 117443 | WATTS | LF009M2QT | RP | 1.500 | 3654381 | HOTBOX RIGHT OF DRIVE
7575 | HORIZON DR | 43235-5618 | Active | B01881 | WILKINS | 975 | RP | 3.000 | 72266 | Water-Utility Room / Lower Level Southeast by Dock
7575 | HORIZON DR | 43235-5618 | Active | 97313 | WILKINS | 975XLBMS | RP | 2.000 | 96711 | Water-Utility Room / Lower Level Southeast by Dock
7575 | HORIZON DR | 43235-5618 | Due Install |  |  |  | DCDA | 6.000 | 3640946 | 2 MAN PIT @ 7575 HUNTINGTON PARK
7575 | HORIZON DR | 43235-5618 | LPS - Active |  |  |  | LST |  | 3657857 | FIRE PUMP - PUMP ROOM
4000 | HORIZONS DR | 43220 | Active | 01033 | AMES | 4000B | RP | 1.500 | 62625 | HOT BOX AT RIGHT OF DRIVE NORTH OF HENDERSON
4000 | HORIZONS DR | 43220 | Active | 104540 | AMES | 3000SS | DCDA | 6.000 | 62626 | IN GROUND METER PIT AT THE EAST END OF HORIZONS RIGHT DRIVE
4000 | HORIZONS DR | 43220 | Active | 44954 | WATTS | 007QT | DC | 0.750 | 62627 | IN GROUND METER PIT AT THE EAST END OF HORIZONS RIGHT OF DRIVE
4000 | HORIZONS DR | 43220 | Not Required by DOW | 859710 | WILKINS | 975XL | RP | 2.000 | 87695 | PORTABLE ASSEMBLY W/ APPROVED VAVLES
4000 | HORIZONS DR | 43220 | Not Required by DOW | T427914 | WILKINS | 720A | PVB | 1.000 | 3638509 | MIDDLE AREA OF LAWN
4100 | HORIZONS DR | 43220-5280 | Active | 1186231 | WILKINS | 975XLBMS | RP | 1.500 | 62906 | METER ROOM 1ST FLOOR
4100 | HORIZONS DR | 43220-5280 | Not Required by DOW | 3621405 | WILKINS | 975XL | RP | 1.000 | 62907 | JANITOR'S CLOSET
5001 | HORIZONS DR | 43220 | Active | 571165 | WATTS | 909PCHWQT | RP | 1.000 | 65687 | EAST WALL MECH ROOM
5001 | HORIZONS DR | 43220 | Not Required by DOW | CB160021 | WILKINS | 720A | PVB | 1.000 | 90919 | WEST SIDE OF BLDG OUTSIDE
5003 | HORIZONS DR | 43220 | Active | W113962 | WILKINS | 975XLBMS | RP | 1.000 | 89085 | 1ST FLOOR MECHANICAL ROOM
5003 | HORIZONS DR | 43220 | Not Required by DOW | A083610 | WILKINS | 720A | PVB | 0.750 | 98375 | WEST SIDE
5005 | HORIZONS DR | 43220-5287 | Active | 2776638 | WILKINS | 975XL | RP | 1.000 | 95698 | MECH ROOM 1ST FLOOR
5005 | HORIZONS DR | 43220-5287 | Active | N0609130725 | FEBCO | 876V | DCDA | 3.000 | 95699 | IN HOT BOX @ SE CORNER OF THE BLDG
5005 | HORIZONS DR | 43220-5287 | Active | H020434 | FEBCO | 805YB | DC | 0.750 | 95701 | IN HOT BOX @ SE CORNER OF BLDG
5005 | HORIZONS DR | 43220-5287 | Not Required by DOW | W342363 | WILKINS | 975XLBMS | RP | 1.000 | 95702 | MECH ROOM 1ST FLOOR
5007 | HORIZONS DR | 43220-5288 | Not Required by DOW | 18572 | WATTS | 919AQT | RP | 1.000 | 96524 | 1ST FLOOR MECH ROOM NEXT TO WATER METER
5007 | HORIZONS DR | 43220-5288 | Active | N0706190139 | FEBCO | 876V | DCDA | 3.000 | 96858 | IN HOT BOX SW CORNER OF BLDG
5007 | HORIZONS DR | 43220-5288 | Active | H02275 | FEBCO | 805Y | DC | 0.750 | 96859 | IN HOT BOX SW CORNER OF BLDG
5007 | HORIZONS DR | 43220-5288 | Active | 19396 | WATTS | 919AQT | RP | 1.000 | 96860 | 1ST FLOOR MECH ROOM NEXT TO WATER METER
5009 | HORIZONS DR | 43220-5284 | Active | 06650 | WATTS | 919 | RP | 1.000 | 89424 | MECH ROOM CENTER OF BLDG
5009 | HORIZONS DR | 43220-5284 | Not Required by DOW | 4583567 | WILKINS | 975XL | RP | 1.000 | 92305 | BACK OF BUILDING BY AC
1560 | HORTON PL | 43228-7079 | Active | CAA79551 | WILKINS | 720A | PVB | 1.000 | 55409 | LEFT FRONT
145 | HOSACK ST | 43207- | Active | 4625358 |  |  | RP | 2.000 | 3447986 | AT WATER METER
145 | HOSACK ST | 43207- | Not Required by DOW | 4630986 | WILKINS | 975XL2 | RP | 1.000 | 3636247
183 | HOSACK ST | 43207- | Active | 10266 | WATTS | 919QT | RP | 1.250 | 57041 | WATER METER ROOM MIS STORAGE ROOM
231 | HOSACK ST | 43207- | Due Install |  |  |  | RP | 2.000 | 3447992
349 | HOSACK ST | 43207 | Active | 46992 | WATTS | 919QT | RP | 1.000 | 3609663 | NW CORNER
680 | HOSPITAL DR | 43016-8556 | Not required by DOW | 104880 | WATTS | 009QT | RP | 1.000 | 70736 | 6805 PERIMETER - SE BY WATER MTR
6805 | HOSPITAL DR | 43016-8556 | Active | 47044 | WATTS | 007QT | DC | 0.750 | 70737 | 6805 PERIMETR -SE STOCK ROOM
6805 | HOSPITAL DR | 43016-8556 | Active | 56947 | WATTS | 009M2QT | RP | 1.500 | 70738 | 6805 PERIMETER DR AT WATER METER SE STOCK ROOM
6805 | HOSPITAL DR | 43016-8556 | Active | 109589 | AMES | 3000SS | DCDA | 6.000 | 70739 | 6805 PERIMETER REAR OF STORE SE STOCK ROOM
6805 | HOSPITAL DR | 43016-8556 | Removed | A12197REM | WATTS | 009QT | RP | 0.500 | 91959 | REMOVED - 6805 PERIMETER -ABOVE SINK PHOTO LAB-CLOSET
6905 | HOSPITAL DR | 43016-9600 | Active | 014672 | WATTS | 909 | RP | 3.000 | 70919 | MID N METER ROOM AT WATER METER OUTSIDE DOOR
6955 | HOSPITAL DR | 43016-8580 | Active | 103323 | AMES | 2000SS | DC | 4.000 | 71013 | IN DBLE DOOR CLOSET OFF KITCHN/BREAK AREA FIRE RISER
6955 | HOSPITAL DR | 43016-8580 | Removed | 135725REM | WATTS | 009QT | RP | 0.750 | 71014 | REMOVED-X-RAY ROOM #130 IN CEILING
6955 | HOSPITAL DR | 43016-8580 | Removed | 160022REM | WATTS | 909 | RP | 3.000 | 71015 | REMOVED-MECH ROOM EAST END OF BUILDING ROOM #, WATER METER ROOM
6955 | HOSPITAL DR | 43016-8580 | Not Required by DOW | 229797 | WATTS | 009QT | RP | 1.000 | 71016 | MRI EQ ROOM
6955 | HOSPITAL DR | 43016-8580 | Active | 184024 | WATTS | 909QTFDA | RP | 3.000 | 97336 | WATER ROOM SE OFF KITCHN/BREAK AREA AT WATER RISER
6955 | HOSPITAL DR | 43016-8580 | Active | 11031220922 | AMES | 3000SS | DCDA | 6.000 | 3638308 | IN PIT N PROP LINE
6955 | HOSPITAL DR | 43016-8580 | Active | 32656 | WATTS | 007M1QT | DCDA | 6.000 | 3654651 | IN PIT N PROP LINE
7500 | HOSPITAL DR | 43016-8518 | Removed | A04903REM | WATTS | 009M1PCQT | RP | 1.500 | 92540 | REMOVED-MECH ROOM AT WATER METER
7500 | HOSPITAL DR | 43016-8518 | Not Required by DOW | 433083 | WATTS | 909M1QT | RP | 2.000 | 92581 | CEP ROOM 005 SOUTHWALL MEZZ.
7500 | HOSPITAL DR | 43016-8518 | Not Required by DOW | 610497 | WATTS | 909QT | RP | 1.000 | 92582 | PUMP MECH ROOM RM 1500M WATERFALL
7500 | HOSPITAL DR | 43016-8518 | Not Required by DOW | 618154 | WATTS | 909QT | RP | 0.750 | 92583 | E-1 RM 1275 MAINT
7500 | HOSPITAL DR | 43016-8518 | Not Required by DOW | 618162 | WATTS | 909QT | RP | 0.750 | 92584 | D-1 RM 1385 JANITOR CLOSET
7500 | HOSPITAL DR | 43016-8518 | Not Required by DOW | 272456 | WATTS | 909QT | RP | 1.000 | 92585 | D-MECH ROOM RM 1540 HVAC
7500 | HOSPITAL DR | 43016-8518 | Not Required by DOW | 259143 | WATTS | 909 | RP | 6.000 | 92586 | D-MECH ROOM RM 1550 DCW
7500 | HOSPITAL DR | 43016-8518 | Not Required by DOW | 259171 | WATTS | 909 | RP | 6.000 | 92587 | D-MECH ROOM RM 1550 DCW
7500 | HOSPITAL DR | 43016-8518 | Not Required by DOW | W604176 | WATTS | 909QT | RP | 1.000 | 92588 | CEP RM 002 NORTH WALL
7500 | HOSPITAL DR | 43016-8518 | Not Required by DOW | 376724 | WATTS | 909M1QT | RP | 2.000 | 92589 | CEP RM 003 NORTHWALL
7500 | HOSPITAL DR | 43016-8518 | Not Required by DOW | 134763 | WATTS | 709 | DC | 3.000 | 92590 | CEP RM 003 EASTWALL
7500 | HOSPITAL DR | 43016-8518 | Not Required by DOW | 433063 | WATTS | 909M1QT | RP | 2.000 | 92593 | CEP (ROOM #005) SOUTHWALL MEZZANE
7500 | HOSPITAL DR | 43016-8518 | Not Required by DOW | A08370REM | WATTS | 009QT | RP | 0.500 | 92779 | D-1 RM 1364 NW COLUMN LAB RM
7500 | HOSPITAL DR | 43016-8518 | Not Required by DOW | A08495 removed | WATTS | 009QT | RP | 0.500 | 92780 | D-1 ROOM 1364 SE COLUMN LAB RM
7500 | HOSPITAL DR | 43016-8518 | Removed | REM440026 | WATTS | 909M1QT | RP | 2.000 | 92781 | REMOVED-D-MECH ROOM 1540 SW UP HIGH
7500 | HOSPITAL DR | 43016-8518 | Not Required by DOW | A32943 | WATTS | 009M2QT | RP | 1.000 | 92782 | D-2 ROOM 2608 JC L&D
7500 | HOSPITAL DR | 43016-8518 | Not Required by DOW | 606339 | WATTS | 909QT | RP | 1.000 | 92783 | A-1 ROOM 1837 JC (ED)
7500 | HOSPITAL DR | 43016-8518 | Not Required by DOW | 429868 | WATTS | 909M1QT | RP | 1.250 | 92784 | A-1 ROOM 1837 JC (ED)
7500 | HOSPITAL DR | 43016-8518 | Replaced | REP122219 | WATTS | 909QT | RP | 1.000 | 92785 | REPLACED- D-1 ROOM 1303 CART WASH RM 1301
7500 | HOSPITAL DR | 43016-8518 | Replaced | REP180212 | WATTS | 909QTFDA | RP | 3.000 | 92786 | REPLACED- D-1 ROOM 1303 CART WASH RM 1301
7500 | HOSPITAL DR | 43016-8518 | Active | 1154341005 | AMES | 4000SS | RP | 4.000 | 93066 | HOT BOX AT E PIT IN PINE TREES -SE OF 7450 CHILDRENS BLDG E ENTRANCE
7500 | HOSPITAL DR | 43016-8518 | Active | 1342860522 | AMES | 4000SS | RP | 4.000 | 93189 | HOT BOX AT W PIT IN PINE TREES SW OF EMERGENCY RM W ENTRANCE
7500 | HOSPITAL DR | 43016-8518 | Active | 1437850705 | AMES | 3000SS | DCDA | 8.000 | 93190 | IN E PIT E ENTRANCE SE OF 7450 CHILDRENS BLDG
7500 | HOSPITAL DR | 43016-8518 | Active | 45021 | AMES | 2000B | DC | 0.750 | 93191 | IN E PIT E ENTRANCE SE OF 7450 CHILDRENS BLDG
7500 | HOSPITAL DR | 43016-8518 | Not Required by DOW | 08984 | WATTS | 919QT | RP | 1.500 | 96989 | 7450 -FIRE PUMP ROOM OF 7450 HOSPITAL DR
7500 | HOSPITAL DR | 43016-8518 | Not Required by DOW | 183270 | WATTS | 909QTFDA | RP | 3.000 | 96990 | 7450 - FIRE PUMP ROOM OF 7450 HOSPITAL DR
7500 | HOSPITAL DR | 43016-8518 | Not Required by DOW | 431749 | WATTS | 909M1QT | RP | 1.250 | 98997 | WATER FALL PUMP ROOM 1500
7500 | HOSPITAL DR | 43016-8518 | Not Required by DOW | 640046 | WATTS | 909HWQT | RP | 0.750 | 100319 | 1602 STORAGE RM
7500 | HOSPITAL DR | 43016-8518 | Not Required by DOW | 639162 | WATTS | 909HWQT | RP | 0.750 | 100320 | 1602 STORAGE RM
7500 | HOSPITAL DR | 43016-8518 | Not Required by DOW | T047553 | WILKINS | 720A | PVB | 0.750 | 101241 | ROOF GARDEN 2ND FL LT OF MAIN ENT SUGRY WAITNG GARDEN
7500 | HOSPITAL DR | 43016-8518 | Not Required by DOW | W392541 | WILKINS | 975XL | RP | 0.500 | 103681 | 7450 HOSPITAL DR-RM 370 DERMTOLGST UNDER COUNTR LAB RM
7500 | HOSPITAL DR | 43016-8518 | Not Required by DOW | 50984 | WATTS | 919QT | RP | 0.750 | 3607374 | STERILIZATION EQIP 2806 DECONTAMINATION
7500 | HOSPITAL DR | 43016-8518 | Not Required by DOW | PA2112 | WATTS | 957 | RP | 3.000 | 3611829 | D-1 ROOM 1303 CART WASH RM 1301
7500 | HOSPITAL DR | 43016-8518 | Not Required by DOW | PB1680 | WATTS | 957 | RP | 2.500 | 3611830 | D-1 ROOM 1303 CART WASH RM 1301
7500 | HOSPITAL DR | 43016-8518 | Not Required by DOW | 4334427 | WILKINS | 975XL | RP | 0.750 | 3622737 | SECOND FLOOR GARDEN AREA
7500 | HOSPITAL DR | 43016-8518 | LPS - Active |  |  |  | LST |  | 3629594 | FIRE PUMP - FIRE PUMP ROOM (7500 HOSPITAL DR)
7500 | HOSPITAL DR | 43016-8518 | Not Required by DOW | 16070 | WILKINS | 375AST | RP | 2.500 | 3638276 | NEW SPD AREA
7500 | HOSPITAL DR | 43016-8518 | Not Required by DOW | 623699 | WATTS | 909QT | RP | 1.000 | 3638560 | 2ND FLOOR SURGERY IN CEILING IN ROOM BEHIND OR 1
7500 | HOSPITAL DR | 43016-8518 | Not Required by DOW | 68203 | WATTS | LF919QT | RP | 1.000 | 3638561 | 2ND FLOOR SURGERY IN CEILING IN ROOM 2863
7500 | HOSPITAL DR | 43016-8518 | Not Required by DOW | UK-2208 | WATTS | 757 | DC | 3.000 | 3649448 | COMPLETE BUILDING
7500 | HOSPITAL DR | 43016-8518 | LPS - Active |  |  |  | LST |  | 3658377 | FIRE PUMP - FIRE PUMP ROOM (7450 HOSPITAL DR)
7625 | HOSPITAL DR | 43016-9649 | Active | LG-1641 | WATTS | 957 | RP | 4.000 | 101400 | SILVER HOT BOX AT PIT IN BUSHES AT SE ENTRANCE
7625 | HOSPITAL DR | 43016-9649 | Active | 114316 | WATTS | 774DCDA | DCDA | 6.000 | 101401 | IN PIT AT SE ENTRANCE IN BUSHES
7625 | HOSPITAL DR | 43016-9649 | Active | 18155 | WATTS | 007M1QT | DC | 0.750 | 101402 | PIT AT SE ENTRANCE IN BUSHES
7625 | HOSPITAL DR | 43016-9649 | Not Required by DOW | 19311 | WATTS | 919QT | RP | 2.000 | 101509 | MECH ROOM
7625 | HOSPITAL DR | 43016-9649 | Not Required by DOW | 19157 | WATTS | 919QT | RP | 2.000 | 101510 | ABOVE HWT IN MEC ROOM
2170 | HOWEY RD UNIT A | 43211-2040 | Inactive | W79044 | WILKINS | 575 | RP | 0.750 | 92999 | EQUIPMENT
2170 | HOWEY RD UNIT A | 43211-2040 | Inactive | 338851 | WATTS | 909M1QT | RP | 2.000 | 93023 | EQUIP RM
3001 | HOWLER LN | 43231 | Active | T348614 | WILKINS | 720A | PVB | 0.750 | 3646318 | LEFT SIDE OF HOUSE
3044 | HOWLER LN | 43231 | Active | CB828378 | WILKINS | 720A | PVB | 0.750 | 3646711
3108 | HOWLER LN | 43231 | Active | T327639 | WILKINS | 720A | PVB | 0.750 | 3639126 | RIGHT SIDE
2288 | HOXTON CT | 43220-4739 | Active | FE5614 | FEBCO | 765 | PVB | 1.000 | 87736 | RIGHT HAND SIDE
2291 | HOXTON CT | 43220-4739 | Active | 779633 | WILKINS | 720A | PVB | 0.750 | 57868 | OUTSIDE FRONT
4532 | HULL FARM LN | 43220 | Active | T291405 | WILKINS | 720A | PVB | 0.750 | 3632487 | FRONT OF THE HOUSE LEFT OF THE FRONT DOOR
4532 | HULL FARM LN | 43220 | NULL | [5 empty] | 3632504
4546 | HULL FARM LN | 43220 | Active | T206046 | WILKINS | 720A | PVB | 0.750 | 3608214 | RIGHT SIDE
4560 | HULL FARM LN | 43220 | Active | T272723 | WILKINS | 720A | PVB | 0.750 | 3621146
4574 | HULL FARM LN | 43220 | Active | CB209077 | WILKINS | 720A | PVB | 0.750 | 3618607 | RIGHT SIDE
4588 | HULL FARM LN | 43220 | Active | T232800 | WILKINS | 720A | PVB | 0.750 | 3615288 | RIGHT SIDE
4602 | HULL FARM LN | 43220 | Active | T231722 | WILKINS | 720A | PVB | 0.750 | 3615074 | Front
4607 | HULL FARM LN | 43220 | Active | CB153112 | WILKINS | 720A | PVB | 0.750 | 3611880
4616 | HULL FARM LN | 43220 | Active | T345585 | WILKINS | 720 | PVB | 0.750 | 3638176 | RIGHT SIDE
4621 | HULL FARM LN | 43220 | Active | CAA41004 | WILKINS | 720A | PVB | 0.750 | 3639037 | LEFT SIDE OF HOUSE
4635 | HULL FARM LN | 43220 | Active | 001429 | WATTS | 800M2QT | PVB | 1.000 | 3639502 | FRONT
4644 | HULL FARM LN | 43220 | Active | T311052 | WILKINS | 720A | PVB | 0.750 | 3635816 | FRONT OF HOUSE
4658 | HULL FARM LN | 43220 | Active | 78134 | WATTS | 919QT | RP | 0.750 | 3624726 | AT METER SET
4658 | HULL FARM LN | 43220 | Not Required by DOW | T385377 | WILKINS | 720A | PVB | 0.750 | 3650049 | AT METER SET
4672 | HULL FARM LN | 43220 | Active | T273051 | WILKINS | 720A | PVB | 0.750 | 3622764 | FRONT LEFT OF THE HOUSE NEAR THE GARAGE
1013 | HUNTER AVE | 43201-3425 | NULL | [5 empty] | 3448993
1106 | HUNTER AVE | 43201- | Active | 41521 | AMES | 4000SS | RP | 6.000 | 53827 | MAINTENANCE/PLUMBING SHOP 1106 HUNTER AVE
1106 | HUNTER AVE | 43201- | LPS - Due Install | [5 empty] | 3641142 | MAINTENANCE/PLUMBING SHOP 1106 HUNTER AVE
1160 | HUNTER AVE | 43201-3229 | Not required by DOW | 204683 | WILKINS | 975XL | RP | 1.000 | 54108 | FILTER ROOM ON 1ST FL. OFF LOBBY
1160 | HUNTER AVE | 43201-3229 | Active | QG-0036 | WATTS | 957 | RP | 3.000 | 3620075 | AT WATER METER
1486 | HUNTER AVE | 43201-2380 | Active | 188286 | WATTS | 009M2QT | RP | 1.000 | 55125 | NORTH END OF BASEMENT
4639 | HUNTING CREEK DR | 43123-3650 | Active | 371705 | WILKINS | 720A | PVB | 1.000 | 93581 | RIGHT SIDE OF HOUSE
4646 | HUNTING CREEK DR | 43123-3649 | Removed | 672189REM | WILKINS | 720A | PVB | 0.750 | 93582 | LEFT SIDE CORNER OF HOUSE
4646 | HUNTING CREEK DR | 43123-3649 | Active | 473026 | APOLLO/CONBRACO | 4020402 | RP | 0.750 | 103212 | BASEMENT
4678 | HUNTING CREEK DR | 43123-3649 | Active | 185525 | WILKINS | 720A | PVB | 0.750 | 91505 | RIGHT SIDE OF HOUSE
4748 | HUNTING CREEK DR | 43123-3647 | Active | 117412 | WILKINS | 420 | PVB | 1.000 | 64942 | RIGHT SIDE
4758 | HUNTING CREEK DR | 43123-3647 | Active | HB99278 | FEBCO | 765 | PVB | 0.750 | 95239 | RIGHT SIDE
7272 | HUNTINGTON PARK DR | 43235 | Active | 33708 | APOLLO/CONBRACO | 4020002 | RP | 3.000 | 71721 | W MECH ROOM
7272 | HUNTINGTON PARK DR | 43235 | Not Required by DOW | GF311 | APOLLO/CONBRACO | 4020802 | RP | 2.000 | 71722 | W MECH ROOM
7272 | HUNTINGTON PARK DR | 43235 | Not Required by DOW | 484748 | WATTS | 909QT | RP | 1.000 | 71723 | MECH ROOM
7272 | HUNTINGTON PARK DR | 43235 | Not Required by DOW | 484759 | WATTS | 909QT | RP | 1.000 | 71724 | MECH ROOM
7272 | HUNTINGTON PARK DR | 43235 | Active | N8420 | CONBRACO | 4020003 | RP | 3.000 | 71725 | MECH ROOM
7300 | HUNTINGTON PARK DR | 43235-5718 | Active | H01977 | FEBCO | 805Y | DC | 0.750 | 71726 | PIT
7300 | HUNTINGTON PARK DR | 43235-5718 | Active | 9810061310 | FEBCO | 856 | DCDA | 6.000 | 71727 | PIT
7300 | HUNTINGTON PARK DR | 43235-5718 | Removed | 187858REM | WATTS | 909HWQT | RP | 0.750 | 71768 | ***REMOVED** LAUNDRY ROOM
7300 | HUNTINGTON PARK DR | 43235-5718 | Not Required by DOW | 226409 | WATTS | 009 | RP | 0.750 | 71769 | 1ST FL LAUNDRY BEHIND WASHERS
7300 | HUNTINGTON PARK DR | 43235-5718 | Active | B25066 | WILKINS | 975 | RP | 4.000 | 71770 | MECH/RISER RM OFF/THRU LAUNDRY RM AT WATER RISER
7300 | HUNTINGTON PARK DR | 43235-5718 | Removed | 122275REM | WATTS | 009M2QT | RP | 1.000 | 71771 | SWIMMING POOL PUMP HOUSE
7300 | HUNTINGTON PARK DR | 43235-5718 | Not Required by DOW | 4430169 | WILKINS | 975XL | RP | 1.500 | 71773 | MECH/RISER ROOM THRU LAUNDRY AT WALL AT DEDUCT METER
7300 | HUNTINGTON PARK DR | 43235-5718 | Not Required by DOW | 19668 | WATTS | 009M3QT | RP | 0.750 | 3615200 | LAUNDRY ROOM BEHIND WASHRS
7400 | HUNTINGTON PARK DR | 43235-5617 | Active | 24289 | WATTS | 009M2QT | RP | 1.500 | 71914 | IN MECHANICAL ROOM ON S SIDE NEAR W END AT WATER METER
7400 | HUNTINGTON PARK DR | 43235-5617 | Active | 1885450110 | AMES | 3000SS | DCDA | 4.000 | 3618402 | METER ROOM SW CORNER OF BUILDING
7400 | HUNTINGTON PARK DR | 43235-5617 | Active | 75621 | AMES | 2000B | DC | 0.750 | 3618648 | SPRINKLER ROOM
7610 | HUNTINGTON PARK DR | 43235 | Active | OJ-1504 | WATTS | 957 | RP | 3.000 | 3613629 | METER ROOM, NORTH WEST GARAGE
7610 | HUNTINGTON PARK DR | 43235 | Active | 1157490115 | WATTS | 774 | DC | 6.000 | 3614989 | METER ROOM, NORTH WEST GARAGE
7610 | HUNTINGTON PARK DR | 43235 | Active | 23654 | WATTS | 007M1QT | DC | 0.750 | 3614990 | METER ROOM, NORTH WEST GARAGE
7610 | HUNTINGTON PARK DR | 43235 | Not required by DOW | 4142916 | WILKINS | 975XL | RP | 1.500 | 3614991 | METER ROOM, NORTH WEST GARAGE
7619 | HUNTINGTON PARK DR | 43235-5679 | Active | 4916469 | WILKINS | 975XL2 | RP | 2.000 | 72348 | NE MECH/ELECTRC/HWT ROOM OFF KITCHEN AT WATER METER
7619 | HUNTINGTON PARK DR | 43235-5679 | Active | 024809 | FEBCO | 805YB | DC | 0.750 | 72349 | NE MECH/RISER ROOM OFF KITCHEN
7619 | HUNTINGTON PARK DR | 43235-5679 | Active | 9709051224 | FEBCO | 876V | DCDA | 4.000 | 72350 | NE MECH/RISER ROOM OFF KITCHEN CAMRON MITCHELL
7619 | HUNTINGTON PARK DR | 43235-5679 | Removed | 586610REM | WILKINS | 720A | PVB | 1.000 | 3609464 | REMOVED-SW CORNER OF BUILDING
7651 | HUNTINGTON PARK DR | 43235 | Active | VL-0631 | AMES | COLT 300-GV | DCDA | 8.000 | 3653282
7651 | HUNTINGTON PARK DR | 43235 | Active | 68152 | AMES | 2000BM3 | DC | 0.750 | 3653283
7651 | HUNTINGTON PARK DR | 43235 | Active | WE-0262 | AMES | COLT 400 | RP | 4.000 | 3653284
6025 | HUNTLEY RD | 43229- | Active | 4349426 | WILKINS | 975XL2 | RP | 1.000 | 3432286 | BACK OF SERVICE BAY
6025 | HUNTLEY RD | 43229- | NULL | [5 empty] | 3449237
6035 | HUNTLEY RD | 43229-1001 | Active | W104489 | WILKINS | 975 | RP | 0.750 | 68761 | BASEMENT, SE CORNER
6121 | HUNTLEY RD | 43229-1003 | Replaced | 23634 | WATTS | 919AQT | RP | 2.000 | 69068 | REPLACED- IN GARAGE-WORKSHOP
6121 | HUNTLEY RD | 43229-1003 | Active | 798512 | WATTS | 800M4QT | PVB | 1.000 | 90797 | FRONT 20' S OF FRONT DOOR
6121 | HUNTLEY RD | 43229-1003 | Active | 23634 | WATTS | 919AQT | RP | 2.000 | 3351156 | WAY BACK OUT BLDG - GARAGE BLDG AT WATER TURN UP
6121 | HUNTLEY RD | 43229-1003 | Due Install |  |  |  | RP | 1.500 | 3650043 | BSMNT FRONT WALL AT WATER METER
6155 | HUNTLEY RD | 43229-1061 | Active | 113080 | WATTS | 009M2QT | RP | 2.000 | 69173 | METER ROOM BUILDING 6171-A
6155 | HUNTLEY RD | 43229-1061 | Removed | REM97014 | WATTS | 009M2QT | RP | 2.000 | 69174 | AT WATER METER PIT ON HUNTLEY NORTH OF SOUTH DRIVE
6155 | HUNTLEY RD | 43229-1061 | Active | 01270 | AMES | 2000B | DC | 1.500 | 103274 | 6185-E HUNTLEY RD - LEVEL 3 COMMUNICATIONS, BACK ROOM @ S WALL
6155 | HUNTLEY RD | 43229-1061 | Due Install |  |  |  | RP | 1.500 | 3639568
6155 | HUNTLEY RD | 43229-1061 | Active | 38646B | WILKINS | 350ASTDA | DCDA | 6.000 | 3641320
6155 | HUNTLEY RD | 43229-1061 | Active | HC79319 | WILKINS | 950XLD | DC | 0.750 | 3658961 | PIT
6200 | HUNTLEY RD | 43229-1006 | Active | A142042 | WILKINS | 375 | RP | 0.750 | 102571 | BASEMENT BUILDING A BY METER
6280 | HUNTLEY RD | 43229-1006 | Active | 32119A | APOLLO | RPLF4A | RP | 0.750 | 3449249 | IN SHOP AREA JUST OUTSIDE OFFICE BY MOP SINK AT WATER METER
6325 | HUNTLEY RD | 43229-1007 | Removed | 590576REM | WATTS | 909QT | RP | 1.000 | 69662 | REMOVED-A.A.D.C. NORTH WALL -- COOLING WATER FOR PRODUCTION EQUIP
6325 | HUNTLEY RD | 43229-1007 | Not Required by DOW | 126220 | WATTS | 909 | RP | 3.000 | 69663 | Q-PIT VACUUM PUMP -- COOLING WATER TO AIR COMPRESSERS
6325 | HUNTLEY RD | 43229-1007 | Not Required by DOW | 15300 | WATTS | 919AQT | RP | 2.000 | 69664 | A-257 MEZZ
6325 | HUNTLEY RD | 43229-1007 | Not Required by DOW | 136778 | WATTS | 909 | RP | 3.000 | 69665 | A-820-MEZ BY BOILER ROOM
6325 | HUNTLEY RD | 43229-1007 | Not Required by DOW | 143389 | WATTS | 909 | RP | 3.000 | 69666 | HYDROGEN FURNANCE ROOM AT NORTH WALL (OVERHEAD)
6325 | HUNTLEY RD | 43229-1007 | Replaced | REP146442 | WATTS | 909 | RP | 3.000 | 69667 | REPLACED- A 820 MECHANICAL ROOM --OVERHEAD
6325 | HUNTLEY RD | 43229-1007 | Not Required by DOW | 282891 | WATTS | 909M1QT | RP | 2.000 | 69668 | CHILLER ROOM MAIN LINE OVERHEAD
6325 | HUNTLEY RD | 43229-1007 | Not Required by DOW | 148341 | WATTS | 909 | RP | 3.000 | 69669 | COMPAX BUILDING ABOVE ASLE
6325 | HUNTLEY RD | 43229-1007 | Not Required by DOW | 155910 | WATTS | 909M1QT | RP | 2.000 | 69671 | WASTE TREATMENT BUILDING - OVERHEAD BY OFFICE
6325 | HUNTLEY RD | 43229-1007 | Not Required by DOW | 162516 | WATTS | 909 | RP | 3.000 | 69672 | ON THE WALL OF THE AISLE LEADING TO THE SPRAY DRYER ROOM
6325 | HUNTLEY RD | 43229-1007 | Not Required by DOW | 181327 | WATTS | 909 | RP | 4.000 | 69673 | TOP OF PENTHOUSE STAIRS
6325 | HUNTLEY RD | 43229-1007 | Not Required by DOW | 184809 | WATTS | 909 | RP | 4.000 | 69674 | AT TOP OF 501 MEZZAINE
6325 | HUNTLEY RD | 43229-1007 | Removed | 204693REM | WATTS | 909M1QT | RP | 2.000 | 69675 | REMOVED-A.A.D.C. SWARF ROOM -- WATER TO ROTARY SAW
6325 | HUNTLEY RD | 43229-1007 | Removed | 213792REM | WATTS | 909QT | RP | 1.000 | 69676 | REMOVED-COMPACT UPPER ROOF
6325 | HUNTLEY RD | 43229-1007 | Not Required by DOW | 255211 | WATTS | 909QT | RP | 1.000 | 69677 | ADDC LABSTRATAPAK #BP-1803 (OIL-WATER MIX ON MACHINERY)
6325 | HUNTLEY RD | 43229-1007 | Not Required by DOW | 256362 | WATTS | 909M1QT | RP | 2.000 | 69678 | CVDD BUILDING IN JANITOR CLOSET
6325 | HUNTLEY RD | 43229-1007 | Not Required by DOW | 264460 | WATTS | 909M1QT | RP | 1.500 | 69679 | DIAMOND REC. ROOM CEILING
6325 | HUNTLEY RD | 43229-1007 | Removed | REM275192 | WATTS | 909M1QT | RP | 1.500 | 69680 | WAREHOUSE ABOVE HUMIDITY ROOM-REMOVED FROM SERVICE
6325 | HUNTLEY RD | 43229-1007 | Not Required by DOW | 281347 | WATTS | 909M1QT | RP | 2.000 | 69681 | A-920 MECH ROOM ON SOUTH WALL
6325 | HUNTLEY RD | 43229-1007 | Removed | 281724REM | WATTS | 909M1QT | RP | 2.000 | 69682 | REMOVED-DIAMOND REC. ROOM --CEILING
6325 | HUNTLEY RD | 43229-1007 | Not Required by DOW | 283675 | WATTS | 909M1QT | RP | 1.500 | 69685 | ABOVE CEILING DIAMOND RECOVERY
6325 | HUNTLEY RD | 43229-1007 | Not Required by DOW | 283680 | WATTS | 909M1QT | RP | 1.500 | 69686 | DIAMOND RECOVERY ROOM CEILING
6325 | HUNTLEY RD | 43229-1007 | Not Required by DOW | 446837 | WATTS | 909HWM1QT | RP | 1.500 | 69687 | A-820 MECHANICAL ROOM
6325 | HUNTLEY RD | 43229-1007 | Not Required by DOW | 311439 | WATTS | 909M1QT | RP | 1.500 | 69688 | UNDER DECK MICRON SEDIMENTATION
6325 | HUNTLEY RD | 43229-1007 | Not Required by DOW | 370632 | WATTS | 909M1QT | RP | 1.500 | 69689 | FURNACE ROOM
6325 | HUNTLEY RD | 43229-1007 | Replaced | REP386405 | WATTS | 909QT | RP | 0.750 | 69690 | REPLACED- PRODUCTION EQUIPMENT (BP-0302)
6325 | HUNTLEY RD | 43229-1007 | Not Required by DOW | 395780 | WATTS | 909QT | RP | 0.750 | 69691 | DIAMOND REC CEILING
6325 | HUNTLEY RD | 43229-1007 | Removed | 405281REM | WATTS | 909QT | RP | 1.000 | 69693 | REMOVED-A-501 NORTH PRESS PIT
6325 | HUNTLEY RD | 43229-1007 | Removed | 405310REM | WATTS | 909QT | RP | 1.000 | 69694 | REMOVED-A-820 BOILER ROOM
6325 | HUNTLEY RD | 43229-1007 | Not Required by DOW | 405313 | WATTS | 909QT | RP | 1.000 | 69695 | A-820 BOILER ROOM
6325 | HUNTLEY RD | 43229-1007 | Removed | 409385REM | WATTS | 909QT | RP | 1.000 | 69696 | REMOVED-COMPAX BUILDING - EMD ROOM
6325 | HUNTLEY RD | 43229-1007 | Not Required by DOW | 409392 | WATTS | 909QT | RP | 1.000 | 69697 | 2ND FLOOR MECHANICAL ROOM ON EAST WALL (A820)
6325 | HUNTLEY RD | 43229-1007 | Not Required by DOW | 259706 | WATTS | 909M1QT | RP | 2.000 | 69698 | A-257 MEZZ AT R/O WATER SYSTEM
6325 | HUNTLEY RD | 43229-1007 | Not Required by DOW | 4123 | CONBRACO | 40204A2 | RP | 0.750 | 69699 | X-PRESS PIT BY TANKS (BP-0501)
6325 | HUNTLEY RD | 43229-1007 | Not Required by DOW | 438284 | WATTS | 909QT | RP | 1.000 | 69700 | PENTHOUSE #1 PROCESS MAKE-UP WATER
6325 | HUNTLEY RD | 43229-1007 | Not Required by DOW | 01784 | FEBCO | LF860 | RP | 0.750 | 69701 | Q-PIT SOUTH WALL BY VACUUM PUMPS
6325 | HUNTLEY RD | 43229-1007 | Not Required by DOW | 500638 | WATTS | 909QT | RP | 1.000 | 69702 | BORAZON PREP ROOM
6325 | HUNTLEY RD | 43229-1007 | Not Required by DOW | 517498 | WATTS | 909QT | RP | 1.000 | 69703 | CELL V DECK
6325 | HUNTLEY RD | 43229-1007 | Not Required by DOW | 519122 | WATTS | 909QT | RP | 0.750 | 69704 | CCM MECH MEZZ DECK
6325 | HUNTLEY RD | 43229-1007 | Not Required by DOW | 34335 | WATTS | 909HWQT | RP | 1.000 | 69705 | 2ND FLOOR
6325 | HUNTLEY RD | 43229-1007 | Active | 623183 | WATTS | 909-M1 | RP | 8.000 | 69707 | BASEMENT NE WALL ROOM 181
6325 | HUNTLEY RD | 43229-1007 | Active | 623184 | WATTS | 909-M1 | RP | 8.000 | 69708 | BASEMENT NE WALL ROOM #181
6325 | HUNTLEY RD | 43229-1007 | Not Required by DOW | 01819 | FEBCO | LF860 | RP | 0.750 | 69709 | COOLING WATER TO HYDRICLIC PRESSES---PIT
6325 | HUNTLEY RD | 43229-1007 | Not Required by DOW | 84801 | WATTS | 909M1QT | RP | 1.500 | 69710 | OVERHEAD - PENTHOUSE BOILER ROOM
6325 | HUNTLEY RD | 43229-1007 | Not Required by DOW | 85021 | WATTS | 909M1QT | RP | 1.500 | 69711 | BOILER ROOM A-820 MEZZANINE
6325 | HUNTLEY RD | 43229-1007 | Not Required by DOW | 85066 | WATTS | 909M1QT | RP | 1.500 | 69712 | A-257 MEZZAINE ABOVE D.I. WATER
6325 | HUNTLEY RD | 43229-1007 | Not Required by DOW | 400396 | WATTS | 909M1QT | RP | 1.500 | 90893 | SOUTH EAST CORNER OF MESH ENG LAB
6325 | HUNTLEY RD | 43229-1007 | Not Required by DOW | 414713 | WATTS | 909M1QT | RP | 1.500 | 90915 | NORTH WALL OF COMPAX SUPPORT
6325 | HUNTLEY RD | 43229-1007 | Not Required by DOW | 175417 | WATTS | 909 | RP | 3.000 | 90917 | A-257 BEHIND HEIL SRUBBERS
6325 | HUNTLEY RD | 43229-1007 | Not Required by DOW | 04885 | WATTS | 919 | RP | 0.500 | 103574 | CCM MACHINING
6325 | HUNTLEY RD | 43229-1007 | Not Required by DOW | ML1282 | WATTS | 909 | RP | 3.000 | 3608056 | A 820 MECHANICAL ROOM --OVERHEAD
6325 | HUNTLEY RD | 43229-1007 | Not Required by DOW | 015718 | WATTS | 909QT | RP | 0.750 | 3610010 | ISO PRESSES, IN ISO PRESS ROOM
6325 | HUNTLEY RD | 43229-1007 | LPS - Active |  |  |  | LPC |  | 3626540 | DOMESTIC PUMP - BASEMENT
6325 | HUNTLEY RD | 43229-1007 | LPS - Due Install |  |  |  | LPC |  | 3640753 | LOW PRESSURE SUSTAINING DEVICE FOR BOOSTER PUMP
6325 | HUNTLEY RD | 43229-1007 | Not Required by DOW | 015718 | WATTS | 909QT | RP | 0.750 | 3640754 | ISO PRESSES, IN ISO PRESS ROOM
6325 | HUNTLEY RD | 43229-1007 | Not Required by DOW | 009445 | WATTS | 009M1QT | RP | 1.000 | 3640755
6520 | HUNTLEY RD | 43229-1012 | Active | ABW9247 | WILKINS | 975XL2 | RP | 0.750 | 3449257
6540 | HUNTLEY RD | 43229-1087 | Due Install |  |  |  | RP |  | 3449259
6575 | HUNTLEY RD | 43229-1039 | Active | XC-0145 | AMES | COLT 400 | RP | 8.000 | 3449260 | HOT BOX SE CORNER PROPERTY
6589 | HUNTLEY RD | 43229-1011 | Due Install |  |  |  | RP | 0.750 | 3449262
6600 | HUNTLEY RD | 43229-1048 | Active | 145356 | WATTS | 909 | RP | 3.000 | 70339 | MECHANICAL ROOM #133
6600 | HUNTLEY RD | 43229-1048 | Active | 3LM1268 | AMES | 3000SS | DCDA | 6.000 | 70341 | WTR MTR RM W. WALL--MECHANICAL RM #133
6600 | HUNTLEY RD | 43229-1048 | Active | 34592 | WATTS | 007 | DC | 0.750 | 70342 | WATER METER ROOM WEST WALL
6600 | HUNTLEY RD | 43229-1048 | Not Required by DOW | 561754 | RAINBIRD | 100R | PVB | 0.750 | 70345 | BY GAS METER
6600 | HUNTLEY RD | 43229-1048 | Not Required by DOW | 2862300 | WILKINS | 975XL | RP | 0.750 | 70346 | SOUTHEND OF BLDG
6600 | HUNTLEY RD | 43229-1048 | Removed | 62773REM | WATTS | 919AQT | RP | 0.750 | 100052 | REMOVED-CENTER EAST OF BUILDING - WATER COOLED MACHINE
6600 | HUNTLEY RD | 43229-1048 | Not Required by DOW | 34508 | WATTS | 919 | RP | 0.750 | 100586 | NEXT TO DOOR ON EAST WALL
6600 | HUNTLEY RD | 43229-1048 | LPS - Active |  |  |  | LPC |  | 3632655 | DOMESTIC PUMP - LOW PRESSURE SUSTAINING DEVICE FOR BOOSTER PUMP
6601 | HUNTLEY RD | 43229-1036 | Active | 954785 | WILKINS | 975XLBMS | RP | 2.000 | 70360 | SOUTHEND AT FIRE SPRINKLER RAISER
6601 | HUNTLEY RD | 43229-1036 | Active | 23751A | WILKINS | 350 | DC | 4.000 | 3633188 | SOUTHEND AT FIRE SPRINKLER RAISER
6660 | HUNTLEY RD | 43229-1014 | Inactive | 33337 | WILKINS | 350 | DC | 6.000 | 98425 | SOUTH WALL
6660 | HUNTLEY RD | 43229-1014 | Inactive | 3230877 | WILKINS | 975XL | RP | 2.000 | 98426 | SOUTH WALL
6670 | HUNTLEY RD | 43229 | Active | HC69328 | WILKINS | 950XLD | DC | 0.750 | 3656160 | FIRE PUMP ROOM N/W IN REAR
6670 | HUNTLEY RD | 43229 | Active | 33579B | WILKINS | 350AST | DCDA | 6.000 | 3656161 | FIRE PUMP ROOM
6670 | HUNTLEY RD | 43229 | Active | 230913 | WATTS | LF009M2QT | RP | 2.000 | 3657963 | FIRE PUMP ROOM
6670 | HUNTLEY RD | 43229 | LPS - Active |  |  |  | LST |  | 3657964 | FIRE PUMP - METER ROOM
6700 | HUNTLEY RD | 43229-1016 | Removed | 468637REM | WATTS | 909QT | RP | 1.000 | 70511 | USE 6/3/15 CAG. REMOVED-BOILER ROOM OFF FAN ROOM
6700 | HUNTLEY RD | 43229-1016 | Removed | 476278REM | WATTS | 909QT | RP | 1.000 | 70512 | REMOVED-BOILER ROOM OFF OF FAN ROOM
6700 | HUNTLEY RD | 43229-1016 | Removed | 96740REM | WILKINS | 975 | RP | 1.000 | 70514 | REMOVED-CLASSROOM #5 IN CEILING ABOVE CLASS ROOM DOOR
6700 | HUNTLEY RD | 43229-1016 | Active | 4609850 | WILKINS | 975XL | RP | 1.500 | 3633418 | METER CLOSET FRONT OF BUILDING
6740 | HUNTLEY RD | 43229-1064 | Due Install |  |  |  | RP | 1.500 | 3449265
6767 | HUNTLEY RD | 43229-1029 | Active | 1307010103 | AMES | 2000SS | DC | 8.000 | 70615 | EAST SIDE INSIDE FIRE PUMP ROOM
6767 | HUNTLEY RD | 43229-1029 | Active | 172256 | WATTS | 009M2QT | RP | 2.000 | 70617 | PUMP RM ON LT - 8' HIGH
6767 | HUNTLEY RD | 43229-1029 | LPS - Active |  |  |  | LPC |  | 3635392 | DOMESTIC PUMP - PUMP RM
6800 | HUNTLEY RD | 43229- | Active | 06976 | WATTS | LF919QT | RP | 0.750 | 3449266 | NEW LAB AREA SOUTH WALL
6800 | HUNTLEY RD | 43229- | Due Install |  |  |  | RP | 1.500 | 3636341
6999 | HUNTLEY RD | 43229-1030 | Active | ACI9607 | WILKINS | 975-XL2 | RP | 1.500 | 3449267 | OUTSIDE DOOR ENTRY CODE 135
6999 | HUNTLEY RD | 43229-1030 | Active | 11019560022 | AMES | 3000SS | DCDA | 8.000 | 3650992 | FIRE PUMP ROOM
6999 | HUNTLEY RD | 43229-1030 | Active | 85023 | AMES | 2000B | DC | 0.750 | 3653059 | FIRE PUMP ROOM
7000 | HUNTLEY RD | 43229-1022 | Active | 4147019 | WILKINS | 975XL2 | RP | 1.000 | 3449268 | WATER IONIZATION SYS, S WALL OF LOADING DOCKS
7000 | HUNTLEY RD | 43229-1022 | Active | 5093483 | WILKINS | 975XL2 | RP | 1.000 | 3638460
7020 | HUNTLEY RD | 43229-1050 | Active | 4182720 | WILKINS | 975XL | RP | 1.000 | 3449269 | WEST OUTSIDE WALL BEHIND STAINLESS TANK - UNIT A
7029 | HUNTLEY RD | 43229-1099 | Active | 11019450322 | AMES | 3000SS | DCDA | 8.000 | 3449270 | FIRE PUMP ROOM
7029 | HUNTLEY RD | 43229-1099 | Active | 86373 | AMES | 2000B | DC | 0.750 | 3653086 | FIRE PUMP ROOM
7029 | HUNTLEY RD | 43229-1099 | Active | ACJ0382 | WILKINS | 975-XL2 | RP | 2.000 | 3653099
7059 | HUNTLEY RD | 43229-1055 | Active | 198589 | WATTS | LF009M3QT | RP | 0.750 | 3449272 | DEVISE IN 7057 HUNTLEY WOMENS BA THROOM UNDER SINK BY METER
7063 | HUNTLEY RD | 43229-1055 | Active | 432624 | WATTS | LF009M3QT | RP | 0.750 | 3449274 | AT METER 7063 IN WAREHOUSE S/E WALL
7067 | HUNTLEY RD | 43229-1058 | Active | 198588 | WATTS | LF009M3QT | RP | 0.750 | 3449275 | AT METER IN WAREHOUSE 7065 HUNTLEY RD
7079 | HUNTLEY RD | 43229-1058 | Active | 104770 | WATTS | 009QT | RP | 0.750 | 71378 | NE OFFICE OF 7079 SIDE NE CORNER IN BOX
7085 | HUNTLEY RD | 43229-1058 | Active | 322067 | WATTS | LF009M3QT | RP | 0.750 | 71388 | SE METER CLOSET 7085 SIDE AT WATER METER
7100 | HUNTLEY RD | 43229-1076 | Active | 117551 | FEBCO | 765 | PVB | 1.000 | 71414 | MID S MECH/RISER ROOM AT DEDUCT METER
7100 | HUNTLEY RD | 43229-1076 | Due Install |  |  |  | RP | 1.500 | 3636280 | MID S MECH/RISER ROOM AT WATER METER
7100 | HUNTLEY RD | 43229-1076 | Due Install |  |  |  | DCDA | 8.000 | 3636281 | MID S MECH/RISER AREA
6400 | HUNTLEY RD _ A | 43229-1043 | Active | 198905 | WATTS | 009M2QT | RP | 2.000 | 69872 | METER ROOM #114 SW CORNER OF BUILDING
6150 | HUNTLEY RD UNIT A | 43229 | Active | 4309496 | WILKINS | 975XL2 | RP | 1.000 | 3619777 | WEST WALL @ WATER METER
6150 | HUNTLEY RD UNIT B | 43229-1000 | Active | W010569 | WILKINS | 975XL | RP | 1.500 | 69149 | MECH ROOM NEXT TO METER
6150 | HUNTLEY RD UNIT B | 43229-1000 | Active | 1214030702 | AMES | 3000SS | DCDA | 6.000 | 69150 | FIRE SPRINKLER SYSTEM
6150 | HUNTLEY RD UNIT B | 43229-1000 | Active | 54113 | WATTS | 007M1QT | DC | 0.750 | 69151 | WEST METER PIT
4311 | HUNTWICKE CT | 43026-8260 | Active | W034645 | WILKINS | 720A | PVB | 0.750 | 63656 | OUTSIDE
4334 | HUNTWICKE CT | 43026-8260 | Active | 673128 | WILKINS | 720A | PVB | 0.750 | 63712 | OUTSIDE
4339 | HUNTWICKE CT | 43026-8260 | Active | H205698 | FEBCO | 765 | PVB | 0.750 | 63723 | LEFT SIDE OF HOUSE
4351 | HUNTWICKE CT | 43026-8260 | Active | H733447 | FEBCO | 765 | PVB | 0.750 | 103685 | LEFT SIDE OF HOUSE
4356 | HUNTWICKE CT | 43026-8260 | Active | T361540 | WILKINS | 720A | PVB | 0.750 | 63799 | RIGHT FRONT
4368 | HUNTWICKE CT | 43026-8260 | Active | 587227 | WILKINS | 720A | PVB | 0.750 | 63826 | Right Side of House
4376 | HUNTWICKE CT | 43026-8260 | Active | 158667 | WILKINS | 720A | PVB | 0.750 | 63838 | OUTSIDE RIGHT SIDE OF HOUSE
4382 | HUNTWICKE CT | 43026-8260 | Active | T417906 | WILKINS | 720A | PVB | 0.750 | 63851 | LEFT CENTER
4415 | HUNTWICKE DR | 43026-8567 | Active | 531705 | WILKINS | 720A | PVB | 0.750 | 63971 | OUTSIDE
4523 | HUNTWICKE DR | 43026-8568 | Active | H022069 | FEBCO | 765 | PVB | 0.750 | 103539 | LEFT SIDE OF HOUSE
4546 | HUNTWICKE DR | 43026-8568 | Active | H580567 | FEBCO | 765 | PVB | 0.750 | 98928 | LEFT FRONT
4595 | HUNTWICKE DR | 43026-7946 | Active | hd60179 | FEBCO | 765 | PVB | 1.000 | 91817 | LEFT SIDE AT HOUSE
4609 | HUNTWICKE DR | 43026-7949 | Active | Z4095 | FEBCO | 765 | PVB | 0.750 | 64556 | RIGHT SIDE OF HOUSE
4652 | HUNTWICKE DR | 43026-7954 | Active | CB029263 | WILKINS | 720A | PVB | 0.750 | 102980 | RIGHT SIDE OF HOUSE
4655 | HUNTWICKE DR | 43026-7950 | Active | CB636528 | WILKINS | 720A | PVB | 0.750 | 3449357 | LEFT FRONT
4658 | HUNTWICKE DR | 43026-7954 | Active | CB029568 | WILKINS | 720A | PVB | 0.750 | 102979 | RIGHT SIDE OF HOUSE
4677 | HUNTWICKE DR | 43026-7950 | Active | H379847 | FEBCO | 765 | PVB | 0.750 | 89469 | LEFT SIDE OF HOUSE
55 | HUTCHINSON AVE | 43235-1413 | Inactive | IW430REM | CONBRACO | 40208A4 | RP | 2.000 | 67018 | MECHANICAL ROOM
55 | HUTCHINSON AVE | 43235-1413 | Active | L122628 | WILKINS | 375 | RP | 3.000 | 3638930 | IN MECH ROOM AT METER
55 | HUTCHINSON AVE | 43235-1413 | Active | 181532 | AMES | 2000SS | DC | 6.000 | 3638931
55 | HUTCHINSON AVE | 43235-1413 | Not Required by DOW | B303313 | WILKINS | 375 | RP | 1.000 | 3641219 | IN POOL PUMP ROOM
10 | HUTCHINSON AVE | 43235-1414 | Removed | 131025REM | WILKINS | 975 | RP | 2.000 | 53525 | EAST SIDE OF BLDG IN MECHANCIAL ROOM REMOVED
100 | HUTCHINSON AVE | 43235-1414 | Removed | 203589REM | WATTS | 009QT | RP | 0.500 | 53526 | WALL NEXT TO ICE MACHINE REMOVED
100 | HUTCHINSON AVE | 43235-1414 | Removed | 0303200401REM | FEBCO | 876 | DCDA | 4.000 | 53529 | MECH ROOM REMOVED
100 | HUTCHINSON AVE | 43235-1414 | Removed | 203641REM | WATTS | 009PCQT | RP | 0.500 | 53530 | WALL NEXT TO ICE MACHINES REMOVED
100 | HUTCHINSON AVE | 43235-1414 | Removed | 94286REM | WATTS | 800QT | PVB | 1.000 | 53531 | MECH ROOM - IN EAST KITCHEN AREA REMOVED
100 | HUTCHINSON AVE | 43235-1414 | Removed | H000269REM | FEBCO | 805YR | DC | 0.750 | 88778 | MECH RM BY MTR REMOVED
100 | HUTCHINSON AVE | 43235-1414 | Removed | 3217144REM | WILKINS | 975XL | RP | 0.750 | 98686 | IN CLOSET BEHIND PIANO BAR REMOVED
100 | HUTCHINSON AVE | 43235-1414 | Removed | 1000038REM | WILKINS | 720A | PVB | 0.750 | 98687 | IN CLOSET BEHIND PIANO BAR REMOVED
115 | HUTCHINSON AVE | 43235-1413 | Due Install |  |  |  | RP | 3.000 | 3449561
115 | HUTCHINSON AVE | 43235-1413 | Due Install |  |  |  | DCDA | 6.000 | 3635936
115 | HUTCHINSON AVE | 43235-1413 | LPS - Active |  |  |  | LST |  | 3635937
158 | HUTCHINSON AVE | 43235-6490 | Active | 120923 | WATTS | 009M2QT | RP | 2.000 | 55452 | MECHANICAL ROOM
158 | HUTCHINSON AVE | 43235-6490 | Not Required by DOW | 27763 | WATTS | LF919QT | RP | 1.500 | 55453 | SE CORNER OF BUILDING INSIDE MECH ROOM
158 | HUTCHINSON AVE | 43235-6490 | Active | 3D00603 | AMES | 3000SS | DCDA | 4.000 | 55454 | OUTSIDE MECH ROOM BACK OF BUILDING
158 | HUTCHINSON AVE | 43235-6490 | Active | 08801 | AMES | 2000B | DC | 0.750 | 55455 | IN SPRINKLER ROOM SOUTHEAST CORNER OF BUILDING
158 | HUTCHINSON AVE | 43235-6490 | Not Required by DOW | 3191775 | WILKINS | 975XL | RP | 1.500 | 55458 | SUITE 130 IN CEILING ABOVE NORTH WALK IN COOLER
175 | HUTCHINSON AVE | 43235-1413 | Not Required by DOW | 96517 | Febco | 765 | PVB | 1.500 | 56015 | OUTSIDE BACK OF BUILDING BY FIRE PUMP ROOM
175 | HUTCHINSON AVE | 43235-1413 | LPS - Active |  |  |  | LST |  | 3635301 | FIRE PUMP
175 | HUTCHINSON AVE | 43235-1413 | Active | 17974C | WILKINS | 375AST | RP | 6.000 | 3641032 | IN MAINT ROOM AT BACK OF BUILDING
200 | HUTCHINSON AVE | 43235-4687 | Active | 114910 | WATTS | 009M1QT | RP | 2.000 | 56943 | EQUIPMENT ROOM WEST END OF BUILDING
200 | HUTCHINSON AVE | 43235-4687 | Active | 123114 | WATTS | 007M2QT | DC | 0.750 | 56944 | PIT SOUTH OF BLDG
200 | HUTCHINSON AVE | 43235-4687 | Active | 311659 | AMES | 3000SS | DCDA | 6.000 | 56945 | PIT SOUTH OF BLDG
201 | HUTCHINSON AVE | 43235- | Active | 11056 | WATTS | 009QT | RP | 1.000 | 54764 | BOILER RM JUST INSIDE BOILER RM DOOR TO THE LEFT--201 HUTCHINSON
201 | HUTCHINSON AVE | 43235- | Active | 164325 | WILKINS | 975 | RP | 2.000 | 54765 | DIRECTLY NEXT TO METER
201 | HUTCHINSON AVE | 43235- | Active | 227769A | WATTS | 909 | RP | 4.000 | 54766 | AFTER METER--(201 HUTCHINSON AVE)
201 | HUTCHINSON AVE | 43235- | Active | 193603 | WATTS | 909PCM1QT | RP | 1.250 | 54767 | LAUNDRY RM OUTSIDE HOSE BIBB BY OUTSIDE POOL--201 HUTCHINSON
201 | HUTCHINSON AVE | 43235- | Active | 3165677 | WILKINS | 975XL2 | RP | 1.000 | 54768 | BOILER ROOM NE WALL--@ 201 HUTCHINSON
201 | HUTCHINSON AVE | 43235- | Removed | 273547REM | WATTS | 909QT | RP | 1.000 | 54769 | POOL PUMP ROOM--DEVICE LOCATED AT 201 HUTCHINSON
201 | HUTCHINSON AVE | 43235- | Active | 395001 | WATTS | 009M2QT | RP | 1.000 | 54770 | POOL PUMP ROOM--DEVICE LOCATED AT 201 HUTCHINSON
201 | HUTCHINSON AVE | 43235- | Active | 261392 | WATTS | LF009M2QT | RP | 1.000 | 54771 | POOL PUMP ROOM--DEVICE LOCATED AT 201 HUTCHINSON
201 | HUTCHINSON AVE | 43235- | LPS - Active |  |  |  | LPC |  | 3636784 | DOMESTIC PUMP - AT DOMESTIC METER
201 | HUTCHINSON AVE | 43235- | LPS - Active |  |  |  | LST |  | 3636785 | FIRE PUMP - AT FIRE RISER IN BOILER ROOM
201 | HUTCHINSON AVE | 43235- | Due Install |  |  |  | DCDA |  | 3636786 | PIT S/W SIDE OF BLDG BY LOADING DOCK
201 | HUTCHINSON AVE | 43235- | Due Install |  |  |  | RP |  | 3636790 | MECH ROOM
330 | HUTCHINSON AVE | 43203 | Active | 1818251013 | AMES | 3000SS | DCDA | 6.000 | 3604424 | METER ROOM W END OF RENTAL OFFICE/POOL HSE -OUTSIDE DOOR
330 | HUTCHINSON AVE | 43203 | Active | XI-2592 | AMES | COLT 400 | RP | 3.000 | 3605598 | METER ROOM W END RENTAL/POOL HSE AT WATER METER OUTSIDE DOOR
330 | HUTCHINSON AVE | 43203 | Active | 21543 | WATTS | 007M1QT | DC | 0.750 | 3605599 | METER ROOM W END OF RENTAL/POOL HSE OUTSIDE DOOR
330 | HUTCHINSON AVE | 43203 | Not Required by DOW | aba10786 | WILKINS | 975XL2 | RP | 0.750 | 3605600 | SOUTH/MIDDLE FRONT OF POOL HOUSE
375 | HUTCHINSON AVE | 43235 | Active | 1817981013 | AMES | 3000SS | DCDA | 6.000 | 3607866 | METER PIT BY THE ROAD WOODSPRING
375 | HUTCHINSON AVE | 43235 | Not Required by DOW | W402002 | WILKINS | 975XL2 | RP | 0.500 | 3613408 | LAUNDRY ROOM
375 | HUTCHINSON AVE | 43235 | Active | 21552 | WATTS | 007M1QT | DC | 0.750 | 3613409 | METER PIT BY THE ROAD
375 | HUTCHINSON AVE | 43235 | Active | X30977 | WILKINS | 375A | RP | 3.000 | 3613410 | RISER ROOM -WOODSPRING
397 | HUTCHINSON AVE | 43235 | Active | KD-3115 | WATTS | 957 | RP | 3.000 | 100204 | END OF GARAGE #327 METER ROOM
397 | HUTCHINSON AVE | 43235 | Active | 1133621009 | WATTS | 774 | DC | 6.000 | 100257 | METER ROOM
397 | HUTCHINSON AVE | 43235 | Active | 14230 | WATTS | 007M1QT | DC | 0.750 | 100258 | 397 HUTCHINSON METER ROOM
397 | HUTCHINSON AVE | 43235 | Not Required by DOW | 4075325 | WILKINS | 975XL | RP | 0.750 | 100259 | SOUTH END OF BUILDING @ 397 HUTCHINSON
445 | HUTCHINSON AVE | 43235-5677 | Active | 148590 | WATTS | 909M1QT | RP | 2.000 | 64048 | NW CORNER PARKING GARAGE MECHANICAL ROOM
445 | HUTCHINSON AVE | 43235-5677 | Active | 156387 | WATTS | 909M1QT | RP | 1.500 | 64049 | GARAGE NE SIDE MECHANICAL ROOM
445 | HUTCHINSON AVE | 43235-5677 | Active | 026787 | WATTS | 909M1QT | RP | 2.000 | 98408 | 9TH FLOOR PH
445 | HUTCHINSON AVE | 43235-5677 | Due Install |  |  |  | RP | 4.000 | 3632507 | MECH ROOM IN GARAGE AT WATER METER
445 | HUTCHINSON AVE | 43235-5677 | Due Install |  |  |  | DCDA | 6.000 | 3632508 | IN PIT W OF ENTRANCE
445 | HUTCHINSON AVE | 43235-5677 | LPS - Active |  |  |  | LPC |  | 3632509 | DOMESTIC PUMP -
445 | HUTCHINSON AVE | 43235-5677 | LPS - Active |  |  |  | LST |  | 3632510 | FIRE BOOSTER PUMP - PUMP ROOM
619 | HUTCHINSON ST | 43085-2800 | Active | 98053 | WATTS | 009QT | RP | 0.750 | 69322 | BASEMENT AT METER
6239 | HUTCHINSON ST | 43085-2897 | Active | 432231 | WILKINS | 975 | RP | 0.750 | 69445 | BASEMENT AT METER
1425 | HUY RD | 43224-3529 | Removed | 2947295REM | WILKINS | 975XL | RP | 1.250 | 54989 | BOILER ROOM-Medina Middle School
1425 | HUY RD | 43224-3529 | In Review |  |  |  | RP |  | 3636802
1545 | HUY RD | 43224-3531 | Active | 2862344 | WILKINS | 975XLBMS | RP | 1.000 | 96794 | SW SIDE OF BOILER ROOM Huy E.S.
1545 | HUY RD | 43224-3531 | Active | 2862321 | WILKINS | 975XLBMS | RP | 1.000 | 96795 | S SIDE OF BOILER ROOM Huy E.S.
1545 | HUY RD | 43224-3531 | Active | 10329 | WILKINS | 375ADA | RPDA | 4.000 | 96796 | W SIDE OF BOILER ROOM Huy E.S.
1545 | HUY RD | 43224-3531 | Active | W352175 | WILKINS | 975XL | RP | 0.500 | 97032 | ROOM 214A CUSTODIAL CLOSET Huy E.S.
1545 | HUY RD | 43224-3531 | Active | 168680 | AMES | 3000SS | DCDA | 6.000 | 97053 | 1ST FLOOR MECH ROOM - Huy E. S.
1545 | HUY RD | 43224-3531 | Active | 14320 | WATTS | 007M1QT | DC | 0.750 | 97054 | 1ST FLOOR MECH ROOM - Huy E. S.
5486 | HYDE PARK DR | 43026-8581 | Active | T361213 | WILKINS | 720A | PVB | 0.750 | 66983 | RIGHT FRONT
5492 | HYDE PARK DR | 43026-8581 | Active | 185303 | WILKINS | 720A | PVB | 0.750 | 93587 | LEFT SIDE OF HOUSE
5495 | HYDE PARK DR | 43026-8582 | Active | 811940 | WILKINS | 720A | PVB | 0.750 | 67002 | RT FRT CORNER
5498 | HYDE PARK DR | 43026-8583 | Active | T363439 | Wilkins | 720A | PVB | 0.750 | 67005 | RIGHT SIDE OF HOUSE
7750 | HYLAND CROY RD | 43016- | Active | W187039 | WILKINS | 975A | RP | 1.000 | 72703 | LANDSCAPE FEATURE SOUTH OF 2ND HYDRANT SOUTH OF TULLYMORE
7756 | HYLAND CROY RD | 43016 | Active | W186906 | WILKINS | 975 | RP | 1.000 | 72714 | SOUTH OF TULLYMORE IN LANDSCAPE
7770 | HYLAND CROY RD | 43016 | Active | W187028 | WILKINS | 975 | RP | 1.000 | 72770 | NORTH OF TULLYMORE IN LANDSCAPE 50 YARDS
7780 | HYLAND CROY RD | 43016- | Active | W187033 | WILKINS | 975 | RP | 1.000 | 72792 | FORD BOX 200 YARDS WEST OF TULLYMORE DRIVE
7825 | HYLAND CROY RD | 43064 | Active | 235050 | WATTS | LF009M2QT | RP | 2.000 | 3657962
8300 | HYLAND CROY RD | 43016-7016 | Replaced | REP108513 | AMES | 4000CIV | RP | 4.000 | 73683 | REPLACED- BY METER PIT IN
8300 | HYLAND CROY RD | 43016-7016 | Active | 1240431102 | AMES | 3000SS | DCDA | 6.000 | 73684 | IN METER PIT
8300 | HYLAND CROY RD | 43016-7016 | Active | 167423 | WATTS | 909 | RP | 3.000 | 73685 | MECH ROOM, VISITORS CONCESSION
8300 | HYLAND CROY RD | 43016-7016 | Active | 168406 | WATTS | 909 | RP | 3.000 | 73686 | OUTSIDE
8300 | HYLAND CROY RD | 43016-7016 | Active | 200900 | WATTS | 909 | RP | 4.000 | 73687 | MECHANICAL RM NEXT TO DOMESTIC WTR BOOSTER
8300 | HYLAND CROY RD | 43016-7016 | Active | 55683 | WATTS | 007M1PCQT | DC | 0.750 | 73688 | METER PIT
8300 | HYLAND CROY RD | 43016-7016 | Active | 88873 | WATTS | 009M1PCQT | RP | 1.500 | 73689 | MECHANICAL RM NEXT TO CHILLERS
8300 | HYLAND CROY RD | 43016-7016 | Active | 55568 | WATTS | 009M2PCQT | RP | 0.750 | 92213 | MECH ROOM E113 BETWEEN PUMPS & HOT WATER TANKS OVERHEAD
8300 | HYLAND CROY RD | 43016-7016 | Active | 17076 | WATTS | 800MQT | PVB | 0.500 | 92215 | MECH ROOM
8300 | HYLAND CROY RD | 43016-7016 | Active | 280070414 | AMES | 4000SS | RP | 4.000 | 3611319 | HOT BOX BY METER PIT
9800 | HYLAND CROY RD | 43017- | Active | 176427 | WATTS | 909QTFDA | RP | 3.000 | 89366 | MECH.ROOM NUMBER B 117 AT WATER RISER
9800 | HYLAND CROY RD | 43017- | Active | 1431310605 | AMES | 3000SS | DCDA | 6.000 | 89367 | IN PIT N OF SCHOOL W OF MAIN ENTRANCE-7175 GLACIER RIDGE RD
9800 | HYLAND CROY RD | 43017- | Active | 65416 | WATTS | 007M1PCQT | DC | 0.750 | 89368 | IN PIT NORTH OF SCHOOL
9800 | HYLAND CROY RD | 43017- | Not Required by DOW | 229092 | WATTS | 009M3QT | RP | 0.750 | 89369 | MECH.RM.NUMBER B 117
9801 | HYLAND CROY RD | 43064-9454 | Not Required by DOW | 1659742 | WILKINS | 975XLBMS | RP | 1.000 | 96103 | MECH ROOM WEST SIDE
9801 | HYLAND CROY RD | 43064-9454 | Active | A01016 | AMES | 4000B | RP | 2.000 | 96457 | HOT BOX SOUTH OF MAIN DRIVE
9801 | HYLAND CROY RD | 43064-9454 | Not Required by DOW | 4625929 | WILKINS | 975XL | RP | 0.750 | 3635661 | WHOLE HOUSE BELOW STAIRS
9801 | HYLAND CROY RD | 43064-9454 | Active | 235020 | WATTS | 009M2 | RP | 2.000 | 3657064 | HOT BOX SOUTH OF MAIN DRIVE
211 | HYLAND CT | 43213-3805 | Active | 2776802 | WILKINS | 975XLBMS | RP | 1.000 | 93285 | BY WATER METER
218 | HYLAND CT | 43213- | Active | W305083 | WILKINS | 975XL | RP | 1.000 | 92534 | MECH ROOM NEXT TO MOP SINK
195 | HYTHE RD | 43220-4814 | Active | T328846 | WILKINS | 720A | PVB | 1.000 | 102556 | FRONT OF HOUSE
1990 | HYTHE RD | 43220-4875 | Active | 01598 | WATTS | 800M4FR | PVB | 1.000 | 93588 | REAR OF HOUSE
2027 | HYTHE RD | 43220-4874 | Active | H323273 | FEBCO | 765 | PVB | 0.750 | 91553 | 15FT RIGHT OF FRONT DOOR
2041 | HYTHE RD | 43220-4874 | Active | 140113 | WATTS | 800M4QT | PVB | 0.750 | 57095 | RT SIDE
1381 | IDA AVE | 43212-2882 | Active | 5094008 | WILKINS | 975XL2 | RP | 0.750 | 54848 | 2ND FLOOR BOILER ROOM
1381 | IDA AVE | 43212-2882 | Active | 66694 | WATTS | 009QT | RP | 0.750 | 54849 | 1ST FLOOR BOILER ROOM AT BOILER FEED
1381 | IDA AVE | 43212-2882 | In Review |  |  |  | RP |  | 3636486
1381 | IDA AVE | 43212-2882 | In Review |  |  |  | RPDA | 0.250 | 3636487 | 1ST FLOOR BOILER ROOM AT BOILER FEED
1382 | IDA AVE | 43212-2908 | Due Install |  |  |  | RP | 3.000 | 3449844
1521 | IDA AVE | 43212-2854 | Active | CB548645 | WILKINS | 720A | PVB | 0.750 | 3419100 | REAR
5719 | IDELLA DR | 43119-8997 | Replaced | REPA18157 | WATTS | 800M4QT | PVB | 0.750 | 93589 | REPLACED- NW CORNER
5719 | IDELLA DR | 43119-8997 | Active | CB602970 | WILKINS | 720A | PVB | 0.750 | 3613350 | NW CORNER
1900 | IKEA WAY | 43240 | Not Required by DOW | 13920 | AMES | 4000B | RP | 2.000 | 3618612 | HOT BOX BY GEMINI
1900 | IKEA WAY | 43240 | Active | QJ-1364 | AMES | COLT 400 | RP | 4.000 | 3618613 | HOT BOX BY GEMINI
1900 | IKEA WAY | 43240 | Active | 189283 | AMES | 3000SS | DCDA | 10.000 | 3618614 | PIT
1900 | IKEA WAY | 43240 | Active | 76569 | AMES | 2000B | DC | 0.750 | 3618615 | PIT
1900 | IKEA WAY | 43240 | Not Required by DOW | 072164 | WATTS | LF007M3QT | DC | 0.750 | 3621256 | KITCHEN EQUIPMENT, 1ST FLOOR KITCHEN BEHIND POP STORAGE
1900 | IKEA WAY | 43240 | Not Required by DOW | 066989 | WATTS | LF007M3QT | DC | 0.750 | 3621257 | KITCHEN EQUIPMENT, 1ST FLOOR KITCHEN BEHIND ICE MACHINE
1900 | IKEA WAY | 43240 | Not Required by DOW | 30997 | WATTS | LF007QT | DC | 0.500 | 3621258 | KITCHEN EQUIPMENT, 1ST FLOOR KITCHEN BY COMMERCIAL SINK
1900 | IKEA WAY | 43240 | Not Required by DOW | 170357 | WATTS | 009M2QT | RP | 1.500 | 3621259 | HWT, IN ROOM NEXT TO RECEIVING OFFICE
1900 | IKEA WAY | 43240 | Not Required by DOW | 14776 | WATTS | LF007QT | DC | 0.500 | 3621260 | COFFEE STATION, 2ND FLOOR CAFETERIA UNDER LARGE COFFEE STATION
1900 | IKEA WAY | 43240 | Not Required by DOW | 30092 | WATTS | LF007QT | DC | 0.500 | 3621261 | EQUIPMENT, 2ND FLOOR CAFETERIA UNDER SMALL COFFEE STATION
1900 | IKEA WAY | 43240 | Not Required by DOW | 05860 | WATTS | LF009 | RP | 3.000 | 3621262 | HWT/SOFTENER, 2ND FLOOR CAFETERIA MECHANICAL ROOM
1900 | IKEA WAY | 43240 | Not Required by DOW | 069682 | WATTS | LF007M3QT | DC | 0.750 | 3621263 | KITCHEN EQUIPMENT, 2ND FLOOR CAFETERIA IN PANEL BEHIND STEAMERS
1900 | IKEA WAY | 43240 | Not Required by DOW | 069697 | WATTS | LF007M3QT | DC | 0.750 | 3621264 | KITCHEN EQUIPMENT, 2ND FLOOR CAFETERIA IN PANEL BEHIND STEAMERS
1900 | IKEA WAY | 43240 | Not Required by DOW | 10416 | WATTS | LF007QT | DC | 0.500 | 3621265 | LUNCH ROOM EQUIPMENT, 2ND FLOOR EMPLOYEE LUNCH ROOM BY POP MACHINE
1900 | IKEA WAY | 43240 | Not Required by DOW | 191857 | WATTS | LF009M2QT | RP | 2.000 | 3621266 | HWT, 2ND FLOOR MECHANICAL ROOM IN LUNCH ROOM
2000 | IKEA WAY | 43240 | Active | SC-0843 | AMES | COLT 400 | RP | 6.000 | 3629571 | HOT BOX AT ENTRANCE OFF OF IKEA WAY
2000 | IKEA WAY | 43240 | Not Required by DOW | 00198 | WATTS | LF4000B | RP | 2.000 | 3631394
2000 | IKEA WAY | 43240 | Not Required by DOW | 74755 | WATTS | 919QT | RP | 0.750 | 3633332 | CARBONATION ROOM
2000 | IKEA WAY | 43240 | Not Required by DOW | 74755 | WATTS | 919QT | RP | 0.750 | 3633333 | CARBONATION ROOM
2000 | IKEA WAY | 43240 | Not Required by DOW | RE-0576 | WATTS | 957 | RP | 3.000 | 3633334 | MECHANICAL ROOM NORTHWEST CORNER
2000 | IKEA WAY | 43240 | Not Required by DOW | 74732 | WATTS | LF919QT | RP | 0.750 | 3633335 | BALL WASHER MAINTENANCE GARAGE
2000 | IKEA WAY | 43240 | Not Required by DOW | 179545 | WATTS | LF919QT | RP | 0.500 | 3633447 | HWT ROOM
2000 | IKEA WAY | 43240 | Not Required by DOW | 1937501318 | AMES | 3000SS | DC | 4.000 | 3633537 | FIRE RISER ROOM NORTHWEST CORNER
2000 | IKEA WAY | 43240 | Not Required by DOW | 79197 | AMES | 2000B | DC | 0.750 | 3633538 | FIRE RISER ROOM NORTHWEST CORNER
2012 | IKEA WAY | 43240 | Active | 062396 | WATTS | LF009M2QT | RP | 1.500 | 3635964 | HOT BOX S/W CORNER OF PROP
2025 | IKEA WAY | 43240 | Active | 065594 | WATTS | LF009M2QT | RP | 1.500 | 3638722 | IN HOTBOX
2051 | IKEA WAY | 43240 | Active | 38272 | WATTS | 919QT | RP | 2.000 | 3650224 | MID EAST IN WASH BAY JUST S OF OFFICE AT WATER METER
2051 | IKEA WAY | 43240 | Not Required by DOW | 39886 | WATTS | 919QT | RP | 2.000 | 3651683 | SE MECH CHEMICAL STORAGE AREA
2128 | IKEA WAY | 43240 | Active | XG-0961 | AMES | COLT 300 | DCDA | 8.000 | 3655444 | PIT
2128 | IKEA WAY | 43240 | Active | XG-0686 | AMES | COLT400 | RP | 4.000 | 3655472 | HOT BOX
2128 | IKEA WAY | 43240 | Active | 73917 | AMES | 2000 | DC | 0.750 | 3655473 | PIT
2700 | IMPOUND LOT RD | 43207-1891 | Active | 0968 | AMES | COLT 400 | RP | 3.000 | 98171 | HOT BOX
2700 | IMPOUND LOT RD | 43207-1891 | Active | 18173 | WATTS | 007M2QT | DC | 0.750 | 98274 | METER PIT NEXT TO HOT BOX
2700 | IMPOUND LOT RD | 43207-1891 | Active | 1125090708 | WATTS | 774 | DCDA | 8.000 | 98275 | METER PIT NEXT TO HOT BOX
2700 | IMPOUND LOT RD | 43207-1891 | Not Required by DOW | 90393 | WATTS | 909 | RP | 3.000 | 98817 | MECHANIC ROOM ADMINISTRATIVE BUILDING
2700 | IMPOUND LOT RD | 43207-1891 | Not Required by DOW | 12687 | WATTS | 919QT | RP | 1.500 | 98818 | MECHANIC ROOM MAINTENANCE BUILDING
383 | INAH AVE | 43228-1700 | Not Required by DOW | 409317 | WATTS | 009-M3 | RP | 0.750 | 61884 | MECH RM @ BOILER
383 | INAH AVE | 43228-1700 | Active | 1239291002 | AMES | 3000SS | DCDA | 3.000 | 61885 | MECH ROOM , 1ST FLOOR REAR OF BUILDING
383 | INAH AVE | 43228-1700 | Active | WO51331 | WILKINS | 975 | RP | 2.000 | 61886 | MECH ROOM, 1ST FLOOR REAR OF BUILDING
383 | INAH AVE | 43228-1700 | Active | 28810 | AMES | 2000B | DC | 0.750 | 61887 | MECH ROOM, 1ST FLOOR REAR OF BUILDING
383 | INAH AVE | 43228-1700 | Active | 01921 | WATTS | 919AQT | RP | 1.000 | 3609330 | 2ND FLOOR MECH ROOM
223 | INCHCLIFF RD | 43221-2715 | Active | 472643 | WATTS | 800M4QT | PVB | 0.750 | 93590 | LEFT FRONT
2751 | INDEPENDENCE VILLAGE CTR | 43068 | NULL |  |  |  | RP | 1.500 | 3455310
2751 | INDEPENDENCE VILLAGE CTR | 43068 |  |  |  |  | DCDA | 6.000 | 3658445
2751 | INDEPENDENCE VILLAGE CTR | 43068 | NULL |  |  |  | DC | 0.750 | 3658446
3261 | INDIAN BOW CT | 43224- | Active | SF-1071 | WATTS | 957 | RP | 6.000 | 3450171 | HOTBOX NEAR MORSE RD
3261 | INDIAN BOW CT | 43224- | Not Required by DOW | 376122 | WILKINS | 420 | PVB | 0.750 | 3640844 | LEFT OF FRONT DOOR - 4195 Sundance Dr
5282 | INDIAN HILL RD | 43017-8208 | Active | 67766 | WATTS | 009M2PCQT | RP | 0.750 | 66548 | BASEMENT @ METER
5325 | INDIAN HILL RD | 43017 | Active | ABV7989 | WILKINS | 975XL | RP | 1.000 | 66667 | RIGHT SIDE BY AC
5385 | INDIAN HILL RD | 43017 | Active | T487002 | WILKINS | 720A | PVB | 0.750 | 93591 | REAR OF HOUSE UNDER BAY WINDOW
5475 | INDIAN HILL RD | 43017 | Active | CB029257 | WILKINS | 720A | PVB | 0.750 | 103386 | LEFT SIDE OF HOUSE
333 | INDIAN MOUND RD | 43213-2629 | Active | H025442 | FEBCO | 765 | PVB | 1.000 | 96469 | LEFT SIDE OF HOUSE
336 | INDIAN MOUND RD | 43213-2630 | Active | CB120503 | WILKINS | 720A | PVB | 0.750 | 60512 | LEFT SIDE FRONT
451 | INDIAN MOUND RD | 43213-2632 | Active | 677078 | RAINBIRD | 100 R | PVB | 0.750 | 64260 | NEXT TO FRONT ENTRANCE (RIGHT)
460 | INDIAN MOUND RD | 43213-2631 | Active | 017327 | WATTS | 800M2QT | PVB | 1.000 | 87149 | N SIDE OF HOUSE EXTERIOR
485 | INDIAN MOUND RD | 43213-2632 | Active | 658587 | WILKINS | 720A | PVB | 0.750 | 65222 | FRONT OF HSE
654 | INDIAN MOUND RD | 43213-2635 | Active | W590251 | WILKINS | 720A | PVB | 0.750 | 70213 | FRONT RIGHT SIDE OF PORCH (SERIAL #W590251)
20 | INDIAN RUN DR | 43017-1113 | Active | 87257 | WATTS | 009M2PCQT | RP | 0.750 | 87043 | IN BASEMENT AT METER
50 | INDIAN RUN DR | 43017 | Active | 202181 | WATTS | 009M3QT | RP | 0.750 | 87034 | BASEMENT AT WATER METER
50 | INDIAN RUN DR | 43017 | Not Required by DOW | 1276542 | WILKINS | 975 | RP | 1.000 | 100177 | NORTH SIDE GARAGE (IN BOX WITH 12 SCREWS)
81 | INDIAN RUN DR | 43017-1113 | Active | 221080 | WATTS | 009M3QT | RP | 0.750 | 87978 | IN BASEMENT @ METER
90 | INDIAN RUN DR | 43017-1113 | Active | 181768 | WATTS | 009QT | RP | 0.750 | 87041 | IN BASEMENT AT METER
10 | INDIAN RUN DR | 43017-1113 | Active | 357983 | WATTS | LF009M3QT | RP | 0.750 | 87039 | UTILITY ROOM AT WATER METER
110 | INDIAN RUN DR | 43017-1113 | Active | 219125 | WATTS | 009QT | RP | 0.750 | 87040 | IN BASEMENT AT METER
135 | INDIAN RUN DR | 43017-1113 | Active | 229128 | WATTS | 009M3QT | RP | 0.750 | 87980 | BASEMENT NEXT TO METER
140 | INDIAN RUN DR | 43017-1113 | Active | 225478 | WATTS | 009M3QT | RP | 0.750 | 87031 | IN BASEMENT AT METER
165 | INDIAN RUN DR | 43017-1113 | Active | 229099 | WATTS | 009M3QT | RP | 0.750 | 87981 | LAUNDRY ROOM NEXT TO METER
175 | INDIAN RUN DR | 43017-1113 | Active | CAA54836 | WILKINS | 720A | PVB | 0.750 | 3597759 | RIGHT FRONT
180 | INDIAN RUN DR | 43017-1113 | Not Required by DOW | 225471 | WATTS | 009QT | RP | 0.750 | 87035 | IN BASEMENT AT METER
215 | INDIAN RUN DR | 43017-2184 | Active | 214865 | WATTS | 009M3QT | RP | 0.750 | 87983 | IN BASEMENT @ METER
230 | INDIAN RUN DR | 43017-2184 | Active | H312714 | FEBCO | 765 | PVB | 0.750 | 3598048 | REAR OF THE HOUSE
59 | INDIAN SPRINGS DR | 43214-3141 | Active | 733365 | WATTS | 800M4QT | PVB | 1.000 | 93592 | RIGHT SIDE TOWARDS BACK OF HOUSE
58 | INDIAN SUMMER DR | 43214-1800 | Active | 405110 | WATTS | 800M4QT | PVB | 1.000 | 68129 | OUTSIDE LF
593 | INDIAN SUMMER DR | 43214-1800 | Active | T134269 | WILKINS | 720A | PVB | 0.750 | 3450274 | RIGHT SIDE OF THE HOUSE
356 | INDIANOLA AV UNIT B | 43214-3702 | Due Install |  |  |  | RP | 6.000 | 3599287
1265 | INDIANOLA AVE | 43201-2838 | Removed | 195917REM | WATTS | 909QT | RP | 0.750 | 54479 | *****REMOVED*****BASEMENT BOILER ROOM
1265 | INDIANOLA AVE | 43201-2838 | Not Required by DOW |  |  |  | RP |  | 3638237
1425 | INDIANOLA AVE | 43201-2537 | Removed | 2703173REM | WILKINS | 375XL | RP | 0.750 | 87513 | REMOVED-BASEMENT ABOVE GENERATOR
1425 | INDIANOLA AVE | 43201-2537 | Due Install |  |  |  | DCDA | 2.500 | 3605898 | BASEMENT
1425 | INDIANOLA AVE | 43201-2537 | Due Install |  |  |  | RP | 1.500 | 3656227 | BASEMENT
1436 | INDIANOLA AVE | 43201- | Inactive |  |  |  | RP |  | 3450444
1515 | INDIANOLA AVE | 43201-2118 | Active | 0007331 | AMES | 2000B | DC | 0.750 | 55269 | EAST END OF BASEMENT
1515 | INDIANOLA AVE | 43201-2118 | Active | 3FN0928 | AMES | 3000SS | DCDA | 4.000 | 55270 | EAST END OF BASEMENT
1515 | INDIANOLA AVE | 43201-2118 | Active | 41193 | WATTS | 009M2PCQT | RP | 1.500 | 55271 | IN MECHANICAL ROOM
1770 | INDIANOLA AVE | 43201-1633 | Active | 1266230503 | AMES | 3000SS | DCDA | 2.500 | 56083 | BASEMENT BOILER ROOM
1770 | INDIANOLA AVE | 43201-1633 | Active | 31064 | AMES | 2000B | DC | 0.750 | 56084 | BASEMENT BOILER ROOM
1770 | INDIANOLA AVE | 43201-1633 | Active | HK47031 | FEBCO | 765-1 | PVB | 1.000 | 56085 | OUTSIDE - SOUTH END OF BUILDING BY DOOR
1770 | INDIANOLA AVE | 43201-1633 | Active | 663218 | WILKINS | 975XL | RP | 1.500 | 56086 | BASEMENT AT H20 METER
1832 | INDIANOLA AVE | 43201-1609 | Not Required by DOW | 43977 | WATTS | 007M1QT | DC | 2.000 | 56349 | SW BSMNT AT WATER METER FOR ENTIRE BLDG
1832 | INDIANOLA AVE | 43201-1609 | Active | 4656897 | WILKINS | 975XL2 | RP | 1.50 | 3633645 | SW BSMNT AT WATER METER FOR ENTIRE BLDG
1845 | INDIANOLA AVE | 43201-1608 | Removed | 03144REM | AMES | 2000B | DC | 0.50 | 99212 | MECHANIC ROOM IN BASEMENT
1845 | INDIANOLA AVE | 43201-1608 | Removed | 86276REM | AMES | 1015 | DC | 2.000 | 99213 | MECHANIC ROOM IN BASEMENT
1845 | INDIANOLA AVE | 43201-1608 | Active | ACR2468 | WILKINS | 975XL2 | RP | 2.000 | 3650629 | MECHANIC ROOM IN BASEMENT
1845 | INDIANOLA AVE | 43201-1608 | Active | 186276 | AMES | 2000SS | DC | 2.500 | 3650648 | MECHANIC ROOM IN BASEMENT
1845 | INDIANOLA AVE | 43201-1608 | Active | 051524 | WATTS | LF909QT | RP | 0.750 | 3579442 | ABOVE BOILER IN NORTH BOILER ROOM
1845 | INDIANOLA AVE | 43201-1608 | Due Install |  |  |  | RP |  | 3650649 | ABOVE BOILER IN NORTH BOILER ROOM
1861 | INDIANOLA AVE | 43201-1608 | Active | 02629 | AMES | 4000B | RP | 0.750 | 56438 | NW CORNER IN MECH ROOM
1861 | INDIANOLA AVE | 43201-1608 | Active | 100875 | AMES | 5000ss | RPDA | 3.000 | 56439 | NW CORNER IN MECH ROOM
1861 | INDIANOLA AVE | 43201-1608 | Not Required by DOW | 02507 | FEBCO | 765-1 | PVB | 1.000 | 96160 | FRONT OF HOUSE EAST SIDE
1861 | INDIANOLA AVE | 43201-1608 | Active | AMA07417 | WILKINS | 975XL3 | RP | 1.500 | 3633205 | IN LAUNDRY ROOM BY WATER METER
1918 | INDIANOLA AVE | 43201-1510 | Active | 13699 | WATTS | 919QT | RP | 2.000 | 56624 | IN BASEMENT ABOVE METER
1918 | INDIANOLA AVE | 43201-1510 | Active | 3123241 | WILKINS | 975XLBMS | RP | 0.750 | 98004 | MAKE-UP ABOVE BOILER IN MECH ROOM
1918 | INDIANOLA AVE | 43201-1510 | Due Install |  |  |  | RP | 4.000 | 3636421 | BASEMENT
1935 | INDIANOLA AVE | 43201-1509 | Not Required by DOW | 3548260 | WILKINS | 975 | RP | 0.750 | 56680 | BOILER ROOM OVER BOILER
1935 | INDIANOLA AVE | 43201-1509 | Active | 3610064 | WILKINS | 975XL2 | RP | 1.250 | 102910 | BASEMENT AT WATER METER
1945 | INDIANOLA AVE | 43201-1509 | Due Install |  |  |  | RP | 0.750 | 3450477
2577 | INDIANOLA AVE | 43202-2426 | Active | 20165 | WATTS | 009QT | RP | 0.750 | 58666 | AT WATER METER
2639 | INDIANOLA AVE | 43202-2428 | Active | 962057 | WILKINS | 975XL | RP | 0.500 | 58839 | BEHIND ICE CREAM MACHINE
2639 | INDIANOLA AVE | 43202-2428 | Active | 962094 | WILKINS | 975XL | RP | 0.500 | 58840 | BEHIND ICE CREAM MECH .
2639 | INDIANOLA AVE | 43202-2428 | In Review |  |  |  | RP |  | 3636497
2997 | INDIANOLA AVE | 43202-1303 | Due Install |  |  |  | RP | 0.750 | 3450730
3017 | INDIANOLA AVE | 43202-1303 | Active | 218153 | WATTS | LF009M3QT | RP | 0.750 | 3624348 | IN BASEMENT AFTER WATER METER
3045 | INDIANOLA AVE | 43202-1303 | Active | W068059 | WILKINS | 975 | RP | 0.750 | 59871 | BOX UP FRONT
3055 | INDIANOLA AVE | 43202-1303 | Not Required by DOW | 616704 | WATTS | 909HWQT | RP | 0.750 | 102682 | BASEMENT
3055 | INDIANOLA AVE | 43202-1303 | Active | 1966920519 | AMES | 3000SS | DCDA | 4.000 | 3650890 | BASEMENT
3055 | INDIANOLA AVE | 43202-1303 | Active | 82008 | AMES | 2000B | DC | 0.750 | 3650891 | BASEMENT
3055 | INDIANOLA AVE | 43202-1303 | Removed | 616704REM | WATTS | 909 | RP | 0.750 | 3650892 | **REMOVED** BASEMENT
3055 | INDIANOLA AVE | 43202-1303 | Active | 4798343 | WILKINS | 975XL2 | RP | 1.500 | 3650893 | BASEMENT
3333 | INDIANOLA AVE | 43214- | Active | 415763 | WATTS | 909QT | RP | 1.000 | 60495 | CEILING--1ST FLOOR BOILER ROOM
3333 | INDIANOLA AVE | 43214- | Due Install |  |  |  | RP |  | 3630168 | ADDRESS ON BLDG IS 510 INDIANOLA AT THE N/W CORNER OF INDIANOLA & NORTH BROADWA
3378 | INDIANOLA AVE | 43214-4131 | Active | 4690162 | WILKINS | 975XL | RP | 0.750 | 3450799 | STORAGE ROOM BY WATER METER
3388 | INDIANOLA AVE | 43214-4130 | Not Required by DOW | 238544 | WATTS | 800M4QT | PVB | 0.750 | 60561 | REAR OFFICES ABOVE THE WATER METER
3388 | INDIANOLA AVE | 43214-4130 | Active | ALA23223 | WILKINS | 975XL3 | RP | 0.750 | 3633175
3419 | INDIANOLA AVE | 43214-4129 | Not Required by DOW | 113586 | WATTS | 009M1PCQT | RP | 1.500 | 60671 | BASEMENT -MECHANICAL ROOM
3419 | INDIANOLA AVE | 43214-4129 | Not Required by DOW | ABF2497 | WILKINS | 975XL2 | RP | 0.750 | 60672 | BASEMENT - BOILER ROOM
3419 | INDIANOLA AVE | 43214-4129 | Active | AMA08194 | WILKINS | 975XL3 | RP | 2.000 | 3629912 | BASEMENT
3420 | INDIANOLA AVE | 43214-3810 | Active | 60414 | WATTS | 009-M3QT | RP | 0.750 | 60676 | MOP SINK ROOM BEHIND WATER HEATER
3450 | INDIANOLA AVE | 43214-3810 | Active | 1784231216 | AMES | 2000SS | DC | 6.000 | 3622658 | SPRINKLER RISER ROOM
3450 | INDIANOLA AVE | 43214-3810 | Active | 107689 | WILKINS | 375 | RP | 4.000 | 3622789 | SPRINKLER RISER ROOM
3450 | INDIANOLA AVE | 43214-3810 | Not Required by DOW | 21862 | WATTS | 919QT | RP | 1.500 | 3622825 | MECHANICAL ROOM
3450 | INDIANOLA AVE | 43214-3810 | LPS - Active |  |  |  | LPC |  | 3654971 | DOMESTIC PUMP - SPRINKLER RISER ROOM
3450 | INDIANOLA AVE | 43214-3810 | LPS - Active |  |  |  | LST |  | 3654972 | FIRE PUMP - SPRINKLER RISER ROOM
3480 | INDIANOLA AVE | 43214 | Active | 19052 | WATTS | 919QT | RP | 1.500 | 3609823 | HOT BOX ON INDIANOLA AVE
3500 | INDIANOLA AVE | 43214-3702 | Due Install |  |  |  | RP | 1.500 | 3450805
3500 | INDIANOLA AVE | 43214-3702 | Due Install |  |  |  | DCDA | 8.000 | 3633297
3586 | INDIANOLA AVE | 43214-3758 | Active | 171750 | WATTS | 009QT | RP | 1.000 | 61158 | DANTE'S PIZZA SHOP/LADIES RM.
3586 | INDIANOLA AVE | 43214-3758 | Active | 40406C | WILKINS | 375 | RP | 8.000 | 3659254 | IN HEATED ENCLOSURE ON WEST SIDE OF BUILDING
3714 | INDIANOLA AVE | 43214 | Active | RI-0843 | WATTS | 957 | RP | 6.000 | 3630252
3714 | INDIANOLA AVE | 43214 | Active | SD-0805 | WATTS | 957 | RPDA | 8.000 | 3630285
3714 | INDIANOLA AVE | 43214 | Active | 74429 | WATTS | 919QT | RP | 0.750 | 3630286
3714 | INDIANOLA AVE | 43214 | Not Required by DOW | B296563 | WILKINS | 375XL | RP | 2.000 | 3639288 | SW OF POOL MECH ROOM
3717 | INDIANOLA AVE | 43214-3735 | Active | 89130 | WATTS | 919QT | RP | 0.750 | 61564 | IN MEN'S ROOM AT WATER METER
3770 | INDIANOLA AVE | 43214-3759 | Active | ACF1655 | WILKINS | 975 | RP | 1.500 | 3450813 | FRONT MECH/RISER ROOM THRU BREAK/BY OFFICE AT WATER METER
3770 | INDIANOLA AVE | 43214-3759 | Due Install |  |  |  | DCDA |  | 3629834 | PUMP HSE BLDG IN PARKING LOT
3785 | INDIANOLA AVE | 43214-3754 | Removed | 194955REM | WILKINS | 975XL | RP | 0.750 | 61775 | BACKROOM BY OVERHEAD DOORS
3785 | INDIANOLA AVE | 43214-3754 | Active | 204239 | WILKINS | 975XL | RP | 2.000 | 61776 | BASEMENT BY WATER METER
3837 | INDIANOLA AVE | 43214-3755 | Active | PRD00157268-112 | ARI | RP-500 | RP | 0.750 | 3450815 | AT METER
3838 | INDIANOLA AVE | 43214-3202 | Not Required by DOW | acf8934 | WILKINS | 975XL2 | RP | 2.000 | 61906 | TANK ROOM
3838 | INDIANOLA AVE | 43214-3202 | Not Required by DOW | 431416 | WATTS | 909M1QT | RP | 1.250 | 91650 | WASTE WATER ROOM UNDER PPE CABNET
3838 | INDIANOLA AVE | 43214-3202 | Active | N1504090711 | FEBCO | 880V | RP | 4.000 | 96503 | NEXT TO WATER METER SW CORNER OF BLDG
3838 | INDIANOLA AVE | 43214-3202 | Not Required by DOW | A14448 | WATTS | 009M2QT | RP | 1.250 | 99959 | STAIRWAY IN WASTE WATER ROOM
3838 | INDIANOLA AVE | 43214-3202 | Due Install |  |  |  | DCDA | 8.000 | 3639641
3838 | INDIANOLA AVE | 43214-3202 | LPS - Active |  |  |  | LPC | 4.000 | 3639642 | DOMESTIC PUMP -
3867 | INDIANOLA AVE | 43214-3201 | Active | 2862125 | WILKINS | 975XL | RP | 0.750 | 61980 | IN OFFICE
3887 | INDIANOLA AVE | 43214-3201 | In Review |  |  |  | RP | 0.750 | 3450816 | GROUND FLOOR CLOSET BY STEPS AT WATER METER
3916 | INDIANOLA AVE | 43214-3156 | [6 empty] | 3657776
3950 | INDIANOLA AVE | 43214-3167 | Active | ABL9922 | WILKINS | 975XL | RP | 1.000 | 62336 | AT WATER METER, CLOSET BY ELECTRIC BOX
3986 | INDIANOLA AVE | 43214-3158 | Active | 1775045 | WILKINS | 975XL | RP | 2.000 | 62458 | NEXT TO METER
4100 | INDIANOLA AVE | 43214-3160 | Active | 219849 | APOLLO/CONBRACO | RP40 | RP | 0.750 | 98731 | AT METER SETTING
4216 | INDIANOLA AVE | 43214-2826 | Active | 99541 | WATTS | LF919AQT | RP | 0.750 | 3450847 | BASEMENT AT WATER METER
4260 | INDIANOLA AVE | 43214-2826 | Active | 4997193 | WILKINS | 975 | RP | 0.750 | 3450850 | UNDER SINK IN BREAK ROOM
4272 | INDIANOLA AVE | 43214-2826 | Not Required by DOW | 409745 | WATTS | 909QT | RP | 0.750 | 63483 | TRICHERATOR BLDG - EAST WALL
4272 | INDIANOLA AVE | 43214-2826 | Active | ABU5884 | WILKINS | 975XL2 | RP | 1.000 | 3629972 | TRICHERATOR BLDG - EAST WALL
4300 | INDIANOLA AVE | 43214-2221 | Active | 1198351002 | AMES | 3000 | DCDA | 4.000 | 63585 | SW END OF WAREHOUSE
4300 | INDIANOLA AVE | 43214-2221 | Active | 23507 | AMES | 2000SS | DC | 0.750 | 63586 | SW END OF WAREHOUSE
4300 | INDIANOLA AVE | 43214-2221 | Active | 24230 | WATTS | 919 | RP | 1.500 | 3636325
4402 | INDIANOLA AVE | 43214-2226 | Active | 13857 | WATTS | 719QT | RP | 0.750 | 63939 | WOMEN'S REST ROOM
4444 | INDIANOLA AVE | 43214-2226 | Active | 24580 | WATTS | 919AQT | RP | 0.750 | 64022 | RESTROOMS BY WATER METER
4490 | INDIANOLA AVE | 43214-2244 | Active | G211308 | WILKINS | 720 | PVB | 0.750 | 95829 | LEFT SIDE
4490 | INDIANOLA AVE | 43214-2244 | Active | 2862072 | WILKINS | 975XL | RP | 0.375 | 3635099
4580 | INDIANOLA AVE | 43214- | Active | 1263310 | WILKINS | 975XL | RP | 1.500 | 64397 | 4590 INDIANOLA AVE, WEST WALL MECH ROOM
4580 | INDIANOLA AVE | 43214- | Active | 2980 | AMES | 2000B | DC | 1.250 | 64398 | 4590 INDIANOLA AVE, WEST WALL OF MECH ROOM
4580 | INDIANOLA AVE | 43214- | Active | G006568 | WILKINS | 720A | PVB | 1.000 | 64399 | OUTSIDE W SIDE CENTER OF BUILDING
4636 | INDIANOLA AVE | 43214-1846 | Not Required by DOW | [5 empty] | 3450882
4650 | INDIANOLA AVE | 43214-1884 | Due Install |  |  |  | RP | 0.750 | 3450883 | AT WATER METER
4672 | INDIANOLA AVE | 43214-1807 | Active | AJAU6872 | WILKINS | 375XL | RP | 0.750 | 3450885 | NEXT TO METER
4686 | INDIANOLA AVE | 43214-1807 | Active | 392499 | WATTS | 909QT | RP | 1.000 | 64805 | MECHANICAL ROOM--N WALL @ METER
4686 | INDIANOLA AVE | 43214-1807 | Active | 400808 | WATTS | 909QT | RP | 0.750 | 64806 | MECHANICAL ROOM -- N WALL @ METER
4688 | INDIANOLA AVE | 43214- | Active | 283664 | WATTS | 909M1QT | RP | 1.500 | 64809 | AT METER -- MECHANICAL ROOM
4770 | INDIANOLA AVE | 43214-1862 | Not Required by DOW | 303369 | WATTS | 919QT | RP | 0.750 | 99989 | SUTIE 100 DENTIST MECH ROOM BOTTM DEVICE ABOVE PVT METER
4770 | INDIANOLA AVE | 43214-1862 | Not Required by DOW | 89085 | WATTS | 919QT | RP | 0.500 | 100011 | SUITE 100 DENTIST MECH ROOM TOP DEVICE ABOVE PVT METER
4770 | INDIANOLA AVE | 43214-1862 | Active | 66527 | WATTS | LF919QT | RP | 1.000 | 3633776 | BSMNT MECH ROOM AT BOTTOM OF STEPS BACK WALL AT WATER METER
4800 | INDIANOLA AVE | 43214-1823 | Active | 09974 | WATTS | 919 | RP | 0.750 | 3450889 | Laundry Rm Above laundry tub
4816 | INDIANOLA AVE | 43214- | Active | 561382 | WATTS | 909QT | RP | 0.750 | 3450890 | MECHANICAL CLOSET
3568 | INDIANOLA AVE UNIT A | 43214-3702 | Due Install |  |  |  | RP | 10.000 | 3633298
829 | INGLESIDE AVE | 43215-1144 | Active | 22642 | WATTS | 007MIPCQT | DC | 0.750 | 3450997 | NORTH OUTSIDE DOOR DOOR BY A/C UNITS SNS STORAGE (555 BUTTLES)
829 | INGLESIDE AVE | 43215-1144 | Active | 1854490115 | AMES | 3000SS | DCDA | 6.000 | 3618243 | N OUTSIDE DOOR FURN/UTILITY ROOM
829 | INGLESIDE AVE | 43215-1144 | Active | 73821 | WATTS | 919QT | RP | 0.750 | 3618277 | Building A, hot water tank room SNS STORAGE (555 BUTTLES)
862 | INGLESIDE AVE | 43215 | Active | SA-3136 | WATTS | 957 | RPDA | 4.000 | 3632914 | METER ROOM W BLDG - N OUTSIDE DOOR
862 | INGLESIDE AVE | 43215 | Active | 72905 | WATTS | 919 | RPDA | 0.750 | 3632915 | METER ROOM W BLDG - N OUTSIDE DOOR
862 | INGLESIDE AVE | 43215 | Active | RL-0420 | WATTS | 957 | RP | 3.000 | 3632916 | METER ROOM W BLDG - N OUTSIDE DR AT WATER METER
137 | INGLIS AVE | 43212-3556 | Active | T065568 | WILKINS | 720A | PVB | 1.000 | 101161 | RIGHT SIDE OF HOUSE
1464 | INGLIS AVE | 43212-3441 | Active | CB002913 | WILKINS | 720A | PVB | 0.750 | 103306 | LEFT SIDE
4791 | INISHEER CT | 43017 | Active | 149597 | WATTS | 009M2PCQT | RP | 0.750 | 65060 | SOUTH SIDE OF BASEMENT ABOVE WATER METER
4797 | INISHEER CT | 43017 | Active | T131847 | WILKINS | 720A | PVB | 0.750 | 103255 | RIGHT SIDE OF HOUSE
4810 | INISHEER CT | 43017 | Active | G246877 | WILKINS | 720A | PVB | 0.750 | 3451068 | LEFT SIDE
4816 | INISHEER CT | 43017 | Active | EAA0513 | WILKINS | 720A | PVB | 0.750 | 65134 | RIGHT FRONT
4851 | INISHEER CT | 43017 | Active | 4876 | FEBCO | 765 | PVB | 0.750 | 65248 | RIGHT FRONT
4875 | INISHEER CT | 43017 | NULL | [5 empty] | 3451076
4875 | INISHEER CT | 43017 | Active | G281079 | WILKINS | 720A | PVB | 1.000 | 3630283 | RIGHT SIDE OF HOUSE
8202 | INISTORK CT | 43017-8638 | Active | T415628 | WILKINS | 720A | PVB | 0.750 | 73510 | BACK RIGHT SOUTH EAST CORNER
8210 | INISTORK CT | 43017-8638 | Active | DJ9726 | FEBCO | 765 | PVB | 0.750 | 73532 | REAR OF HOUSE
8218 | INISTORK CT | 43017-8638 | Active | H392524 | FEBCO | 765 | PVB | 1.000 | 73545 | Right front
8221 | INISTORK CT | 43017-8666 | Active | G045439 | WILKINS | 720A | PVB | 0.750 | 73549 | RIGHT SIDE OF HOUSE
8226 | INISTORK CT | 43017-8638 | Active | 311049 | WILKINS | 720A | PVB | 0.750 | 73561 | RT SIDE
8245 | INISTORK CT | 43017-8666 | Active | 427040 | WILKINS | 720A | PVB | 0.750 | 73593 | LEFT REAR
8255 | INISTORK CT | 43017-8666 | Active | 108753 | WATTS | 800QT | PVB | 0.750 | 73614 | RIGHT SIDE OF HOUSE
8258 | INISTORK CT | 43017 | Active | A151182 | WILKINS | 720A | PVB | 0.750 | 73618 | RIGHT FRONT
7972 | INISTORK DR | 43017 | Active | 28917 | FEBCO | 765 | PVB | 1.000 | 73082 | LEFT HAND SIDE
8009 | INISTORK DR | 43017 | Active | CB653268 | WILKINS | 720A | PVB | 0.750 | 3451084 | LEFT SIDE OF HOUSE
8025 | INISTORK DR | 43017-9520 | Replaced | REP71965 | WATTS | 800QT | PVB | 0.750 | 73221 | REPLACED- 20' RIGHT OF FRONT DOOR IN COVE OFFSET
8025 | INISTORK DR | 43017-9520 | Active | vaa6087 | WILKINS | 720A | PVB | 0.750 | 3611312 | S SIDE OF HOUSE E OF FRONT DOOR
8090 | INISTORK DR | 43017-9175 | Active | 586587 | WILKINS | 720A | PVB | 0.750 | 73292 | OUTSIDE.. LEFT OF FRONT DOOR
8106 | INISTORK DR | 43017-8667 | Active | 367544 | WILKINS | 720A | PVB | 1.000 | 93595 | REAR OF HOUSE UNDER DECK
5759 | INLET POINT LN | 43081 | Active | B071218 | WATTS | 800M4QT | PVB | 1.000 | 3653884 | LEFT CENTER
5765 | INLET POINT LN | 43081 | Active | B111583 | WATTS | 800M4FR | PVB | 1.000 | 3654086 | RIGHT SIDE OF HOUSE
5771 | INLET POINT LN | 43081 | Active | T621438 | WILKINS | 720 | PVB | 1.000 | 3655671 | RIGHT SIDE OF HOUSE
5777 | INLET POINT LN | 43081 | Active | EAE7111 | WILKINS | 720A | PVB | 1.000 | 3656498
5778 | INLET POINT LN | 43081 | Active | B094449 | WATTS | 800M4FR | PVB | 1.000 | 3653533 | LEFT SIDE OF HOUSE
5783 | INLET POINT LN | 43081 | Active | CAB63149 | WILKINS | 720A | PVB | 1.000 | 3654354 | RIGHT CENTER
5786 | INLET POINT LN | 43081 | Active | EAE7960 | WILKINS | 720A | PVB | 1.000 | 3654482 | LEFT SIDE OF HOUSE
5789 | INLET POINT LN | 43081 | Active | EAE7904 | WILKINS | 720 | PVB | 1.000 | 3656422 | RIGHT SIDE OF HOUSE
5794 | INLET POINT LN | 43081 | Active | EAE7504 | WILKINS | 720A | PVB | 1.000 | 3654717 | LEFT SIDE OF HOUSE
5795 | INLET POINT LN | 43081 | Active | EAE7900 | WILKINS | 720A | PVB | 1.000 | 3656748 | RIGHT SIDE OF THE HOUSE
5801 | INLET POINT LN | 43081 | Active | EAE7993 | WILKINS | 720A | PVB | 1.000 | 3654932 | LEFTSIDE OF HOUSE
7624 | INNBROOK PL | 43235-1640 | Active | T566039 | WILKINS | 720-A | PVB | 1.000 | 72358 | FRONT CENTER RT OF FRT DR
510 | INNIS AVE | 43207- | Not Required by DOW | 258283 | WATTS | 009M3QT | RP | 0.750 | 66006 | 1879 FEDERAL PKWY, BASEMENT BOILER ROOM
510 | INNIS AVE | 43207- | Active | 64421 | WATTS | 009QT | RP | 2.000 | 66007 | 1879 FEDERAL PKWY, BASEMENT METER ROOM
195 | INNIS RD | 43224-3672 | Active | 3961151 | WILKINS | 975XL | RP | 1.000 | 89014 | METER ROOM ON BACK OF BUILDING
2035 | INNIS RD | 43224-3646 | Active | 49906 | WILKINS | 375 | RP | 4.000 | 3451292 | NEAR NORTH OUTSIDE WALL OF WAREHOUSE
2035 | INNIS RD | 43224-3646 | Due Install |  |  |  | DCDA | 10.000 | 3630202
2160 | INNIS RD | 43224-3647 | Removed | 2A01074REM | AMES | 2000SS | DC | 6.000 | 57478 | RISER ROOM
2160 | INNIS RD | 43224-3647 | Active | 92930 | WATTS | LF919 | RP | 0.750 | 3635959 | AT METER IN APT. RENTAL
2160 | INNIS RD | 43224-3647 | Active | WC-2011 | AMES | COLT 300-GV | DCDA | 6.000 | 3655734 | RISER ROOM
2160 | INNIS RD | 43224-3647 | Active | 67887 | AMES | 2000BM3 | DC | 0.750 | 3655735 | RISER ROOM
2160 | INNIS RD | 43224-3647 | Due Install |  |  |  | DCDA |  | 3659303 | RISER ROOM
2200 | INNIS RD | 43224-8900 | Not Required by DOW | 2234499 | WILKINS | 975XL | RP | 0.750 | 95514 | MECH ROOM
2200 | INNIS RD | 43224-8900 | Not Required by DOW | 1891078 | WILKINS | 975XL | RP | 0.750 | 95524 | MECH ROOM
2200 | INNIS RD | 43224-8900 | Active | 42251 | WILKINS | 475 | RP | 3.000 | 3623119 | BOILER RM AT METER NORTHWEST SECTION OF BLDG
2200 | INNIS RD | 43224-8900 | Active | 39957B | WILKINS | 350 | DCDA | 6.000 | 3649069 | IN HEATED ENCLOSURE
2200 | INNIS RD | 43224-8900 | Active | HC83637 | WILKINS | 950 | DC | 0.750 | 3658938 | IN HEATED ENCLOSURE
2250 | INNIS RD | 43224-3726 | Active | 07600 | WATTS | 919AQT | RP | 0.750 | 57761 | IN BUILDING NEXT TO WATER METER
2258 | INNIS RD | 43224-3726 | Active | 146802 | WATTS | 009QT | RP | 1.000 | 57796 | ABOVE WATER METER
2365 | INNIS RD | 43224-3730 | Active | 293011 | WATTS | 009M1QT | RP | 2.000 | 101755 | SW OF MAIN BUILDING IN HOT BOX LOCATED ON WESTERVILLE RD
2365 | INNIS RD | 43224-3730 | Active | 1138340810 | WATTS | 774DCDA | DCDA | 6.000 | 103952 | SW OF MAIN BUILDING IN WATER METER PIT ON WESTERVILLE RD
2365 | INNIS RD | 43224-3730 | Active | 16674 | WATTS | 007M1QT | DC | 0.750 | 103953 | SW OF MAIN BUILDING IN WATER METER PIT ON WESTERVILLE RD
2395 | INNIS RD | 43224- | Due Install |  |  |  | RP |  | 3451297
7279 | INNISFREE LN | 43017 | Active | G145728 | WILKINS | 720A | PVB | 0.750 | 97433 | RIGHT SIDE OF HOUSE
7287 | INNISFREE LN | 43017 | Active | H377363 | FEBCO | 765 | PVB | 0.750 | 95364 | RIGHT SIDE
8880 | INNOVATION CAMPUS CT | 43031 | Not Required by DOW | LH1893 | WATTS | 957 | RP | 4.000 | 102318 | MECH RM REAR OF BLDG
8880 | INNOVATION CAMPUS CT | 43031 | Active | 1255431011 | AMES | 4000SS | RP | 4.000 | 102479 | NORTH/WEST IN HOT BOX
8880 | INNOVATION CAMPUS CT | 43031 | Not Required by DOW | 26843 | WATTS | LF919QT | RP | 2.000 | 3611837 | MECH ROOM 106A
8200 | INNOVATION CAMPUS W WAY | 43054 | Active | VB-1472 | WATTS | 957 | RP | 3.000 | 3651359
8200 | INNOVATION CAMPUS W WAY | 43054 | Active | 1005440421 | AMES | 3000SS | DCDA | 8.000 | 3651360
8200 | INNOVATION CAMPUS W WAY | 43054 | Active | 83635 | AMES | 2000 | DC | 0.750 | 3651361
8200 | INNOVATION CAMPUS W WAY | 43054 | LPS - Active |  |  |  | LST |  | 3651582 | OUTSIDE DOOR ENTRANCE ONLY
8255 | INNOVATION CAMPUS W WAY | 43054 | Active | WH-3140 | WATTS | 957 | RP | 3.000 | 3653654 | NORTH SIDE
8255 | INNOVATION CAMPUS W WAY | 43054 | Active | 11031760322 | AMES | 30000SS | DCDA | 8.000 | 3653656 | NORTH SIDE
8255 | INNOVATION CAMPUS W WAY | 43054 | Active | 87168 | AMES | 2000B | DC | 0.750 | 3653657 | NORTH SIDE
8300 | INNOVATION CAMPUS W WAY | 43054 | Active | UE-2910 | WATTS | 957 | RP | 3.000 | 3648702 | SOUTH CENTER WALL OUTSIDE MECH ROOM
8300 | INNOVATION CAMPUS W WAY | 43054 | Active | 1989210620 | AMES | 3000 | DCDA | 8.000 | 3648706 | SOUTH CENTER WALL OUTSIDE MECH RM
8300 | INNOVATION CAMPUS W WAY | 43054 | Active | 84065 | AMES | 2000B | DC | 0.750 | 3648707 | SOUTH CENTER WALL OUTSIDE MECH RM
8300 | INNOVATION CAMPUS W WAY | 43054 | LPS - Active |  |  |  | LST |  | 3648719 | FIRE PUMP - SOUTH CENTER WALL OUTSIDE MECH RM
8600 | INNOVATION CAMPUS W WAY | 43054 | Active | 5431 | WILKINS | 375 | RP | 3.000 | 3630107
8600 | INNOVATION CAMPUS W WAY | 43054 | Active | 7146 | WILKINS | 350 | DCDA | 8.000 | 3630112 | FIRE
8600 | INNOVATION CAMPUS W WAY | 43054 | Active | 4311963 | WILKINS | 950XL | DC | 0.750 | 3630115 | FIRE SIDE CAR
8606 | INNOVATION CAMPUS W WAY | 43054 | Active | 077742 | WATTS | LF009M2QT | RP | 1.500 | 3646678 | HOTBOX W OF BEECH RD ALL THE WAY TO END AT CUL DE SAC N SIDE
8606 | INNOVATION CAMPUS W WAY | 43054 | Active | AG |  |  | AG |  | 3649036 | HOTBOX W OF BEECH RD ALL THE WAY TO END AT CUL DE SAC N SIDE, NEXT TO HOTBOX
8640 | INNOVATION CAMPUS W WAY | 43031 | Active | SB-1123 | AMES | COLT 500-GV | RPDA | 8.000 | 3629412 | METER RM SW CORNER
8640 | INNOVATION CAMPUS W WAY | 43031 | Active | 72903 | WATTS | 919QT | RP | 0.750 | 3629413 | METER RM SW CORNER
8640 | INNOVATION CAMPUS W WAY | 43031 | Active | B1798868 | WILKINS | 375XL | RP | 2.000 | 3629497 | WATER RISER ROOM/PUMP ROOM
8640 | INNOVATION CAMPUS W WAY | 43031 | LPS - Active |  |  |  | LST |  | 3636676 | FIRE PUMP METER RM SW CORNER
8807 | INNOVATION CAMPUS WAY | 43054 | Active | AG-8807A | XX | XX | AG | 4.000 | 102217 | IN PUMP HOUSE
8807 | INNOVATION CAMPUS WAY | 43054 | Active | 1664280710 | AMES | 2000SS | DC | 4.000 | 102218 | FIRE PUMP HOUSE
8807 | INNOVATION CAMPUS WAY | 43054 | Active | 224485 | WATTS | 909 | RP | 4.000 | 102418 | IN PUMP HOUSE
8982 | INNOVATION CAMPUS WAY | 43054 | Active | 132467 | WILKINS | 375 | RP | 3.000 | 3648703 | NORTHEAST CORNER OF BLDG IN MECH ROOM
8982 | INNOVATION CAMPUS WAY | 43054 | LPS - Active |  |  |  | LPC |  | 3649000 | DOMESTIC PUMP - ON MEZZANINE ABOVE WATER METER - NE CORNER OF BUILDING
9040 | INNOVATION CAMPUS WAY | 43054 | Active | 093134 | WATTS | LF009M2QT | RP | 1.500 | 3633115 | GREEN HOT BOX ON INNOVATION CAMPUS WAY AND MINK RD
9040 | INNOVATION CAMPUS WAY | 43054 | Active | AG-1 |  |  | AG |  | 3649035 | NEXT TO GREEN HOT BOX ON SOUTH SIDE OF 9040 INNOVATION CAMPUS WAY
9360 | INNOVATION CAMPUS WAY | 43054 | Active | 192168 | WATTS | LF009M2QT | RP | 2.000 | 3652754 | Fire Pump - Riser Room SE Corner Building
9360 | INNOVATION CAMPUS WAY | 43054 | Active | 1101600 | AMES | 3000SS | DCDA | 8.000 | 3652795 | Fire Pump - Riser Room SE Corner Building
9360 | INNOVATION CAMPUS WAY | 43054 | Active | 85572 | AMES | AMES | DC | 0.750 | 3652796 | Fire Pump - Riser Room SE Corner Building
9360 | INNOVATION CAMPUS WAY | 43054 | LPS - Active |  |  |  | LPC |  | 3652797 | FIRE PUMP - WATER RISER/PUMP ROOM SOUTHEAST CORNER
9485 | INNOVATION CAMPUS WAY | 43054 | Active | 149100 | WATTS | LF009M2QT | RP | 2.000 | 3646838 | ALENE CANDLES UNIT AT WATER METER - PUMP ROOM AREA
9485 | INNOVATION CAMPUS WAY | 43054 | Active | 1987480420 | AMES | 3000 | DCDA | 8.000 | 3646921 | NORTHEAST OUTSIDE DOOR FIRE PUMP ROOM
9485 | INNOVATION CAMPUS WAY | 43054 | Active | 83697 | AMES | 2000B | DC | 0.750 | 3646922 | NORTHEAST OUTSIDE DOOR FIRE PUMP ROOM
9485 | INNOVATION CAMPUS WAY | 43054 | LPS - Active |  |  |  | LST |  | 3646923 | FIRE PUMP - NORTHEAST OUTSIDE DOOR FIRE PUMPROOM
9485 | INNOVATION CAMPUS WAY | 43054 | Not Required by DOW | 151908 | Watts | LF009M2 | RP | 2.000 | 3650657 | PUMP ROOM..THIS IS IRRIGATION NOT DOW
9750 | INNOVATION CAMPUS WAY | 43054 | Active | 132981 | AMES | 4000SS | RP | 3.000 | 3640968 | SOUTH OUTSIDE MECH RM
9750 | INNOVATION CAMPUS WAY | 43054 | Active | 1972360819 | AMES | 3000 | DCDA | 8.000 | 3641179 | SOUTH OUTSIDE MECH RM
9750 | INNOVATION CAMPUS WAY | 43054 | Active | 82431 | AMES | 2000 | DC | 0.750 | 3641180 | SOUTH OUTSIDE MECH RM
9750 | INNOVATION CAMPUS WAY | 43054 | LPS - Active |  |  |  | LST |  | 3641241 | SOUTH OUTSIDE MECH RM
9750 | INNOVATION CAMPUS WAY | 43054 | Not Required by DOW | 149100 | WATTS | LF009M2QT | RP | 2.000 | 3646837 | ALENE CANDLES UNIT AT WATER RISER - PUMP ROOM AREA
9850 | INNOVATION CAMPUS WAY | 43054 | Active | WE-2406 | AMES | COLT400 | RP | 3.000 | 3653403 | HOTBOX
9850 | INNOVATION CAMPUS WAY | 43054 | Active | WF-2303 | AMES | 300GV | DCDA | 10.000 | 3653404 | HOTBOX
9850 | INNOVATION CAMPUS WAY | 43054 | Active | 70195 | AMES | 2000BM3 | DC | 0.750 | 3653405
9885 | INNOVATION CAMPUS WAY | 43054 | Active | WC-0977 | AMES | 300GV | DCDA | 8.000 | 3653406
9885 | INNOVATION CAMPUS WAY | 43054 | Active | 68359 | AMES | 2000BM3 | DC | 0.750 | 3653407
9885 | INNOVATION CAMPUS WAY | 43054 | Active | L145850 | WILKINS | 375 | RP | 3.000 | 3653582 | RISER ROOM
9885 | INNOVATION CAMPUS WAY | 43054 | LPS - Active |  |  |  | LST |  | 3658367 | RISER ROOM
1001 | INNOVATION CAMPUS WAY | 43054 | Active | 029799 | WATTS | LF909 | RP | 2.000 | 3652511 | SPRINKLER ROOM ON N SIDE
10015 | INNOVATION CAMPUS WAY | 43054 | Active | 24382B | WILKINS | 350ASTDA | DCDA | 10.000 | 3652512
10015 | INNOVATION CAMPUS WAY | 43054 | Active | HC50952 | WILKINS | 950XLD | DC | 0.750 | 3652513
10015 | INNOVATION CAMPUS WAY | 43054 | LPS - Active |  |  |  | LPC |  | 3652972 | FIRE PUMP -
5600 | INNOVATION DR | 43016 | Active | 086601 | WATTS | LF009M2QT | RP | 1.500 | 3650050 | IN HOT BOX AT SW CORNER OF BLDG AT WATER METER
5600 | INNOVATION DR | 43016 | Active | UC-1949 | WATTS | 757 | DCDA | 6.000 | 3650051 | SW MECH/RISER ROOM Outside Door
5600 | INNOVATION DR | 43016 | Active | 224665 | WATTS | 007M3QT | DC | 0.750 | 3650052 | SW MECH/RISER ROOM Outside Door
5695 | INNOVATION DR | 43016 | Active | 20580 | WATTS | 919QT | RP | 1.500 | 3615371 | HOT BOX ON EMERALD PKWY WITH/AT WATER METER
5700 | INNOVATION DR | 43016 | Active | 1287690215 | AMES | 4000SS | RP | 3.000 | 3613195 | HOT BOX AT PIT... 3" DOMESTIC METER IN VAULT
5700 | INNOVATION DR | 43016 | Not Required by DOW | 018742 | WATTS | LF909QT | RP | 0.750 | 3618405 | MECHANICAL ROOM
5800 | INNOVATION DR | 43016-3271 | Active | 159115 | WILKINS | 975 | RP | 2.000 | 68008 | RISER RM AT WATER MTR -S CENTER BLDG OFF PHONE ROOM STANLY STEMR
5800 | INNOVATION DR | 43016-3271 | Not required by DOW | 320932 | WILKINS | 975 | RP | 0.750 | 68009 | MIDDLE OF WAREHOUSE UNDER HUMIDIFIERS
5800 | INNOVATION DR | 43016-3271 | Not required by DOW | 19057 | WATTS | 919AQT | RP | 1.500 | 3618668 | AREA RUG ROOM STANLEY STEAMER
5800 | INNOVATION DR | 43016-3271 | Active | 14075B | WILKINS | 350ASTDA | DCDA | 6.000 | 3635217 | FRONT MECH AREA W OF FRONT DR THRU PHONE ROOM STANLEY STEAMER
5800 | INNOVATION DR | 43016-3271 | Active | HC24141 | WILKINS | 950XL | DC | 0.750 | 3638167 | FRONT MECH AREA STANLEY STEAMER
5900 | INNOVATION DR | 43016-3294 | Active | 4541873 | WILKINS | 975XL2 | RP | 1.500 | 90556 | MIDDLE MECH/METER RM -AT WATER METER
6028 | INNOVATION DR | 43016-6422 | Active | G231113 | WILKINS | 720A | PVB | 0.750 | 98732 | LEFT SIDE
6315 | INNOVATION DR | 43016- | Active | 47899 | AMES | 2000B | DC | 0.750 | 88826 | IN PIT UP HILL BY CLUBHSE IN BUSHES/PINE TREES JUST E OF AVERY
6315 | INNOVATION DR | 43016- | Active | 115926 | AMES | 4000SS | RP | 3.000 | 88833 | IN HOT BOX AT PIT BY CLUBHOUSE IN BUSHES/PINE TREES
6315 | INNOVATION DR | 43016- | Active | 147775 | AMES | 3000SS | DCDA | 8.000 | 88834 | IN PIT BY CLUBHOUSE IN BUSHES/PINE TREES
1565 | INTEGRITY E DR | 43209-2707 | Active | 2860978 | WILKINS | 975XL | RP | 1.500 | 98434 | MECHANIC ROOM
1565 | INTEGRITY E DR | 43209-2707 | Active | 104572 | AMES | 5000 | RPDA | 6.000 | 98435 | MECHANIC ROOM
1565 | INTEGRITY E DR | 43209-2707 | Active | 10070 | AMES | 4000B | RP | 0.750 | 98436 | MECHANIC ROOM
1570 | INTEGRITY E DR | 43209-2704 | Active | 108138072 | AMES | 5000 | RPDA | 6.000 | 3451454
1570 | INTEGRITY E DR | 43209-2704 | Active | 15475 | AMES | 4000B | RP | 0.750 | 3652593
1570 | INTEGRITY E DR | 43209-2704 | Active | 4974348 | WILKINS | 975XL2 | RP | 1.000 | 3655561
1611 | INTEGRITY E DR | 43209-2730 | Active | 4769292 | WILKINS | 975XL2 | RP | 1.000 | 3451460 | FRONT ENTRY CLOSET
1611 | INTEGRITY E DR | 43209-2730 | Due Install |  |  |  | DCDA | 6.000 | 3605707
1666 | INTEGRITY E DR | 43209-2700 | Active | 637213 | WATTS | 919AQT | RP | 1.000 | 101615 | AT METER
1688 | INTEGRITY E DR | 43209-2700 | Active | 189222 | WATTS | 009QT | RP | 0.750 | 55832 | IN SOUTH EAST CORNER BY WATER METER
2060 | INTEGRITY N DR | 43209- | Active | ACF9321 | WILKINS | 975XL | RP | 2.000 | 3451456
2060 | INTEGRITY N DR | 43209- | Active | WL-1001 | AMES | 3000GDCDA | DCDA | 8.000 | 3638641 | MECH ROOM REAR OF 2060 ON CORNER
2060 | INTEGRITY N DR | 43209- | Active | 87503 | AMES | 2000B | DC | 0.750 | 3654366 | MECH ROOM REAR OF 2060 ON CORNER
1990 | INTEGRITY S DR | 43209- | Not Required by DOW | 238896 | WILKINS | 720A | PVB | 1.500 | 56878 | MECHANICAL ROOM
1990 | INTEGRITY S DR | 43209- | Active | 953416 | WILKINS | 975XLBMS | RP | 1.500 | 56879 | WEST WALL SERVICE BAY
1990 | INTEGRITY S DR | 43209- | Active | 13477 | WATTS | 007M1PCQT | DC | 0.750 | 96760 | HOT BOX
1990 | INTEGRITY S DR | 43209- | Active | 1128601008 | WATTS | 774 | DCDA | 6.000 | 96761 | HOT BOX
2020 | INTEGRITY S DR | 43209-2726 | Active | 3176491 | WILKINS | 975XL | RP | 0.750 | 98023 | by meter back of warehouse
2100 | INTEGRITY S DR | 43209 | Active | 3933 | WILKINS | 975XL | RP | 1.500 | 57238 | MECH ROOM AT METER -MID S WALL
2140 | INTEGRITY S DR | 43209-2752 | Active | A144743 | WILKINS | 375 | RP | 2.000 | 103948 | NEXT TO MOP SINK NEXT TO OFFICES
2140 | INTEGRITY S DR | 43209-2752 | Active | 33591 | AMES | 2000B | DC | 2.000 | 104041 | BEHIND FRONT OFFICE
3600 | INTERCHANGE RD | 43204-1434 | Not Required by DOW | 695632 | WILKINS | 975XL | RP | 1.500 | 61236 | MECHANICAL ROOM
3600 | INTERCHANGE RD | 43204-1434 | Active | L161897 | WILKINS | 375 | RP | 3.000 | 3638010 | OUTSIDE MECH ROOM IN BACK OF PILOT
3611 | INTERCHANGE RD | 43204-1499 | Active | 204099 | WILKINS | 975XL | RP | 2.000 | 61277 | 3563 INTERCHANGE RD, LOADING DOCK NEXT TO WATER METER
3611 | INTERCHANGE RD | 43204-1499 | Not Required by DOW | W167350 | WILKINS | 975XL | RP | 2.000 | 61278 | 3563 INTERCHANGE RD, WAREHOUSE, NEXT TO METER REAR WAREHOUSE
3611 | INTERCHANGE RD | 43204-1499 | Due Install |  |  |  | DCDA | 8.000 | 3646163 | MTR IN PIT AT N SIDE OF BLDG BY PHONE BOX
3623 | INTERCHANGE RD | 43204- | Active | 221421 | WATTS | 009QT | RP | 2.000 | 61307 | NORTH WALL IN MECH ROOM
3623 | INTERCHANGE RD | 43204- | Due Install |  |  |  | RP | 2.000 | 3638025
3623 | INTERCHANGE RD | 43204- | Due Install |  |  |  | DCDA |  | 3638026
3640 | INTERCHANGE RD | 43204-1434 | Active | ABN9323 | WILKINS | 975XL | RP | 1.000 | 3603960 | UTILITY ROOM WEST
3640 | INTERCHANGE RD | 43204-1434 | Due Install |  |  |  | DCDA | 6.000 | 3651280 | METER VAULT EAST OF DRIVE
3660 | INTERCHANGE RD | 43204-1434 | Active | 47153 | WATTS | 009M1QT | RP | 1.500 | 61396 | JUST ABOVE WATER METER IN UTILITY ROOM (cage)
3660 | INTERCHANGE RD | 43204-1434 | Active | 15184 | AMES | 2000BM3 | DC | 0.750 | 96943 | RISER ROOM / MECH CAGE
3660 | INTERCHANGE RD | 43204-1434 | Active | TI-1561 | AMES | 300-GV | DCDA | 4.000 | 96944 | RISER ROOM (cage)
3701 | INTERCHANGE RD | 43204- | Not Required by DOW | 17565 | WATTS | 919QT | RP | 1.500 | 61531 | 3707 INTERCHANGE DR IN NEW AQUA'S WATER TREATMENT ROOM
3701 | INTERCHANGE RD | 43204- | Not Required by DOW | 98726 | WATTS | 009M1PCQT | RP | 1.500 | 61532 | 3671 INTERCHANGE DR ESSILOR USA N WALL MEN'S RESTROOM
3701 | INTERCHANGE RD | 43204- | Not Required by DOW | 04742 | WATTS | 919 | RP | 0.500 | 104040 | 3699 INTERCHANGE DR OCEAN PROVIDENCE IN COOLER BEHIND ICE MACHINE
3701 | INTERCHANGE RD | 43204- | Active | 094068 | WATTS | LF009M2 | RP | 1.500 | 3633814 | HOT BOX AT PIT IFO 3707
3701 | INTERCHANGE RD | 43204- | Active | WI-1633 | AMES | 300GV | DCDA | 8.000 | 3633815 | IN METER PIT IFO 3707
3701 | INTERCHANGE RD | 43204- | Active | 70692 | AMES | 2000BM3 | DC | 0.750 | 3653409 | IN METER PIT IFO 3707
3760 | INTERCHANGE RD | 43204-4131 | Active | 191511 | WATTS | 009M2QT | RP | 2.000 | 61685 | IN WAREHOUSE AREA SOUTH WALL WATER RISER
3760 | INTERCHANGE RD | 43204-4131 | Active | 32120 | WATTS | 007 | DCDA | 0.750 | 3651274 | PIT
3760 | INTERCHANGE RD | 43204-4131 | Active | 101801 | AMES | 3000 | DCDA | 6.000 | 3655631 | PIT
3770 | INTERCHANGE RD | 43204- | Removed | REM17457 | WATTS | 919-QT | RP | 1.000 | 93596 | E MECHANICAL ROOM
3770 | INTERCHANGE RD | 43204- | Active | 343765 | WATTS | LF009M2QT | RP | 1.000 | 3638017 | E MECHANICAL ROOM. IN BACK ROOM BY ELECTRIC PANELS
3775 | INTERCHANGE RD | 43204- | Active | 104752 | WATTS | LF009M2QT | RP | 1.500 | 3451463
3775 | INTERCHANGE RD | 43204- | Active | WD0003 | AMES | COLT 300GV | DCDA | 6.000 | 3652869
3775 | INTERCHANGE RD | 43204- | Active | 69529 | AMES | 2000BM3 | DC | 0.750 | 3652872
4389 | INTERNATIONAL GATEWAY | 43219-3819 | Active | 2401400 | WILKINS | 975XL | RP | 1.500 | 90551 | FIRE PUMP ROOM NW CORNER OF BUILDING
4389 | INTERNATIONAL GATEWAY | 43219-3819 | Active | 152509 | AMES | 3000SS | DCDA | 8.000 | 90552 | HOT BOX SW CORNER OF BUILDING
4389 | INTERNATIONAL GATEWAY | 43219-3819 | Active | 47603 | AMES | 2000B | DC | 0.750 | 90553 | HOT BOX SW CORNER OF BUILDING
3735 | INTERNATIONAL GTWY | 43219- | Due Install |  |  |  | RP |  | 3599768
3737 | INTERNATIONAL GTWY | 43219- | Active | 32842 | WATTS | 009QT | RP | 0.750 | 61560 | NEW ELECTRICAL VAULT--3737 INTERNATIONAL GTWY
3737 | INTERNATIONAL GTWY | 43219- | Active | 429462 | WATTS | 909QT | RP | 1.000 | 61561 | NEW ELECTRICAL VAULT--3737 INTERNATIONAL GTWY
3772 | INTERNATIONAL GTWY | 43219- | Active | 431946 | WATTS | 909M1QT | RP | 1.500 | 92565 | HOT BOX OFF OF STELZER W/METER
3819 | INTERNATIONAL GTWY | 43219 | Active | YD-3444 | AMES | COLT 400 | RP | 4.000 | 3658504 | BEIGE COLOR HOT BOX NORTH
3939 | INTERNATIONAL GTWY | 43219- | Due Install |  |  |  | RP |  | 3451465
4002 | INTERNATIONAL GTWY | 43219 | Active | UD-1339 | WATTS | 957 | RP | 6.000 | 3648271 | MECH ROOM OUTSIDE DOOR SOUTHEAST SECTION OF BLDG MAIN LINE
4002 | INTERNATIONAL GTWY | 43219 | Active | 75955 | APOLLO | RPDA2LF | RPDA | 12.000 | 3648272 | MECH ROOM - FIRE METER SOUTHWEST SECTION OUTSIDE DOOR
4002 | INTERNATIONAL GTWY | 43219 | Active | 83383A | APOLLO | CVALF4A | RP | 0.500 | 3648273 | MECH ROOM - FIRE METER BYPASS SOUTHWEST SECTION OUTSIDE DOOR
4002 | INTERNATIONAL GTWY | 43219 | LPS - Active |  |  |  | LPC |  | 3648274 | DOMESTIC PUMP - MECH ROOM
4002 | INTERNATIONAL GTWY | 43219 | Active | UD-1139 | WATTS | 957 | RP | 6.000 | 3648861 | MECH ROOM OUTSIDE DOOR SOUTHEAST SECTION OF BLDG BYPASS LINE
4002 | INTERNATIONAL GTWY | 43219 | Not Required by DOW | 160014 | WATTS | LF009M | RP | 2.000 | 3649409 | CAR WASH BUILDING ROOM Q305
4002 | INTERNATIONAL GTWY | 43219 | Not Required by DOW | 26434 | WATTS | LF909 | RP | 4.000 | 3649410 | CAR WASH BUILDING ROOM Q205
4002 | INTERNATIONAL GTWY | 43219 | Not Required by DOW | 157894 | WATTS | LF009M | RP | 2.000 | 3649411 | CAR WASH BUILDING ROOM Q105
4002 | INTERNATIONAL GTWY | 43219 | Not Required by DOW | UH-2888 | WATTS | 957 | RP | 3.000 | 3650184 | BUS WASH ROOM 4092 INTERNATIONAL
4002 | INTERNATIONAL GTWY | 43219 | Not Required by DOW | UJ-3042 | WATTS | 957 | RP | 3.000 | 3650185 | BUS WASH ROOM 4092 INTERNATIONAL - INTER CLEAN SYSTEM
4054 | INTERNATIONAL GTWY | 43219 | Active | UE-1068 | WATTS | 957 | RP | 4.000 | 3648275 | SOUTHEAST CORNER OF PARKING GARAGE MECH ROOM AT METER - TOP DEVICE
4054 | INTERNATIONAL GTWY | 43219 | LPS - Active | 22TA03XXX | SYNCROFLO |  | LPC |  | 3648276 | SOUDOMESTIC PUMP - THE EAST CORNER OF PARKING GARAGE MECH ROOM
4054 | INTERNATIONAL GTWY | 43219 | Active | 79926 | APOLLO | RPDALF4A | RPDA | 6.000 | 3648277 | SOUTHEAST CORNER OF PARKING GARAGE MECH ROOM - FIRE METER
4054 | INTERNATIONAL GTWY | 43219 | Active | 967848 | APOLLO | RPLF4A | RP | 0.500 | 3648278 | SOUTHEAST CORNER OF PARKING GARAGE MECH ROOM - FIRE METER BYPASS
4054 | INTERNATIONAL GTWY | 43219 | Active | UE-1036 | WATTS | 957 | RP | 4.000 | 3648331 | SOUTHEAST CORNER OF PARKING GARAGE MECH ROOM AT METER - BOTTOM DEVICE
4054 | INTERNATIONAL GTWY | 43219 | Not Required by DOW | 155867 | WATTS | LF009M2QT | RP | 2.000 | 3649408 | IRRIGATION IN WATER ROOM
4118 | INTERNATIONAL GTWY | 43219 | Removed | 157465REM | WATTS | LF009M3QT | RP | 0.750 | 3626395 | IN HOT BOX
4250 | INTERNATIONAL GTWY | 43219-1747 | Active not linked | J070801 | FEBCO | 825Y | RP | 0.750 | 63425 | REAR OF BLDG AT WATER METER
4250 | INTERNATIONAL GTWY | 43219-1747 | Due Install |  |  |  | RP |  | 3632537
4277 | INTERNATIONAL GTWY | 43219-1746 | Active | 1208230502 | AMES | 3000SS | DCDA | 6.000 | 63491 | MECH ROOM B -24 AIR TRAFFIC CONTROL TOWER BLDG
4277 | INTERNATIONAL GTWY | 43219-1746 | Active | 45614C | WILKINS | 375AST | RP | 3.000 | 63492 | B24A MECH ROOM (BASEMENT) AIR TRAFFIC CONTROL TOWER BLDG
4277 | INTERNATIONAL GTWY | 43219-1746 | Active | 166120 | WATTS | 909 | RP | 3.000 | 63493 | B24 A MECH ROOM (BASEMENT) AIR TRAFFIC CONTROL TOWER BLDG
4277 | INTERNATIONAL GTWY | 43219-1746 | Not Required by DOW | 176856 | WATTS | 009M2QT | RP | 1.000 | 63494 | 219 MECH ROOM 2ND FLOOR AIR TRAFFIC CONTROL TOWER BLDG
4277 | INTERNATIONAL GTWY | 43219-1746 | Not Required by DOW | 391463 | WATTS | 909M1QT | RP | 1.250 | 63495 | B09 SUMP ROOM (BASEMENT) AIR TRAFFIC CONTROL TOWER BLDG
4277 | INTERNATIONAL GTWY | 43219-1746 | Not Required by DOW | 530236 | WATTS | 909QT | RP | 0.750 | 63496 | B24A MECH ROOM (BASEMENT) AIR TRAFFIC CONTROL TOWER BLDG
4277 | INTERNATIONAL GTWY | 43219-1746 | Active | 53849 | WATTS | 007M1 | DC | 0.750 | 63497 | IN THE MECH ROOM AIR TRAFFIC CONTROL TOWER BLDG
4277 | INTERNATIONAL GTWY | 43219-1746 | Not Required by DOW | 547518 | WATTS | 909QT | RP | 0.750 | 63498 | AIR HANDLER ROOM AIR TRAFFIC CONTROL TOWER BLDG
4277 | INTERNATIONAL GTWY | 43219-1746 | LPS - Active |  |  |  | LPC |  | 3635525 | DOMESTIC PUMP -
4277 | INTERNATIONAL GTWY | 43219-1746 | LPS - Active |  |  |  | LST |  | 3635526 | FIRE PUMP
4280 | INTERNATIONAL GTWY | 43219-1747 | Active | 3HL0756 | AMES | 3000SS | DCDA | 4.000 | 63501 | METER ROOM
4280 | INTERNATIONAL GTWY | 43219-1747 | Active | A006436 | FEBCO | 825YA | RP | 2.000 | 63502 | MECHANICAL ROOM AT METER
4280 | INTERNATIONAL GTWY | 43219-1747 | Active | A006446 | FEBCO | 825YA | RP | 2.000 | 63503 | MECHANICAL RM AT METER
4280 | INTERNATIONAL GTWY | 43219-1747 | Active | 83696 | WATTS | 007M2QT | DC | 2.000 | 63504 | METER ROOM
4280 | INTERNATIONAL GTWY | 43219-1747 | Not Required by DOW | 620879 | WATTS | 800M4QT | PVB | 1.000 | 87759 | BY GAS METER AT POOL
4294 | INTERNATIONAL GTWY | 43219 | Active | 21936 | WILKINS | 375AST | RP | 4.000 | 3646695 | MECH ROOM WEST SIDE OF BUILDING
4294 | INTERNATIONAL GTWY | 43219 | Active | V55260 | WILKINS | 350ADA | DCDA | 6.000 | 3646696 | FIRE PUMP ROOM EAST SIDE OF BUILDING OUTSIDE DOOR
4294 | INTERNATIONAL GTWY | 43219 | Active | HC33353 | WILKINS | XLD | DC | 0.750 | 3646697 | FIRE PUMP ROOM EAST SIDE OF BUILDING OUTSIDE DOOR
4294 | INTERNATIONAL GTWY | 43219 | LPS - Active |  |  |  | LST |  | 3646734 | FIRE PUMP - MECHANICAL ROOM EAST SIDE, OUTSIDE DOOR
4294 | INTERNATIONAL GTWY | 43219 | Not Required by DOW | ACA5015 | WILKINS | 975XL2 | RP | 2.000 | 3648266 | MECH ROOM WEST SIDE OF BUILDING -IRRIGATION
4294 | INTERNATIONAL GTWY | 43219 | Not Required by DOW | 4804211 | WILKINS | 975XL2 | RP | 2.000 | 3648267 | POOL MECH ROOM
4300 | INTERNATIONAL GTWY | 43219-1749 | Active | 1572C | WILKINS | 375AST | RP | 4.000 | 3604498 | SW MECH/WATER MTR ROOM
4300 | INTERNATIONAL GTWY | 43219-1749 | Active | 1811250913 | AMES | 3000SS | DCDA | 6.000 | 3607981 | SE MECH/RISER ROOM
4300 | INTERNATIONAL GTWY | 43219-1749 | Active | 21037 | WATTS | 007M1QT | DC | 0.750 | 3607982 | SE MECH/RISER ROOM
4300 | INTERNATIONAL GTWY | 43219-1749 | Not Required by DOW | 24392 | WATTS | LF919QT | RP | 2.000 | 3607983 | SE MECHANICAL ROOM
4300 | INTERNATIONAL GTWY | 43219-1749 | Not Required by DOW | 23503 | WATTS | LF919QT | RP | 2.000 | 3607984 | SE MECHANICAL ROOM
4300 | INTERNATIONAL GTWY | 43219-1749 | LPS - Active |  |  |  | LST |  | 3638865 | FIRE BOOSTR PUMP SE MECHANICAL ROOM
4393 | INTERNATIONAL GTWY | 43219-3822 | Not Required by DOW | 112262 | WATTS | 909QT | RP | 0.750 | 63875 | BOILER ROOM IN HANGER #5
4393 | INTERNATIONAL GTWY | 43219-3822 | Removed | 192689REM |  |  |  | 0.000 | 63876 | REMOVED-MECHANICAL ROOM BETWEEN HANGERS #1 & #2
4393 | INTERNATIONAL GTWY | 43219-3822 | Not Required by DOW | 229603 | WILKINS | 975XL | RP | 0.750 | 63877 | BOILER ROOM HANGER #3
4393 | INTERNATIONAL GTWY | 43219-3822 | Not Required by DOW | 4769442 | WILKINS | 975XL2 | RP | 0.750 | 63879 | MECHANICAL ROOM - HANGER #4
4393 | INTERNATIONAL GTWY | 43219-3822 | Active | 16303 | WATTS | 919QT | RP | 2.000 | 99421 | STORAGE ROOM LOCATED IN SOUTHEAST CORNER OF HANGER #1
4600 | INTERNATIONAL GTWY | 43219-1779 | Not Required by DOW | 10274 | WATTS | 009QT | RP | 0.750 | 64456 | A300A US BOILER ROOM
4600 | INTERNATIONAL GTWY | 43219-1779 | Not Required by DOW | 1346049 | WILKINS | 975 | RP | 1.000 | 64458 | CONCOURSE C
4600 | INTERNATIONAL GTWY | 43219-1779 | Not Required by DOW | 1346056 | WILKINS | 975 | RP | 1.000 | 64459 | RM C170A NEW C-CONCOURSE EXPANSION
4600 | INTERNATIONAL GTWY | 43219-1779 | Not Required by DOW | 1346059 | WILKINS | 975 | RP | 1.000 | 64460 | CONCOURSE C
4600 | INTERNATIONAL GTWY | 43219-1779 | Not Required by DOW | 4490535 | WILKINS | 975XL | RP | 0.750 | 64461 | WOMENS RESTROOM IN T-HANGER BY AIRFIELD MAINT BLDG
4600 | INTERNATIONAL GTWY | 43219-1779 | Not Required by DOW | 182332 | WATTS | 909 | RP | 4.000 | 64462 | "C" CONCOURSE BOILER ROOM #B003
4600 | INTERNATIONAL GTWY | 43219-1779 | Not Required by DOW | 182375 | WATTS | 909 | RP | 4.000 | 64463 | C-CON COURSE BOILER ROOM (N. TERMANL BOILER #8003)
4600 | INTERNATIONAL GTWY | 43219-1779 | Not Required by DOW | 199629 | WATTS | 909 | RP | 4.000 | 64464 | CONCOURSE C
4600 | INTERNATIONAL GTWY | 43219-1779 | Not Required by DOW | 201714 | WATTS | 909 | RP | 4.000 | 64465 | MECH ROOM C151A
4600 | INTERNATIONAL GTWY | 43219-1779 | Not Required by DOW | 263385 | WATTS | 909HWQT | RP | 0.750 | 64466 | NATIONWIDE HANGAR -- NEXT TO BOILER ROOM
4600 | INTERNATIONAL GTWY | 43219-1779 | Not Required by DOW | 280245 | WATTS | 909M1QT | RP | 1.500 | 64467 | NORTH TERMANAL BOILER ROOM #B003
4600 | INTERNATIONAL GTWY | 43219-1779 | Not Required by DOW | 280389 | WATTS | 909M1QT | RP | 1.500 | 64468 | NORTH TERMANAL BOILER ROOM
4600 | INTERNATIONAL GTWY | 43219-1779 | Not Required by DOW | 280739 | WATTS | 909M1QT | RP | 1.500 | 64469 | NORTH TERMANAL EXSPANSION BOILER ROOM #B003
4600 | INTERNATIONAL GTWY | 43219-1779 | Not Required by DOW | 281103 | WATTS | 909M1QT | RP | 2.000 | 64471 | NORTH CONCORSE MECHANICAL ROOM (ROOM C151-A,
4600 | INTERNATIONAL GTWY | 43219-1779 | Not Required by DOW | 309924 | AMES | 4000B | RP | 1.500 | 64472 | OVER DOOR 031
4600 | INTERNATIONAL GTWY | 43219-1779 | Not Required by DOW | 311967 | WATTS | 909M1QT | RP | 1.500 | 64473 | ROOM B108, NEXT TO CHILLED WATER PUMP
4600 | INTERNATIONAL GTWY | 43219-1779 | Not Required by DOW | 314922 | WATTS | 909QT | RP | 1.000 | 64474 | US AIR HANDLER ROOM A-108-B (CEILING) BY AH-3
4600 | INTERNATIONAL GTWY | 43219-1779 | Not Required by DOW | 314930 | WATTS | 909QT | RP | 0.750 | 64475 | A109 ROOM (CEILING) SOUTHWEST AIRLINE
4600 | INTERNATIONAL GTWY | 43219-1779 | Not Required by DOW | 319450 | WATTS | 909M1QT | RP | 1.500 | 64476 | ROOM B003
4600 | INTERNATIONAL GTWY | 43219-1779 | Not Required by DOW | 506888 | WILKINS | 975 | RP | 2.000 | 64477 | BASEMENT DELTA LUGGAGE AREA AT DEDUCT METER
4600 | INTERNATIONAL GTWY | 43219-1779 | Not Required by DOW | 555028 | WILKINS | 950 | DC | 0.750 | 64478 | ABOVE WATER HEATER
4600 | INTERNATIONAL GTWY | 43219-1779 | Not Required by DOW | 683210 | WILKINS | 975 | RP | 10.000 | 64479 | KITCHEN AT ICE MACHINE
4600 | INTERNATIONAL GTWY | 43219-1779 | Not Required by DOW | 4682561 | WILKINS | 975XL | RP | 0.750 | 64480 | BASEMENT OVERHEAD AT COOLER
4600 | INTERNATIONAL GTWY | 43219-1779 | Not Required by DOW | 748230 | WATTS | 919AQT | RP | 1.500 | 64481 | MECH ROOM- CAR WASH- PARKING GARAGE
4600 | INTERNATIONAL GTWY | 43219-1779 | Not Required by DOW | 748272 | WILKINS | 975XL | RP | 1.500 | 64483 | MECH ROOM PARKING GARAGE CARWASH P137D
4600 | INTERNATIONAL GTWY | 43219-1779 | Not Required by DOW | 8073 | WATTS | 009QT | RP | 0.750 | 64484 | A104A CHILLER ROOM, 1ST FLOOR
4600 | INTERNATIONAL GTWY | 43219-1779 | Active | 9861 | WILKINS | 975 | RP | 6.000 | 64486 | BOILER ROOM 031-ABOVE HOUSE PUMPS
4600 | INTERNATIONAL GTWY | 43219-1779 | Active | 9862 | WILKINS | 975 | RP | 6.000 | 64487 | BOILER ROOM 031-ABOVE HOUSE PUMPS
4600 | INTERNATIONAL GTWY | 43219-1779 | Not Required by DOW | 766561 | WILKINS | 975 | RP | 2.000 | 64489 | ROOM T002, PARKING GARAGE
4600 | INTERNATIONAL GTWY | 43219-1779 | Not Required by DOW | A60634 | WATTS | 009M3QT | RP | 0.750 | 98367 | ABOVE MOP SINK - NEXT TO WATER FILTERS
4600 | INTERNATIONAL GTWY | 43219-1779 | Not Required by DOW | 2717157 | WILKINS | 375 | RP | 1.000 | 100722 | C-48 WATER CABINET
4600 | INTERNATIONAL GTWY | 43219-1779 | Not Required by DOW | 18772 | WATTS | 919QT | RP | 1.500 | 3610031 | RESTAURANT, KITCHEN BY METER
4600 | INTERNATIONAL GTWY | 43219-1779 | Due Install |  |  |  | DCDA | 8.000 | 3651960
4600 | INTERNATIONAL GTWY | 43219-1779 | Not Required by DOW | 26434 | WATTS | LF909 | RP | 4.000 | 3652204 | RO REJECT ROOM
4600 | INTERNATIONAL GTWY | 43219-1779 | Active | 71088 | WATTS | 919QT | RP | 1.000 | 3652377 | ELECTRICAL VAULT
4600 | INTERNATIONAL GTWY | 43219-1779 | Active | 102104 | WATTS | LF009M2QT | RP | 1.500 | 3653539 | BOILER ROOM 031-ABOVE HOUSE PUMPS
4600 | INTERNATIONAL GTWY | 43219-1779 | Active | 235390 | WATTS | 007M3 | DC | 0.750 | 3657760 | FIRE PUMP ROOM
4600 | INTERNATIONAL GTWY | 43219-1779 | Active | XG-0743 | WATTS | 757 | DCDA | 8.000 | 3657761 | FIRE PUMP ROOM
4389 | INTERNATIONAL GTWY EAST END BLDG | 43219 | Active | 3940662 | WILKINS | 975XL | RP | 0.750 | 3607803 | NORTHEAST WATER METER ROOM OF CUSTOMS BUILDING
4600 | INTERNATIONAL GTWY UNIT A | 43219-1779 | Active | 82954 | WATTS | LF919QT | RP | 1.000 | 64491 | DELTA OPS, C-CONCOURSE
4600 | INTERNATIONAL GTWY UNIT A | 43219-1779 | Active | 1591 | WATTS | 009QT | RP | 2.000 | 64492 | ROOM A-105 ABOVE DOOR
4600 | INTERNATIONAL GTWY UNIT A | 43219-1779 | Active | 280918 | WATTS | 909M1QT | RP | 2.000 | 64493 | C-CONCOURSE ROOM #205 ABOVE CEILING
4600 | INTERNATIONAL GTWY UNIT A | 43219-1779 | Active | 3001164 | AMES | 3000SS | DCDA | 8.000 | 64494 | RPP, P116
4600 | INTERNATIONAL GTWY UNIT A | 43219-1779 | Active | 321797 | WATTS | 909M1QT | RP | 0.750 | 64496 | PARKING GARAGE, ROOM 116
4600 | INTERNATIONAL GTWY UNIT A | 43219-1779 | Active | 13898 | WATTS | 919QT | RP | 2.000 | 64497 | HOT BOX AT SOUTHEND OF GLYCOL PLANT
4600 | INTERNATIONAL GTWY UNIT A | 43219-1779 | Active | 7623 | WATTS | 800M4QT | PVB | 1.500 | 64498 | BY DOOR A 104C (OUTSIDE)
4600 | INTERNATIONAL GTWY UNIT A | 43219-1779 | Active | FK586 | CONBRACO | 40205A2 | RP | 1.000 | 64500 | ROOM 4-008
4600 | INTERNATIONAL GTWY UNIT A | 43219-1779 | Active | 021698 | WATTS | LF009M2QT | RP | 1.000 | 64501 | ROOM 4-005
4600 | INTERNATIONAL GTWY UNIT A | 43219-1779 | Active | 089592 | WATTS | LF007M1QT | DC | 2.000 | 64502 | NORTHEND HOT BOX ON GLYCOL PAD
4600 | INTERNATIONAL GTWY UNIT A | 43219-1779 | Active | 748232 | WILKINS | 975XL | RP | 1.500 | 64503 | PEA PARKING GARAGE, NATIONAL CAR RENTAL, RM P140 D
4600 | INTERNATIONAL GTWY UNIT A | 43219-1779 | Active | 62204 | WATTS | LF919QT | RP | 1.000 | 88656 | C-48 WATER CABINET
4600 | INTERNATIONAL GTWY UNIT A | 43219-1779 | Active | 79927 | WATTS | LF919QT | RP | 1.000 | 88657 | C-51 WATER CAB Inside Room C168
4600 | INTERNATIONAL GTWY UNIT A | 43219-1779 | Active | 7602 | WATTS | 995QT | RP | 1.000 | 88658 | C-56 WATER CAB
4600 | INTERNATIONAL GTWY UNIT A | 43219-1779 | Active | 84979 | WATTS | LF919QT | RP | 1.000 | 88659 | C-55 WATER CAB
4600 | INTERNATIONAL GTWY UNIT A | 43219-1779 | Active | 79924 | WATTS | LF919QT | RP | 1.000 | 88661 | B-34 WATER CAB
4600 | INTERNATIONAL GTWY UNIT A | 43219-1779 | Active | 7592 | WATTS | 995QT | RP | 1.000 | 88662 | B-33 WATER CAB
4600 | INTERNATIONAL GTWY UNIT A | 43219-1779 | Active | 4975972-XLTCU | WILKINS | 975XL2 | RP | 1.000 | 88663 | B-32 WATER CAB
4600 | INTERNATIONAL GTWY UNIT A | 43219-1779 | Active | 020457 | WATTS | LF009M2QT | RP | 1.000 | 88664 | B-32 WATER CAB
4600 | INTERNATIONAL GTWY UNIT A | 43219-1779 | Active | 62209 | WATTS | 919QT | RP | 1.000 | 88665 | B-28 WATER CAB
4600 | INTERNATIONAL GTWY UNIT A | 43219-1779 | Active | 4975977-XLTCU | WILKINS | 975XL2 | RP | 1.000 | 88666 | B-29 WATER CAB
4600 | INTERNATIONAL GTWY UNIT A | 43219-1779 | Active | 07589 | WATTS | 995QT | RP | 1.000 | 88667 | B-16 WATER CAB
4600 | INTERNATIONAL GTWY UNIT A | 43219-1779 | Active | 07575 | WATTS | 995QT | RP | 1.000 | 88668 | A-6 WATER CAB
4600 | INTERNATIONAL GTWY UNIT A | 43219-1779 | Active | 43691 | WATTS | LF919QT | RP | 1.000 | 88669 | A-3 WATER CAB
4600 | INTERNATIONAL GTWY UNIT A | 43219-1779 | Active | 57249 | WATTS | 919AQT | RP | 1.000 | 3618658 | STOCK AREA
4600 | INTERNATIONAL GTWY UNIT A | 43219-1779 | Due Install |  |  |  | RP | 8.000 | 3651643 | RM 125 SEE PICS
4600 | INTERNATIONAL GTWY UNIT A | 43219-1779 | Active | 30155B | APOLLO | RPLF4AO | RP | 1.000 | 3658635 | B-24 WATER CABINET
4200 | INTERNATIONAL GTWY UNIT B | 43219- | Removed | 505837REM | WATTS | 909QT | RP | 0.750 | 63240 | CAR WASH BAY IN REAR REMOVED
4600 | INTERNATIONAL GTWY UNIT B | 43219-1779 | Active | 4974394 | WILKINS | 975XL2 | RP | 1.000 | 64504 | KITCHEN IN WOLF GANG PUCK
4600 | INTERNATIONAL GTWY UNIT B | 43219-1779 | Due Install |  |  |  | DCDA | 8.000 | 3651259 | MTR IN PIT AT EXIT FROM N DOCK BY DELIVERIES
4600 | INTERNATIONAL GTWY UNIT C | 43219-1779 | Active | 3085 | AMES | 2000B | DC | 0.750 | 64505 | NW CORNER OF GARAGE
2160 | INTERNATIONAL ST | 43228 | Active | 061843 | WATTS | LF009M2QT | RP | 1.500 | 3636978 | IN SOUTH HOT BOX NW CORNER OF BUILDING, DEVICE IS AT WATER METER
2160 | INTERNATIONAL ST | 43228 | Active | SD-0439 | AMES | COLT 500-GV | RPDA | 6.000 | 3636979 | IN NORTH HOT BOX NW CORNER OF BUILDING
2160 | INTERNATIONAL ST | 43228 | Active | 98543 | WATTS | 919QT | RP | 0.750 | 3636980 | IN NORTH HOT BOX NW CORNER OF BUILDING
2238 | INTERNATIONAL ST | 43228- | Removed | 260849REM | AMES | 2000SS | DC | 4.000 | 57710 | REMOVED-MECHANICAL ROOM NORTH END OF BUILDING
2238 | INTERNATIONAL ST | 43228- | Active | 28551B | WILKINS | 350AST | DCDA | 8.000 | 3629730 | METER PIT VAULT
2238 | INTERNATIONAL ST | 43228- | Active | HC60130 | WILKINS | 950XLD | DC | 0.750 | 3654029 | METER PIT VAULT
2300 | INTERNATIONAL ST | 43228-4621 | Active | W186822 | WILKINS | 975XLBMS | RP | 1.000 | 57894 | Between 2310 & 2320 entrances @ 2300
2323 | INTERNATIONAL ST | 43228-4622 | Active | 422969 | WATTS | 909M1QT | RP | 1.250 | 57960 | BETWEEN SPACE 2333 & 2353 IN OFFICE CLOSET
2325 | INTERNATIONAL ST | 43228- | Active | XH-1079 | AMES | COLT | DCDA | 8.000 | 3605933
2325 | INTERNATIONAL ST | 43228- | Active | 74562 | AMES | 2000BM3 | DC | 0.750 | 3655357
2350 | INTERNATIONAL ST | 43228-4621 | Active | 3868665 | WILKINS | 975XL2 | RP | 1.000 | 58039 | 2370 INTERNATIONAL ST, JUST SOUTH OF OFFICE IN WAREHOUSE
2375 | INTERNATIONAL ST | 43228-4622 | Active | 33120 | WATTS | 009QT | RP | 1.250 | 96879 | FRONT WALL MIDDLE OF THE WAREHOUSE
2500 | INTERNATIONAL ST | 43228-4601 | Due Install |  |  |  |  | 2.000 | 3603888 | SOUTH MIDDLE OF BLDG
2500 | INTERNATIONAL ST | 43228-4601 | Due Install |  |  |  | DCDA | 6.000 | 3652261 | VAULT SOUTH OF BLDG
2515 | INTERNATIONAL ST | 43228 | Active | 4780939 | WILKINS | 975XL | RP | 1.000 | 3640853 | IN THE NORTH UNIT, IN WAREHOUSE ON WEST WALL AT METER
2555 | INTERNATIONAL ST | 43228-4604 | Active | 57365 | AMES | 2000B | DC | 0.750 | 94483 | MECH ROOM SW CORNER OF BLDG
2555 | INTERNATIONAL ST | 43228-4604 | Active | 1628540208 | AMES | 3000SS | DCDA | 4.000 | 94484 | MECH ROOM SW CORNER OF BLDG
2555 | INTERNATIONAL ST | 43228-4604 | Active | A01740 | WATTS | 009M2QT | RP | 2.000 | 95073 | SOUTH WALL CLOSET BY WATER METER
2600 | INTERNATIONAL ST | 43228-4602 | Active | 1576585 | WILKINS | 975XL | RP | 2.000 | 87977 | WEST WALL BY FIRE RISERS
2600 | INTERNATIONAL ST | 43228-4602 | Active | 10507 | WATTS | 007M1QT | DC | 0.750 | 93412 | PIT IN FRONT OF FENCE IN FRONT OF BLDG
2600 | INTERNATIONAL ST | 43228-4602 | Active | 161574 | AMES | 3000SS | DCDA | 6.000 | 95776 | PIT IN FRONT OF FENCE IN FRONT OF BUILDING
2600 | INTERNATIONAL ST | 43228-4602 | Not Required by DOW | 396305 | WILKINS | 720 | PVB | 1.500 | 101221 | OUTSIDE WEST WALL
2600 | INTERNATIONAL ST | 43228-4602 | LPS - Active |  |  |  | LST |  | 3636408
2625 | INTERNATIONAL ST | 43228-4604 | Active | 3KN1411 | AMES | 3000SS | DCDA | 6.000 | 58792 | AT METER SET -- SERIAL # 3KN1411
2625 | INTERNATIONAL ST | 43228-4604 | Active | 39218 | WATTS | 007QT | DC | 0.750 | 58793 | AT METER SET
2625 | INTERNATIONAL ST | 43228-4604 | Active | 695633 | WILKINS | 975XL | RP | 1.500 | 58794 | SOUTH WALL AT METER
2681 | INTERNATIONAL ST | 43228- | Due Install |  |  |  | RP | 2.000 | 3451469 | VAULT CENTER OF 2711
2681 | INTERNATIONAL ST | 43228- | Due Install |  |  |  | DCDA | 8.000 | 3652263 | VAULT CENTER OF 2711
2700 | INTERNATIONAL ST | 43228- | Removed | 569AREM | WILKINS | 350A | DC | 6.000 | 100851 | NW CORNER OF THE BUILDING @ FIRE RISERS
2700 | INTERNATIONAL ST | 43228- | Active | 3402382 | WILKINS | 975XLBMS | RP | 1.500 | 100852 | NW CORNER @ WATER METER SET
2700 | INTERNATIONAL ST | 43228- | Not Required by DOW | 3618511 | WILKINS | 975XL | RP | 1.500 | 103564 | 2700 INTERNATIONAL ST, MIDDLE @ WEST SIDE
2700 | INTERNATIONAL ST | 43228- | Active | 1940810118 | AMES | 3000SS | DCDA | 8.000 | 3628102 | METER PIT
2700 | INTERNATIONAL ST | 43228- | Active | 80170 | AMES | 2000B | DC | 0.750 | 3628103 | METER PIT
2800 | INTERNATIONAL ST | 43228-4612 | Active | 430930 | WILKINS | 975 | RP | 1.000 | 59320 | NEXT TO WATER METER
2807 | INTERNATIONAL ST | 43228- | Active | 11051 | WATTS | 009QT | RP | 1.000 | 59064 | CENTER OF BUILDING BY WATER METER
2807 | INTERNATIONAL ST | 43228- | Active | XD-1601 | AMES | COLT 300-GV | DCDA | 6.000 | 3630094
2807 | INTERNATIONAL ST | 43228- | Active | 73585 | AMES | 2000BM3 | DC | 0.750 | 3654646
2850 | INTERNATIONAL ST | 43228-4612 | Active | 16871771015 | AMES | 3000SS | DCDA | 6.000 | 59445 | PIT
2850 | INTERNATIONAL ST | 43228-4612 | Replaced | REP463969 | WILKINS | 975XL | RP | 1.500 | 59446 | REPLACED- GARAGE AREA BY SPRINKLER RISER
2850 | INTERNATIONAL ST | 43228-4612 | Active | 24484 | WATTS | 007M1QT | DC | 0.750 | 59448 | FIRE PIT--METER BYPASS FIRE PROTECTION SYSTEM (FEDERAL EXPR)
2850 | INTERNATIONAL ST | 43228-4612 | Active | 4123024 | WILKINS | 975XL | RP | 1.500 | 3611337 | GARAGE AREA BY SPRINKLER RISER
2885 | INTERNATIONAL ST | 43228-4616 | Not Required by DOW | 07521 | WATTS | 919QT | RP | 1.000 | 59511 | OUTSIDE RIGHT SIDE
2885 | INTERNATIONAL ST | 43228-4616 | Active | W104577 | WILKINS | 975XL | RP | 1.000 | 59512 | N SIDE OF WHAREHOUSE
3013 | INTERNATIONAL ST | 43228-4637 | Not Required by DOW | 31211 | WATTS | 009M2QT | RP | 1.500 | 59800 | SPRINKLER RM IN 3001
3013 | INTERNATIONAL ST | 43228-4637 | Active | 31610 | WATTS | 009M2QT | RP | 1.500 | 59801 | REAR OF WAREHOUSE IN 3001 SPRINKLER RM
3013 | INTERNATIONAL ST | 43228-4637 | Not Required by DOW | CW820 | CONBRACO | 40207A2 | RP | 1.500 | 59803 | JANITOR CLOSET AT 3031
3041 | INTERNATIONAL ST | 43228-4635 | Active | AY133 | CONBRACO | 40208A2 | RP | 2.000 | 59802 | MECH ROOM IN CAGE OF 3031
3041 | INTERNATIONAL ST | 43228-4635 | Removed | 2EM0531REM | AMES | 2000SS | DC | 8.000 | 59860 | PIT NORTHWEST CORNER OF LOT
3041 | INTERNATIONAL ST | 43228-4635 | Active | XJ-1087 | AMES | COLT 300GV | DCDA | 6.000 | 3651264 | PIT NORTHWEST CORNER OF LOT
3041 | INTERNATIONAL ST | 43228-4635 | Active | 75302 | AMES | 2000BM3 | DC | 0.750 | 3655749 | PIT NORTHWEST CORNER OF LOT
2250 | INTERNATIONAL ST UNIT D | 43228-4630 | Active | 12145 | WATTS | 009M2QT | RP | 1.500 | 57762 | SOUTH END OF BUILDING
2236 | INTERNATIONAL ST UNIT E | 43228- | Active | 4973511 | WILKINS | 975XL | RP | 1.500 | 57709 | NORTH END OF BUILDING MECHANICAL ROOM
2236 | INTERNATIONAL ST UNIT E | 43228- | Not Required by DOW | 1714581112 | AMES | 2000SS | DC | 8.000 | 103682 | 2220 INTERNATIONAL, SPRINKLER RISER ROOM
2275 | INTERNATIONAL ST UNIT F | 43228-4632 | Active | 102563 | WATTS | 009M2QT | RP | 1.500 | 57823 | BACK SOUTH WESST CORNER. ITRON INSIDE ENTER THRU BACK DOOR AT SW CORNER
2111 | INTERNATIONAL ST UNIT G | 43228-4631 | Active | 14768 | WATTS | 009M2QT | RP | 1.500 | 57330 | MECHANICAL ROOM / SIDE OF BUILDING
2111 | INTERNATIONAL ST UNIT G | 43228-4631 | Not Required by DOW | 2JL1912 | AMES | 2000SS | DC | 4.000 | 57331 | MECHANICAL ROOM/SIDE OF BUILDING
2111 | INTERNATIONAL ST UNIT G | 43228-4631 | Active | 29291B | WILKINS | 350 | DCDA | 8.000 | 3653419 | METERPIT OFF OF INTERNATIONAL STREET
2111 | INTERNATIONAL ST UNIT G | 43228-4631 | Active | HC61610 | WILKINS | 950XL | DC | 0.750 | 3653420 | METER PIT OFF OF INTERNATIONAL STREET
2600 | international st unit metr |  | Active | XE-3072 | AMES | COLT 400 | RP | 4.000 | 3657482 | HOT BOX AT SOUTH DRIVE
764 | INTERNET DR | 43207 | Active | 057058 | WATTS | LF009M2QT | RP | 1.500 | 3635388 | IN HOTBOX
764 | INTERNET DR | 43207 | Active | SG129 | WATTS | 957 | RPDA | 6.000 | 3635389 | IN HOTBOX
764 | INTERNET DR | 43207 | Active | 76023 | WATTS | 919QT | RP | 0.750 | 3635390 | IN HOTBOX
786 | INTERNET DR | 43207-2589 | Active | A06057 | WATTS | 009M2 | RP | 1.500 | 94632 | 774 HITTLE HOUSE, KITCHEN REAR
786 | INTERNET DR | 43207-2589 | Active | 1613731107 | AMES | 3000SS | DCDA | 4.000 | 94633 | 774 HITTLE HOUSE, MECH ROOM
786 | INTERNET DR | 43207-2589 | Active | 57908 | AMES | 2000B | DC | 0.750 | 94634 | 774 HITTLE HOUSE, MECH ROOM
364 | INVERARY DR | 43228-9436 | Active | A133809 | WILKINS | 720A | PVB | 0.750 | 96919 | RIGHT SIDE OF HOUSE
8462 | INVERGORDON CT | 43017 | Active | G094619 | WILKINS | 720A | PVB | 1.000 | 73893 | RIGHT HAND SIDE
3421 | INVERNESS WAY | 43221-1421 | Active | CAB63137 | WILKINS | 720A | PVB | 1.000 | 60677 | RIGHT HAND SIDE
6128 | INVERURIE E DR | 43017 | Active | 30324 | FEBCO | 765 | PVB | 1.000 | 69091 | FRONT OF HOUSE
6157 | INVERURIE E DR | 43017 | Active | 300895 | WILKINS | 420 | PVB | 1.000 | 69177 | REAR OF HOUSE SE CORNER
6158 | INVERURIE E DR | 43017 | Active | FH2146 | FEBCO | 765 | PVB | 1.000 | 93597 | LEFT CENTER
6168 | INVERURIE E DR | 43017 | Active | 43567 | FEBCO | 765 | PVB | 0.750 | 69215 | RIGHT SIDE OF HOUSE
6188 | INVERURIE E DR | 43017 | Replaced | REP24450 | FEBCO | 765 | PVB | 1.000 | 100991 | REPLACED- FRONT OF HOUSE LEFT FRONT DOOR
6188 | INVERURIE E DR | 43017 | Active | T076944 | WILKINS | 720 | PVB | 1.000 | 3609422 | FRONT OF HOUSE LEFT FRONT DOOR
6198 | INVERURIE E DR | 43017 | Active | 001499 | WATTS | 800M4FR | PVB | 1.000 | 69331 | FRONT OF HOUSE LEFT OF DOOR
6201 | INVERURIE E DR | 43017 | Active | 03690 | FEBCO | 765 | PVB | 1.000 | 69373 | LEFT HAND SIDE
6208 | INVERURIE E DR | 43017 | Active | FH9098 | FEBCO | 765 | PVB | 1.000 | 69380 | RIGHT HAND SIDE
6215 | INVERURIE W DR | 43017 | Active | A008738 | WILKINS | 720A | PVB | 0.750 | 87538 | BACK OF HOUSE UNDER WINDOW
6218 | INVERURIE W DR | 43017 | Active | H08384 | FEBCO | 765 | PVB | 1.000 | 69405 | LEFT HAND SIDE
6227 | INVERURIE W DR | 43017 | Active | VAA0080 | WILKINS | 720 | PVB | 0.750 | 3451568
6228 | INVERURIE W DR | 43017-8438 | Active | AB0210 | FEBCO | 765 | PVB | 1.000 | 69424 | FRONT OF HOUSE EAST OF FRONTDOOR
6231 | INVERURIE W DR | 43017 | Active | Hb72737 | FEBCO | 765 | PVB | 0.750 | 69434 | LEFT FRONT
6234 | INVERURIE W DR | 43017 | Active | T461578 | WILKINS | 720A | PVB | 1.000 | 69439 | FRONT OF HOUSE L OF FD
6242 | INVERURIE W DR | 43017 | Active | T195469 | WILKINS | 720A | PVB | 0.750 | 69461 | LEFT CENTER
6243 | INVERURIE W DR | 43017 | Active | FH2102 | FEBCO | 765 | PVB | 1.000 | 93598 | FRONT LEFT FRONT DOOR
6246 | INVERURIE W DR | 43017 | Active | F023784 | WILKINS | 720A | PVB | 0.750 | 3451572 | BACK RIGHT
6251 | INVERURIE W DR | 43017 | Active | EAG4651 | WILKINS | 720A | PVB | 0.750 | 3451575
2706 | IONE CT | 43235-2810 | Active | T075191 | WILKINS | 720A | PVB | 0.750 | 59061 | FRONT RIGHT OF DOOR
6300 | IRELAN PL | 43016 | Active | 1323680204 | AMES | 3000SS | DCDA | 6.000 | 69598 | NEXT TO MAINT CAGE
6300 | IRELAN PL | 43016 | Active | 224180 | WATTS | 009QT | RP | 1.000 | 69599 | BY WATER METER IN FRONT OF WAREHOUSE
6300 | IRELAN PL | 43016 | Active | 60249 | WATTS | 007QT | DC | 0.750 | 69600 | NEXT TO MAINT
6321 | IRELAN PL | 43016 | Active | 455510 | WATTS | LF009M3QT | RP | 0.750 | 69657 | WOMENS RESTROOM ON OUTSIDE WALL
1864 | IRIS CT | 43123-8395 | Active | G086002 | WILKINS | 720A | PVB | 0.750 | 3593161 | LEFT SIDE
1900 | IRIS CT | 43123-8398 | Active | 320644 | WILKINS | 420 | PVB | 1.000 | 92153 | SW CORNER OF HOUSE
1921 | IRIS CT | 43123-8398 | Active | 997031 | WILKINS | 720A | PVB | 0.750 | 56644 | LEFT SIDE OF HOUSE
1933 | IRIS CT | 43123 | Active | 580013 | WATTS | 800M4QT | PVB | 1.000 | 87112 | LEFT SIDE OF HOUSE
1936 | IRIS CT | 43123-8398 | Active | 580032 | WATTS | 800M4QT | PVB | 1.000 | 87193 | LEFT SIDE OF HOUSE
1271 | IRONWOOD DR | 43123 | Active | EAF7484 | WILKINS | 720A | PVB | 0.750 | 3602496 | LEFT FRONT
1281 | IRONWOOD DR | 43123 | Active | T081669 | WILKINS | 720A | PVB | 0.750 | 101519 | LEFT SIDE OF HOUSE
1291 | IRONWOOD DR | 43123 | Active | CB023847 | WILKINS | 720A | PVB | 0.750 | 103673 | LEFT SIDE
1294 | IRONWOOD DR | 43123 | Active | T074394 | WILKINS | 720A | PVB | 0.750 | 101558 | RIGHT SIDE OF HOUSE
1306 | IRONWOOD DR | 43123 | Active | T075214 | WILKINS | 720A | PVB | 0.750 | 101816 | LEFT SIDE
1336 | IRONWOOD DR | 43123 | Active | CAA4720 | WILKINS | 720A | PVB | 0.750 | 3602056 | RIGHT SIDE OF HOUSE
1351 | IRONWOOD DR | 43123 | Active | T081709 | WILKINS | 720A | PVB | 0.750 | 101764 | RIGHT SIDE
1411 | IRONWOOD DR | 43123 | Active | T250755 | WILKINS | 720A | PVB | 0.750 | 3602984 | Left Side
1421 | IRONWOOD DR | 43123 | Active | CB011677 | WILKINS | 720A | PVB | 0.750 | 102909 | LEFT SIDE OF HOUSE (EXT)
1426 | IRONWOOD DR | 43123 | Active | T391494 | WILKINS | 720A | PVB | 0.750 | 3602947 | RIGHT SIDE
1431 | IRONWOOD DR | 43123 | Active | B157992 | WATTS | 800M4QT | PVB | 0.750 | 3602938 | RIGHT SIDE
1443 | IRONWOOD DR | 43123 | Active | CB079309 | WILKINS | 720A | PVB | 0.750 | 3603138 | LEFT SIDE
1453 | IRONWOOD DR | 43123 | Active | CB323313 | WILKINS | 720A | PVB | 0.750 | 3603061 | RIGHT SIDE
6092 | IROQUOIS CT | 43123-9718 | Active | T176372 | WILKINS | 720A | PVB | 0.750 | 91766 | LEFT SIDE OF HOUSE
6095 | IROQUOIS CT | 43123-9718 | Active | W255375 | WILKINS | 975XLBMS | RP | 0.750 | 87335 | IN BASEMENT ABOVE SUMP PIT
3680 | IRVING N WAY | 43214-3617 | Active | G251919 | WILKINS | 720A | PVB | 0.750 | 99038 | RIGHT SIDE OF HOUSE
211 | IRVING WAY | 43214-3618 | Active | EAE8748 | WILKINS | 720 | PVB | 0.750 | 3451763 | LEFT SIDE OF THE HOUSE
247 | IRVING WAY | 43214-3618 | Active | H04745T | WILKINS | 720A | PVB | 1.000 | 93599 | RIGHT SIDE OF HOUSE
196 | IUKA AVE | 43201-1512 | Active | 20470 | WATTS | 919AQT | RP | 1.500 | 3451867 | MECHANICAL ROOM AT WATER METER
1962 | IUKA AVE | 43201-1512 | Active | 00412 | WATTS | 007MI | DCDA | 2.000 | 3451868 | South End Basement
1962 | IUKA AVE | 43201-1512 | Active | 61340 | WATTS | 007 | DC | 0.500 | 3621337 | South End Basement
1979 | IUKA AVE | 43201 | Removed | REM356650 | WILKINS | 975 | RP | 0.750 | 56846 | ***REMOVED***SOUTHEAST CORNER OF BASEMENT NEXT TO WATER METER
1979 | IUKA AVE | 43201 | Removed | REM683312 | WILKINS | 975 | RP | 0.750 | 56847 | ***REMOVED***IN BATHROOM BY KITCHEN
1979 | IUKA AVE | 43201 | Active | 007546 | WATTS | LF909M1QT | RP | 2.000 | 3611569 | BASEMENT NEXT TO WATER HEATERS
1979 | IUKA AVE | 43201 | Active | 13398 | AMES | 4000B | RP | 0.750 | 3611821 | BASEMENT MECH ROOM
1979 | IUKA AVE | 43201 | Active | 1065930415 | AMES | 5000SS | RP | 3.000 | 3611822 | BASEMENT MECH RM
2051 | IUKA AVE | 43201-1415 | Active | 431021 | WATTS | 800M4QT | PVB | 0.750 | 95084 | BACK OF HOUSE BY STEPS
2121 | IUKA AVE | 43201-1330 | Due Install |  |  |  | RP | 1.500 | 3451906
1978 | IUKA AVE UNIT A | 43201-1512 | Active | 352949 | WATTS | 909M1QT | RP | 1.500 | 56823 | IN BASEMENT AT WATER METER
1978 | IUKA AVE UNIT A | 43201-1512 | Active | 18065 | AMES | 2000B | DC | 1.500 | 92301 | BASEMENT BY WATER METER
1811 | IVANHOE CT | 43220-3006 | Active | T477423 | WILKINS | 720A | PVB | 0.750 | 3451919 | RIGHT REAR OF HOUSE
4155 | IVY CREST CT | 43026 | Active | CB653376 | WILKINS | 720A | PVB | 0.750 | 3623146 | RIGHT SIDE OF HOUSE
4176 | IVY CREST CT | 43026 | Active | T240007 | WILKINS | 720A | PVB | 0.750 | 3609659 | Left Side
4188 | IVY CREST CT | 43026 | Active | T294439 | WILKINS | 720A | PVB | 0.750 | 3623149 | RIGHT FRONT
4197 | IVY CREST CT | 43026-6249 | Active | G242368 | WILKINS | 720A | PVB | 0.750 | 98707 | RIGHT SIDE OF HOUSE
4221 | IVY CREST CT | 43026-6228 | Active | CB260701 | WILKINS | 720A | PVB | 0.750 | 3599545 | LEFT SIDE OF THE HOUSE
4227 | IVY CREST CT | 43026 | Active | t474438 | WILKINS | 720A | PVB | 0.750 | 3611519 | LEFT SIDE
4234 | IVY CREST CT | 43026 | Active | CB806667 | WILKINS | 720A | PVB | 0.750 | 3613144 | RIGHT SIDE OF HOUSE
4235 | IVY CREST CT | 43026 | Active | CB154316 | WILKINS | 720A | PVB | 0.750 | 3608294 | RIGHT SIDE OF HOUSE
6152 | JACANA DR | 43017-8239 | Active | G214982 | WILKINS | 720A | PVB | 0.750 | 96279 | LEFT FRONT
6159 | JACANA DR | 43017-8240 | Active | H088408 | FEBCO | 765 | PVB | 0.750 | 69182 | LEFT SIDE
6160 | JACANA DR | 43017-8239 | Active | H427714 | FEBCO | 765 | PVB | 1.000 | 92032 | EAST SIDE
6167 | JACANA DR | 43017-8240 | Active | 650747 | WATTS | 800M4QT | PVB | 1.000 | 96148 | LEFT FRONT
6168 | JACANA DR | 43017-8239 | Active | G125318 | WILKINS | 720A | PVB | 0.750 | 69216 | LEFT SIDE OF HOUSE
6170 | JACANA DR | 43017 | Active not linked | 4527466 | WILKINS | 975XL | RP | 0.750 | 3638758 | IN HOX BOX SW OF 6176 JACANA DR -IRRIGATION
460 | JACK GIBBS BLVD | 43215- | Replaced | REP125569 | WATTS | 009QT | RP | 0.750 | 64443 | REPLACED- 530 JACK GIBBS BLVD ROOM 138 ABOVE BOILERS
460 | JACK GIBBS BLVD | 43215- | Active | 152994 | WATTS | 909 | RP | 3.000 | 64444 | ROOM 138 BY OUTSIDE DOOR
460 | JACK GIBBS BLVD | 43215- | Not Required by DOW | 58657 | WATTS | 919QT | RP | 1.000 | 3607354 | central Enrollment ROOM 138 ABOVE BOILERS
530 | JACK GIBBS BLVD | 43215-1720 | Not Required by DOW | A06948 | WATTS | 009M3QT | RP | 0.750 | 91298 | 1ST FLOOR MECH ROOM
530 | JACK GIBBS BLVD | 43215-1720 | Not Required by DOW | A10656 | WATTS | 009M2PCQT | RP | 1.000 | 93448 | 530 cleveland ave maint bldg
530 | JACK GIBBS BLVD | 43215-1720 | Not Required by DOW | A06161 | WATTS | 009M2PCQT | RP | 1.000 | 93449 | BOILER ROOM NEXT TO BOILER
530 | JACK GIBBS BLVD | 43215-1720 | Not Required by DOW | 154321 | AMES | 2000SS | DC | 6.000 | 93450 | BASEMENT MECH ROOM WEST - Building 110
530 | JACK GIBBS BLVD | 43215-1720 | Not Required by DOW | 014734 | WATTS | 909OSY | RP | 3.000 | 93451 | BASEMENT MECH ROOM Bldg 101 - BUILDING 110
530 | JACK GIBBS BLVD | 43215-1720 | Not Required by DOW | U05980 | WILKINS | 350A | DC | 4.000 | 93452 | BOILER ROOM EAST END OF BUILDING - Arts Impact M. S.
530 | JACK GIBBS BLVD | 43215-1720 | Not Required by DOW | 178660 | WATTS | 909 | RP | 3.000 | 93453 | 1ST FLOOR MECH ROOM
530 | JACK GIBBS BLVD | 43215-1720 | Not Required by DOW | 1660085 | WILKINS | 975XL | RP | 1.000 | 93454 | BASEMENT MECH ROOM - BUILDING #101
530 | JACK GIBBS BLVD | 43215-1720 | Not Required by DOW | 62959 | WILKINS | 350 | DC | 6.000 | 94195 | 546 JACK GIBBS BLVD - Shot Tower, BASEMENT MECH ROOM 007
530 | JACK GIBBS BLVD | 43215-1720 | Not Required by DOW | 183137 | WATTS | 909 | RP | 3.000 | 94196 | BASEMET MECH ROOM 007 BLDG 62 - 546 JACK GIBBS BLVD
530 | JACK GIBBS BLVD | 43215-1720 | Not Required by DOW | 193602 | WATTS | 909M1QT | RP | 1.250 | 94650 | MECH ROOM SHOT TOWER - 546 JACK GIBBS BLVD
530 | JACK GIBBS BLVD | 43215-1720 | Not Required by DOW | U11669 | WILKINS | 350A | DC | 6.000 | 95785 | MAIN RISER RM BLDG 540, FHCC Performing Arts
530 | JACK GIBBS BLVD | 43215-1720 | Not Required by DOW | 10197 | WATTS | 919QT | RP | 2.000 | 95786 | BLDG 540 perform arts
530 | JACK GIBBS BLVD | 43215-1720 | Not Required by DOW | 13219 | WATTS | 008PCQT | SVB | 0.500 | 96385 | DARK ROOM 2ND FLOOR - 546 JACK GIBBS BLVD
530 | JACK GIBBS BLVD | 43215-1720 | Not Required by DOW | 207151 | WATTS | 909QTFDA | RP | 4.000 | 96493 | BOILER ROOM Fort Hayes CC (FHCC) - Health Bldg
530 | JACK GIBBS BLVD | 43215-1720 | Not Required by DOW | 619023 | WATTS | 909QT | RP | 1.000 | 96498 | MECH ROOM ABOVE WATER HEATER perform arts
530 | JACK GIBBS BLVD | 43215-1720 | Not Required by DOW | U03076 | WILKINS | 350A | DC | 4.000 | 97468 | BOILER ROOM FHCC 101
530 | JACK GIBBS BLVD | 43215-1720 | Active | 483267 | WATTS | 909M1 | RP | 10.000 | 97916 | north east corner of project bld. #156
530 | JACK GIBBS BLVD | 43215-1720 | Not Required by DOW | 15778 | WILKINS | 375ADA | RPDA | 4.000 | 98121 | SOUTH MECHANICAL ROOM
530 | JACK GIBBS BLVD | 43215-1720 | Not Required by DOW | U20035 | WILKINS | 350A | DC | 6.000 | 98122 | Mechanical Room - FHCC Auto Tech
530 | JACK GIBBS BLVD | 43215-1720 | Not Required by DOW | A54503 | WATTS | 009QT | RP | 0.500 | 98427 | 1ST FLOOR CUSTODIAL CLOSET Health
530 | JACK GIBBS BLVD | 43215-1720 | Not Required by DOW | 3816703 | WILKINS | 975 | RP | 0.750 | 98524 | BUS WASH STATION
530 | JACK GIBBS BLVD | 43215-1720 | Not Required by DOW | 3187272 | WILKINS | 975 | RP | 1.000 | 99280 | MECHANICAL ROOM SOUTH FHCC AUTOTECH
530 | JACK GIBBS BLVD | 43215-1720 | Not Required by DOW | 3187288 | WILKINS | 975 | RP | 1.000 | 99281 | MECHANICAL ROOM SOUTH FHCC AUTO TECH
530 | JACK GIBBS BLVD | 43215-1720 | Not Required by DOW | U05670 | WILKINS | 350A | DC | 6.000 | 99334 | MAINTENANCE BUILDING - FHCC 115, 530 CLEVELAND AVE
530 | JACK GIBBS BLVD | 43215-1720 | Not Required by DOW | W346346 | WILKINS | 975XL | RP | 0.500 | 100733 | FORT HAYES AUTO TECH MECHANICAL ROOM 127
530 | JACK GIBBS BLVD | 43215-1720 | Not Required by DOW | W402000 | WILKINS | 975 X | RP | 0.500 | 3609787 | BOILER ROOM
530 | JACK GIBBS BLVD | 43215-1720 | LPS - Active |  |  |  | LPC |  | 3629538 | DOMESTIC PUMP -
530 | JACK GIBBS BLVD | 43215-1720 | LPS - Active |  |  |  | LST |  | 3629539 | FIRE
530 | JACK GIBBS BLVD UNIT A | 43215-1720 | Not Required by DOW | 26713 | FEBCO | 825 | RP | 3.000 | 66585 | 546 JACK BIGGS BLVD FT HAYES CC (FHCC) BLDG 110-BASEMENT MECH RM CEILING
530 | JACK GIBBS BLVD UNIT A | 43215-1720 | Not Required by DOW | 205830 | WILKINS | 975 | RP | 0.750 | 66587 | BOILER ROOM BUILDING 110, Fort Hayes CC (FHCC)
530 | JACK GIBBS BLVD UNIT A | 43215-1720 | Not Required by DOW | 347547 | WILKINS | 950 | DC | 2.000 | 66594 | MECH ROOM SOUTH SIDE OF BLDG _ FHCC Fleet
530 | JACK GIBBS BLVD UNIT A | 43215-1720 | Not Required by DOW | 3288117 | WILKINS | 975 | RP | 1.000 | 66595 | BOILER ROOM - HEALTH BLDG, F.H.C.C.
530 | JACK GIBBS BLVD UNIT A | 43215-1720 | Not Required by DOW | 446494 | WATTS | 909HWM1QT | RP | 2.000 | 66596 | 630 BI CLEVELAND AVE--1ST BAY DOOR IN GARAGE AREA-FHCC BUS CAMP FHCC
530 | JACK GIBBS BLVD UNIT A | 43215-1720 | Active | 1016590106 | WATTS | 990 | RP | 8.000 | 88801 | METER HOUSE-FACING CLEVELAND AVENUE - FHCC
530 | JACK GIBBS BLVD UNIT A | 43215-1720 | Removed | 45142REM | WATTS | 008PCQT | SVB | 0.500 | 96386 | DARK ROOM 2ND FLOOR - 546 JACK GIBBS BLVD
530 | JACK GIBBS BLVD UNIT A | 43215-1720 | Not Required by DOW | 45146 | WATTS | 008PCQT | SVB | 0.500 | 96387 | DARK ROOM 2ND FLOOR - 546 JACK GIBBS BLVD
530 | JACK GIBBS BLVD UNIT A | 43215-1720 | Not Required by DOW | N0802260556 | FEBCO | 870V | DC | 6.000 | 96521 | MECH ROOM - FHCC Health
530 | JACK GIBBS BLVD UNIT A | 43215-1720 | Not Required by DOW | 1142890 | WILKINS | 975XLBMS | RP | 0.750 | 96522 | COMPRESSOR ROOM
326 | JACKLIN DR | 43147-9569 | Active | G086263 | WILKINS | 720A | PVB | 0.750 | 93609 | RIGHT SIDE
3271 | JACKLIN DR | 43147-9570 | Active | H115968 | FEBCO | 765 | PVB | 0.750 | 60341 | LEFT SIDE OF HOUSE
3880 | JACKPOT RD | 43123-7500 | Active | 1644250608 | AMES | 3000CIV | DCDA | 6.000 | 98173 | SW IN HOT BOX BEHIND BUSHES BY FDC
3880 | JACKPOT RD | 43123-7500 | Active | 12421 | WATTS | 007M2QT | DC | 0.750 | 98276 | SW IN HOT BOX BEHIND BUSHES BY FDC
3880 | JACKPOT RD | 43123-7500 | Active | 3187904 | WILKINS | 975XL | RP | 2.000 | 98277 | METER ROOM 139 MECH/RISER/ELECTRIC PANEL ROOM AT WATER METER
3925 | JACKPOT RD | 43123-8637 | Active | 352858 | WILKINS | 975 | RP | 1.000 | 62227 | MECHANICAL ROOM AT WATER METER
3925 | JACKPOT RD | 43123-8637 | Not Required by DOW | G201410 | WILKINS | 720A | PVB | 1.000 | 98250 | RIGHT SIDE
3928 | JACKPOT RD | 43123-8636 | Active | 105993 | AMES | 3000SS | DCDA | 4.000 | 62229 | MECH ROOM 1ST FLOOR SW END OF THE BUILDING
3928 | JACKPOT RD | 43123-8636 | Active | 11899 | AMES | 2000B | DC | 0.750 | 62230 | MECH ROOM 1ST FLOOR SW END OF THE BUILDING
3928 | JACKPOT RD | 43123-8636 | Active | 170325 | WATTS | 009QT | RP | 2.000 | 62231 | RISER ROOM
3928 | JACKPOT RD | 43123-8636 | Removed | 275979REM | WILKINS | 720A | PVB | 1.000 | 62232 | REMOVED-MECH ROOM
3928 | JACKPOT RD | 43123-8636 | Active | T239426 | WILKINS | 720A | PVB | 1.000 | 3607693 | MECH ROOM
3951 | JACKPOT RD | 43123-8637 | Active | 109254 | AMES | 3000 | DCDA | 4.000 | 62344 | Boiler/Riser Room-Main Sprinkler
3951 | JACKPOT RD | 43123-8637 | Active | 15840 | AMES | 2000B | DC | 0.750 | 62345 | Boiler/Riser Room-Sprinkler Bypass
3951 | JACKPOT RD | 43123-8637 | Active | 165125 | WATTS | 009M2QT | RP | 2.000 | 62346 | Boiler/Riser Room
3951 | JACKPOT RD | 43123-8637 | Replaced | REP60385 | WATTS | 009QT | RP | 0.750 | 62347 | REPLACED- SE MECH ROOM
3951 | JACKPOT RD | 43123-8637 | Not Required by DOW | J011105 | FEBCO | 825Y | RP | 1.500 | 62348 | Boiler/Riser Room-Irrigation
3951 | JACKPOT RD | 43123-8637 | Not Required by DOW | 416495 | WATTS | 009M3-FP | RP | 0.750 | 3610175 | Pool Equipment Room-Pool Fill
3962 | JACKPOT RD | 43123-8636 | Active | 0000606 | AMES | 4000B | RP | 0.750 | 62369 | MECH RM
3962 | JACKPOT RD | 43123-8636 | Not Required by DOW | 0230629 | WATTS | 800M4QT | PVB | 1.500 | 62370 | OUTSIDE LANDSCAPE SPRINKLER
3962 | JACKPOT RD | 43123-8636 | Active | 5cn0606 | AMES | 5000ss | RPDA | 4.000 | 62371 | SW CORNER OF BUILDING IN MECH ROOM
3962 | JACKPOT RD | 43123-8636 | Active | 267475 | WILKINS | 975 | RP | 2.000 | 62372 | SW OF MECHANICAL ROOM SW CORNER OF BLDG
3977 | JACKPOT RD | 43123-8637 | Active | 367350 | WATTS | 909QT | RP | 1.000 | 62403 | SE CORNER OF BASEMENT AT WATER METER
3983 | JACKPOT RD | 43123-8637 | Active | 267982 | WILKINS | 975 | RP | 1.000 | 62449 | AT WATER METER IN CENTER OF BLDG -- EQUIPMENT ROOM
3983 | JACKPOT RD | 43123-8637 | Not Required by DOW | 356916 | WILKINS | 975 | RP | 0.750 | 62450 | POOL ROOM WEST CENTER OF BUILDING
3989 | JACKPOT RD | 43123-8637 | Active | 231352 | WATTS | LF009M2QT | RP | 1.000 | 62465 | METER ROOM EAST CENTER OF BLDG, NEXT TO WATER METER, S UNIT
3996 | JACKPOT RD | 43123 | Active | 1726880813 | AMES | 2000SS | DC | 4.000 | 3607867 | EAST RISER ROOM
3996 | JACKPOT RD | 43123 | Active | X30483 | WILKINS | 375A | RP | 4.000 | 3607973 | MECHANICAL ROOM, EAST END
3996 | JACKPOT RD | 43123 | Not Required by DOW | J095195 | FEBCO | 825Y | RP | 1.000 | 3607974 | RISER ROOM ON EAST SIDE OF BUILDING
4017 | JACKPOT RD | 43123-9739 | Active | HC68647 | FEBCO | 765 | PVB | 1.000 | 89465 | LEFT SIDE OF FRONT DOOR
4017 | JACKPOT RD | 43123-9739 | Due Install |  |  |  | RP | 2.000 | 3639228 | LEFT SIDE OF FRONT DOOR
4017 | JACKPOT RD | 43123-9739 | Due Install |  |  |  | DCDA | 4.000 | 3639229 | LEFT SIDE OF FRONT DOOR
4055 | JACKPOT RD | 43123-9739 | Removed | 266506 | WATTS | 800QT | PVB | 1.000 | 62782 | MECHANICAL ROOM
4055 | JACKPOT RD | 43123-9739 | Not Required by DOW | [5 empty] | 3626354
4055 | JACKPOT RD | 43123-9739 | Active | QK-1574 | WATTS | 957 | RP | 3.000 | 3626355 | AT WATER METER
1805 | jackson pke |  | Active | 268500 | WATTS | LF009M2QT | RP | 2.000 | 3659603 | HOT BOX
1805 | jackson pke |  | Active | YJ-1203 | AMES | 300GV | DCDA | 6.000 | 3659604 | HOT BOX
1805 | jackson pke |  | Active | 79178 | AMES | 2000BM3 | DC | 0.750 | 3659605 | HOT BOX
2020 | JACKSON PKE | 43223 | Not Required by DOW | 12748 | WATTS | 919QT | RP | 1.500 | 100002 | IN HOT BOX
2020 | JACKSON PKE | 43223 | Not Required by DOW | 07085 | WATTS | 009M1QT | RP | 1.500 | 3623116 | SCREEN ELECTRICAL BUILDING - UTILITY CLOSET
2020 | JACKSON PKE | 43223 | Active | 442554 | WATTS | 909M1 | RP | 1.500 | 3633120 | WEST SIDE TRAILER OARS HOTBOX
2104 | JACKSON PKE | 43223-3841 | Not Required by DOW | 104887 | WATTS | 009M2PCQT | RP | 0.750 | 57265 | ADMIN BUILDING NW CORNER BEHIND A/C UNITS
2104 | JACKSON PKE | 43223-3841 | Not Required by DOW | 1071590302 | AMES | 4000SS | RP | 4.000 | 57266 | BSMT SO W CORNER-ADMIN BLDG
2104 | JACKSON PKE | 43223-3841 | Not Required by DOW | 118056 | WATTS | 909 | RP | 2.500 | 57267 | PUMP AND BLOWER LEVEL 2 ABOVE AUX. BLOWER #4
2104 | JACKSON PKE | 43223-3841 | Not Required by DOW | DUP1299 | WATTS | 009M2PCQT | RP | 1.000 | 57268 | DUPLICATE RECORD - BIO FILTER
2104 | JACKSON PKE | 43223-3841 | Not Required by DOW | 132967 | WATTS | 909 | RP | 3.000 | 57270 | LOCKER ROOM / UTILITY ROOM
2104 | JACKSON PKE | 43223-3841 | Not Required by DOW | 132969 | WATTS | 909 | RP | 3.000 | 57271 | SCD LOCKER ROOM/UTILITY ROOM
2104 | JACKSON PKE | 43223-3841 | Not Required by DOW | 144143 | WATTS | 909 | RP | 3.000 | 57272 | A-93 BASEMENT FOR OIL COOLERS-ACA BASEMENT AT CEILING
2104 | JACKSON PKE | 43223-3841 | Not Required by DOW | 049434 | WATTS | 800M4QT | PVB | 0.750 | 57274 | ADMIN BLDG LAB (CHEMICAL ROOM)
2104 | JACKSON PKE | 43223-3841 | Not Required by DOW | 222664 | WATTS | 909 | RP | 4.000 | 57277 | ACB BASEMENT W. END ON FLOOR BY BOILER
2104 | JACKSON PKE | 43223-3841 | Not Required by DOW | 168098 | WATTS | 909 | RP | 3.000 | 57278 | BASEMENT old conference room admin bldg
2104 | JACKSON PKE | 43223-3841 | Not Required by DOW | 202928 | WATTS | 909 | RP | 4.000 | 57279 | BASEMENT BUILDING-BY POLYMER PUMPS
2104 | JACKSON PKE | 43223-3841 | Not Required by DOW | 382203 | WATTS | 909M1QT | RP | 1.500 | 57281 | BEHIND 3 BOILERS UNDER OFFICE
2104 | JACKSON PKE | 43223-3841 | Not Required by DOW | 217053 | WATTS | 009M2PCQT | RP | 2.000 | 57282 | GRIT REMOVAL
2104 | JACKSON PKE | 43223-3841 | Not Required by DOW | DUP313470 | WATTS | 909M1QT | RP | 2.000 | 57290 | GEN. STA. BASEMENT SW CORNER
2104 | JACKSON PKE | 43223-3841 | Not Required by DOW | 378437 | WATTS | 909M1QT | RP | 2.000 | 57292 | GTC BASEMENT AT AIR DRYERS
2104 | JACKSON PKE | 43223-3841 | Not Required by DOW | 382609 | WATTS | 909M1QT | RP | 1.500 | 57293 | BASEMENT-S.V. #3 SKIMING VAULT
2104 | JACKSON PKE | 43223-3841 | Not Required by DOW | 385755 | WATTS | 909M1QT | RP | 2.000 | 57294 | MAINT STOREBOOM S WALL OVER SINK
2104 | JACKSON PKE | 43223-3841 | Not Required by DOW | 389540 | WATTS | 909M1QT | RP | 2.000 | 57295 | SOUTH END GROUND FLOOR SLUDGE LOAD
2104 | JACKSON PKE | 43223-3841 | Active | 402528 | WATTS | 909 | RP | 10.000 | 57296 | DIGESTER CONTROL BUILD 1 BASEMENT W/END TUNNEL S/WALL
2104 | JACKSON PKE | 43223-3841 | Active | 402618 | WATTS | 909 | RP | 10.000 | 57297 | DIGESTER CONTROL BUILD 1 BASEMENT W/END TUNNEL S/WALL
2104 | JACKSON PKE | 43223-3841 | Not Required by DOW | 429278 | WATTS | 909QT | RP | 1.000 | 57299 | DCB #2 BASEMENT ABOVE MAKEUP TANK CLOSE TO WALL
2104 | JACKSON PKE | 43223-3841 | Not Required by DOW | 43652 | WATTS | 909QT | RP | 0.750 | 57300 | WEST GRAY THICK BLDG BASEMENT BY #1 TPS PUMP ON WALL
2104 | JACKSON PKE | 43223-3841 | Not Required by DOW | 52478 | WATTS | 909QT | RP | 0.750 | 57303 | BASEMENT GRAVITY THICKING BLDG BY #3 TPS PUMP ON WALL
2104 | JACKSON PKE | 43223-3841 | Not Required by DOW | 53277 | WATTS | 009QT | RP | 1.500 | 57305 | ADMIN BASEMENT WEST WALL AT WATER SOFTNER
2104 | JACKSON PKE | 43223-3841 | Not Required by DOW | 540726 | WATTS | 909QT | RP | 1.000 | 57306 | DCB #1 ABOVE BOILER FEED TANK
2104 | JACKSON PKE | 43223-3841 | Not Required by DOW | 623229 | WATTS | 909 | RP | 8.000 | 57307 | PUMP & BLOWER TUNNEL -UNDER SLUDGE CONTROL
2104 | JACKSON PKE | 43223-3841 | Not Required by DOW | 88984 | WATTS | 909M1QT | RP | 2.000 | 57309 | GVT BASEMENT BY AIR DYERS
2104 | JACKSON PKE | 43223-3841 | Not Required by DOW | 166111 | WATTS | 909 | RP | 3.000 | 57310 | BASEMENT OUTSIDE BOILER ROOM
2104 | JACKSON PKE | 43223-3841 | Not Required by DOW | 431368 | WATTS | 909M1QT | RP | 1.500 | 89693 | DEWATERING BASEMENT-ON WALL BY FIRE EXIT
2104 | JACKSON PKE | 43223-3841 | Not Required by DOW | 1644751009 | AMES | 2000SS | DC | 6.000 | 98252 | UTILITY ROOM-FLUSHING WATER PUMP STATION
2104 | JACKSON PKE | 43223-3841 | Not Required by DOW | 01299 | WATTS | SS009QT | RP | 1.000 | 98679 | DEWATERING BASEMENT NORTHEND
2104 | JACKSON PKE | 43223-3841 | Not Required by DOW | 438735 | WATTS | 909M1QT | RP | 1.500 | 100084 | SKIMMING VAULT #1 IN BASEMENT
2104 | JACKSON PKE | 43223-3841 | Not Required by DOW | 438734 | WATTS | 909M1QT | RP | 1.500 | 100085 | SKIMMING VAULT #2
2104 | JACKSON PKE | 43223-3841 | Not Required by DOW | 313740 | WATTS | 909M1QT | RP | 2.000 | 100086 | GENERATOR STATION BASEMENT
2104 | JACKSON PKE | 43223-3841 | Not Required by DOW | 447124 | WATTS | 909M1QT | RP | 1.500 | 101709 | SV4
2104 | JACKSON PKE | 43223-3841 | Not Required by DOW | 540725 | WATTS | 909QT | RP | 1.000 | 101710 | GTC BASEMENT-BY #3 TPS PUMP
2104 | JACKSON PKE | 43223-3841 | Not Required by DOW | 631825 | WATTS | 909QT | RP | 1.000 | 101711 | GTC BASEMENT
2104 | JACKSON PKE | 43223-3841 | Not Required by DOW | 25087 | WATTS | 919AQT | RP | 2.000 | 3608154 | BY HOT H2O TANK
2104 | JACKSON PKE | 43223-3841 | Active | A04587 | WATTS | LF009M3QT | RP | 0.750 | 3633125 | STORMWATER PUMP STATION ST24, 2085 REFUGEE RD. NO ACCT IN BILLING SYSTEM
2425 | JACKSON PKE | 43223-3846 | Active | 79815 | WATTS | 919QT | RP | 0.750 | 58252 | SE CORNER OF WAREHOUSE
2460 | JACKSON PKE | 43223-3847 | Not Required by DOW | 002080 | WATTS | 909 | RP | 2.500 | 58369 | MAIN BOILER ROOM
2460 | JACKSON PKE | 43223-3847 | Not Required by DOW | 18584 | WILKINS | 575A | RP | 1.000 | 58370 | 2ND FLOOR SOUTH MECHANICAL ROOM
2460 | JACKSON PKE | 43223-3847 | Not Required by DOW | 004523 | WATTS | 909QT | RP | 0.750 | 58371 | BASEMENT NORTH DOOR WAY
2460 | JACKSON PKE | 43223-3847 | Active | 132752 | AMES | 4000SS | RP | 6.000 | 3633791 | HOT BOX BY DRIVE
2460 | JACKSON PKE | 43223-3847 | Active | UC-0583 | AMES |  | RPDA | 8.000 | 3648616 | HOT BOX BY DRIVE
2460 | JACKSON PKE | 43223-3847 | Active | 85258 | WATTS | LF 919QT | RP | 0.750 | 3648617 | HOT BOX BY DRIVE
2467 | JACKSON PKE | 43223-3846 | Active | 269950 | WATTS | 009M2PCQT | RP | 1.000 | 58381 | NE CORNER OF SHOP
2480 | JACKSON PKE | 43223-3847 | Removed | 4422639REM | WILKINS | 975XL | RP | 1.000 | 58422 | REMOVED - BOILER ROOM NORTH SIDE
2480 | JACKSON PKE | 43223-3847 | Inactive | W001796 | WILKINS | 975XLBMS | RP | 1.000 | 58423 | BY METER
2506 | JACKSON PKE | 43223 | Active | 16893 | WATTS | 919QT | RP | 1.500 | 3608067 | HOT BOX #2 SERVES BLDG 2506
2506 | JACKSON PKE | 43223 | LPS - Active |  |  |  | LST |  | 3659179 | FIRE PUMP - FIRE PUMP ROOM
2512 | JACKSON PKE | 43223-3849 | Replaced | REP32939 | WATTS | 009M2PCQT | RP | 1.500 | 97934 | HOT BOX
2512 | JACKSON PKE | 43223-3849 | Active | 119124 | WATTS | LF009M2QT | RP | 1.500 | 3623083 | HOT BOX #3
2512 | JACKSON PKE | 43223-3849 | Not Required by DOW | 1735071010 | AMES | 3000SS | DCDA | 6.000 | 3623084 | NORTHEAST CORNER OF BUILDING 2512
2512 | JACKSON PKE | 43223-3849 | Not Required by DOW | 16448 | WATTS | 007M1QT | DC | 0.750 | 3623085 | NORTHEAST CORNER OF BUILDING 2512
2665 | JACKSON PKE | 43223- | Active | F0502090729 | FEBCO | 870 | DC | 6.000 | 58918 | NORTH SIDE OF BUILDING - OUTSIDE
2665 | JACKSON PKE | 43223- | Active | F0504061453 | FEBCO | 880 | RP | 4.000 | 58919 | NORTH SIDE OF BUILDING - OUTSIDE
2665 | JACKSON PKE | 43223- | Not Required by DOW | 488385 | WATTS | 909HWQT | RP | 0.750 | 99186 | MECHANICAL ROOM
2829 | JACKSON PKE | 43123- | Active | 51374 | WATTS | 919QT | RP | 0.750 | 59403 | WASH BAY BUILDING S.W. STORE ROOM
2829 | JACKSON PKE | 43123- | Due Install |  |  |  | RP | 1.000 | 3639218 | WASH BAY BUILDING S.W. STORE ROOM
2905 | JACKSON PKE | 43123 | Active | 1601710807 | AMES | 3000SS | DCDA | 6.000 | 92247 | MECH ROOM AT THE SE CORNER OF BLDG, 2905 JACKSON PKE
2905 | JACKSON PKE | 43123 | Active | 09299 | WATTS | 007M1 | DC | 0.750 | 92248 | MECH ROOM SE CORNER OF BLDG, 2905 JACKSON PKE
2905 | JACKSON PKE | 43123 | Active | 2614397 | WILKINS | 975XL | RP | 1.500 | 92398 | MECH ROOM SE CORNER OF PLANT BLDG, 2905 JACKSON PKE
2905 | JACKSON PKE | 43123 | NULL | [5 empty] | 3633229
3041 | JACKSON PKE | 43123-9737 | Active | ABR7442 | WILKINS | 975XL2 | RP | 1.000 | 59862 | MECHANICAL ROOM
3041 | JACKSON PKE | 43123-9737 | Not Required by DOW | ABK1909 | WILKINS | 975XL2 | RP | 1.000 | 59863 | MECHANICAL ROOM
3300 | JACKSON PKE | 43123-8875 | Active | 135771 | WATTS | 009M2QT | RP | 1.500 | 60412 | In Hot Box NE corner of City of Col. Transfer Bldg.
3400 | JACKSON PKE | 43123-8993 | Active | 15001 | WATTS | 919QT | RP | 1.500 | 60608 | EAST WALL OF PRO FAB BUILDING
3400 | JACKSON PKE | 43123-8993 | Active | OC-1614 | WATTS | 957 | RP | 4.000 | 90995 | Service entrance
3400 | JACKSON PKE | 43123-8993 | Removed | REM607798 | WATTS | 909QT | RP | 1.000 | 91064 | ***REMOVED***Service entry to blgdg 3350
3400 | JACKSON PKE | 43123-8993 | Removed | 439887REM | WATTS | 909M1QT | RP | 2.000 | 95875 | REMOVED-FRONT PLANT BATHROOM/MECH RM
3400 | JACKSON PKE | 43123-8993 | Active | 53930 | WILKINS | 375 | RP | 3.000 | 99070 | NEW BOILER ROOM/BESIDE BETTY'S OFFICE
3400 | JACKSON PKE | 43123-8993 | Active | 024381 | WATTS | 909M1QT | RP | 2.000 | 3606218 | FRONT PLANT BATHROOM/MECH RM/WYE BED BULDING
3400 | JACKSON PKE | 43123-8993 | Active | PF-0311 | AMES | 3000GDCDA | DCDA | 6.000 | 3609946 | IN METER PIT
3400 | JACKSON PKE | 43123-8993 | Active | 37214 | AMES | 2000BM3 | DC | 0.750 | 3609947 | IN METER PIT
3400 | JACKSON PKE | 43123-8993 | Due Install |  |  |  | RP | 3.000 | 3638313
3413 | JACKSON PKE | 43123-8993 | Replaced | REP232991 | WATTS | 009QT | RP | 2.000 | 60642 | REPLACED- ABOVE CIT PIT HOT BOX
3413 | JACKSON PKE | 43123-8993 | Not Required by DOW | 1043296 | WILKINS | 975XL | RP | 1.000 | 98809 | CLUBHOUSE KITCHEN BY BACK DOOR
3413 | JACKSON PKE | 43123-8993 | Active | 034438 | WATTS | LF009M2QT | RP | 2.00 | 3607920 | ABOVE CIT PIT HOT BOX
3907 | JACKSON PKE | 43123- | Active | 086591 | WATTS | LF009M2QT | RP | 1.500 | 3452204 | BODY SHOP MID/WEST WALL
3907 | JACKSON PKE | 43123- | Active | VK-0411 | AMES | COLT 500-GV | RPDA | 6.000 | 3650935 | BODY SHOP N/W CORNER
3907 | JACKSON PKE | 43123- | Not Required by DOW | 195895 | WILKINS | 975XL | RP | 1.000 | 3651286 | BODY SHOP N/W CORNER
3907 | JACKSON PKE | 43123- | Active | 91281 | WATTS | 919QT | RP | 0.750 | 3652078 | BODY SHOP N/W CORNER
3909 | JACKSON PKE | 43123- | Active | 081126 | WATTS | LF009M2QT | RP | 1.500 | 3452205 | NORTH WALL GARAGE AREA, main building
5089 | JACKSON PKE | 43123 | Active | WC-0668 | WATTS | COLT 400 | RP | 4.000 | 3655029 | HOT BOX NE CORNER PROP NEXT TO VAULT ON HILL
5089 | JACKSON PKE | 43123 | Active | WE-1231 | AMES | COLT 300-GV | DCDA | 8.000 | 3655030 | VAULT NE CORNER PROPERTY
5089 | JACKSON PKE | 43123 | Active | 69443 | AMES | 2000BM3 | DC | 0.750 | 3655031 | VAULT NE CORNER PROPERTY
5172 | JACKSON PKE | 43123 | Not Required by DOW | 52974 | WATTS | 919QT | RP | 1.000 | 3616569 | BLDG YARD HYDRANTS PARK RESTROOM MECH RM
5172 | JACKSON PKE | 43123 | Active | 50555C | WILKINS | 375 | RP | 3.000 | 3616605 | HOT BOX AT NORTH SERVICE ENTRY
5172 | JACKSON PKE | 43123 | Not Required by DOW | 4301344 | WILKINS | 975XL | RP | 2.000 | 3628087 | IN LODGE NEXT TO WATER METER
6185 | JACKSON PKE | 43123 | Active | 4842344 | Wilkins | 975XL | RP | 1.000 | 3647196 | South side of entryway IN HOTBOX
2500 | JACKSON PKE UNIT A | 43223 | Active | 99692 | WATTS | LF919QT | DC | 0.750 | 98070 | HOT BOX #1
2500 | JACKSON PKE UNIT A | 43223 | Active | IG-2653 | WATTS | 957 | RPDA | 10.000 | 98071 | HOT BOX #1
2500 | JACKSON PKE UNIT A | 43223 | Not Required by DOW | 200878 | APOLLO/CONBRACO | 40208A4 | RP | 2.000 | 99684 | WEST WALL
2500 | JACKSON PKE UNIT A | 43223 | Not Required by DOW | 239180 | APOLLO/CONBRACO | 4020702 | RP | 1.500 | 99685
2500 | JACKSON PKE UNIT A | 43223 | Not Required by DOW | 196402 | APOLLO/CONBRACO | 4020502 | RP | 1.000 | 99686 | WEST WALL
2500 | JACKSON PKE UNIT A | 43223 | Not Required by DOW | 309007 | WATTS | 009M2QT | RP | 2.000 | 101163 | SE CORNER..1
2500 | JACKSON PKE UNIT A | 43223 | Active | WG-1915 | AMES | 4000RP | RP | 10.000 | 3649096 | SE CORNER..10' IN PIT BY RUDD SIGN AT SWACO ENTRANCE 2566
3905 | JACKSON PKE UNIT A | 43123-9731 | Active | 4929826 | WILKINS | 975XL | RP | 2.000 | 3651779 | INSIDE SOUTH GARAGE DOOR BY INSPECTION BAYS DETAIL SHOP
3905 | JACKSON PKE UNIT B | 43123 | Active | 271166 | WATTS | 009M2QT | RP | 2.000 | 62169 | Under desk, OLD CAR WASH
3905 | JACKSON PKE UNIT B | 43123 | Not Required by DOW | 150890 | WATTS | 009QT | RP | 2.000 | 62170 | MAIN EQUIPMENT ROOM AT WATER METER
3905 | JACKSON PKE UNIT C | 43123 | Active | 342720504 | AMES | 3000SS | DCDA | 6.000 | 62167 | PIT BEHIND DETAIL SHOP
3905 | JACKSON PKE UNIT C | 43123 | Active | 60574 | WATTS | 007QT | DC | 0.750 | 62168 | METER PIT BEHIND DETAIL SHOP
3905 | JACKSON PKE UNIT C | 43123 | Active | L22042 | WILKINS | 375 | RP | 3.000 | 3608063 | RISER ROOM / Mechanic Shop
108 | JACKSON ST | 43137-9209 | Active | 191770 | WATTS | 009M2QT | RP | 0.750 | 53799 | BASEMENT AT WATER METER
205 | JACKSON ST | 43206- | Active | 377173 | WATTS | 009M3QT | RP | 0.750 | 57065 | BATHROOM UNDER LAV. - NORTH WALL
313 | JACKSON ST | 43206-1245 | Active | EAF4262 | WILKINS | 720 | PVB | 0.750 | 3452308 | LEFT REAR
370 | JACKSON ST | 43206-1356 | Active | 049437 | WATTS | 800M4QT | PVB | 0.750 | 61500 | REAR OF HOUSE
426 | JACKSON ST | 43206-1355 | Active | AKB4293 | WILKINS | 375XLRP | RP | 1.500 | 3452335 | HOT BOX N BY ALLEY
465 | JACKSON ST | 43206-1350 | Active | T396199 | Wilkins | 720 | PVB | 0.750 | 3452344 | BACK YARD IN GARDEN
640 | JACOBSEN ST | 43016-6097 | Active | CAA71854 | WILKINS | 720A | PVB | 0.750 | 69873 | RIGHT SIDE OF HOUSE
4504 | JADA WAY | 43026 | Active | T386309 | Wilkins | 720A | PVB | 0.750 | 3608032 | RIGHT FRONT
4507 | JADA WAY | 43026 | Active | T386371 | WILKINS | 720A | PVB | 0.750 | 3611465 | RIGHT FRONT
4508 | JADA WAY | 43026 | Active | CB154650 | WILKINS | 720 | PVB | 0.750 | 3608117 | LEFT SIDE FRONT
6120 | JADKINS WAY | 43081 | Active | T315320 | WILKINS | 720A | PVB | 0.750 | 3628256 | RIGHT SIDE OF HOUSE
6281 | JADWINN DR | 43081 | Active | YD-3448 | AMES | COLT 400 | RP | 4.000 | 3659064 | INSIDE HEATED ENCLOSURE
6281 | JADWINN DR | 43081 | Active | YH-0649 | AMES | COLT 300GV | DCDA | 6.000 | 3659065 | IN METER VAULT
6281 | JADWINN DR | 43081 | Active | 78380 | AMES | 2000BM3 | DC | 0.750 | 3659066 | IN METER VAULT
627 | JAEGER ST | 43206- | Active | GHG0308 | FEBCO | 765 | PVB | 0.750 | 95361 | LEFT SIDE OF GARAGE @ 291 E BECK ST
707 | JAEGER ST | 43206-2270 | Active | CB921583 | WILKINS | 720 | PVB | 0.750 | 3452425 | LEFT FRONT
734 | JAEGER ST | 43206-2271 | Active | T257831 | WILKINS | 720A | PVB | 0.750 | 93611 | AT REAR OF HOUSE
734 | JAEGER ST | 43206-2271 | Active | CB029152 | WILKINS | 720A | PVB | 0.750 | 3608141 | AT FRONT OF HOUSE
751 | JAEGER ST | 43206-2272 | Active | 13G236 | FEBCO | 825Y | RP | 1.000 | 3452441 | BASEMENT N WALL
808 | JAEGER ST | 43206-2275 | Active | CB469335 | WILKINS | 720A | PVB | 0.750 | 3452456
972 | JAEGER ST | 43206-2625 | Active | 124662 | WILKINS | 420 | PVB | 0.750 | 90842 | FRONT OF HOUSE - 970 JAEGER
982 | JAEGER ST | 43206-2625 | Active | FA8130 | FEBCO | 765 | PVB | 1.000 | 93612 | left side of house
986 | JAEGER ST | 43206-2625 | Active | DJ8346 | FEBCO | 765 | PVB | 1.000 | 93613 | FRONT OF HOUSE
994 | JAEGER ST | 43206- | Active | 783539 | WATTS | 800M4FR | PVB | 1.000 | 93614 | SOUTH SIDE OF HOUSE... BASEMENT
100 | JAEGER ST | 43206-2625 | Active | B169464 | WILKINS | 720A | PVB | 0.750 | 3452463 | left side of house
1010 | JAEGER ST | 43206-2625 | Active | T476943 | FEBCO | 765 | PVB | 1.000 | 98574 | RIGHT SIDE OF HOUSE
1034 | JAEGER ST | 43206-2627 | Active | EAE8968 | WILKINS | 720 | PVB | 0.750 | 3452466 | RIGHT CENTER
1035 | JAEGER ST | 43206- | Active | 249649 | WATTS | 909 | RP | 6.000 | 53684 | RISER ROOM BASEMENT
1035 | JAEGER ST | 43206- | Active | 260544 | WILKINS | 975 | RP | 0.750 | 53685 | BOILER ROOM
1035 | JAEGER ST | 43206- | Active | 34508 | FEBCO | 825Y | RP | 0.750 | 53686 | SOUTH WALL
1035 | JAEGER ST | 43206- | Due Install |  |  |  | RP | 2.000 | 3656301 | SOUTH WALL
1179 | JAEGER ST | 43206- | Active | 83205 | WATTS | LF919QT | RP | 0.750 | 3486007 | E SIDE OF BUILDING BY FRONT DOOR
3169 | JAKE PL | 43219 | Removed | 773639REM | WILKINS | 720A | PVB | 0.750 | 60143 | LEFT FRONT
7109 | JAMES EMMETT PL | 43235 | Active | T097032 | WILKINS | 720A | PVB | 0.750 | 102057 | RIGHT SIDE
7117 | JAMES EMMETT PL | 43235 | Active | H649270 | FEBCO | 765 | PVB | 0.750 | 100977 | LEFT SIDE
5823 | JAMES FENIMORE DR | 43081 | Active | 74623 | AMES | 2000BM3 | DC | 0.750 | 3657046 | NW MAIN WATER ROOM
5823 | JAMES FENIMORE DR | 43081 | Active | XI-1019 | AMES | 300-GV | DCDA | 8.000 | 3657054 | NW MAIN WATER ROOM
5823 | JAMES FENIMORE DR | 43081 | Active | XH3068 | AMES | COLT-400 | RP | 4.000 | 3657056 | NW MAIN WATER ROOM
7520 | JAMES RIVER CLOSE | 43054-9026 | Active | G036463 | WILKINS | 720A | PVB | 0.750 | 91169 | FRONT RIGHT
7600 | JAMES RIVER CLOSE | 43054-9027 | Active | H516699 | FEBCO | 765 | PVB | 0.750 | 95730 | REAR OF HOUSE
7628 | JAMES RIVER CLOSE | 43054-9027 | Active | T082829 | WILKINS | 720A | PVB | 1.000 | 101947 | LEFT OF FRONT DOOR NEAR GARAGE
7222 | JAMES RIVER E RD | 43054-8985 | Active | DK6588 | FEBCO | 765 | PVB | 0.750 | 71650 | LEFT SIDE
7236 | JAMES RIVER E RD | 43054-8985 | Active | 665542 | WILKINS | 720A | PVB | 1.000 | 71667 | EAST SIDE OF HOUSE
7284 | JAMES RIVER E RD | 43054-8985 | Active | T204986 | WILKINS | 720A | PVB | 0.750 | 71744 | WEST SIDE OF HOUSE
7330 | JAMES RIVER E RD | 43054-8972 | Active | H275757 | FEBCO | 765 | PVB | 0.750 | 88727 | FRONT OF HOUSE
7348 | JAMES RIVER E RD | 43054-8972 | Active | HC01431 | FEBCO | 765 | PVB | 0.750 | 71838 | LT SIDE
7376 | JAMES RIVER E RD | 43054-8973 | Active | DL8294 | FEBCO | 765 | PVB | 1.000 | 71870 | WEST SIDE OF HOUSE
7396 | JAMES RIVER E RD | 43054-8973 | Active | T133436 | WILKINS | 720A | PVB | 1.000 | 71895 | SE CORNER
7422 | JAMES RIVER E RD | 43054-8986 | Active | H129484 | FEBCO | 765 | PVB | 0.750 | 71959 | LEFT SIDE OF HOME
7440 | JAMES RIVER E RD | 43054 | Active | H107587 | FEBCO | 765 | PVB | 0.750 | 71982 | RIGHT SIDE
7500 | JAMES RIVER E RD | 43054 | Active | T329162 | WILKINS | 720A | PVB | 0.750 | 87440 | RIGHT SIDE OF HOUSE
3826 | JAMES RIVER RD | 43054-8912 | Active | BG8364 | FEBCO | 765 | PVB | 0.750 | 61876 | RIGHT SIDE OF HOUSE
3842 | JAMES RIVER RD | 43054-8912 | Active | HD44247 | FEBCO | 765 | PVB | 0.750 | 61933 | RIGHT SIDE OF HOUSE
3888 | JAMES RIVER RD | 43054-8936 | Active | he75338 | FEBCO | 765 | PVB | 0.750 | 62062 | LEFT HAND SIDE
3908 | JAMES RIVER RD | 43054-8547 | Active | HA49992 | FEBCO | 765 | PVB | 0.750 | 62178 | LEFT OF FRONT DOOR
3936 | JAMES RIVER RD | 43054-8547 | Active | DC1250 | FEBCO | 765 | PVB | 1.000 | 62262 | EAST OF FRONT DOOR IN OFFICE
3962 | JAMES RIVER RD | 43054-8547 | Active | HD5726 | FEBCO | 765 | PVB | 1.000 | 62373 | RIGHT FRONT
3990 | JAMES RIVER RD | 43054-8547 | Active | FA9203 | FEBCO | 765 | PVB | 1.000 | 62471 | NORTH SIDE OF RESIDENCE
4023 | JAMES RIVER RD | 43054-8941 | Active | H029437 | FEBCO | 765 | PVB | 0.750 | 98890 | LEFT SIDE OF HOUSE
4024 | JAMES RIVER RD | 43054-8937 | Active | A135488 | WILKINS | 720A | PVB | 0.750 | 88234 | Northwest corner of house
4038 | JAMES RIVER RD | 43054-8937 | Active | 113077 | WATTS | 800M4QT | PVB | 1.000 | 62715 | NORTH SIDE
4039 | JAMES RIVER RD | 43054-8941 | Active | AC9862 | FEBCO | 765 | PVB | 0.750 | 62717 | FRONT OF HOUSE-RIGHT OF THE FRONT DOOR
4056 | JAMES RIVER RD | 43054-8937 | Active | T250367 | WILKINS | 720A | PVB | 0.750 | 62785 | LEFT SIDE
4059 | JAMES RIVER RD | 43054-8941 | Active | T176317 | WILKINS | 720A | PVB | 0.750 | 93616 | BACK OF HOUSE
4075 | JAMES RIVER RD | 43054-8942 | Active | DH5171 | FEBCO | 765 | PVB | 1.000 | 62826 | RIGHT FRONT
4090 | JAMES RIVER RD | 43054-8937 | Active | 7264 | WATTS | 800M2QT | PVB | 1.000 | 62860 | RIGHT SIDE CORNER OF MAIN SECTION OF HOUSE
4091 | JAMES RIVER RD | 43054-8942 | Active | H156986 | FEBCO | 765 | PVB | 1.000 | 62863 | RIGHT SIDE OF HOUSE
4114 | JAMES RIVER RD | 43054-8938 | Active | 90980 | WATTS | 800QT | PVB | 0.750 | 62964 | FRONT OF HOUSE
4127 | JAMES RIVER RD | 43054-8943 | Active | BJ5373 | FEBCO | 825Y | RP | 1.000 | 62981 | BASEMENT SOUTH WALL
4128 | JAMES RIVER RD | 43054-8938 | Active | T155792 | WILKINS | 720A | PVB | 1.000 | 62985 | RIGHT FRONT
4141 | JAMES RIVER RD | 43054-8944 | Active | BB4961 | FEBCO | 765 | PVB | 0.750 | 63035 | LT SIDE
4142 | JAMES RIVER RD | 43054-8939 | Not Required by DOW | 255425REM | WATTS | 800M4QT | PVB | 0.750 | 63060 | OUTSIDE
4166 | JAMES RIVER RD | 43054-8939 | Active | CB603009 | WILKINS | 720A | PVB | 0.750 | 3452842 | Left Side
4186 | JAMES RIVER RD | 43054-8939 | Active | 181719 | WILKINS | 720A | PVB | 0.750 | 89118 | RIGHT FRONT
4189 | JAMES RIVER RD | 43054-8944 | Active | H497976 | FEBCO | 765 | PVB | 0.750 | 95161 | FRONT LEFT OF HOUSE
4200 | JAMES RIVER RD | 43054-8939 | Active | T385896 | WILKINS | 720A | PVB | 0.750 | 93617 | BACK SIDE OF HOUSE
4214 | JAMES RIVER RD | 43054-8939 | Active | RR4931 | FEBCO | 765 | PVB | 0.750 | 63310 | LT FRT OF HSE
7300 | JAMES RIVER RD | 43054 | Active | AD3206 | FEBCO | 765 | PVB | 0.750 | 71774 | LEFT SIDE OF HouSE
6107 | JANES WAY | 43026-6190 | Active | CB084238 | WILKINS | 720A | PVB | 0.750 | 91031 | FRONT OF HOUSE
6130 | JANES WAY | 43026-6189 | Active | G215514 | WILKINS | 720A | PVB | 0.750 | 95349 | LEFT SIDE
6166 | JANES WAY | 43026-6189 | Active | G242061 | WILKINS | 720A | PVB | 0.750 | 100337 | LEFT SIDE OF HOME
6178 | JANES WAY | 43026-6189 | Active | T013238 | WILKINS | 720A | PVB | 0.750 | 99613 | RIGHT SIDE
6203 | JANES WAY | 43026-7281 | Active | F082539 | WILKINS | 720A | PVB | 0.750 | 97521 | right side of home
6214 | JANES WAY | 43026-7280 | Active | G050378 | WILKINS | 720A | PVB | 0.750 | 91905 | FRONT RIGHT NORTH SIDE
6244 | JANES WAY | 43026 | Active | A083619 | WILKINS | 720A | PVB | 0.750 | 87569 | LEFT SIDE
6254 | JANES WAY | 43026-7280 | Not required by DOW | CB02823 | WILKINS | 720A | PVB | 0.750 | 88422 | RIGHT SIDE OF HOUSE
6254 | JANES WAY | 43026-7280 | Removed | 4139906REM | WILKINS | 975 | RP | 0.750 | 3613663 | MOVED from sump to meter IN BASEMENT REMOVED
6254 | JANES WAY | 43026-7280 | Active | 4139906 | WILKINS | 975 | RP | 0.750 | 3619747 | AT METER. WATER POWERD SUMP PUMP
6255 | JANES WAY | 43026-7281 | Active | CAA59371 | WILKINS | 720A | PVB | 0.750 | 101326 | BEHIND GARAGE
6235 | JASON CT | 43054-9521 | Active | 578870 | WATTS | 909QT | RP | 0.750 | 87986 | AT WATER METER FRONT CORNER OF BASEMENT
6236 | JASON CT | 43054 | NULL |  |  |  |  | 0.000 | 87987
6256 | JASON CT | 43054-9521 | Active | 402990 | WILKINS | 420XL | PVB | 1.000 | 69495 | FRONT MIDDLE OUTSIDE
700 | JASONWAY AVE | 43214-2458 | Due Install |  |  |  | RP | 6.000 | 3453140
700 | JASONWAY AVE | 43214-2458 | Active | 42472 | WATTS | 009M2QT | RP | 1.250 | 3638609 | MECHANICAL ROOM BY FRONT ENTRANCE
810 | JASONWAY AVE | 43214-4359 | Active | 3AM1068 | AMES | 3000 | DCDA | 4.000 | 73304 | NE CORNER MECH ROOM
810 | JASONWAY AVE | 43214-4359 | Active | 98369 | WATTS | 007M2QT | DC | 0.750 | 73307 | N.E. CORNER MECH ROOM
810 | JASONWAY AVE | 43214-4359 | Active | W100111 | WILKINS | 975XL2 | RP | 2.000 | 73308 | MECH ROOM NORTH END OF BLDG
875 | JASONWAY AVE | 43214-2328 | Active | 115205 | WILKINS | 975XL | RP | 2.000 | 74248 | MECHANICAL ROOM AT WATER METER
921 | JASONWAY AVE | 43214-2330 | Active | 123363 | WATTS | 007M2QT | DC | 0.750 | 74617 | MECH RM MIDDLE W WALL @ METER
921 | JASONWAY AVE | 43214-2330 | Active | 31M0564 | AMES | 3000SS | DCDA | 4.000 | 74618 | MECHANICAL ROOM BY WATER METER
921 | JASONWAY AVE | 43214-2330 | Active | 571139 | WILKINS | 975XL | RP | 1.500 | 74619 | SOUTH BLDG MECH ROOM BY WATER METER
929 | JASONWAY AVE | 43214-2464 | Active | 532958 | WILKINS | 975XL | RP | 1.000 | 74656 | MECHANICAL ROOM
929 | JASONWAY AVE | 43214-2464 | Removed | 956087REM | WILKINS | 950XLD | DC | 0.750 | 74657 | REMOVED-IN CEILING IN MECHANICAL ROOM
929 | JASONWAY AVE | 43214-2464 | Removed | 1009533REM | WILKINS | 950XL | DC | 0.750 | 90946 | REMOVED-REAR MECH ROOM
575 | JASONWAY DR | 43026-7348 | Active | 877755 | WILKINS | 720A | PVB | 1.000 | 93618 | LEFT SIDE
5756 | JASONWAY DR | 43026-7349 | Active | AB45214 | FEBCO | 765 | PVB | 1.000 | 67839 | RIGHT HAND SIDE
5778 | JASONWAY DR | 43026-7349 | Active | T046137 | WILKINS | 720A | PVB | 0.750 | 93619 | LEFT SIDE
5786 | JASONWAY DR | 43026-7349 | Active | 587297 | WILKINS | 720A | PVB | 0.750 | 67957 | LEFT SIDE OF HOUSE
5797 | JASONWAY DR | 43026-7348 | Active | VAA11147 | WILKINS | 720A | PVB | 0.750 | 99852 | LEFT SIDE OF HOUSE
5798 | JASONWAY DR | 43026-7349 | Active | H286212 | FEBCO | 765 | PVB | 1.000 | 67975 | RIGHT SIDE FRONT
4711 | JEANETTE RD | 43026-1689 | Active | 131993 | WATTS | 709 | DCDA | 6.000 | 64843 | METER PIT
4711 | JEANETTE RD | 43026-1689 | Active | 15881 | WATTS | 007QT | DC | 0.750 | 64844 | METER PIT
4711 | JEANETTE RD | 43026-1689 | Due Install |  |  |  | RP | 1.500 | 3658175
112 | JEFFERSON AV | 43215-1861 | Active | W210468 | WILKINS | 975 | RP | 1.500 | 90655 | MID S MECH/RISER RM -AT WATER METER -OUTSIDE DOUBLE Doors
112 | JEFFERSON AV | 43215-1861 | Active | 45945 | AMES | 3000SS | DCDA | 4.000 | 90684 | MID S MECH/RISER PUMP RM -OUSIDE DOUBLE DRS
112 | JEFFERSON AV | 43215-1861 | Active | 73726 | AMES | 2000B | DC | 0.750 | 90685 | MID S MECH/RISER PUMP RM -OUTSIDE DOUBLE DRS
50 | JEFFERSON AVE | 43215-3829 | Active | 1050470709 | AMES | 5000 | RPDA | 4.000 | 98581 | BASEMENT MAINTENANCE SHOP
50 | JEFFERSON AVE | 43215-3829 | Active | L53928 | WILKINS | 375 | RP | 3.000 | 98582 | BASEMENT MAINTENANCE SHOP
50 | JEFFERSON AVE | 43215-3829 | Active | 10816 | AMES | 4000B | RP | 0.750 | 98583 | BASEMENT MAINTENANCE ROOM
51 | JEFFERSON AVE | 43215-3887 | Active | 251242 | WATTS | LF009M2QT | RP | 1.000 | 3453196 | Basement at Meter
57 | JEFFERSON AVE | 43215-3866 | Active | 259374 | WATTS | LF009M3QT | RP | 0.750 | 3453197 | BASEMENT AT METER
61 | JEFFERSON AVE | 43215-3862 | Active | 344555 | WATTS | LF009M3QT | RP | 0.750 | 3453198 | Basement at Meter
67 | JEFFERSON AVE | 43215-3890 | Active | 343119 | WATTS | LF009M3QT | RP | 0.750 | 3453200
78 | JEFFERSON AVE | 43215-3841 | Active | 179696 | WATTS | LF009M2QT | RP | 1.000 | 3453199 | BASEMENT
91 | JEFFERSON AVE | 43215-3840 | Active | 294915 | WATTS | 009M-2QT | RP | 1.000 | 74542 | S.W. CORNER OF BUILDING IN UTILITY ROOM
92 | JEFFERSON AVE | 43215-3841 | Active | 251241 | WATTS | LF009M2QT | RP | 1.000 | 3453202
17 | JEFFERSON AVE | 43215-1772 | Active | 4475011 | WILKINS | 975XL2 | RP | 2.000 | 3453207
199 | JEFFERSON AVE | 43211-2175 | Active | 131027 | WILKINS | 975 | RP | 2.000 | 56880 | METER ROOM
1990 | JEFFERSON AVE | 43211-2175 | Active | 131034 | WILKINS | 975 | RP | 2.000 | 56881 | METER ROOM
6144 | JEFFRELYN DR | 43026-6068 | Active | G045382 | WILKINS | 720A | PVB | 0.750 | 88549 | RIGHT SIDE OF HOUSE
6156 | JEFFRELYN DR | 43026-6068 | Active | EAJ5363 | WILKINS | 720A | PVB | 0.750 | 88928 | RIGHT SIDE
6178 | JEFFRELYN DR | 43026-6068 | Active | 337092 | WILKINS | 720A | PVB | 0.750 | 99901 | LEFT SIDE
6238 | JEFFRELYN DR | 43026-6160 | Active | H262142 | FEBCO | 765 | PVB | 0.750 | 88423 | RIGHT FRONT
6238 | JEFFRELYN DR | 43026-6160 | Active | 4419151 | WILKINS | 975XL | RP | 0.750 | 3625048 | BASEMENT AT THE WATER METER
6251 | JEFFRELYN DR | 43026-6072 | Active | T258136 | WILKINS | 720A | PVB | 0.750 | 3595125 | LEFT FRONT
6261 | JEFFRELYN DR | 43026-6072 | Active | 477913 | WILKINS | 420XL | PVB | 1.000 | 87623 | RIGHT FRONT
6294 | JEFFRELYN DR | 43026-6160 | Active | T338745 | WILKINS | 720A | PVB | 0.750 | 3597927 | EAST SIDE OF HOUSE
6364 | JEFFRELYN DR | 43026-6167 | Active | T081556 | WILKINS | 720A | PVB | 0.750 | 101466 | RIGHT FRONT
6250 | JEFFRELYN PL | 43026-6160 | Active | G046029 | WILKINS | 720A | PVB | 0.750 | 91211 | LEFT SIDE
6133 | JENNIS RD | 43081 | Active | EA13379 | WILKINS | 720AU | PVB | 0.750 | 3601628
5539 | JENNYBROOK LN | 43026-8138 | Active | EAK1332 | WILKINS | 720A | PVB | 0.750 | 67201 | LEFT SIDE OF HOME
5560 | JENNYBROOK LN | 43026-7772 | Active | H492476 | FEBCO | 765 | PVB | 0.750 | 95259 | RIGHT SIDE
5602 | JENNYBROOK LN | 43026 | Active | T432588 | WILKINS | 720 | PVB | 0.750 | 3587097 | RIGHT SIDE OF HOUSE
5618 | JENNYBROOK LN | 43026-7756 | Active | CB000403 | WILKINS | 720A | PVB | 0.750 | 97788 | RIGHT FRONT
5628 | JENNYBROOK LN | 43026 | Active | HG18154 | FEBCO | 765 | PVB | 0.750 | 67454 | LEFT FRONT
5655 | JENNYBROOK LN | 43026-8138 | Active | T304950 | WILKINS | 720A | PVB | 0.750 | 67516 | LEFT SIDE OF HOUSE
5656 | JENNYBROOK LN | 43026-7756 | Active | T046342 | WILKINS | 720A | PVB | 0.750 | 67522 | LEFT SIDE OF HOUSE
5664 | JENNYBROOK LN | 43026 | Active | HG21493 | FEBCO | 765 | PVB | 0.750 | 3589149 | LEFT SIDE AT FRONT CORNER
5703 | JENNYBROOK LN | 43026-8833 | Active | 337158 | WILKINS | 720A | PVB | 0.750 | 99527 | RIGHT SIDE
3142 | JERGENS PL | 43026 | Active | G217314 | WILKINS | 720A | PVB | 0.750 | 95830 | RIGHT SIDE OF HOUSE
3150 | JERGENS PL | 43026-5004 | Active | 997038 | WILKINS | 720A | PVB | 0.750 | 60058 | OUTSIDE RIGHT SIDE SW
3157 | JERGENS PL | 43026-5006 | Active | T474250 | WILKINS | 720A | PVB | 0.750 | 60079 | LEFT SIDE OF HOUSE
3165 | JERGENS PL | 43026-5006 | Active | 835587 | WILKINS | 720A | PVB | 0.750 | 60131 | FRONT LEFT SIDE
3166 | JERGENS PL | 43026-5004 | Active | G185520 | WILKINS | 720A | PVB | 0.750 | 92223 | RIGHT SIDE
3173 | JERGENS PL | 43026-5006 | Active | G245679 | WILKINS | 720A | PVB | 0.750 | 98621 | FRONT OF HOUSE
2566 | JERRIE MOCK AVE | 43217 | Active | 106758 | AMES | 3000SS | DCDA | 6.000 | 102104 | WAREHOUSE
2566 | JERRIE MOCK AVE | 43217 | Active | 46145 | WATTS | 007M1QT | DC | 0.750 | 102105 | WAREHOUSE
2566 | JERRIE MOCK AVE | 43217 | Active | 1074182 | WILKINS | 975XL | RP | 1.500 | 102106 | WAREHOUSE
2566 | JERRIE MOCK AVE | 43217 | Removed | 981439REM | WILKINS | 975XLBMS | RP | 1.250 | 103803 | N END BY RISER
5644 | JERSEY DR | 43054-9110 | Active | 902212 | WILKINS | 720A | PVB | 1.000 | 67478 | RIGHT SIDE OF HOUSE
5667 | JERSEY DR | 43054 | Active | T147267 | WILKINS | 720A | PVB | 0.750 | 3595065 | RIGHT SIDE OF THE HOUSE
5794 | JERSEY DR | 43054-9109 | Active | T134030 | WILKINS | 720A | PVB | 0.750 | 3593115 | RIGHT SIDE
6880 | JERSEY DR | 43054 | Active | CB113862 | WILKINS | 720A | PVB | 0.750 | 3603128 | RIGHT SIDE OF HOUSE
6881 | JERSEY DR | 43054 | Active | CB073881 | WILKINS | 720A | PVB | 0.750 | 3603359 | LEFT SIDE OF HOUSE
6882 | JERSEY DR | 43054 | Active | CB333223 | WILKINS | 720A | PVB | 0.750 | 3618379 | RIGHT SIDE OF HOUSE
6884 | JERSEY DR | 43054 | Active | T236942 | WILKINS | 720A | PVB | 0.750 | 3616764 | FRONT OF HOUSE
6888 | JERSEY DR | 43054 | Active | T459276 | WILKINS | 720A | PVB | 0.750 | 3618376 | RIGHT SIDE
6891 | JERSEY DR | 43054 | Active | T230516 | WILKINS | 720 | PVB | 0.750 | 3608301 | LEFT SIDE OF HOUSE
6897 | JERSEY DR | 43054 | Active | T236939 | WILKINS | 720A | PVB | 0.750 | 3611789 | RIGHT SIDE OF HOUSE
308 | JESSING TR | 43235-1473 | Active | G086322 | WILKINS | 720A | PVB | 0.750 | 91194 | LEFT OF HOUSE
314 | JESSING TR | 43235-1473 | Active | A215988 | FEBCO | 765 | PVB | 1.000 | 60035 | RIGHT SIDE OF HOUSE
320 | JESSING TR | 43235-1473 | Active | 749760 | WILKINS | 720A | PVB | 1.000 | 93623 | RIGHT OF FRONT DOOR
325 | JESSING TR | 43235-8409 | Active | 31995 | WILKINS | 720A | PVB | 1.000 | 93624 | LEFT OF FRONT DOOR
336 | JESSING TR | 43235-1473 | Active | 352428 | WATTS | 800M4FR | PVB | 0.750 | 96090 | MECH ROOM
339 | JESSING TR | 43235-8409 | Active | 044322 | WATTS | 800M4 | PVB | 0.750 | 3454135 | FRONT OF HOUSE
353 | JESSING TR | 43235-8409 | Active | caa34612 | WILKINS | 720A | PVB | 1.000 | 60964 | FRONT OF HOUSE LEFT OF ENTRY
360 | JESSING TR | 43235-1473 | Active | QK094 | CONBRACO | PVB | PVB | 0.750 | 61217 | FRONT RIGHT SIDE OF HOUSE
369 | JESSING TR | 43235-8409 | Active | 328646 | WILKINS | 420 | PVB | 1.000 | 61471 | FRONT LEFT OF DOOR
374 | JESSING TR | 43235-1473 | Removed | 43293REM | WATTS | 007QT | DC | 1.000 | 61626 | ***REMOVED*** In the basement at the water meter
374 | JESSING TR | 43235-1473 | Active | CB440198 | WILKINS | 720A | PVB | 1.000 | 3635022 | FRONT RIGHT OF DOOR IN COVE
388 | JESSING TR | 43235-1473 | Active | 651303 | WATTS | 800M4QT | PVB | 1.000 | 92854 | RIGHT SIDE OF HOUSE
400 | JESSING TR | 43235-1473 | Active | A072773 | WILKINS | 720A | PVB | 0.750 | 3454139 | FRONT RIGHT SIDE
423 | JESSING TR | 43235-1474 | Active | FL0892 | FEBCO | 765 | PVB | 1.000 | 87133 | Front of house
424 | JESSING TR | 43235-1473 | Active | 060070 | Watts | 800M4QT | PVB | 0.750 | 90864 | RIGHT OF FRONT DOOR
437 | JESSING TR | 43235-1474 | Active | 10174 | WATTS | 800M4FR | PVB | 0.750 | 93625 | LEFT SIDE OF HOUSE
446 | JESSING TR | 43235-1473 | Active | T392389 | WILKINS | 720A | PVB | 1.000 | 93626 | RIGHT REAR
449 | JESSING TR | 43235-1474 | Active | A818HA | FEBCO | 765 | PVB | 0.750 | 3454142 | Front of House
455 | JESSING TR | 43235-1474 | Active | 07900 | WATTS | 919QT | RP | 1.000 | 93627 | IN BASMENT ON NORTHWEST CORNER OF HOUSE
458 | JESSING TR | 43235-1473 | Active | G150177 | WILKINS | 720A | PVB | 1.000 | 64388 | JUST LEFT OF FRONT DOOR
463 | JESSING TR | 43235-1474 | Active | CB323817 | WILKINS | 720A | PVB | 0.750 | 64620 | RIGHT SIDE BEHIND CHIMNEY
469 | JESSING TR | 43235-1474 | Replaced | REP04605 | FEBCO | 765 | PVB | 1.000 | 64814 | REPLACED- OUTSIDE
469 | JESSING TR | 43235-1474 | Active | T212091 | WILKINS | 720 | PVB | 1.000 | 3609725 | FRONT OF HOUSE
475 | JESSING TR | 43235-1474 | Active | G038364 | WILKINS | 720A | PVB | 0.750 | 64943 | LEFT SIDE OF HOUSE
168 | JETWAY BLVD | 43219-1671 | Not Required by DOW | 2821850 | WILKINS | 975XLBMS | RP | 1.500 | 93040 | IN CAR WASH ON SOUTH WALL
1680 | JETWAY BLVD | 43219-1671 | Active | 4647802 | WILKINS | 975XL2 | RP | 1.500 | 94408 | MECH ROOM
1687 | JETWAY BLVD | 43219 | Active | 176643 | WATTS | 009M2PCQT | RP | 1.000 | 55830 | AT WATER METER BELOW STAIRCASE
1695 | JETWAY BLVD | 43219-1674 | Active | 486289 | WATTS | 909QT | RP | 1.000 | 55857 | EAST WALL WAREHOUSE AREA
1700 | JETWAY BLVD | 43219-1675 | Active | 3779674 | WILKINS | 975 | RP | 1.500 | 102703 | SOUTH WALL OF WAREHOUSE
1725 | JETWAY BLVD | 43219-1674 | Active | 100198 | WATTS | 009QT | RP | 1.000 | 55957 | WEST WALL OF WAREHOUSE
1725 | JETWAY BLVD | 43219-1674 | Not Required by DOW | 572527 | WATTS | 909QT | RP | 1.000 | 55958 | warehouse #2 east wall by hot water tank
1725 | JETWAY BLVD | 43219-1674 | Active | 99363 | WATTS | 009QT | RP | 1.000 | 55959 | WEST WALL OF WAREHOUSE
1750 | JETWAY BLVD | 43219 | Active | 3686672 | WILKINS | 975XL | RP | 1.500 | 102622 | HOT WATER CLOSET
1900 | JETWAY BLVD | 43219-1681 | Active | W010578 | WILKINS | 975XLBMS | RP | 1.500 | 56558 | NEXT TO METER
1900 | JETWAY BLVD | 43219-1681 | Active | 1239231002 | AMES | 3000 | DCDA | 4.000 | 56559 | NEXT TO METER
1900 | JETWAY BLVD | 43219-1681 | Active | 28502 | AMES | 2000B | DC | 0.750 | 56560 | NEXT TO METER
1900 | JETWAY BLVD | 43219-1681 | Not Required by DOW | 814392 | WILKINS | 420 | PVB | 1.000 | 56561 | RIGHT SIDE OF BUILDING
6092 | JIMSON DR | 43119-8623 | Active | EAJ6327 | WILKINS | 720A | PVB | 0.750 | 3454214
6101 | JIMSON DR | 43119-8621 | Active | T454444 | WILKINS | 720A | PVB | 0.750 | 98824 | LEFT HAND SIDE
2241 | JOHN CIRCLE DR | 43217 | Active | 117888 | AMES | 3000SS | DCDA | 8.000 | 101472 | MECHANICAL ROOM - TERMINAL
2241 | JOHN CIRCLE DR | 43217 | Active | 203073 | WATTS | 909 | RP | 4.000 | 101473 | MECHANICAL ROOM - TERMINAL
2241 | JOHN CIRCLE DR | 43217 | Active | 24578 | AMES | 2000B | DC | 0.750 | 101474 | MECHANICAL ROOM - TERMINAL
2144 | JOHN GLENN AVE | 43217-1154 | Active | 1125070301 | AMES | 3000SS | DCDA | 6.000 | 57435 | SE END OF BUILDING
2144 | JOHN GLENN AVE | 43217-1154 | Active | 141107 | WATTS | 009M2QT | RP | 1.000 | 57436 | NORTH SIDE OF BUILDING IN MECH ROOM AT WATER METER
2144 | JOHN GLENN AVE | 43217-1154 | Active | 49261 | WATTS | 007M1 | DC | 0.750 | 57437 | SE END OF BUILDING
2221 | JOHN GLENN AVE | 43217-1180 | Active | 330253 | WATTS | 909M1QT | RP | 2.000 | 57651 | FIRE PUMP ROOM
2221 | JOHN GLENN AVE | 43217-1180 | Active | 32001-B | WILKINS | 350ASTA | DCDA | 8.000 | 3636446 | FIRE PUMP ROOM
2221 | JOHN GLENN AVE | 43217-1180 | LPS - Active |  |  |  | LST |  | 3636448 | FIRE PUMP - FIRE PUMP ROOM
2221 | JOHN GLENN AVE | 43217-1180 | Active | HC66038 | WILKINS | 950XLD | DC | 0.750 | 3658003 | FIRE PUMP ROOM
2550 | JOHN GLENN AVE | 43217- | Active | 135496 | WATTS | LF009M2QT | RP | 2.000 | 103343 | 2550 JOHN GLENN AVE, FIRE PUMP ROOM OUTSIDE
2550 | JOHN GLENN AVE | 43217- | Not Required by DOW | 405990 | WATTS | 909QT | RP | 1.000 | 103344 | 2550 JOHN GLENN AVE, MEZZANINE ABOVE WASH ROOM
2550 | JOHN GLENN AVE | 43217- | Not Required by DOW | 1227936 | WILKINS | 975XL | RP | 0.500 | 103345 | 2550 JOHN GLENN AVE, MEZZANINE ABOVE PRODUCTION ROOM 125
2550 | JOHN GLENN AVE | 43217- | Active | XJ-0227 | AMES | COLT 300GV | DCDA | 8.000 | 3629684
2550 | JOHN GLENN AVE | 43217- | LPS - Active |  |  |  | LPC |  | 3629686 | FIRE BOOSTER PUMP - 2550 JOHN GLENN AVE
2550 | JOHN GLENN AVE | 43217- | Active | 75369 | AMES | 2000 | DC | 0.750 | 3657254
625 | JOHN H HERRICK DR | 43210- | New Construction | [5 empty] | 3657648
325 | JOHN H MCCONNELL BLVD | 43215-2672 | Active | 00110 | AMES | 2000B | DC | 0.750 | 60293 | PARKING GARAGE
325 | JOHN H MCCONNELL BLVD | 43215-2672 | Active | 205798 | WATTS | 909QTFDA | RP | 4.000 | 60295 | BASEMENT MECHANICAL
325 | JOHN H MCCONNELL BLVD | 43215-2672 | Not Required by DOW | W143285 | Wilkins | 975XL | RP | 1.000 | 60296 | BASEMENT MECH. ROOM
325 | JOHN H MCCONNELL BLVD | 43215-2672 | Not Required by DOW | W149004 | WILKINS | 975XL | RP | 1.500 | 60297 | ROOF MECHANICAL
325 | JOHN H MCCONNELL BLVD | 43215-2672 | Active | 1305191103 | AMES | 3000SS | DCDA | 8.000 | 89455 | GARAGE STORAGE ROOM
325 | JOHN H MCCONNELL BLVD | 43215-2672 | LPS - Active |  |  |  | LST |  | 3638468 | FIRE PUMP - GARAGE STORAGE ROOM
325 | JOHN H MCCONNELL BLVD | 43215-2672 | LPS - Active |  |  |  | LPC |  | 3638469 | DOMESTIC PUMP - GARAGE STORAGE ROOM
355 | JOHN H MCCONNELL BLVD | 43215 | Active | 3560182 | WILKINS | 975XL | RP | 2.000 | 102129 | FIRST FLOOR MECHANIC ROOM
355 | JOHN H MCCONNELL BLVD | 43215 | Not Required by DOW | 3560183 | WILKINS | 975XL | RP | 2.000 | 102130
355 | JOHN H MCCONNELL BLVD | 43215 | Not Required by DOW | 3509190 | WILKINS | 975XL | RP | 1.000 | 102131 | FIRST FLOOR MECHANIC ROOM
812 | JOHN MICHAEL WAY | 43235-5150 | Active | 250659 | WATTS | 800M2QT | PVB | 0.750 | 89130 | WEST SIDE OF HOUSE
828 | JOHN MICHAEL WAY | 43235-5150 | Active | A151118 | WILKINS | 720A | PVB | 0.750 | 91173 | LEFT SIDE
836 | JOHN MICHAEL WAY | 43235 | Active | T154983 | WILKINS | 720A | PVB | 1.000 | 102869 | LEFT SIDE
844 | JOHN MICHAEL WAY | 43235 | Active | T097014 | WILKINS | 720A | PVB | 0.750 | 102693 | LEFT SIDE
852 | JOHN MICHAEL WAY | 43235-5150 | Active | 181993 | WILKINS | 720A | PVB | 0.750 | 91174 | RIGHT CENTER
860 | JOHN MICHAEL WAY | 43235-5150 | Active | A072724 | WILKINS | 720A | PVB | 0.750 | 74112 | LEFT SIDE
868 | JOHN MICHAEL WAY | 43235 | Active | G050382 | WILKINS | 720A | PVB | 0.750 | 91171 | LEFT OF HOUSE
875 | JOHN MICHAEL WAY | 43235-5151 | Active | T440061 | WILKINS | 720A | PVB | 0.750 | 97149 | RIGHT SIDE
876 | JOHN MICHAEL WAY | 43235 | Active | CB017517 | WILKINS | 720A | PVB | 0.750 | 3603290 | WEST SIDE OF HOUSE
883 | JOHN MICHAEL WAY | 43235 | Active | 801676 | WATTS | 800M4QT | PVB | 1.000 | 102495 | RIGHT SIDE
884 | JOHN MICHAEL WAY | 43235 | Active | CB075277 | WILKINS | 720A | PVB | 0.750 | 3603291 | LEFT SIDE
891 | JOHN MICHAEL WAY | 43235 | Active | 801692 | WATTS | 800M4QT | PVB | 1.000 | 102493 | RIGHT SIDE
892 | JOHN MICHAEL WAY | 43235 | Active | G046000 | WILKINS | 720A | PVB | 0.750 | 91175 | LEFT SIDE OF HOUSE
899 | JOHN MICHAEL WAY | 43235-5151 | Active | G186227 | WILKINS | 720A | PVB | 0.750 | 91924 | RIGHT SIDE
900 | JOHN MICHAEL WAY | 43235-5150 | Active | G208236 | WILKINS | 720A | PVB | 0.750 | 92998 | RIGHT SIDE OF HOUSE
907 | JOHN MICHAEL WAY | 43235 | Active | T154997 | WILKINS | 720A | PVB | 1.000 | 102695 | FRONT
908 | JOHN MICHAEL WAY | 43235 | Active | T133645 | WILKINS | 720A | PVB | 1.000 | 102694 | LEFT HAND SIDE
916 | JOHN MICHAEL WAY | 43235-5150 | Active | G044071 | WILKINS | 720A | PVB | 0.750 | 91670 | EAST SIDE OF HOUSE
924 | JOHN MICHAEL WAY | 43235-5150 | Active | 176061 | WILKINS | 720A | PVB | 0.750 | 91162 | RIGHT SIDE
417 | JOHN SHIELDS PKWY | 43017 | Active | XA-0488 | WATTS | 957 | RP | 4.000 | 3655199 | METER/PUMP BUILDING 4180 McCune Ave
4170 | JOHN SHIELDS PKWY | 43017 | Active | YB-0285 | AMES | COLT 300-GV | DCDA | 6.000 | 3655201 | METER/PUMP BUILDING 4180 McCune Ave
4170 | JOHN SHIELDS PKWY | 43017 | Active | 76560 | AMES | 2000BM3 | DC | 0.750 | 3655202 | METER/PUMP BUILDING 4180 McCune Ave
4170 | JOHN SHIELDS PKWY | 43017 | LPS - Active |  |  |  | LST |  | 3656657 | FIRE PUMP - PUMP BUILDING 4180 MCCUNE AVE (MAY BE 4165 JOHN SHIELDS ON FORM)
4170 | JOHN SHIELDS PKWY | 43017 | LPS - Active |  |  |  | LPC |  | 3657958 | DOMESTIC PUMP - PUMP BUILDING 4180 MCCUNE AVE (MAY BE 4165 JOHN SHIELDS ON FORM)
4231 | JOHN SHIELDS PKWY | 43017 | Active | QF-0022 | WATTS | 957 | RP | 3.000 | 3626510 | Building # 29 (4239) Sprinkler-Meter Rm in Hallway
4231 | JOHN SHIELDS PKWY | 43017 | Active | 1923420817 | AMES | 3000SS | DCDA | 4.000 | 3626514 | Building # 29 (4239) Sprinkler-Meter Rm in Hallway
4231 | JOHN SHIELDS PKWY | 43017 | Active | 78812 | AMES | 2000B | DC | 0.750 | 3626515 | Building # 29 (4239) Sprinkler-Meter Rm in Hallway
4259 | JOHN SHIELDS PKWY | 43017 | Active | QC-2422 | WATTS | 957 | RP | 3.000 | 3623165 | 4259 John Shields Meter House East - Off Deardorff
4259 | JOHN SHIELDS PKWY | 43017 | Active | RF-3202 | WATTS | 757 | DCDA | 4.000 | 3623166 | 4259 John Shields Meter House East - Off Deardorff
4259 | JOHN SHIELDS PKWY | 43017 | Active | 216565 | WATTS | 007M3QT | DC | 0.750 | 3623167 | 4259 John Shields Meter House East - Off Deardorff
4303 | JOHN SHIELDS PKWY | 43017 | Active | 11123C | WILKINS | 375AST | RP | 3.000 | 3626642 | Building # 25 (4319) Sprinkler-Meter Rm in Hallway
4303 | JOHN SHIELDS PKWY | 43017 | Active | 1932311217 | AMES | 3000SS | DCDA | 4.000 | 3629386 | Building # 25 (4319) Sprinkler-Meter Rm in Hallway
4303 | JOHN SHIELDS PKWY | 43017 | Active | 79468 | AMES | 2000B | DC | 0.750 | 3629387 | Building # 25 (4319) Sprinkler-Meter Rm in Hallway
4500 | JOHN SHIELDS PKWY | 43017 | Active | N1311060529 | FEBCO | LF880V | RP | 3.000 | 3605774 | MECH/ FIRE PUMP RM AT DOCK AT METER
4500 | JOHN SHIELDS PKWY | 43017 | Active | 1813150713 | AMES | 3000SS | DCDA | 6.000 | 3607815 | HOT BOX OFF OF TULLER RD
4500 | JOHN SHIELDS PKWY | 43017 | Active | 212200 | WATTS | LF007M3QT | DC | 0.750 | 3607816 | HOT BOX OFF OF TULLER RD
910 | JOHN ST | 43222 | Active | UD-2076 | AMES | 400 GV | RP | 3.000 | 3648336 | HOTBOX, S/E OF BUILDING
910 | JOHN ST | 43222 | Active | TK-0161 | AMES | COLT 300 | DCDA | 6.000 | 3648337 | FIRE METER IN PIT, S/E OF BUILDING
910 | JOHN ST | 43222 | Active | 59156 | AMES | 2000B | DC | 0.750 | 3648338 | FIRE METER BYPASS IN PIT, S/E OF BUILDING
911 | JOHN ST | 43222 | Active | L135499 | WILKINS | 375 | RP | 4.000 | 3648865 | WATER ROOM AT METER
911 | JOHN ST | 43222 | Active | 1077920221 | AMES | 5000SS | RPDA | 6.000 | 3648866 | WATER ROOM AT FIRE RISER
911 | JOHN ST | 43222 | Active | 15150 | AMES | 4000B | RP | 0.750 | 3648867 | Water ROOM AT FIRE RISER - FIRE SIDE CAR
911 | JOHN ST | 43222 | Not Required by DOW | 26470 | WATTS | LF919 | RP | 1.500 | 3649358 | IRRIGATION AT FIRE RISER
911 | JOHN ST | 43222 | Not Required by DOW | ABE0003 | WILKINS | 975XL2 | RP | 1.000 | 3649359 | EXHAUST SCRUBBER KITCHEN MECH ROOM
911 | JOHN ST | 43222 | Not Required by DOW | 62320A | APOLLO | RPLF4A | RP | 1.500 | 3649360 | HVAC MAKE UP CHILLER ROOM
911 | JOHN ST | 43222 | Not Required by DOW | 62324A | APOLLO | RPLF4A | RP | 1.500 | 3649361 | HVAC MAKE UP BOILER ROOM
911 | JOHN ST | 43222 | Not Required by DOW | 39907 | WATTS | LF008PCQT | RP | 0.500 | 3649425 | KITCHEN DISH ROOM
911 | JOHN ST | 43222 | Not Required by DOW | 40530 | WATTS | LF008PCQT | SVB | 0.500 | 3649509 | KITCHEN STEAMER
911 | JOHN ST | 43222 | Not Required by DOW | 40532 | WATTS | LF008PCQT | SVB | 0.500 | 3649510 | KITCHEN STEAMER
911 | JOHN ST | 43222 | Not Required by DOW | 35178 | WATTS | LF008PCQT | SVB | 0.500 | 3649511 | 1ST FLOOR GLASS WASH
911 | JOHN ST | 43222 | Not Required by DOW | ACB5602 | WILKINS | 975XL2 | RP | 1.500 | 3649999 | EAST WATER ROOM
347 | JOHNNY APPLESEED CT | 43231- | Removed | 4235831REM | WILKINS | 975XL | RP | 1.000 | 3622790 | MIDDLE OF BUILDING MECH RM
3474 | JOHNNY APPLESEED CT | 43231- | Active | 4291221 | WILKINS | 975XL2 | RP | 1.000 | 3624616 | WEST MIDDLE MECHANICAL ROOM AT METER
3518 | JOHNNY APPLESEED CT | 43231-4985 | Active | ABH7403 | WILKINS | 975XL2 | RP | 1.000 | 101975 | MECH ROOM OF WAREHOUSE AT WATER METER
3595 | JOHNNY APPLESEED CT | 43231- | Duplicate | 4291221DUP | WILKINS | 975 | RP | 1.000 | 3629851 | FURNANCE RM NORTHWEST SIDE
3595 | JOHNNY APPLESEED CT | 43231- | Active | 333682 | WATTS | LF009M2QT | RP | 1.000 | 3638754 | OUTSIDE IN HOTBOX
6863 | JOHNSTON DR | 43016 | Active | ABW4605 | WILKINS | 975XL | RP | 1.000 | 3638767 | HOTBOX S SIDE OF ENTRANCE BEHIND PILAR
2396 | JOHNSTON RD | 43220-4747 | Active | W580552 | WILKINS | 720A | PVB | 1.000 | 58141 | EAST SIDE OF FRONT WING OF HOUSE
2407 | JOHNSTON RD | 43220-4746 | Active | 119370 | WATTS | 009M3QT | RP | 0.750 | 99650 | IN BASEMENT ABOVE SUMP PUMP
2540 | JOHNSTON RD | 43220-4602 | Active | 727717 | WATTS | 800M4QT | PVB | 1.000 | 92991 | BACK OF HOUSE
2600 | JOHNSTON RD | 43220-4533 | Active | 506299 | RAINBIRD | AC4000 | PVB | 0.750 | 93628 | back of house by door
2615 | JOHNSTON RD | 43220-4532 | Active | T424712 | WILKINS | 720A | PVB | 0.750 | 3454386 | BACK OF HOUSE
2627 | JOHNSTON RD | 43220-4532 | Active | 4837561 | WILKINS | 975XL | RP | 1.000 | 94310 | IN BASEMENT @ WATER METER
2622 | JOHNSTOWN RD | 43219-2309 | Due Install |  |  |  | RP |  | 3454393 | 2622 RESTROOM
2625 | JOHNSTOWN RD | 43219-2333 | Active | 119367 | WATTS | 009QT | RP | 0.750 | 58795 | LOCKER ROOM NEXT TO WATER HEATER
2629 | JOHNSTOWN RD | 43219-2333 | Active | 53508 | WATTS | LF919QT | RP | 1.000 | 3454395 | WATER RISER ROOM, MECH ROOM
2631 | JOHNSTOWN RD | 43219-2333 | Due Install |  |  |  | RP | 0.750 | 3454396
2651 | JOHNSTOWN RD | 43219-2307 | Active | 369458 | WATTS | LF009M3QT | RP | 0.750 | 3454397 | at meter under cabinet
2651 | JOHNSTOWN RD | 43219-2307 | Not Required by DOW | 103682 | WATTS | LF009M3QT | RP | 1.500 | 3652940
2737 | JOHNSTOWN RD | 43219-2319 | In Review | [5 empty] | 3454404
2761 | JOHNSTOWN RD | 43219-2319 | Active | ABF1961 | WILKINS | 975XL2 | RP | 0.750 | 3454406 | LAUNDRY ROOM
2840 | JOHNSTOWN RD | 43219 | Active | 35583B | APOLLO | RPLF40 | RP | 2.000 | 3536786 | IN HOT BOX
2840 | JOHNSTOWN RD | 43219 | Not Required by DOW | 250481 | WATTS | LF009M2QT | RP | 1.000 | 3652045 | IN HOT BOX
2862 | JOHNSTOWN RD | 43219-1793 | Active | W603345 | WATTS | 909QT | RP | 0.750 | 87985 | EQUIPMENT ROOM
2887 | JOHNSTOWN RD | 43219-1719 | Active | ZB-1109 | AMES | 300GV | DCDA | 6.000 | 3639147 | Fire Pump Room
2887 | JOHNSTOWN RD | 43219-1719 | Active | 80549 | AMES | 2000 | DC | 0.750 | 3659138 | Fire Pump Room
2887 | JOHNSTOWN RD | 43219-1719 | Active | 17350 | AMES | 4000B | RP | 2.000 | 3659139 | Fire Pump Room
5026 | johnstown rd | [7 empty] | 3659638
5089 | JOHNSTOWN RD | 43054-9578 | Not Required by DOW | ACJ7791 | WILKINS | 975XL2 | RP | 0.750 | 65971 | IN EAST ATTIC BOILER ROOM
5089 | JOHNSTOWN RD | 43054-9578 | Active | 375313 | WILKINS | 950 | DC | 2.000 | 65972 | NORTH END OF BASEMENT ELECTRICAL ROOM
5089 | JOHNSTOWN RD | 43054-9578 | Active | ACJ7791 | WILKINS | 975 | RP | 2.000 | 3651351 | NORTH END OF BASEMENT ELECTRICAL ROOM
5101 | JOHNSTOWN RD | 43054-8964 | Active | 1076140305 | WATTS | 774 | DCDA | 6.000 | 3596592 | IN PIT BY ROAD RIGHT OF DR
5101 | JOHNSTOWN RD | 43054-8964 | Active | 2105010 | WILKINS | 975 | RP | 2.000 | 3628110 | MECH RM NORTHWEST CORNER OF BLDG
5101 | JOHNSTOWN RD | 43054-8964 | Active | 63938 | WATTS | 007M1QT | DC | 0.750 | 3628127 | IN PIT BY ROAD RIGHT OF DR
5101 | JOHNSTOWN RD | 43054-8964 | Not Required by DOW | T436096 | WILKINS | 720 | PVB | 0.750 | 3654601 | RIGHT REAR OF BUILDING
5155 | JOHNSTOWN RD | 43054-9501 | Active | 4837421 | WILKINS | 975XL2 | RP | 0.750 | 66180 | FOR DOMESTIC WATER - WELL (IN BASEMENT AT WATER METER)
5211 | JOHNSTOWN RD | 43054-9518 | Active | 353165 | WILKINS | 975 | RP | 1.000 | 66423 | BASEMENT AT WATER METER
5220 | JOHNSTOWN RD | 43054 | Active | 18765 | WATTS | 919QT | RP | 2.000 | 101675 | IN MECH ROOM
5220 | JOHNSTOWN RD | 43054 | Active | 1143340811 | WATTS | 774 | DCDA | 4.000 | 101724 | METER PIT
5220 | JOHNSTOWN RD | 43054 | Active | 19740 | WATTS | 007M2 | DC | 0.750 | 101725 | METER PIT
5434 | JOHNSTOWN RD | 43054 | Active | 4420282 | WILKINS | 975XL2 | RP | 1.000 | 3623260 | INSIDE HEXAGONAL BLDG SE CORNER OF LAMBTON PK & RT 62
5886 | JOHNSTOWN RD | 43054 | Active | CB513996 | WILKINS | 720A | PVB | 0.750 | 3635348
6057 | JOHNSTOWN RD | 43054 | Active | 3572772 | WILKINS | 975 | RP | 0.750 | 101243 | BACK OF GARAGE INSIDE FENCE AREA
9500 | JOHNSTOWN RD | 43054- | Not Required by DOW | 19909 | WATTS | 009M2PCQT | RP | 1.500 | 74770 | UPSTAIR STORAGE ROOM
9500 | JOHNSTOWN RD | 43054- | Active | 3AM0246 | AMES | 3000SS | DCDA | 4.000 | 74771 | WATER METER ROOM N.E. CORNER OF BUILDING
9500 | JOHNSTOWN RD | 43054- | Active | 95533 | WATTS | 009M2QT | RP | 2.000 | 74772 | WATER METER ROOM NE CORNER OF BUILDING
9500 | JOHNSTOWN RD | 43054- | Active | 97860 | WATTS | 007M2QT | DC | 0.750 | 74773 | WATER METER ROOM N.E. CORNER OF BUILDING
9550 | JOHNSTOWN RD | 43054 | Active | B073301 | WILKINS | 375 | RP | 2.000 | 3648307 | MECH ROOM SOUTH OUTSIDE DOOR
9550 | JOHNSTOWN RD | 43054 | Active | UJ-2199 | AMES | COLT 500 | RPDA | 6.000 | 3648308 | HOTBOX - FIRE SYSTEM SOUTHEAST CORNER OF PROPERTY
9550 | JOHNSTOWN RD | 43054 | Active | 87270 | WATTS | 919 | RP | 0.750 | 3648309 | HOTBOX - FIRE METER BYPASS SOUTHEAST CORNER OF PROPERTY
9555 | JOHNSTOWN RD | 43054 | Active | 4236034 | WILKINS | 950XLD | DC | 0.750 | 3618535 | MECH RM W SIDE CENTER OF BLDG
9555 | JOHNSTOWN RD | 43054 | Active | 5584B | WILKINS | 350ASTDA | DCDA | 8.000 | 3618536 | MECH RM W SIDE CENTER OF BLDG
9555 | JOHNSTOWN RD | 43054 | Active | 29406 | WATTS | LF919QT | RP | 2.000 | 3619944 | MECH RM W CENTER SIDE OF BLDG
9685 | JOHNSTOWN RD | 43054-9750 | Active | 2281027 | WILKINS | 975XLBMS | RP | 1.500 | 90403 | OUTSIDE REAR MECH ROOM
9685 | JOHNSTOWN RD | 43054-9750 | Active | 06577 | WATTS | 919QT | RP | 1.500 | 90405 | MECH ROOM
9685 | JOHNSTOWN RD | 43054-9750 | Not Required by DOW | A03684 | WATTS | 009M2PCQT | RP | 1.500 | 97867 | Back room of Tim Hortons 9685 by water meter
9685 | JOHNSTOWN RD | 43054-9750 | LPS - Due Install |  |  |  | LPC |  | 3636678
9825 | JOHNSTOWN RD | 43054 | Active | 29831 | WATTS | LF919QT | RP | 1.500 | 3656277 | REAR NORTH WALL
9835 | JOHNSTOWN RD | 43054-9128 | Active | 1563612 | WILKINS | 975 | RP | 1.000 | 95922 | SW FURN/MECH ROOM AT SAM- METER ---OLD KEY BANK---
9855 | JOHNSTOWN RD | 43054 | Active | ACA5918 | WILKINS | 975XL2 | RP | 1.500 | 3653682 | BACK OF BUILDING BETWEEN DRIVE THRU WINDOW AND REAR EXIT
9875 | JOHNSTOWN RD | 43054 | Active | 268421 | WATTS | LF009M2 | RP | 1.000 | 3653783 | STREET SIDE END OF ALDI MARKET
9880 | JOHNSTOWN RD | 43054 | Active | 4117376 | WILKINS | 975XL2 | RP | 1.500 | 3613543 | IN CAR WASH MECH RM NE CORNER ON LINE TO TURKEY HILL STORE
9880 | JOHNSTOWN RD | 43054 | Active | 4156701 | WILKINS | 975XL2 | RP | 2.000 | 3614992 | NE MECH/METER AREA OF CAR WASH AT WATER METER
9880 | JOHNSTOWN RD | 43054 | Not Required by DOW | 018754 | WATTS | LF909QT | RP | 1.000 | 3626426 | IN NE CAR WASH MECH RM
9895 | JOHNSTOWN RD | 43054 | Active | 101522 | WATTS | LF009 | RP | 1.500 | 3653557 | HOTBOX
9895 | JOHNSTOWN RD | 43054 | Active | WD-2063 | AMES | COLT500GV | RPDA | 6.000 | 3653558 | HOTBOX NE CORNER OF LOT
9895 | JOHNSTOWN RD | 43054 | Active | 93569 | WATTS | 919QT | RP | 0.750 | 3653559 | HOTBOX
9905 | JOHNSTOWN RD | 43054 | Active | 089000 | WATTS | LF009M2QT | RP | 1.500 | 3649714 | HOT BOX NORTH EAST CORNER OF PROPERTY
9905 | JOHNSTOWN RD | 43054 | Not Required by DOW | 053637 | WATTS | 800M4 | PVB | 1.000 | 3651330
9920 | JOHNSTOWN RD | 43054 | Active | 131037 | WATTS | LF009M2QT | RP | 1.500 | 3656279 | MECHANICAL ROOM EAST
9940 | JOHNSTOWN RD | 43054 | Active | B026075 | WILKINS | 375XL | RP | 1.500 | 3613373 | SE KITCHEN AREA AT WATER METER DAIRY QUEEN
9960 | JOHNSTOWN RD | 43054 | Active | 4973299XLTCU | WILKINS | 975XL2 | RP | 1.500 | 3655738 | BASEMENT AFTER METER SETTING
9980 | JOHNSTOWN RD | 43054 | Active | 106509 | WATTS | LF009M2QT | RP | 1.500 | 3653655 | HOTBOX SE CORNER OF LOT
1000 | JOHNSTOWN RD | 43054 | Active | ACI2855 | WILKINS | 975XL2 | RP | 2.000 | 3654607
10160 | JOHNSTOWN RD | 43054-9751 | Active | 2732247 | WILKINS | 975XL | RP | 1.000 | 96277 | Mechanical Room In Break Room
2879 | JOHNSTOWN RD UNIT B | 43219-1719 | Active | 1163430201 | AMES | 2000SS | DC | 6.000 | 59482 | SW CORNER (STORAGE ROOM)
2879 | JOHNSTOWN RD UNIT B | 43219-1719 | Active | 148089 | WATTS | 909 | RP | 3.000 | 59483 | ON THE WEST WALL IN THE BUS GARAGE
2879 | JOHNSTOWN RD UNIT B | 43219-1719 | Not Required by DOW | 198591 | WATTS | 009QT | RP | 0.500 | 59484 | IN MECH ROOM FOR DENTAL EQUIPMENT
2879 | JOHNSTOWN RD UNIT B | 43219-1719 | Not Required by DOW | 198602 | WATTS | 009QT | RP | 0.500 | 59485 | IN MECH ROOM FOR DENTAL CHAIRS
2879 | JOHNSTOWN RD UNIT B | 43219-1719 | Not Required by DOW | 428423 | WATTS | 009QT | RP | 1.250 | 59486 | BOILER ROOM
2879 | JOHNSTOWN RD UNIT B | 43219-1719 | Not Required by DOW | 287630 | WATTS | 909QTFDA | RP | 2.500 | 59487 | ON THE WEST WALL IN THE BUS GARAGE
2879 | JOHNSTOWN RD UNIT B | 43219-1719 | Not Required by DOW | 44533 | WATTS | 919QT | RP | 0.750 | 3613576 | MOP CLOSET EARLY CHILDHOOD HALLWAY
2879 | JOHNSTOWN RD UNIT B | 43219-1719 | Not Required by DOW | 44531 | WATTS | 919QT | RP | 0.750 | 3613577 | MOP CLOSET - EARLY CHILDHOOD HALLWAY
7602 | JOHNTIMM CT | 43017-3427 | Active | G216218 | WILKINS | 720A | PVB | 0.750 | 96042 | RIGHT SIDE OF HOUSE
7610 | JOHNTIMM CT | 43017 | Active | G216820 | WILKINS | 720A | PVB | 0.750 | 97405 | RIGHT SIDE OF HOUSE
7618 | JOHNTIMM CT | 43017 | Active | T205012 | WILKINS | 720A | PVB | 0.750 | 97167 | RIGHT OF FRONT DR -IN COVE
7673 | JOHNTIMM CT | 43017 | Active | DJ1290 | FEBCO | 765 | PVB | 1.000 | 72472 | LEFT SIDE
7674 | JOHNTIMM CT | 43017 | Active | G086198 | WILKINS | 720A | PVB | 0.750 | 92104 | RIGHT FRONT
7682 | JOHNTIMM CT | 43017-3427 | Active | 32020 | WATTS | 800M4QT | PVB | 0.750 | 93630 | LEFT SIDE
7689 | JOHNTIMM CT | 43017-3427 | Active | CB544577 | WILKINS | 720A | PVB | 0.750 | 72516 | RIGHT FRONT
3511 | JOHNY APPLESEED CT | 43231-4985 | Active | 19610 | WATTS | 009QT | RP | 1.000 | 60935 | WAREHOUSE NEXT TO WATER METER
3550 | JOHNY APPLESEED CT | 43231-4985 | Active | 10612 | WATTS | 009QT | RP | 1.500 | 61050 | MECHANICAL ROOM
3550 | JOHNY APPLESEED CT | 43231-4985 | Active | 3FL0456 | AMES | 3000SS | DCDA | 4.000 | 61051 | BACK WAREHOUSE
3550 | JOHNY APPLESEED CT | 43231-4985 | Active | 77358 | WATTS | 007QT | DC | 0.750 | 61052 | BACK WAREHOUSE SOUTH WALL
7816 | JONELL SQ | 43054-9324 | Active | 122064 | WATTS | 800M4QT | PVB | 1.000 | 72849 | FRONT, SOUTH OF DOOR
7817 | JONELL SQ | 43054-9327 | Active | 665481 | WILKINS | 720A | PVB | 1.000 | 72852 | SE CORNER
7824 | JONELL SQ | 43054-9324 | Active | CB414115 | WILKINS | 720A | PVB | 1.000 | 72866 | LEFT SIDE
7825 | JONELL SQ | 43054-9327 | Active | T428973 | WILKINS | 720A | PVB | 1.000 | 72870 | WEST SIDE OF HOUSE
7834 | JONELL SQ | 43054-9324 | Active | 122056 | WATTS | 800QT | PVB | 1.000 | 72886 | EAST SIDE MIDDLE
7835 | JONELL SQ | 43054-9327 | Active | CAA79839 | WILKINS | 720A | PVB | 0.750 | 72888 | OUTSIDE ON WEST SIDE OF HOUSE
7847 | JONELL SQ | 43054-9327 | Active | 267187 | WATTS | 800QT | PVB | 1.000 | 72909 | LEFT HAND SIDE
7860 | JONELL SQ | 43054-9324 | Replaced | REP108215 | WILKINS | 420 | PVB | 1.000 | 72929 | REPLACED- FRONT OF HOUSE
7860 | JONELL SQ | 43054-9324 | Active | T252156 | WILKINS | 720A | PVB | 1.000 | 3609980 | FRONT OF HOUSE
7861 | JONELL SQ | 43054 | Active | T172115 | WILKINS | 720A | PVB | 1.000 | 72930 | POND SID OF HOUSE, EAST SIDE
7874 | JONELL SQ | 43054-9324 | Active | 94261 | WATTS | 800M2QT | PVB | 1.000 | 72937 | WEST SIDE OF HOUSE
7886 | JONELL SQ | 43054-9324 | Active | 861521 | WILKINS | 720A | PVB | 1.000 | 72945 | EAST SIDE
100 | JONES AVE | 43222-1226 | Active | 253136 | WATTS | LF009M3QT | RP | 0.750 | 3454535 | IN BATHROOM AT METER
608 | JONESWOOD DR | 43026-7268 | Active | 4883 | FEBCO | 765 | PVB | 0.750 | 68942 | RIGHT FRONT
6100 | JONESWOOD DR | 43026-7268 | Active | H069968 | FEBCO | 765 | PVB | 0.750 | 93631 | RIGHT SIDE
2754 | JORDAN RD | 43231-4046 | Active | 119599 | WATTS | 007QT | DC | 0.750 | 59214 | ON EAST WALL OF BASEMENT
3411 | JOSEPHINE CIR | 43123-1813 | Active | 4973880 | WILKINS | 975XL | RP | 0.750 | 3454798
4560 | JOURNAL ST | 43228-4627 | Removed | 408577REM | WATTS | 909HWQT | RP | 1.000 | 64355 | MECHANICAL ROOM
4560 | JOURNAL ST | 43228-4627 | Active | XA1473 | AMES | 300GV | DCDA | 6.000 | 3626368
4560 | JOURNAL ST | 43228-4627 | Active | 210936 | WATTS | LF909M1QT | RP | 2.000 | 3655015 | HOT BOX
4560 | JOURNAL ST | 43228-4627 | Active | 72401 | AMES | 2000BM3 | DC | 0.750 | 3655077
4560 | JOURNAL ST | 43228-4627 | Active | 391354 | WATTS | LF009M3QT | RP | 0.750 | 3656243 | CLASSROOM/LAB (SE CORNER)
4560 | JOURNAL ST | 43228-4627 | Active | 391259 | WATTS | LF009M3QT | RP | 0.750 | 3656244 | CLASSROOM/LAB (SE CORNER)
4630 | JOURNAL ST | 43228-4614 | Active | 67414 | WATTS | 009M1QT | RP | 2.000 | 64623 | 1ST FLOOR (WATER METER RM) LEFT OF FRONT DOOR
4630 | JOURNAL ST | 43228-4614 | Not Required by DOW | 47061 | WATTS | 919AQT | RP | 0.750 | 102912 | BAY 7 CAR WASH BAY
4646 | JOURNAL ST | 43228 | Active | 28178 | WATTS | 007MI-QT | DC | 0.750 | 3635179 | IN WATER METER PIT FIRE SIDE CAR
4646 | JOURNAL ST | 43228 | Active | 1938220618 | AMES | 3000SS | DCDA | 6.000 | 3635180 | IN WATER METER PIT FIRE
4660 | JOURNAL ST | 43228 | Active | 23343 | WATTS | LF919QT | RP | 1.500 | 3635512 | E SE MECH/RISER AREA AT WATER METER
4660 | JOURNAL ST | 43228 | Active | 12974B | WILKINS | 350ASTDA | DCDA | 8.000 | 3635686 | E SE MECH/RISER AREA
4660 | JOURNAL ST | 43228 | Active | 4651184 | WILKINS | 950XLD | DC | 0.750 | 3635687 | SE CORNER OF BUILDING FIRE SIDE CAR
4800 | JOURNAL ST | 43228-4611 | Active | 010969 | WATTS | 909 | RP | 3.000 | 65101 | SE FRONT METER ROOM
4800 | JOURNAL ST | 43228-4611 | Active | 2E03112 | AMES | 2000SE | DC | 8.000 | 65102 | S FRONT OF OFFICE AREA (SPRINKLER ROOM)
4800 | JOURNAL ST | 43228-4611 | Removed | REMH011256 | FEBCO | 765 | PVB | 1.000 | 97640 | outside south side by gas meter & fire connection REMOVED
1390 | JOYCE AV | 43219-1948 | Replaced | REP41936 | WATTS | 919ZQT | RP | 0.750 | 54874 | REPLACED- NEXT TO NORTH ENTRANCE-EAST SIDE OF SIDEWALK NEXT TO FENCE
1390 | JOYCE AV | 43219-1948 | Inactive | 07422 | WATTS | 919QT | RP | 0.750 | 3609755 | NEXT TO NORTH ENTRANCE-EAST SIDE OF SIDEWALK NEXT TO FENCE
1000 | JOYCE AVE | 43219-2449 | Active | 4238893 | WILKINS | 975 | RP | 1.500 | 3454816 | MECHANICAL ROOM
1009 | JOYCE AVE | 43219-2448 | Due Install |  |  |  | DCDA | 8.000 | 3454817
1009 | JOYCE AVE | 43219-2448 | Due Install |  |  |  | RP | 3.000 | 3659087
1049 | JOYCE AVE | 43219-2448 | Active | ALA86063 | WILKINS | 975 | RP | 0.750 | 3454818 | OFFICE
1177 | JOYCE AVE | 43219-2198 | Active | 376274 | WATTS | 009QT | RP | 0.500 | 101335 | BACK OF BUILDING IN LAB AREA
1177 | JOYCE AVE | 43219-2198 | LPS - Active |  |  |  | LST |  | 3658451 | FIRE PUMP - FIRE PUMP HOUSE
1283 | JOYCE AVE | 43219-2134 | Active | IJ-2825 | WATTS | 757 | DCDA | 6.000 | 99146 | RISER ROOM
1283 | JOYCE AVE | 43219-2134 | Active | 201207 | WATTS | 007M3-FP | DC | 0.750 | 99147 | RISER ROOM
1283 | JOYCE AVE | 43219-2134 | Due Install |  |  |  | RP | 1.000 | 3638117 | RISER ROOM
1394 | JOYCE AVE | 43219-1948 | Active | 4285 | CALEFFI | 574 | RP | 0.750 | 3454824
1547 | JOYCE AVE | 43219-1951 | Active | ALA50500 | WILKINS | 975XL3 | RP | 0.750 | 3454829
1562 | JOYCE AVE | 43219-1952 | Active | SJ656 | CONBRACO | 4020 | RP | 0.750 | 55415 | WEST WALL OF OFFICE
1580 | JOYCE AVE | 43219-1952 | Due Install |  |  |  | RP | 0.625 | 3454831 | METER IN CARRYOUT RESTROOM UNDER SINK
1701 | JOYCE AVE | 43219- | Due Install |  |  |  | RP | 0.750 | 3454833 | MALONEY PARK
1720 | JOYCE AVE | 43219-1026 | Active | 135371 | WILKINS | 975 | RP | 2.000 | 55946 | WEST SIDE OF BLDG ON OUTSIDE IN METER CLOSET
1770 | JOYCE AVE | 43219-1026 | Active | 182024 | WATTS | 909 | RP | 4.000 | 56087 | WEST WALL TOOL ROOM LOWER DEVICE
1770 | JOYCE AVE | 43219-1026 | Active | 182118 | WATTS | 909 | RP | 4.000 | 56088 | WEST WALL TOOL ROOM UPPER DEVICE
1770 | JOYCE AVE | 43219-1026 | Not Required by DOW | T417545 | WILKINS | 720A | PVB | 1.000 | 56089 | SE CORNER OF OFFICE BLDG
1770 | JOYCE AVE | 43219-1026 | Removed | REMAG-1770A | XX | XX | AG | 0.750 | 3604209 | REMOVED BOILER ROOM
1770 | JOYCE AVE | 43219-1026 | Due Install |  |  |  | DCDA |  | 3629843 | IN VAULT
1770 | JOYCE AVE | 43219-1026 | In Review |  |  |  | AG |  | 3629844 | Stores Methyl Methacrylate, Ethyl Acrylate
1770 | JOYCE AVE | 43219-1026 | LPS - Active |  |  |  | LST |  | 3658372 | FIRE PUMP - DIESEL PUMP HOUSE
1770 | JOYCE AVE | 43219-1026 | Removed | [5 empty] | 3454834
1772 | JOYCE AVE | 43219- | Active | 024474 | WATTS | 909M1QT | RP | 2.000 | 56099 | OVEN ROOM CP
1772 | JOYCE AVE | 43219- | Due Install |  |  |  | RP | 8.000 | 3659542 | IN VAULT SOUTH OF BLDG
1782 | JOYCE AVE | 43219- | Active | AG-1782A | XX | XX | AG | 0.750 | 56131 | BOILER ROOM BY FFED WATER PUMPS
1782 | JOYCE AVE | 43219- | Active | 780379 | WATTS | 909HWM1QT | RP | 1.500 | 56132 | SOUTHWEST CORNER OF LAB UNDER COUNTER
1825 | JOYCE AVE | 43219-1027 | Active | 268462 | WATTS | LF009 | RP | 2.000 | 3454836 | North Side of Building (Maintenance Area)
1825 | JOYCE AVE | 43219-1027 | Active | QL-2153 | AMES | COLT 300-GV | DCDA | 8.000 | 3658092 | IN VAULT
1825 | JOYCE AVE | 43219-1027 | Active | 46295 | AMES | 2000BM3 | DC | 0.750 | 3658093 | IN VAULT
1917 | JOYCE AVE | 43219-1029 | Active | 184130 | WATTS | 909 | RP | 4.000 | 56618 | FRONT BSMNT AT WATER MTR
1917 | JOYCE AVE | 43219-1029 | Removed | 13037REM | WATTS | 909M1QT | RP | 2.000 | 56619 | ***REMOVED*** IN BOILER ROOM - COMPRESSOR SIDE
1917 | JOYCE AVE | 43219-1029 | Removed | 263494REM | WATTS | 909M1QT | RP | 2.000 | 3609429 | ***REMOVED*** IN BOILER ROOM - COMPRESSOR SIDE
2109 | JOYCE AVE | 43219 | Active | RH-1063 | AMES | COLT 500 | RPDA | 8.000 | 3625053 | AT ENTRANCE NORTH OF DRIVE IN LARGE HOT BOX
2109 | JOYCE AVE | 43219 | Active | 74614 | WATTS | 919-QT | RP | 0.750 | 3655558 | AT ENTRANCE NORTH OF DRIVE IN LARGE HOT BOX
2109 | JOYCE AVE | 43219 | Active | WL-2384 | AMES | COLT 400 | RP | 4.000 | 3655591 | HOTBOX
2109 | JOYCE AVE | 43219 | LPS - Active |  |  |  | LST |  | 3656808 | FIRE PUMP - FIRE PUMP ROOM
2121 | JOYCE AVE | 43219-1055 | Active | 2690881 | WILKINS | 975 | RP | 0.750 | 92024 | IN THE MECH ROOM
2200 | JOYCE AVE | 43219- | Removed | H13501REM | FEBCO | 825Y | RP | 1.500 | 57592 | BEHIND CLUB HOUSE - 1870 ARTANE PLACE
2200 | JOYCE AVE | 43219- | Active | 1317000104 | AMES | 3000SS | DCDA | 6.000 | 57593 | METER PIT ON JOYCE AVENUE - 1870 ARTANE PL
2200 | JOYCE AVE | 43219- | Active | 1545627 | WILKINS | 950 | DC | 1.500 | 57594 | CLUB HOUSE, BACK MECH ROOM
2200 | JOYCE AVE | 43219- | Active | 59279 | WATTS | 007M1QT | DC | 0.750 | 57595 | METER PIT ON JOYCE - 1870 ARTANE PL
2200 | JOYCE AVE | 43219- | Due Install |  |  |  | RP | 4.000 | 3635714
6922 | JOYSMITH CIR | 43054-9077 | Active | AC4433 | FEBCO | 765 | PVB | 0.750 | 70949 | WEST
6924 | JOYSMITH CIR | 43054-9077 | Active | EAE8564 | WILKINS | 720 | PVB | 0.750 | 3589183 | LEFT SIDE
6933 | JOYSMITH CIR | 43054-9076 | Active | T304826 | WILKINS | 720A | PVB | 0.750 | 70974 | LEFT FRONT
6934 | JOYSMITH CIR | 43054-9077 | Active | A152317 | WILKINS | 720A | PVB | 0.750 | 87962 | RIGHT REAR OF HOUSE
6935 | JOYSMITH CIR | 43054-9076 | Active | H046614 | FEBCO | 765 | PVB | 0.750 | 70976 | EAST SIDE
6939 | JOYSMITH CIR | 43054 | Active | H066604 | FEBCO | 765 | PVB | 0.750 | 70981 | LEFT HAND SIDE
1370 | JUG NW ST | 43031 | Active | XH-1917 | AMES | COLT 400 | RP | 10.000 | 3657715 | HOTBOX GATE 1
13700 | JUG NW ST | 43031 | Active | XC-2145 | AMES | COLT 400 | RP | 10.000 | 3657716
13700 | JUG NW ST | 43031 | Active | XC-1521 | AMES | COLT 300GV | DCDA | 10.000 | 3657717 | In Pit by Front Entrance
13700 | JUG NW ST | 43031 | Active | 67971 | AMES | 2000BM3 | DC | 0.750 | 3657718 | In Pit by Front Entrance
13700 | JUG NW ST | 43031 | LPS - Active |  |  |  | LST |  | 3658379 | FIRE PUMP - FIRE PUMP ROOM
4698 | JULIAN DR | 43227-2556 | Active | AG3870 | FEBCO | 765 | PVB | 0.750 | 64825 | SOUTH SIDE
5692 | JULIANA PL | 43235-3505 | Active | 902863 | WILKINS | 720A | PVB | 0.750 | 67619 | EAST SIDE OF FRONT
5693 | JULIANA PL | 43235-3505 | Active | 250872 | WATTS | 800M4FR | PVB | 0.750 | 89304 | RIGHT FRONT
5704 | JULIANA PL | 43235-3505 | Active | T023562 | WILKINS | 720A | PVB | 0.750 | 100371 | LEFT SIDE
5705 | JULIANA PL | 43235 | Active | CL081514 | WILKINS | 720 | PVB | 0.750 | 3605801 | RIGHT SIDE
825 | JUNCTION WAY | 43212 | Active | 26497 | WATTS | 007M1PCQT | DC | 0.750 | 3623074 | NORTH RISER ROOM
825 | JUNCTION WAY | 43212 | Active | 191064 | AMES | 3000SS | DCDA | 6.000 | 3623075 | NORTH RISER ROOM
825 | JUNCTION WAY | 43212 | Active | 16932 | WATTS | 909 | RP | 6.000 | 3623076 | WATER METER ROOM
825 | JUNCTION WAY | 43212 | Not Required by DOW | B128106 | WILKINS | 375 | RP | 1.500 | 3623079 | WATER METER ROOM
883 | JUNEBERRY RD | 43035-7229 | Active | H025124 | FEBCO | 765 | PVB | 1.000 | 99440 | RIGHT SIDE OF HOUSE OUTSIDE
3210 | JUSTUS RD | 43123- | Not Required by DOW | B13165 | FEBCO | 825YA | RP | 2.000 | 60205 | MECHANICAL ROOM--3210 URBANCREST IND DR
3210 | JUSTUS RD | 43123- | Active | 260074 | WATTS | 909M1QT | RP | 2.000 | 60206 | MECHANICAL ROOM--3210 URBANCREST IND DR
3210 | JUSTUS RD | 43123- | Active | YB-1835 | AMES | COLT | DCDA | 8.000 | 3638367 | MTR PIT
3210 | JUSTUS RD | 43123- | LPS - Active |  |  |  | LST |  | 3638369
3210 | JUSTUS RD | 43123- | Active | 77018 | AMES | 2000BM3 | DC | 0.750 | 3658002 | MTR PIT
701 | KADERLY DR | 43228-1031 | Active | 166339 | WILKINS | 975XL | RP | 1.500 | 71274 | NEXT TO METER IN MECHANICAL ROOM
755 | KADERLY DR | 43228-1031 | Active | 4973333 | WILKINS | 975XL | RP | 1.500 | 3455311
775 | KADERLY DR | 43228-1031 | Active | ALA27964 | WILKINS | 975XL3 | RP | 1.000 | 3455313 | AT METER IN CLOSET
775 | KADERLY DR | 43228-1031 | Active | 11046670823 | AMES | 3000SS | DCDA | 4.000 | 3658370
775 | KADERLY DR | 43228-1031 | Active | 88111 | AMES | 2000B | DC | 0.750 | 3658371
800 | KADERLY DR | 43228-1034 | Active | 456027 | WATTS | 909M1QT | RP | 2.000 | 98498 | BY METER
800 | KADERLY DR | 43228-1034 | Active | 607741 | WATTS | 909QT | RP | 0.750 | 99172 | FIRE PUMP ROOM
800 | KADERLY DR | 43228-1034 | Active | 07730 | WATTS | 909 | RPDA | 8.000 | 99183 | FIRE PUMP ROOM
800 | KADERLY DR | 43228-1034 | LPS - Active |  |  |  | LST |  | 3626349 | FIRE PUMP - PUMP ROOM
800 | KADERLY DR | 43228-1034 | Not Required by DOW | 310727 | WATTS | LF009M3QT | RP | 0.750 | 3651590 | HPA ROOM
845 | KADERLY DR | 43228-1033 | Active | 57177 | WATTS | 009M1QT | RP | 2.000 | 73867 | EAST SIDE OF BLDG AT WATER METER
845 | KADERLY DR | 43228-1033 | Active | 35915B | WILKINS | 350ASTDA | DCDA | 8.000 | 3641143 | PIT EAST SIDE OF BLDG
845 | KADERLY DR | 43228-1033 | Active | HC76556 | WILKINS | 950 | DC | 0.750 | 3656983 | PIT EAST SIDE OF BLDG
870 | KADERLY DR | 43228-1034 | Active | 494717 | WILKINS | 975 | RP | 0.750 | 74190 | IN WAREHOUSE, WEST SOUTH WALL NEXT TO WATER METER
335 | KADY LN | 43232-7454 | Active | H275513 | FEBCO | 765 | PVB | 0.750 | 96908 | RIGHT SIDE BEHIND FENCE
4735 | KAE AVE | 43213-3159 | Removed | 412384REM | WATTS | 909QT | RP | 0.750 | 64912 | REMOVED-BOILER ROOM
4738 | KAE AVE | 43213-6100 | Active | 412625 | WATTS | 909QT | RP | 0.750 | 64919 | BOILER ROOM
4738 | KAE AVE | 43213-6100 | In Review | [5 empty] | 3636838 | BOILER ROOM
4750 | KAE AVE | 43213 | Active | LA1396 | WATTS | 957Z | RP | 3.000 | 101676 | MECHANICAL ROOM
4750 | KAE AVE | 43213 | Active | N34483 | WILKINS | 350DA | DCDA | 6.000 | 101779 | MECHANICAL ROOM
4750 | KAE AVE | 43213 | Active | 3379501 | WILKINS | 950XLT | DC | 0.750 | 101781 | MECH ROOM
4750 | KAE AVE | 43213 | Not Required by DOW | 33517 | WATTS | 919AQT | RP | 0.750 | 101783 | MECH ROOM
6191 | KALLEVA ST | 43081 | Active | EA16249 | WILKINS | 720A | PVB | 0.750 | 3654359 | Right side
6199 | KALLEVA ST | 43081 | Active | EA16026 | WILKINS | 720 | PVB | 0.750 | 3654497 | RIGHT SIDE OF HOUSE
6260 | KALLEVA ST | 43081 | Active | CAA69887 | WILKINS | 720A | PVB | 0.750 | 3656217 | LEFT FRONT
1681 | KARL CT | 43229-3657 | Due Install |  |  |  | RP |  | 3455610
3651 | KARL RD | 43224-2851 | NULL | [5 empty] | 3455761 | AT WATER METER BACK LADIES RM UNDER SINK
3657 | KARL RD | 43224- | Active | 80075 | WATTS | LF919QT | RP | 0.750 | 3455762 | 3663 SIDE, CARRYOUT AT METER UNDER BATHROM SINK
3662 | KARL RD | 43224-2852 | Active | 13596 | WATTS | 919QT | RP | 1.500 | 99505 | SW CLOSET THRU CHAPEL AT WATER METER
3728 | KARL RD | 43224-2853 | Active | 4598330 | WILKINS | 975 | RP | 0.750 | 3455769
3940 | KARL RD | 43224-2125 | Not Required by DOW | 4091783 | WILKINS | 975XL2 | RP | 1.000 | 3616753 | BOILER RM Cols. Spanish
3940 | KARL RD | 43224-2125 | Active | X34927 | WILKINS | 375A | RP | 4.000 | 3618188 | BOILER RM Cols. Spanish
3940 | KARL RD | 43224-2125 | Not Required by DOW | 12708 | WATTS | 008PCQT | SVB | 0.500 | 3618189 | RM 112R Cols. Spanish
3940 | KARL RD | 43224-2125 | Not Required by DOW | 14956 | WATTS | 008PCQT | SVB | 0.500 | 3618190 | RM 150C Cols. Spanish
3940 | KARL RD | 43224-2125 | Not Required by DOW | 12707 | WATTS | 008PCQT | SVB | 0.500 | 3618191 | RM 109C Cols. Spanish
3940 | KARL RD | 43224-2125 | Not Required by DOW | 14704 | WATTS | 008PCQT | SVB | 0.500 | 3618192 | JANITOR CLOSET S END HALLWAY 2ND FL
3940 | KARL RD | 43224-2125 | Active | 35634 | AMES | 2000BM3 | DC | 0.750 | 3618193 | OUTSIDE IN PIT
3940 | KARL RD | 43224-2125 | Active | 01-0785 | AMES | COLT 300GV | DCDA | 8.000 | 3622678 | METER PIT COLS SPANISH IMMERSION
3988 | KARL RD | 43224-2161 | Active | ABB20764 | WILKINS | 975XL2 | RP | 0.500 | 3641400 | MIDDLE OF BLDG
3988 | KARL RD | 43224-2161 | Due Install |  |  |  |  | 3.000 | 3655182
4077 | KARL RD | 43224-2137 | Removed | AP739 | Conbraco | 4050802 | PVB | 2.000 | 62829 | PIT ROOM OF STADIUM, Brookhaven H.S.
4077 | KARL RD | 43224-2137 | Removed | 60051REM | WATTS | 909QT | RP | 0.750 | 62830 | BOILER ROOM-BROOKHAVEN H.S.
4077 | KARL RD | 43224-2137 | Active | 6565 | WATTS | 919AQT | RP | 0.750 | 75047 | NORTH TUNNEL, Brookhaven H.S.
4099 | KARL RD | 43224-2137 | Active | 2GM0651 | AMES | 2000SS | DC | 6.000 | 62868 | FIRE RISER ROOM SW ENTRANCE
4099 | KARL RD | 43224-2137 | Due Install |  |  |  | RP | 6.000 | 3633679
4115 | KARL RD | 43224-7008 | Active | 149027 | WILKINS | 375 | RP | 3.000 | 3455808 | UNDER DTAIRS AT SE CORNER OF EAST BLDG
4212 | KARL RD | 43224-7004 | Not Required by DOW | 132192 | WATTS | 009QT | RP | 0.500 | 63303 | KETCHEN TRAY LINE
4212 | KARL RD | 43224-7004 | Not Required by DOW | 16747 | WATTS | 009M2QT | RP | 1.500 | 63304 | IN MECH ROOM ABOVE BOILER
4212 | KARL RD | 43224-7004 | Active | 196985 | WATTS | 909 | RP | 4.000 | 63305 | BOILER ROOM SOUTH SIDE AT WATER METER
4212 | KARL RD | 43224-7004 | Not Required by DOW | 2505801 | WATTS | 009M2QT | RP | 2.000 | 63306 | IN STORAGE ROOM FOR RESTROOMS AT FOOTBALL FIELD
4212 | KARL RD | 43224-7004 | Removed | 81583REM | WATTS | 800QT | PVB | 0.750 | 63307 | REMOVED-WEST END OF BUILDING
4212 | KARL RD | 43224-7004 | Not Required by DOW | T458768 | WILKINS | 720A | PVB | 0.750 | 63308 | COURTYARD NORTH WALL ACCROSS FROM PRINCIPLES OFFICE
4212 | KARL RD | 43224-7004 | Not Required by DOW | 425736 | WATTS | 909QT | RP | 0.750 | 101287 | IN DOWNSTAIRS BOILER ROOM, ABOVE BOILER
4212 | KARL RD | 43224-7004 | Not Required by DOW | 63455 | WATTS | 909QT | RP | 1.000 | 101480 | INSIDE ON NORTHEAST CORNER OF BUILDING
4212 | KARL RD | 43224-7004 | Not Required by DOW | 352792 | WILKINS | 720A | PVB | 1.500 | 101481 | INSIDE ON NORTHEAST CORNER OF BUILDING
4212 | KARL RD | 43224-7004 | Not Required by DOW | 3828736 | WILKINS | 975XL2 | RP | 1.000 | 3610073 | WEIGHT ROOM BUILDING BY FIELDS
4212 | KARL RD | 43224-7004 | Not Required by DOW | 402343 | WILKINS | 460XL | SVB | 0.500 | 3616585 | DISHWASHER DRAIN TEMPERING
4212 | KARL RD | 43224-7004 | Active | 196985 | WATTS | 909 | RP | 4.000 | 3655640 | BOILER ROOM SOUTH SIDE AT WATER METER
4212 | KARL RD | 43224-7004 | Not Required by DOW | EAF6479 | WILKINS | 720A | PVB | 0.750 | 3655641 | BACK LEFT SIDE OF BUILDING
4366 | KARL RD | 43224-1107 | Active | 418640 | WATTS | 909 | RP | 0.750 | 3655725 | CARRY OUT STORE
4374 | KARL RD | 43224- | Active | 443148 | WILKINS | 975XLBMS | RP | 1.500 | 63821 | 4370 KARL RD-BEAUTY SHOP "NEXT TO METER"
4380 | KARL RD | 43224-1107 | Active | ALA63665 | WILKINS | 975 | RP | 0.750 | 3455826 | AT METER
4400 | KARL RD | 43224-1107 | Replaced | REPW047085 | WILKINS | 975XLBMS | RP | 1.000 | 63921 | REPLACED- AT METER
4400 | KARL RD | 43224-1107 | Active | 3914290 | WILKINS | 975XL | RP | 1.000 | 3612978 | AT METER
4536 | KARL RD | 43224-1122 | Active | 5029217 | WILKINS | 975XLTCU | RP | 1.000 | 64308 | IN MECH RM OF BEAUTY SHOP NEXT TO WATER METER/HOT WATER HEATER
4661 | KARL RD | 43229-6421 | Not Required by DOW | 1139783 | WILKINS | 975XL2 | RP | 1.500 | 64723 | WATER TREATMENT ROOM -TOP DEVICE
4661 | KARL RD | 43229-6421 | Not Required by DOW | 4147997 | WILKINS | 975XL2 | RP | 1.500 | 64724 | WATER TREAMENT ROOM -BOTTM DEVICE
4661 | KARL RD | 43229-6421 | Removed | 99459REM | WATTS | 009QT | RP | 1.500 | 64725 | REMOVED - WEST WALL
4661 | KARL RD | 43229-6421 | Active | 4491567 | WILKINS | 975XL2 | RP | 1.500 | 3615154 | W WALL AT SIDE DOOR AT WATER MTR -TOP DEVICE
4661 | KARL RD | 43229-6421 | Active | 3803806 | WILKINS | 975XL2 | RP | 1.500 | 3615155 | W WALL AT SIDE DOOR AT WATER MTR -BOTTM DEVICE
4661 | KARL RD | 43229-6421 | LPS - Active |  |  |  | LPC |  | 3626602 | DOMESTIC PUMP - JUST AFTER BKFL CONTAINMENT AT METER
4675 | KARL RD | 43229-6456 | Active | 15482 | WATTS | 919AQT | RP | 1.500 | 101959 | BACK BLDG SE (OLD OFFICE) AT WATER METER AUTO REPAIR OLD CHESROWN GARAGES
4681 | KARL RD | 43229 | Active | 258078 | WATTS | LF009M2QT | RP | 1.000 | 101960 | SE CORNER OF BASEMENT AT WATER METER
5100 | KARL RD | 43229-5141 | Active | ALA23393 | WILKINS | 975XL3 | RP | 1.000 | 66011 | UNDER SINK IN KITCHEN AT METER
5147 | KARL RD | 43229-4431 | Due Install |  |  |  | RP | 2.000 | 3455892 | WOODWARD PARK RECREATION CENTER
5151 | KARL RD | 43229-4431 | Active | 3658390 | WILKINS | 975 | RP | 1.250 | 66163 | BOILER ROOM, Woodward Park M.S.
5151 | KARL RD | 43229-4431 | Active | 514170 | WATTS | 909QT | RP | 1.000 | 66164 | DARKROOM CEILING (ROOM 210), Woodward Park M.S.
5151 | KARL RD | 43229-4431 | In Review |  |  |  | RP | 3.000 | 3624402
5400 | KARL RD | 43229-3606 | Active | 1074166 | WILKINS | 975XL | RP | 1.500 | 66801 | MECH ROOM NEXT TO WATER METER
5500 | KARL RD | 43229-3697 | Not Required by DOW | B08150 | WATTS | 009M3QT | RP | 0.750 | 97376 | 2ND FLOOR BOILER ROOM
5500 | KARL RD | 43229-3697 | Not Required by DOW | 3768837 | WILKINS | 975 | RP | 1.000 | 102850 | SOUTH SIDE OF ROADWAY AT METER PIT UNDER ROCK
5500 | KARL RD | 43229-3697 | Active | QC0417 | WATTS | 957 | RP | 6.000 | 3622474 | Hot Box by Karl rd
5554 | KARL RD | 43229-3608 | Active | 358641 | WATTS | 909QT | RP | 1.000 | 93608 | MECH ROOM NORTH END OF BLDG - 5554 KARL
5554 | KARL RD | 43229-3608 | Not Required by DOW | T084828 | WILKINS | 720A | PVB | 1.000 | 95541 | NORTH SIDE REAR
5554 | KARL RD | 43229-3608 | Active | 137973 | FEBCO | 765 | PVB | 1.000 | 3639558 | NORTHSIDE OF BUILDING
5590 | KARL RD | 43229-3608 | Not Required by DOW | 14280 | WATTS | 009QT | RP | 1.500 | 67348 | IN MECHANICAL ROOM EAST WALL
5590 | KARL RD | 43229-3608 | Not Required by DOW | 011349 | WATTS | 909QT | RP | 0.750 | 67349 | MECH RM ABOVE CHILL WATER PUMPS
5590 | KARL RD | 43229-3608 | Active | UK-1398 | WATTS | 957 | RP | 3.000 | 3635249 | SOUTHWEST CORNER OF BLDG IN WATER METER MECH ROOM
5590 | KARL RD | 43229-3608 | Active | 21796B | WILKINS | 350ASTDA | DCDA | 6.000 | 3635250 | SOUTHWEST CORNER OF BLDG IN WATER METER MECH ROOM
5590 | KARL RD | 43229-3608 | Active | 4881724 | WILKINS | 950 | DC | 0.750 | 3649580 | SOUTHWEST CORNER OF BLDG IN WATER METER MECH ROOM
5700 | KARL RD | 43229-3602 | Not Required by DOW | 401064 | WATTS | 909QT | RP | 0.750 | 67651 | AT THE CEILING IN THE BOILER RM BETWEEN THE BOILERS & TANKS
5700 | KARL RD | 43229-3602 | Not Required by DOW | 3996088 | Wilkins | 975 | RP | 1.250 | 67653 | DIALOS RO ROOM
5700 | KARL RD | 43229-3602 | Removed | 72634REM | WATTS | 009QT | RP | 0.500 | 96196 | REMOVED-WEST SIDE OF BASEMENT, WASH OUT EJECTOR PIT
5700 | KARL RD | 43229-3602 | Not Required by DOW | 118452 | WATTS | 009M2PCQT | RP | 0.750 | 103178 | BOILER ROOM
5700 | KARL RD | 43229-3602 | Active | OJ-0145 | AMES | LFCOLT 300GV | DCDA | 6.000 | 3622853 | IN PIT NORTHWEST SECTION OF PROPERTY OUT BY ROAD BY GREEN HOT BOXES
5700 | KARL RD | 43229-3602 | Active | 01287 | WATTS | 007M3QT | DC | 0.750 | 3622856 | IN PIT NORTHWEST SECTION OF PROPERTY OUT BY ROAD BY GREEN HOT BOXES
5700 | KARL RD | 43229-3602 | Active | QC-2420 | WATTS | 957 | RP | 3.000 | 3622857 | IN HOTBOX NORTHWEST SECTION OF PROPERTY OUT BY ROAD
5700 | KARL RD | 43229-3602 | Not Required by DOW | 446452 | WATTS | 009M3 | RP | 0.750 | 3641332 | BOILER ROOM BY CEILING
5763 | KARL RD | 43229-3603 | Active | 294546 | WATTS | 909HWM1QT | RP | 1.500 | 97919 | IN SW WATER METER CLOSET AT WATER METER 2 MTRS IN CLOSET
5775 | KARL RD | 43229- | Active not linked | 298486 | WATTS | 909M1QT | RP | 2.000 | 67922 | IN 1575 "CAL FIT" SE METER/RISER CLOSET AT WATER METER
5775 | KARL RD | 43229- | Active not linked | 0817 | WILKINS | 450 | DCDA | 6.000 | 3632459 | IN "CAL FIT" SE METER/RISER CLOSET
5775 | KARL RD | 43229- | Active not linked | 4976556 | WILKINS | 250 | DC | 0.750 | 3655246 | IN "CAL FIT" SE METER/RISER CLOSET
5798 | KARL RD | 43229-3659 | Due Install |  |  |  | RP |  | 3408965
5801 | KARL RD | 43229-3603 | Active | ABD3445 | WILKINS | 975XL2 | RP | 0.750 | 3455970 | MECH ROOM AT METER
5895 | KARL RD | 43229-2635 | Active | 306194 | WATTS | LF009M2QT | RP | 1.000 | 3455972 | AT WATER METER
5915 | KARL RD | 43229-2664 | Due Install |  |  |  | RP | 1.500 | 3455973
6735 | KARL RD | 43229-9009 | Active | 4240193 | WILKINS | 975 | RP | 0.750 | 3456117 | AT METER NW WALL
5750 | KARL RD UNIT A | 43229-3604 | Active | ACM6224 | WILKINS | 975XL2 | RP | 1.500 | 3630109 | BSMNT AT WATR METER
5750 | KARL RD UNIT A | 43229-3604 | Active | XD-2986 | AMES | 3000SS | DCDA | 3.000 | 3630110 | BSMNT MECH ROOM
5750 | KARL RD UNIT A | 43229-3604 | Active | 73646 | AMES | 2000BM3 | DC | 3.000 | 3655163 | BSMNT MECH ROOM
9789 | KARMAR CT | 43054-7065 | Active | 190457 | WATTS | 009M2 | RP | 0.750 | 74897 | CENTER OF BUILDING
9798 | KARMAR CT | 43054 | Active | 51868 | WATTS | 009QT | RP | 0.750 | 74901 | CENTER REAR OF BLDG
6100 | KARRER PL | 43017 | Active | T100607 | WILKINS | 720A | PVB | 1.000 | 87167 | RIGHT CENTER/BACK CENTER
6103 | KARRER PL | 43017 | Active | W614612 | WILKINS | 720A | PVB | 1.000 | 87168 | LEFT SIDE FRONT
6112 | KARRER PL | 43017 | Active | BL1602 | FEBCO | 825Y | RP | 0.750 | 69039 | FRONT OF HOUSE RT FRONT DOOR OFFSET
6118 | KARRER PL | 43017 | Active | CB489404 | WILKINS | 720A | PVB | 0.750 | 3456185 | FRONT OF HOUSE
6125 | KARRER PL | 43017-1408 | Active | 877767 | WILKINS | 720-A | PVB | 1.000 | 3456186 | FRONT OF HOUSE- RT OF FRONT DOOR
6151 | KARRER PL | 43017 | Active | 24455 | FEBCO | 765 | PVB | 1.000 | 90759 | RIGHT HAND SIDE
6164 | KARRER PL | 43017 | Active | T630256 | WILKINS | 720A | PVB | 1.000 | 93633 | FRONT OF HOUSE
6176 | KARRER PL | 43017 | Active | 02379 | FEBCO | 765 | PVB | 1.000 | 87166 | LEFT CENTER BY GARAGE DOOR
3724 | KASSIDY DR | 43123 | Active | T307991 | WILKINS | 720A | PVB | 0.750 | 3658855 | FRONT LEFT
7742 | KATE BROWN DR | 43017-8330 | Active | T417665 | WILKINS | 720A | PVB | 1.000 | 103316 | RIGHT FRONT
7748 | KATE BROWN DR | 43017-8330 | Active | T042185 | WILKINS | 720A | PVB | 0.750 | 101180 | RIGHT SIDE OF HOUSE BEHIND BUSHES
7760 | KATE BROWN DR | 43017-8330 | Active | G044111 | WILKINS | 720A | PVB | 0.750 | 91893 | RIGHT FRONT
7785 | KATE BROWN DR | 43017-8331 | Active | CAB28861 | WILKINS | 720A | PVB | 1.000 | 72799 | LEFT FRONT
7799 | KATE BROWN DR | 43017-8331 | Active | 190151 | WILKINS | 720A | PVB | 1.000 | 93634 | LEFT CENTER
7802 | KATE BROWN DR | 43017-8330 | Active | 792834 | WILKINS | 720A | PVB | 0.750 | 72827 | LEFT SIDE
7805 | KATE BROWN DR | 43017-8331 | Active | F10857 | FEBCO | 765 | PVB | 1.000 | 72833 | LT SIDE
7810 | KATE BROWN DR | 43017-8330 | Active | GB0099 | FEBCO | 765 | PVB | 1.000 | 93635 | LEFT SIDE
7813 | KATE BROWN DR | 43017-8331 | Active | HE45467 | FEBCO | 765 | PVB | 1.000 | 72841 | LEFT HAND SIDE
7819 | KATE BROWN DR | 43017-8331 | Active | FH2506 | FEBCO | 765 | PVB | 1.000 | 91284 | RIGHT CENTER
7826 | KATE BROWN DR | 43017-8330 | Active | G215778 | WILKINS | 720A | PVB | 0.750 | 99957 | LEFT REAR
7827 | KATE BROWN DR | 43017-8331 | Replaced | REPH049636 | FEBCO | 765 | PVB | 0.750 | 93636 | REPLACED- RIGHT SIDE
7827 | KATE BROWN DR | 43017-8331 | Active | CB093027 | WILKINS | 720 | PVB | 0.750 | 3609583 | RIGHT SIDE
7841 | KATE BROWN DR | 43017-8331 | Active | T386651 | WILKINS | 720A | PVB | 0.750 | 3456199 | RIGHT FRONT
7847 | KATE BROWN DR | 43017-8331 | Active | C215205 | WILKINS | 720A | PVB | 1.000 | 100700 | RIGHT SIDE OF HOUSE
7855 | KATE BROWN DR | 43017-8331 | Active | CAA99287 | WILKINS | 720A | PVB | 1.000 | 72921 | S/E CORNER
7459 | KATESBRIDGE CT | 43017 | Active | 362646 | WATTS | 800QT | PVB | 1.000 | 72028 | LT SIDE
7465 | KATESBRIDGE CT | 43017-8281 | Active | T345896 | WILKINS | 720A | PVB | 0.750 | 3456208 | RIGHT FRONT
7472 | KATESBRIDGE CT | 43017-8281 | Active | CB432253 | WILKINS | 720A | PVB | 0.750 | 3456211 | LEFT SIDE OF HOUSE
7484 | KATESBRIDGE CT | 43017-8281 | Active | 33013 | WATTS | 800M2QT | PVB | 1.000 | 72082 | LT SIDE
6342 | KATHERINE CT | 43026-7466 | Active | T465339 | WILKINS | 720A | PVB | 0.750 | 91933 | WEST SIDE OF HOUSE
6352 | KATHERINE CT | 43026-7466 | Active | T085870 | WILKINS | 720A | PVB | 0.750 | 101756 | LEFT SIDE OF HOUSE (SOUTH)
6347 | KATHERINE DR | 43026 | Active | H227128 | FEBCO | 765 | PVB | 0.750 | 91166 | LEFT REAR OF HOUSE
788 | KATHERINES RDGE LN | 43235-3462 | Active | DD4903 | FEBCO | 765 | PVB | 1.000 | 72941 | LEFT CENTER
789 | KATHERINES RDGE LN | 43235-3463 | Active | 36183 | WATTS | 800QT | PVB | 1.000 | 72949 | WEST SIDE OF HOUSE BEHIND A/C UNIT
794 | KATHERINES RDGE LN | 43235-3462 | Active | 6194 | WATTS | 800QT | PVB | 0.750 | 73061 | EAST SIDE OF HOUSE
800 | KATHERINES RDGE LN | 43235-3462 | Active | 23769 | WATTS | 800QT | PVB | 1.000 | 73150 | EAST SIDE
801 | KATHERINES RDGE LN | 43235-3463 | Active | T366057 | WILKINS | 720A | PVB | 1.000 | 73206 | LEFT FRONT
809 | KATHERINES RDGE LN | 43235-3463 | Active | AG8844 | FEBCO | 765 | PVB | 1.000 | 73289 | L.H. SIDE OF HOUSE
812 | KATHERINES RDGE LN | 43235-3462 | Active | H323050 | FEBCO | 765 | PVB | 0.750 | 73337 | FRONT OF HOUSE
817 | KATHERINES RDGE LN | 43235-3463 | Active | 630062 | WILKINS | 720A | PVB | 1.000 | 73456 | EAST OF FRONT DOOR
824 | KATHERINES RDGE LN | 43235-3462 | Active | 82766 | WATTS | 800QT | PVB | 1.000 | 73584 | EAST SIDE MIDDLE
825 | KATHERINES RDGE LN | 43235-3463 | Active | 12999 | WATTS | 800QT | PVB | 0.750 | 73600 | IN GARAGE
833 | KATHERINES RDGE LN | 43235-3463 | Active | A13658 | FEBCO | 765 | PVB | 1.000 | 73713 | LEFT FRONT
836 | KATHERINES RDGE LN | 43235-3462 | Active | 11812 | WATTS | 800QT | PVB | 1.000 | 73757 | WEST OF FRONT DOOR
839 | KATHERINES RDGE LN | 43235-3463 | Active | CB086040 | WATTS | 800QT | PVB | 1.000 | 73774 | WEST SIDE OF HOUSE
842 | KATHERINES RDGE LN | 43235-3462 | Active | 1780 | WATTS | 800QT | PVB | 1.000 | 73826 | FRONT CORNER LEFT OF FRONT DOOR
845 | KATHERINES RDGE LN | 43235-3463 | Active | A19876 | FEBCO | 765 | PVB | 1.000 | 73868 | EAST OUTSIDE WALL
850 | KATHERINES RDGE LN | 43235-3462 | Active | 32983 | WATTS | 800QT | PVB | 1.000 | 73976 | WEST SIDE FRONT CORNER
851 | KATHERINES RDGE LN | 43235-3463 | Active | 03006A | WATTS | 800M2QT | PVB | 0.750 | 74003 | FRONT OF HOUSE RIGHT OF FRONT DOOR
857 | KATHERINES RDGE LN | 43235-3463 | Active | 19826 | WATTS | 800QT | PVB | 1.000 | 74088 | WEST SIDE OF HOUSE
858 | KATHERINES RDGE LN | 43235-3462 | Active | 955000 | WILKINS | 720A | PVB | 1.000 | 74094 | LEFT SIDE OF HOUSE
863 | KATHERINES RDGE LN | 43235-3463 | Active | A060344 | WILKINS | 720A | PVB | 1.000 | 74130 | NORTH SIDE
869 | KATHERINES RDGE LN | 43235-3463 | Active | AH2394 | FEBCO | 765 | PVB | 0.750 | 74185 | RIGHT CENTER
871 | KATHERINES RDGE LN | 43235- | Active | AG7971 | FEBCO | 765 | PVB | 1.000 | 74212 | MIDDLE OF COURT, (SERIAL #AG7971)
783 | KATHERINES WOOD DR | 43235-3461 | Active | 75047 | FEBCO | 765 | PVB | 1.000 | 72878 | SOUTH SIDE NEXT TO GAS
791 | KATHERINES WOOD DR | 43235-3461 | Active | T055374 | WILKINS | 720A | PVB | 0.750 | 72973 | LEFT HAND SIDE OF HOUSE
803 | KATHERINES WOOD DR | 43235-3461 | Active | 614615 | WILKINS | 720A | PVB | 0.750 | 73227 | FRONT OF HOUSE LEFT FRONT DOOR
811 | KATHERINES WOOD DR | 43235-3461 | Active | W614603 | WILKINS | 720A | PVB | 1.000 | 73329 | WEST SIDE - FRONT
817 | KATHERINES WOOD DR | 43235-3461 | Active | T223391 | WILKINS | 720A | PVB | 0.750 | 73457 | EAST FRONT CORNER
823 | KATHERINES WOOD DR | 43235-3461 | Active | 30234 | FEBCO | 765 | PVB | 1.000 | 73570 | LEFT CENTER
829 | KATHERINES WOOD DR | 43235-3461 | Active | 614589 | WILKINS | 720A | PVB | 1.000 | 73639 | EAST SIDE OF HOUSE--BY ELECTRIC METER (S#W614589)
835 | KATHERINES WOOD DR | 43235-3461 | Active | 21654 | WATTS | 800QT | PVB | 0.750 | 73735 | EASTSIDE
841 | KATHERINES WOOD DR | 43235-3461 | Active | W614302 | WILKINS | 720A | PVB | 1.000 | 73814 | SOUTH SIDE
842 | KATHERINES WOOD DR | 43235-3460 | Active | W638500 | WILKINS | 720A | PVB | 1.000 | 73827 | NORTH SIDE OF HOUSE BY GAS
847 | KATHERINES WOOD DR | 43235-3461 | Active | 82353 | WATTS | 800QT | PVB | 1.000 | 73894 | FRONT OF HOUSE
850 | KATHERINES WOOD DR | 43235-3460 | Active | W018181 | WILKINS | 720A | PVB | 1.000 | 73977 | IN GARAGE
853 | KATHERINES WOOD DR | 43235-3461 | Active | 3602 | FEBCO | 765 | PVB | 1.000 | 74017 | BACK WEST SIDE OF HOUSE
438 | KATHRYNS WAY | 43026-7453 | Active | T422645 | WILKINS | 720A | PVB | 0.750 | 87442 | LEFT SIDE OF HOUSE
4497 | KATHRYNS WAY | 43026 | Active | T386408 | Wilkins | 720A | PVB | 0.750 | 3606182 | RIGHT FRONT
4501 | KATHRYNS WAY | 43026 | Active | CB602586 | WILKINS | 720A | PVB | 0.750 | 3606181 | RIGHT FRONT
4509 | KATHRYNS WAY | 43026 | Active | CB333259 | WILKINS | 720A | PVB | 0.750 | 3608287 | RIGHT SIDE OF HOUSE
4525 | KATHRYNS WAY | 43026 | Active | T294433 | WILKINS | 720A | PVB | 0.750 | 3602522 | LEFT SIDE
4548 | KATHRYNS WAY | 43026 | Active | T415365 | Wilkins | 720A | PVB | 0.750 | 3603381 | LEFT FRONT
4549 | KATHRYNS WAY | 43026 | Active | CB120427 | WILKINS | 720A | PVB | 0.750 | 3603000 | RIGHT SIDE
4486 | KAY CT | 43123-3200 | Active | 330276 | WATTS | 800M4FR | PVB | 0.750 | 91080 | RIGHT SIDE
4526 | KAY CT | 43123-3200 | Active | 333940 | WATTS | 800M2QT | PVB | 0.750 | 93637 | LEFT SIDE
3151 | KAYLYN LN | 43026-7098 | Active | F136623 | WILKINS | 720A | PVB | 0.750 | 99577 | RIGHT SIDE
3152 | KAYLYN LN | 43026-7099 | Active | EAC4665 | WILKINS | 720A | PVB | 0.750 | 99819 | LEFT SIDE OF HOUSE
3159 | KAYLYN LN | 43026-7098 | Active | H743036 | FEBCO | 765 | PVB | 0.750 | 3592433 | RIGHT SIDE
3175 | KAYLYN LN | 43026-7098 | Active | G185948 | WILKINS | 720A | PVB | 0.750 | 91659 | RIGHT SIDE
3176 | KAYLYN LN | 43026-7099 | Active | G241301 | WILKINS | 720A | PVB | 0.750 | 99169 | OUTSIDE, LEFT FRONT CORNER OF HOME
3184 | KAYLYN LN | 43026-7099 | Active | 337177 | WILKINS | 720A | PVB | 0.750 | 102612 | RIGHT SIDE
3208 | KAYLYN LN | 43026-7271 | Active | 303367 | WATTS | LF009M3QT | RP | 0.750 | 3593994
5649 | KEATING DR | 43016-4155 | Active | HC97590 | FEBCO | 765 | PVB | 0.750 | 93638 | LEFT SIDE
4994 | KEEFER LN | 43123 | Active | T385607 | WILKINS | 720A | PVB | 0.750 | 3613603 | LEFT FRONT
5018 | KEEFER LN | 43123 | Active | CB332849 | WILKINS | 720 | PVB | 0.750 | 3618175 | RIGHT SIDE OF HOUSE
5043 | KEEFER LN | 43123 | Active | CB544427 | WILKINS | 720A | PVB | 0.750 | 3611757 | RIGHT SIDE
6905 | KEESEE CIR | 43054-8819 | Active | 108754 | WATTS | 800M4FR | PVB | 0.750 | 91960 | LEFT SIDE OF HOUSE
6914 | KEESEE CIR | 43054-8876 | Active | H039050 | FEBCO | 765 | PVB | 0.750 | 70931 | SIDE OF HOUSE
7051 | KEESEE CIR | 43054-8877 | Active | AD5376 | FEBCO | 765 | PVB | 0.750 | 71327 | LEFT SIDE
7053 | KEESEE CIR | 43054-8877 | Active | 9622 | FEBCO | 765 | PVB | 0.750 | 71335 | RIGHT SIDE
7055 | KEESEE CIR | 43054-8877 | Active | A05853 | FEBCO | 765 | PVB | 0.750 | 71340 | SOUT SIDE
7058 | KEESEE CIR | 43054-8878 | Active | H154034 | FEBCO | 765 | PVB | 0.750 | 71346 | NORTHSIDE FRONT
7061 | KEESEE CIR | 43054 | Active | T294879 | WILKINS | 720A | PVB | 0.750 | 71352 | LEFT SIDE
5505 | KEIM CIR | 43228-7328 | Active | 156708 | WATTS | 909 | RP | 3.000 | 67125 | NORTH EQUIPMENT ROOM--1ST FL. MECH RM
5505 | KEIM CIR | 43228-7328 | Active | 00247 | AMES | 2000SS | DC | 0.750 | 67126 | AFTER MTR ON 4 1048 IN RISER RM (00247)
5505 | KEIM CIR | 43228-7328 | Active | 3KN1449 | AMES | 3000SS | DCDA | 4.000 | 67127 | RISER RM N. END OF BLDG (3KN1449)
5547 | KEIM CIR | 43228-7328 | Active | 113704 | WATTS | 909 | RP | 2.500 | 67208 | SPRINKLER RISER ROOM
5547 | KEIM CIR | 43228-7328 | Active | 01457 | AMES | 2000B | DC | 0.750 | 67209 | MECHANICAL ROOM
5547 | KEIM CIR | 43228-7328 | Active | 3JN2136 | AMES | 3000SS | DCDA | 4.000 | 74971 | Mech room by pool
5547 | KEIM CIR | 43228-7328 | Not Required by DOW | M2389790 | WILKINS | 720A | PVB | 1.500 | 3630181
5547 | KEIM CIR | 43228-7328 | LPS - Active |  |  |  | LPC |  | 3638327
5575 | KEIM CIR | 43228-7328 | Active | 3JN1555 | AMES | 3000SS | DCDA | 6.000 | 67320 | E SIDE OF THE BLDG IN THE ELECTRICAL ROOM (SERIAL #3JN1555)
5575 | KEIM CIR | 43228-7328 | Active | 333204 | WATTS | 909M1QT | RP | 2.000 | 67321 | MECHANICAL ROOM
5575 | KEIM CIR | 43228-7328 | Active | 37265 | WATTS | 007QT | DC | 0.750 | 67322 | PLUMBING/ELECTRICAL ROOM ON THE E SIDE OF THE BLDG
5601 | KEIM CIR | 43228 | Active | 1318695 | WILKINS | 975XL | RP | 1.500 | 67395 | NEXT TO MOP SINK IN SE CORNER OF NW MECH ROOM
5601 | KEIM CIR | 43228 | Not Required by DOW | 14766 | WATTS | 009QT | RP | 1.500 | 67396 | MECH RM NEXT TO MOP SINK
5601 | KEIM CIR | 43228 | Not Required by DOW | 6183 | AMES | 200B-A | DC | 1.000 | 67397 | NEXT TO MOP SINK IN SE CORNER OF NW MECH ROOM
971 | KELENARD AVE | 43219-2605 | Active | AK6064 | FEBCO | 825YA | RP | 0.750 | 93639 | BASEMENT
402 | KELLY CT | 43016 | Active | T366079 | WILKINS | 720A | PVB | 0.750 | 3644651 | RIGHT SIDE
4034 | KELLY CT | 43016 | Active | T304295 | WILKINS | 720A | PVB | 0.750 | 3629933 | RIGHT FRONT
7510 | KELLY DR | 43016 | Active | T258893 | WILKINS | 720A | PVB | 0.750 | 3606284 | LEFT SIDE OF HOUSE
7518 | KELLY DR | 43016 | Active | CB153090 | WILKINS | 720A | PVB | 0.750 | 3608110 | RIGHT FRONT
7550 | KELLY DR | 43016 | Active | CB280165 | WILKINS | 720 | PVB | 0.750 | 3638290 | RIGHT SIDE OF HOUSE
7566 | KELLY DR | 43016 | Active | T309807 | WILKINS | 720A | PVB | 0.750 | 3632622 | RIGHT CENTER
7675 | KELLY DR | 43016-7918 | Active | G186269 | WILKINS | 720A | PVB | 0.750 | 92137 | LEFT SIDE
7678 | KELLY DR | 43016-7917 | Active | H241421 | FEBCO | 765 | PVB | 0.750 | 72489 | RIGHT SIDE OF HOUSE
7686 | KELLY DR | 43016-7917 | Active | H676907 | Febco | 765 | PVB | 0.750 | 95765 | LEFT SIDE
7701 | KELLY DR | 43016-7904 | Replaced | REPG212966 | WILKINS | 720A | PVB | 0.750 | 95286 | REPLACED- LEFT FRONT
7701 | KELLY DR | 43016-7904 | Active | T178612 | WILKINS | 720A | PVB | 0.750 | 3610234 | LEFT FRONT
7702 | KELLY DR | 43016-7905 | Active | HB18618 | FEBCO | 765 | PVB | 0.750 | 95831 | LEFT SIDE
7733 | KELLY DR | 43016-7904 | Active | cb547124 | WILKINS | 720A | PVB | 0.750 | 72659 | RIGHT SIDE OF HOUSE - OUTSIDE
7742 | KELLY DR | 43016-7905 | Replaced | REPA151125 | WILKINS | 720A | PVB | 0.750 | 72678 | REPLACED- OUTSIDE
7742 | KELLY DR | 43016-7905 | Active | T197658 | WILKINS | 720A | PVB | 0.750 | 3610180 | OUTSIDE
7750 | KELLY DR | 43016-7905 | Active | CAB79210 | WILKINS | 720-A | PVB | 0.750 | 3595558 | LEFT SIDE OF HOUSE NEAR FRONT
7757 | KELLY DR | 43016-7904 | Active | A107146 | WILKINS | 720A | PVB | 0.750 | 72717 | RIGHT FRONT
7765 | KELLY DR | 43016 | Active | A083668 | WILKINS | 720A | PVB | 0.750 | 72739 | LEFT SIDE OF HOME
7774 | KELLY DR | 43016-7905 | Active | 997182 | WILKINS | 720A | PVB | 0.750 | 72778 | RIGHT SIDE OF HOME
7781 | KELLY DR | 43016-7904 | Active | cab44156 | WILKINS | 720A | PVB | 0.750 | 72794 | LEFT FRONT
7789 | KELLY DR | 43016-7904 | Active | T146965 | WILKINS | 720A | PVB | 0.750 | 93093 | LEFT SIDE OF HOUSE
7797 | KELLY DR | 43016 | Active | 953318 | WILKINS | 720A | PVB | 0.750 | 72818 | LEFT SIDE OF HOME
7798 | KELLY DR | 43016 | Active | G167572 | WILKINS | 720A | PVB | 0.750 | 93226 | LEFT SIDE
4155 | KELNOR DR | 43123-2960 | Active | 08552 | WATTS | 919AQT | RP | 2.000 | 92374 | 4155 KELNOR DR, IN MECHANICAL ROOM
4155 | KELNOR DR | 43123-2960 | Not Required by DOW | A06009 | WATTS | 009M2PCQT | RP | 1.500 | 92375 | 4155 KELNOR DR, IN MECHANICAL ROOM
4155 | KELNOR DR | 43123-2960 | Active | ABU5907 | WILKINS | 975XL2 | RP | 1.000 | 3656605 | 4155 KELNOR DR, IN MECHANICAL ROOM
4157 | KELNOR DR | 43123-2960 | Due Install |  |  |  | RP | 0.750 | 3630218
4176 | KELNOR DR | 43123-2959 | Active | 55415 | WATTS | 009qt | RP | 1.000 | 63159 | AT WATER METER IN BASEMENT AT SW CORNER OF BLDG
4176 | KELNOR DR | 43123-2959 | Not Required by DOW | 135571 | WATTS | LF009M2QT | RP | 1.000 | 3641152 | BASEMENT UTILITY ROOM
4191 | KELNOR DR | 43123-3990 | Active | F088216 | WILKINS | 720A | PVB | 1.000 | 63201 | IN EQUIPMENT RM BY WATER METER N SIDE OF BLDG
4191 | KELNOR DR | 43123-3990 | Active | 258425 | WATTS | 909HWM1QT | RP | 1.500 | 63202 | AT WATER METER IN EQUIPMENT ROOM N SIDE OF BLDG
4200 | KELNOR DR | 43123-2944 | Due Install |  |  |  | RP | 1.500 | 3456833
4288 | KELNOR DR | 43123-2944 | Active | 71354 | WATTS | 919QT | RP | 0.750 | 3456850 | ABOVE SUPPRESSION TANK
4217 | KELNOR ST | 43123 | Active | T145574 | WILKINS | 720A | PVB | 0.750 | 91043 | RIGHT OF HOUSE
200 | KELTON AVE | 43205 | Active | 101471 | AMES | 3000SS | DCDA | 4.000 | 3648328 | MECH ROOM NE CORNER OF BUILDING - FIRE METER
200 | KELTON AVE | 43205 | Active | 85611 | AMES | 2000B | DC | 0.750 | 3648329 | MECH ROOM NE CORNER OF BUILDING - FIRE METER SIDE CAR
200 | KELTON AVE | 43205 | Active | WJ-0322 | WATTS | 975 | RP | 3.000 | 3651687 | Brewery Riser Room
212 | KELTON AVE | 43205 | Active | VA-0358 | WATTS | 957 | RP | 3.000 | 3648327 | MECH ROOM NE CORNER OF BUILDING
212 | KELTON AVE | 43205 | Active | VJ-0707 | AMES | 3000SSA | DCDA | 6.000 | 3651720 | MECH ROOM NE CORNER OF BUILDING - FIRE METER
212 | KELTON AVE | 43205 | Active | 66059 | AMES | 2000B | DC | 0.750 | 3651721 | MECH ROOM NE CORNER OF BUILDING - FIRE METER SIDE CAR
478 | KELTON AVE | 43205-2432 | Due Install |  |  |  | RP |  | 3457037
611 | KELTON AVE | 43205-2424 | Not Required by DOW | [5 empty] | 3457070
611 | KELTON AVE | 43205-2424 | In Review | [5 empty] | 3630129
889 | KELTON AVE | 43206-1719 | Active | EAK6893 | WILKINS | 720A | PVB | 0.750 | 3457116 | FRONT
574 | KEMPTON RUN CT | 43235 | Active | CB655485 | WILKINS | 720A | PVB | 0.750 | 3638191 | RIGHT SIDE
5759 | KEMPTON RUN CT | 43235 | Active | T433565 | WILKINS | 720A | PVB | 0.750 | 3654026
5760 | KEMPTON RUN CT | 43235-3509 | Active | 263152 | WATTS | 800M4QT | PVB | 0.750 | 87884 | LEFT FRONT
5767 | KEMPTON RUN CT | 43235-3509 | Active | G215223 | WILKINS | 720 | PVB | 0.750 | 3600326 | LEFT SIDE
5768 | KEMPTON RUN CT | 43235-3509 | Active | 222727 | WATTS | 800M4FR | PVB | 0.750 | 89305 | EAST SIDE OF RESIDENCE
1059 | KEMPTON RUN DR | 43235-3508 | Active | 269216 | WATTS | 800M2QT | PVB | 0.750 | 89059 | EAST SIDE OF HOUSE
1060 | KEMPTON RUN DR | 43235-3507 | Active | G215833 | WILKINS | 720A | PVB | 0.750 | 98181 | RIGHT SIDE
1067 | KEMPTON RUN DR | 43235-3508 | Active | T081532 | WILKINS | 720A | PVB | 0.750 | 88400 | EAST SIDE
1068 | KEMPTON RUN DR | 43235-3507 | Active | 239994 | WATTS | 800M4QT | PVB | 0.750 | 87032 | EAST SIDE OF RESIDENCE
1075 | KEMPTON RUN DR | 43235-3508 | Active | 239992 | WATTS | 800QT | PVB | 0.750 | 53788 | EAST SIDE OF RESIDENCE
1076 | KEMPTON RUN DR | 43235-3507 | Active | 214553 | WATTS | 800QT | PVB | 0.750 | 53790 | EAST SIDE OF RESIDENCE
1083 | KEMPTON RUN DR | 43235-3508 | Active | 236998 | WATTS | 800M4QT | PVB | 0.750 | 53812 | EAST SIDE OF IRRIGATION
1084 | KEMPTON RUN DR | 43235-3507 | Active | 287951 | WATTS | 800M4QT | PVB | 0.750 | 92566 | EAST SIDE
1091 | KEMPTON RUN DR | 43235-3508 | Active | 259181 | WATTS | 800QT | PVB | 0.750 | 87162 | EAST SIDE OF RESIDENCE
1092 | KEMPTON RUN DR | 43235-3507 | Active | G216829 | WILKINS | 720A | PVB | 0.750 | 96247 | RIGHT SIDE
1099 | KEMPTON RUN DR | 43235-3508 | Active | 382627 | WILKINS | 420 | PVB | 0.750 | 53851 | EAST SIDE OF RESIDENCE
1100 | KEMPTON RUN DR | 43235-3507 | Active | G213644 | WILKINS | 720A | PVB | 0.750 | 96960 | RIGHT SIDE
1115 | KEMPTON RUN DR | 43235-3508 | Active | 214881 | WATTS | 800QT | PVB | 0.750 | 53981 | WEST SIDE OF RESIDENCE
5727 | KEMPTON RUN DR | 43235-3509 | Active | 250870 | WATTS | 800M4QT | PVB | 0.750 | 86989 | SOUTH EAST WALL MIDDLE OF HOUSE LEFT CENTER
5735 | KEMPTON RUN DR | 43235-3509 | Active | 250675 | WATTS | 800M4QT | PVB | 0.750 | 86990 | EAST SIDE OF RESIDENCE
1107 | KEMPTON RUN PL | 43235-3508 | Active | 185664 | WATTS | 800QT | PVB | 0.750 | 87383 | EAST SIDE OF HOUSE
2626 | KENBRIDGE DR | 43219-3478 | Active | 60907 | WATTS | LF919QT | RP | 1.000 | 58809 | WATER HEATER ROOM
347 | KENDALL PL | 43205-2016 | Active | H025163 | FEBCO | 765 | PVB | 1.000 | 97999 | Frnt of house
620 | KENDALL RIDGE BLVD | 43016-9200 | Active | H543936 | FEBCO | 765 | PVB | 0.750 | 99713 | RIGHT FRONT
6210 | KENDALL RIDGE BLVD | 43016-9200 | Active | 207554 | WATTS | 800M4QT | PVB | 1.000 | 69384 | EAST
6242 | KENDALL RIDGE BLVD | 43016-9200 | Active | HB99653 | FEBCO | 765 | PVB | 1.000 | 69462 | RIGHT SIDE
6316 | KENDALL RIDGE BLVD | 43016-9259 | Removed | T230338REM | WILKINS | 720A | PVB | 0.750 | 87532 | RIGHT FRONT CORNER OF HOUSE
6324 | KENDALL RIDGE BLVD | 43016-9259 | Active | T038727 | WILKINS | 720A | PVB | 0.750 | 100075 | RIGHT SIDE OF HOUSE
6325 | KENDALL RIDGE BLVD | 43016-9025 | Active | T038485 | WILKINS | 720A | PVB | 0.750 | 100378 | LEFT SIDE OF HOUSE
6333 | KENDALL RIDGE BLVD | 43016-9025 | Active | A082360 | WILKINS | 720A | PVB | 0.750 | 69731 | RIGHT FRONT
1010 | KENLEY AVE | 43220-4014 | Active | H811369 | FEBCO | 765 | PVB | 1.000 | 100379 | REAR OF HOUSE
525 | KENNEDY DR | 43215-5528 | Removed | 16413REM | WATTS | 007M2QT | DC | 0.750 | 91167 | TX-BLDG -EQ RM, SE CORNER BASEMENT
525 | KENNEDY DR | 43215-5528 | Removed | 110615REM | WATTS | 774 | DC | 4.000 | 91168 | TX-Bldg-EQ RM, SE CORNER OF BASEMENT
525 | KENNEDY DR | 43215-5528 | Removed | 430948REM | WILKINS | 975XL2 | RP | 1.000 | 91216 | TX BLDG EQ ROOM
525 | KENNEDY DR | 43215-5528 | Removed | 122306REM | WATTS | 909M1QT | RP | 2.500 | 91217 | TX-BLDG-EQ RM
770 | KENNEDY RD | 43004-8803 | Active | 74797 | WILKINS | 975XL | RP | 1.000 | 92567 | MECH ROOM
7824 | KENNEDY RD | 43004- | Active | 989919 | WILKINS | 975 | RP | 1.000 | 72867 | AT EAST ENTRANCE WALL
7824 | KENNEDY RD | 43004- | Replaced | REP880522 | WILKINS | 975XL | RP | 1.000 | 97571 | Replace- Waggoner Rd & Waggoner PI N. entry
3501 | KENNETH BLVD | 43147- | Active | 111832 | WATTS | 774X | DCDA | 8.000 | 96250 | IN METER PIT BESIDE HOT BOX
3501 | KENNETH BLVD | 43147- | Active | 67732 | WATTS | 007M2QT | DC | 0.750 | 96305 | IN METER PIT BESIDE HOT BOX
3501 | KENNETH BLVD | 43147- | Active | 183724 | WATTS | 909 | RP | 3.000 | 96306 | IN HOT BOX NEXT TO METER PIT
3501 | KENNETH BLVD | 43147- | Removed | 037733REM | FEBCO | 825YA | RP | 1.000 | 97027 | REMOVED-IN YARD
3501 | KENNETH BLVD | 43147- | Removed | 001924REM | FEBCO | 825YA | RP | 1.000 | 97028 | REMOVED-IN FRONT OF 3534-3540
3501 | KENNETH BLVD | 43147- | Not Required by DOW | J001619 | FEBCO | LF825YA | RP | 0.750 | 3609965 | IN COURTYARD BETWEEN 3513 AND 3515
3501 | KENNETH BLVD | 43147- | Not Required by DOW | J001924 | FEBCO | LF825YA | RP | 1.000 | 3629873 | 3655 ROSSLARE HARBOUR DR - FLOWER BED
3536 | KENNETH BLVD | 43147 | Active | RA-0460 | WATTS | 957 | RP | 3.000 | 3621479 | METER ROOM -N BREEZWAY/STAIRWAY OF 3551 BLDG W DOOR, AT WATER METER
3536 | KENNETH BLVD | 43147 | Active | 1162420616 | WATTS | 774 | DCDA | 6.000 | 3621480 | METER ROOM -N STAIRWAY W DOOR OF 3551 BLDG
3536 | KENNETH BLVD | 43147 | Active | 25567 | WATTS | 007M1QT | DC | 0.750 | 3621481 | METER ROOM -N STAIRWAY OF BLDG 3551
2597 | KENNY LN | 43123-3344 | Active | CH2407 | FEBCO | 765 | PVB | 0.750 | 93645 | WEST SIDE OF HOUSE
1500 | KENNY RD | 43212-2561 | NULL | [5 empty] | 3458134
1550 | KENNY RD | 43212-2564 | Removed | W226393REM | WILKINS | 975XLBMS | RP | 1.000 | 87405 | MECH ROOM @ METER
1550 | KENNY RD | 43212-2564 | Active | VI-1093 | AMES | COLT-300GV | DCDA | 6.000 | 3651017 | HOT BOX
1550 | KENNY RD | 43212-2564 | Active | 66970 | AMES | 2000BM3 | DC | 0.750 | 3651018 | HOT BOX
1550 | KENNY RD | 43212-2564 | Active | VI-1956 | AMES | COLT-400 | RP | 4.000 | 3652996 | HOT BOX FRONT OF PROPERTY
1550 | KENNY RD | 43212-2564 | LPS - Active |  |  |  | LPC |  | 3658436 | DOMESTIC PUMP - PUMP ROOM
1574 | KENNY RD | 43212-2564 | Active | 3637377 | WILKINS | 975XL | RP | 0.750 | 55437 | BY WATER METER SOUTH WEST CORNER OF BUILDING
1661 | KENNY RD | 43212-2263 | Not Required by DOW | T085927 | WILKINS | 720A | PVB | 0.750 | 55788 | IN SHOP NEXT TO N OVERHEAD DOOR
1661 | KENNY RD | 43212-2263 | Not Required by DOW | 5917 | WATTS | 009QT | RP | 1.000 | 55789 | SHOP NEXT TO DOOR TO PATIO
1661 | KENNY RD | 43212-2263 | Active | 066730 | WATTS | LF009M2QT | RP | 1.500 | 3635284
1661 | KENNY RD | 43212-2263 | Active | 1958220119 | AMES | 3000SS | DCDA | 4.000 | 3635285 | EAST WALL WAREHOUSE
1661 | KENNY RD | 43212-2263 | Active | 81574 | AMES | 2000B | DCDA | 0.750 | 3636839 | EAST WALL WAREHOUSE
1791 | KENNY RD | 43212-1311 | Active | 1114280807 | WATTS | 774 | DC | 8.000 | 97014 | OUTSIDE PIT
1791 | KENNY RD | 43212-1311 | Active | 030852 | WATTS | 007M2QT | DC | 0.750 | 97015 | OUTSIDE PIT
1791 | KENNY RD | 43212-1311 | Active | 10084 | WATTS | 919 | RP | 1.500 | 97469 | SE CORNER OF BUILDING, law office
1791 | KENNY RD | 43212-1311 | Not Required by DOW | 446343 | WATTS | 909M1QT | RP | 1.500 | 100569 | MED EQUIP ROOM
1791 | KENNY RD | 43212-1311 | Not Required by DOW | 447095 | WATTS | 909M1QT | RP | 1.500 | 102008 | WATER TREATMENT ROOM WEST WALL
2014 | KENNY RD | 43221- | Active | 682696 | WILKINS | 975 | RP | 2.000 | 57026 | MECHANICAL ROOM - 2030 KENNY RD
2929 | KENNY RD | 43221-2415 | Removed | 137955REM | WATTS | 009QT | RP | 0.750 | 59589 | REMOVED-REMOVED-IN DENTAL MECHANCIAL ROOM (2941 KENNY RD)
2929 | KENNY RD | 43221-2415 | Removed | W142373REM | WILKINS | 975XLBMS | RP | 0.750 | 96820 | MECH ROOM
2929 | KENNY RD | 43221-2415 | Active | 30590 | WATTS | LF919QT | RP | 1.500 | 3636328 | BOILER ROOM AT METER 1480 CODE
2941 | KENNY RD | 43220 | Active | 19526 | WATTS | LF919QT | RP | 1.500 | 3611748 | Riser - Electrical Room
2941 | KENNY RD | 43220 | Active | 1844430914 | AMES | 3000SS | DCDA | 6.000 | 3613206 | SILVER HOT BOX AT ENTRY DRIVE
2941 | KENNY RD | 43220 | Active | 23081 | WATTS | 007M1QT | DC | 0.750 | 3613207 | SILVER HOT BOX AT ENTRY DRIVE
2988 | KENNY RD | 43221- | Active | 39257C | WILKINS | 375AST | RP | 6.000 | 3458175 | HOTBOX
3500 | KENNY RD | 43221-1514 | Not Required by DOW | 068288 | WATTS | 009M2QT | RP | 1.500 | 60901 | IN POOL FILTER HOUSE
3500 | KENNY RD | 43221-1514 | Not Required by DOW | 121566 | WATTS | 009M2QT | RP | 1.500 | 75094 | SE CORNER OF BASEMENT
3500 | KENNY RD | 43221-1514 | Not Required by DOW | cfa8780 | WILKINS | 975XL2 | RP | 0.500 | 87505 | TENNIS PRO-SHOP
3500 | KENNY RD | 43221-1514 | Active | AMA04666 | WILKINS | 975XL3 | RP | 1.500 | 3640746 | AT METER IN BASEMENT BY SUMP
3541 | KENNY RD | 43221- | Active | 74395 | WATTS | 919-QT | RP | 1.000 | 3458181 | FB 3FT S, 6FT E OF HYDRANT IN FRONT OF 3536 LA ROCHELLE DR
3761 | KENNY RD | 43220 | Active | 184845 | FEBCO | 825Y | RP | 2.00 | 3458184 | HOT BOX BY FAIRWAY OFF KENNY
4181 | KENNY RD | 43220-4028 | Active | H577456 | FEBCO | 765 | PVB | 1.000 | 92676 | FRONT OF HOUSE
4448 | KENNY RD | 43220-4033 | Active | 51185 | WATTS | 009M3QT | RP | 0.750 | 64035 | SE CORNER OF BUILDING DRY CLEANERS
4505 | KENNY RD | 43220-4034 | Due Install |  |  |  | RP | 1.000 | 3458221 | meter vault/box in parking lot next to sidewalk in front of front door
4505 | KENNY RD | 43220-4034 | Due Install |  |  |  | DCDA | 4.000 | 3658192 | in closet off N wall of main sales floor next to stock room entrance
4517 | KENNY RD | 43220-3710 | Active | 43215 | WATTS | 919AQT | RP | 1.000 | 104160 | NEXT TO ROOF ACCESS LADDER
4521 | KENNY RD | 43220-3710 | Active | 2222224521 | WATTS | 909M1QT | RP | 2.000 | 64281 | AT WATER METER IN EQUIPMENT ROOM W SIDE OF BLDG
4521 | KENNY RD | 43220-3710 | Active | ABB7983 | WILKINS | 975XL | RP | 0.750 | 64282 | AT WATER METER IN EQUIPMENT ROOM WEST SIDE OF BLDG
4525 | KENNY RD | 43220-3710 | Active | W208400 | WILKINS | 975XLBMS | RP | 1.500 | 64291 | INSIDE AT METER NORTH WALL
4525 | KENNY RD | 43220-3710 | Not Required by DOW | 362258 | WATTS | 909M1QT | RP | 1.500 | 90472 | INSIDE AT METER NORTH WALL IRRIGATION
4530 | KENNY RD | 43220-3509 | Active | 110787 | WATTS | 009M2QT | RP | 1.500 | 64298 | EAST WALL MECH AREA BY BACK DOOR AT WATER METER
4530 | KENNY RD | 43220-3509 | Active | 1390351104 | AMES | 3000SS | DCDA | 4.000 | 64299 | SE MECH AREA BY BACK DOOR
4530 | KENNY RD | 43220-3509 | Removed | REM286484 | WATTS | 009QT | RP | 0.500 | 64300 | REMOVED - NW CORNER OF BLDG-IN PHOTO LAB ABOVE SINK
4530 | KENNY RD | 43220-3509 | Active | 40586 | AMES | 2000B | DC | 0.750 | 64301 | E WALL SE MECH AREA BY BACK DOOR
4530 | KENNY RD | 43220-3509 | Not Required by DOW | 260433 | WATTS | 009QT | RP | 1.000 | 64302 | EAST WALL OF MECH AREA ABOVE WTR METER
4545 | KENNY RD | 43220-3778 | Active | N1211061116 | FEBCO | 876V | DCDA | 6.000 | 102236 | MECHANICAL/STORAGE ROOM ON BACK OF BUILDING
4545 | KENNY RD | 43220-3778 | Active | H018644 | FEBCO | 805YB | DC | 0.750 | 102237 | MECHANICAL/STORAGE ROOM ON BACK OF BUILDING
4545 | KENNY RD | 43220-3778 | Active | 3524508 | WILKINS | 975XL | RP | 1.500 | 102340 | MECHANICAL/STORAGE ROOM ON BACK OF BUILDING
4546 | KENNY RD | 43220 | Active | N1204110744 | FEBCO | 856 | DCDA | 8.000 | 103491 | 1240 BENCHMARK PARK PLACE, METER PIT S SIDE OF MAIN ENTRANCE
4546 | KENNY RD | 43220 | Active | N1204270614 | FEBCO | 860 | RP | 3.000 | 103493 | HOT BOX S SIDE OF MAIN ENTRANCE
4546 | KENNY RD | 43220 | Active | H017352 | FEBCO | 805YB | DC | 0.750 | 103494 | 1240 BENCHMARK PARK PLACE, ON DCDA IN METER PIT
4546 | KENNY RD | 43220 | Not Required by DOW | 3637419 | WILKINS | 975XL2 | RP | 0.750 | 103697 | 1240 BENCHMARK PARK PLACE, POOL ROOM
4547 | KENNY RD | 43220-3564 | Due Install |  |  |  | RP | 6.000 | 3458229
4550 | KENNY RD | 43220-3589 | Due Install |  |  |  | RP | 8.000 | 3458230
4569 | KENNY RD | 43220-3301 | Due Install |  |  |  | RP | 6.000 | 3458231
4589 | KENNY RD | 43220-2770 | Active | 77047 | WATTS | LF919-QT | RP | 1.000 | 64415 | IN BASEMENT IN MECH RM BY WATER METER
4600 | KENNY RD | 43220-2705 | Not Required by DOW |  |  |  | RP |  | 3458234
4619 | KENNY RD | 43220-2779 | Not Required by DOW | 2456973 | WILKINS | 975XL | RP | 1.000 | 92802 | BACK SIDE OF BLDG NEXT TO GAS METER
4619 | KENNY RD | 43220-2779 | Active | 48389C | WILKINS | 375AST | RP | 3.000 | 3633250
4644 | KENNY RD | 43220-2705 | Active | 47090 | WILKINS | 975 | RP | 1.000 | 64673 | 4650 KENNY NE CORNER OF BUILDING AT BACK WALL
4644 | KENNY RD | 43220-2705 | Active | 68016 | WILKINS | 975 | RP | 0.750 | 64674 | 4654 KENNY NE CORNER OF BUILDING AT BACK WALL
4644 | KENNY RD | 43220-2705 | Active | 68025 | WILKINS | 975 | RP | 0.750 | 64675 | 4644 KENNY RD NE CORNER OF BUILDING AT BACKHALL IN
4644 | KENNY RD | 43220-2705 | Due Install |  |  |  | RP | 1.500 | 3657386
4661 | KENNY RD | 43220-2704 | Active | 19920 | WATTS | 919AQT | RP | 1.000 | 96720 | SW CORNER OF GARAGE AT WATER METER
4674 | KENNY RD | 43220 | Active | WE-2398 | AMES | COLT 400 | RP | 3.000 | 3654137 | IN HOT BOX NORTH OF DRIVE EAST OF KENNY RD
4674 | KENNY RD | 43220 | Active | WH-1781 | AMES | 300-GV | DCDA | 6.000 | 3654138 | IN HOT BOX NORTH OF DRIVE EAST OF KENNY RD
4674 | KENNY RD | 43220 | Active | 03085 | AMES | LF2000BM3 | DC | 0.750 | 3654139 | IN HOT BOX NORTH OF DRIVE EAST OF KENNY RD
4714 | KENNY RD | 43220 | Active | 1159450515 | WATTS | 774DCDA | DCDA | 6.000 | 3615072 | METER ROOM N/W CORNER OF PROP
4714 | KENNY RD | 43220 | Active | 23807 | WATTS | 007M1QT | DC | 0.750 | 3615455 | METER ROOM N/W CORNER OF PROP
4714 | KENNY RD | 43220 | Active | PH-0278 | WATTS | 957 | RP | 3.000 | 3615456 | METER ROOM N/W CORNER OF PROP
4714 | KENNY RD | 43220 | Not Required by DOW | J026807 | FEBCO | 825Y | RP | 1.500 | 3616994 | INSIDE WATER ROOM
4720 | KENNY RD | 43220-2705 | Active | 244353 | WATTS | LF009M3QT | RP | 0.750 | 3458238 | AT METER
4766 | KENNY RD | 43220-2768 | Active | 3602978 | WILKINS | 975XL | RP | 0.750 | 101594 | FRONT BASEMENT AT SERVICE ENTRANCE
4494 | KENNY RD UNIT A | 43220-4035 | Active | 1039802 | WILKINS | 975XLBMS | RP | 0.750 | 64172 | E WALL KITCHEN AREA NEXT TO DR ST# 1180
4494 | KENNY RD UNIT B | 43220-4035 | Active | 1039372 | WILKINS | 975XL | RP | 0.750 | 64171 | EAST WALL OF KITCHEN AREA NEXT TO DOOR
1172 | KENNY SQUARE MALL | 43220-4036 | Active | 4661703 | WILKINS | 975XL2 | RP | 1.500 | 3458248 | IN 1174 BACK BATHROOM AT WATER METER
3730 | KENNYBROOK BLF | 43220-5083 | Active | H616742 | FEBCO | 765 | PVB | 0.750 | 99961 | FRONT OF HOUSE
3711 | KENNYBROOK LN | 43220-5058 | Active | HK58215 | FEBCO | 765 | PVB | 1.000 | 61556 | FRONT
4330 | KENRIDGE DR | 43220-4178 | Active | T361757 | WILKINS | 720A | PVB | 0.750 | 3458340 | FRONT RIGHT OF DOOR
15 | KENSINGTON CT | 43054 | Active | CB179874 | WILKINS | 720A | PVB | 1.000 | 3611435 | LEFT SIDE
23 | KENSINGTON DR | 43221-4245 | Replaced | REP65912 | RAINBIRD | 100 | PVB | 1.000 | 93128 | REPLACED- RIGHT SIDE
2304 | KENSINGTON DR | 43221-4245 | Active | CB113744 | WILKINS | 720A | PVB | 0.750 | 3611293 | RIGHT SIDE
2354 | KENSINGTON DR | 43221-3770 | Active | T459213 | WILKINS | 720A | PVB | 0.750 | 93649 | LEFT SIDE
2390 | KENSINGTON DR | 43221-3770 | Active | T361456 | WILKINS | 725 | PVB | 0.750 | 3458341 | LEFT SIDE
2448 | KENSINGTON DR | 43221-3712 | Active | G212900 | WILKINS | 720A | PVB | 0.750 | 93651 | RIGHT SIDE OF HOUSE
2457 | KENSINGTON DR | 43221-3711 | Active | T295158 | WILKINS | 720A | PVB | 1.000 | 3458342 | RIGHT SIDE
2338 | KENSINGTON RD | 43221-3770 | Active | CB583125 | WILKINS | 720A | PVB | 0.750 | 3458400 | FRONT OF HOUSE
2351 | KENSINGTON RD | 43221-3711 | Active | T258138 | WILKINS | 720A | PVB | 0.750 | 103826 | FRONT OF HOUSE BY FRONT DOOR
2365 | KENSINGTON RD | 43221-3711 | Active | T373876 | FEBCO | 765 | PVB | 0.750 | 3458403 | right front
2366 | KENSINGTON RD | 43221-3770 | Active | 15783 | WATTS | 800M2 | PVB | 1.000 | 58088 | LEFT OF FRONT DOOR ON SIDE FRONT CORNER
2375 | KENSINGTON RD | 43221-3711 | Active | HC60682 | FEBCO | 765 | PVB | 0.750 | 93650 | Right Side of House
2378 | KENSINGTON RD | 43221-3770 | Active | 47889 | WATTS | 800M4 | PVB | 0.750 | 3458404 | 12' right of front door
2379 | KENSINGTON RD | 43221-3711 | Active | 24614 | WATTS | 800QT | PVB | 1.000 | 58114 | RIGHT FRONT CORNER OF HOUSE
2384 | KENSINGTON RD | 43221-3770 | Active | CB113924 | WILKINS | 720A | PVB | 0.750 | 3458405 | LEFT SIDE OF HOUSE
2395 | KENSINGTON RD | 43221-3711 | Under renovation | CAA31009 | WILKINS | 720A | PVB | 1.000 | 58135 | REAR OF HOUSE
2405 | KENSINGTON RD | 43221-3711 | Active | 196884 | WATTS | 800M4QT | PVB | 1.000 | 90922 | FRONT LEFT OF DOOR
2412 | KENSINGTON RD | 43221-3712 | Removed | REMCAB50124 | WILKINS | 720A | PVB | 0.750 | 95111 | FRONT OF HOME LEFT FRONT DOOR
2422 | KENSINGTON RD | 43221-3712 | Active | T131879 | WILKINS | 720A | PVB | 0.750 | 102903 | FRONT OF HOUSE
2441 | KENSINGTON RD | 43221-3711 | Active | T480978 | WILKINS | 720A | PVB | 0.750 | 3458414
2442 | KENSINGTON RD | 43221-3712 | Active | H158820 | FEBCO | 765 | PVB | 1.000 | 98472 | LEFT SIDE OF HOUSE
2445 | KENSINGTON RD | 43221-3711 | Active | T432534 | WILKINS | 720A | PVB | 0.750 | 3458415
2454 | KENSINGTON RD | 43221-3712 | Active | CB987457 | WILKINS | 720A | PVB | 1.000 | 91238 | RIGHT SIDE OF HOUSE
6670 | KENSINGTON WAY | 43085-7200 | Active | F137587 | WILKINS | 720A | PVB | 0.750 | 70465 | LEFT SIDE OF HOUSE
6754 | KENSINGTON WAY | 43085-7200 | Active | G124375 | WILKINS | 720A | PVB | 0.750 | 93653 | RIGHT SIDE BY FRONT DOOR
2595 | KENT RD | 43221-3227 | Active | T122473 | WILKINS | 720A | PVB | 1.000 | 102098 | RIGHT SIDE OF HOUSE NEAR FRONT
2618 | KENT RD | 43221-3228 | Active | T076997 | WILKINS | 720A | PVB | 0.750 | 101399 | FRONT OF HOUSE
2632 | KENT RD | 43221-3228 | Active | 739082 | WATTS | 800QT | PVB | 0.750 | 58826 | FRONT OF HOUSE
2666 | KENT RD | 43221-3230 | Active | 677050 | RAINBIRD | AC4000 | PVB | 0.750 | 58925 | OUTSIDE ON THE WEST SIDE OF THE HOUSE
2726 | KENT RD | 43221-3230 | Active | 903243 | WILKINS | 720A | PVB | 0.750 | 92165 | RIGHT SIDE
5674 | KENTFIELD DR | 43016 | Active | AG7382 | FEBCO | 765 | PVB | 0.750 | 67570 | N SIDE OF HOUSE - OUTSIDE
5683 | KENTFIELD DR | 43016 | Active | 144871 | WATTS | 800CMQT | PVB | 0.750 | 67592 | RIGHT SIDE OF HOUSE
6045 | KENTIGERN N CT | 43017- | Active | CB440244 | WILKINS | 720A | PVB | 0.750 | 68781 | RIGHT HAND SIDE CENTER
6048 | KENTIGERN N CT | 43017- | Active | 122931 | WATTS | 800M4QT | PVB | 0.750 | 68787 | CENTER REAR OF HOUSE
6060 | KENTIGERN N CT | 43017-8459 | NULL | [5 empty] | 3630055
6012 | KENTIGERN S CT | 43017-8460 | Active | 123145 | WATTS | 800QT | PVB | 0.750 | 68705 | LH SIDE
6024 | KENTIGERN S CT | 43017-8460 | Active | T315382 | WILKINS | 720A | PVB | 0.750 | 3585885 | LEFT SIDE
6028 | KENTIGERN S CT | 43017-8460 | Active | t005802 | WILKINS | 720A | PVB | 0.750 | 68734 | LEFT CENTER
6040 | KENTIGERN S CT | 43017-8460 | Active | H093018 | FEBCO | 765 | PVB | 0.750 | 68769 | LEFT REAR
6044 | KENTIGERN S CT | 43017 | Active | 792836 | WILKINS | 720A | PVB | 0.750 | 68776 | LEFT SIDE OF HOUSE
6050 | KENTIGERN S CT | 43017 | Active | t471143 | WILKINS | 720A | PVB | 1.000 | 68801 | BACK CENTER IN COVE NORTH SIDE OF HOUSE
1982 | KENTON AVE | 43205-1610 | Active | 216030 | WATTS | LF009M3QT | RP | 0.750 | 3458551 | WAREHOUSE BATHROOM BEHIND MOP SINK AT WATER METER
2000 | KENTON AVE | 43205-1655 | Active | 160612 | WATTS | LF009M2QT | RP | 1.000 | 3458555 | AFTER DOMESTIC WATER METER
2006 | KENTON AVE | 43205-1655 | Active | 157459 | WATTS | 009M3QT | RP | 0.750 | 104155 | ABOVE WATER METER SOUTH WALL AT CORK INC
2060 | KENTON AVE | 43205- | Active | 215532 | WATTS | 009M3QT | RP | 0.750 | 57013 | ABOVE WATER METER
1269 | KENWICK RD | 43209-2936 | Active | H125912 | FEBCO | 765 | PVB | 0.750 | 87006
1554 | KENWICK RD | 43209-3157 | Active | 443078 | WILKINS | 720A | PVB | 0.750 | 87074 | REAR OF HOUSE
1710 | KENWICK RD | 43209-3248 | Active | H022070 | FEBCO | 765 | PVB | 0.750 | 3458869 | LEFT SIDE OF HOUSE IN FRONT OF FENCE
1766 | KENWICK RD | 43209-3249 | Active | 183371 | WATTS | 800QT | PVB | 1.000 | 93657 | LEFT SIDE
1788 | KENWICK RD | 43209-3249 | Active | 200235 | WILKINS | 720A | PVB | 0.750 | 56143 | LEFT HAND SIDE
967 | KENWOOD LN | 43220-4122 | Active | F031618 | WILKINS | 720A | PVB | 0.750 | 97152 | BACK OF HOUSE
15 | KENYON BROOK DR | 43085-3629 | Active | 3335301 | WILKINS | 975XL | RP | 1.000 | 93658 | left of front door
25 | KENYON BROOK DR | 43085-3629 | Active | H834071 | FEBCO | 765 | PVB | 1.000 | 93659 | FRONT MIDDLE OF HOUSE
35 | KENYON BROOK DR | 43085 | Active | 672985 | WILKINS | 720A | PVB | 0.750 | 93660 | LEFT SIDE
60 | KENYON BROOK DR | 43085-3629 | Active | 82114 | WATTS | 919QT | RP | 0.750 | 68508 | BASEMENT METER
70 | KENYON BROOK DR | 43085-3629 | Active | F031692 | WILKINS | 720A | PVB | 0.750 | 91392 | RIGHT SIDE
80 | KENYON BROOK DR | 43085-3629 | Active | 649952 | WATTS | 800M4QT | PVB | 1.000 | 93661 | left side of house
90 | KENYON BROOK DR | 43085-3629 | Active | 644575 | WILKINS | 720A | PVB | 1.000 | 74451 | LEFT SIDE OF HOUSE (WEST)
11 | KENYON BROOK DR | 43085-3629 | Active | AE6469 | FEBCO | 765 | PVB | 1.000 | 53858 | WEST SIDE OF HOUSE
317 | KENYON RD | 43221-2631 | Active | T386188 | WILKINS | 720A | PVB | 0.750 | 3459035 | LEFTSIDE OF THE HOUSE
3183 | KENYON RD | 43221-2630 | Active | T176292 | WILKINS | 720A | PVB | 0.750 | 3459037 | RIGHT
673 | KERR ST | 43215-1511 | Active | T432635 | WILKINS | 720A | PVB | 0.750 | 3459138 | REAR OF HOUSE
840 | KERR ST | 43215-1461 | Not Required by DOW |  |  |  | RP |  | 3459173 | AT METER
844 | KERR ST | 43215-1461 | Active | A59917 | WATTS | 009M3QT | RP | 0.750 | 73852 | BACK CENTER OF WAREHOUSE FOR WELDER
424 | KERSEY CT | 43221-4928 | Replaced | REP320410 | WILKINS | 720A | PVB | 0.750 | 63412 | REPLACED- RIGHT SIDE OF HOUSE
4249 | KERSEY CT | 43221-4928 | Active | T188369 | WILKINS | 720A | PVB | 0.750 | 3609959 | RIGHT SIDE OF HOUSE
4255 | KERSEY CT | 43221-4928 | Active | AB7994 | FEBCO | 765 | PVB | 0.750 | 63429 | WESTSIDE
7614 | KESTREL E WAY | 43017- | Active | 375389 | WILKINS | 720A | PVB | 0.750 | 72339 | LEFT SIDE OF HOUSE
7625 | KESTREL E WAY | 43017- | Active | 444345 | WILKINS | 720A | PVB | 0.750 | 72360 | RIGHT CENTER BY ELECTRIC
7637 | KESTREL E WAY | 43017 | Replaced | REPH915995 | FEBCO | 765 | PVB | 1.000 | 72385 | REPLACED- LEFT SIDE FRONT
7637 | KESTREL E WAY | 43017 | Active | T247485 | WILKINS | 720A | PVB | 1.000 | 3613106 | LEFT FRONT
7638 | KESTREL E WAY | 43017- | Active | 73451 | WATTS | 800QT | PVB | 0.750 | 72387 | LEFT SIDE OF HOUSE
7645 | KESTREL E WAY | 43017- | Active | G167594 | WILKINS | 720A | PVB | 0.750 | 95450 | LEFT FRONT
7646 | KESTREL E WAY | 43017- | Active | CB655332 | WILKINS | 720A | PVB | 0.750 | 3580014 | RIGHT SIDE OF HOUSE
7651 | KESTREL E WAY | 43017- | Active | G045706 | WILKINS | 720A | PVB | 0.750 | 88708 | NORTH SIDE OF HOUSE
7658 | KESTREL E WAY | 43017- | Active | T439817 | WILKINS | 720A | PVB | 0.750 | 72437 | LH SIDE
7666 | KESTREL E WAY | 43017- | Active | t417881 | WILKINS | 720A | PVB | 0.750 | 72452 | RT SIDE
7667 | KESTREL E WAY | 43017- | Active | 375296 | WILKINS | 720A | PVB | 0.750 | 72453 | LEFT SIDE OF HOUSE
7706 | KESTREL E WAY | 43017- | Active | G204716 | WILKINS | 720A | PVB | 0.750 | 92102 | RIGHT FRONT
7714 | KESTREL E WAY | 43017- | Active | 587198 | WILKINS | 720A | PVB | 0.750 | 72612 | RT SIDE MIDDLE BY GAS MTR.
7722 | KESTREL E WAY | 43017- | Active | T617186 | WILKINS | 720A | PVB | 1.000 | 72631 | RIGHT FRONT
7730 | KESTREL E WAY | 43017- | Active | G086204 | WILKINS | 720A | PVB | 0.750 | 89218 | RIGHT SIDE OF HOUSE
7738 | KESTREL E WAY | 43017- | Active | T417940 | WILKINS | 720A | PVB | 0.750 | 72668 | RIGHT FRONT
7610 | KESTREL W WAY | 43017- | Active | 200186 | WILKINS | 720A | PVB | 0.750 | 72333 | OUTSIDE
7615 | KESTREL W WAY | 43017 | Active | H157041 | FEBCO | 765 | PVB | 1.000 | 72341 | RIGHT FRONT CORNER
7628 | KESTREL W WAY | 43017- | Active | 9944 | FEBCO | 765 | PVB | 0.750 | 72374 | FRT LT OF PORCH
7654 | KESTREL W WAY | 43017- | Active | CB003066 | WILKINS | 720A | PVB | 0.750 | 72432 | LT SIDE
7657 | KESTREL W WAY | 43017- | Active | CH2154 | FEBCO | 765 | PVB | 0.750 | 72436 | LEFT SIDE OF HOUSE NEAR FRONT
7668 | KESTREL W WAY | 43017- | Active | CAB07528 | WILKINS | 720A | PVB | 1.000 | 92703 | LEFT FRONT
7676 | KESTREL W WAY | 43017- | Active | A083637 | WILKINS | 720A | PVB | 0.750 | 89382 | RIGHT SIDE
7681 | KESTREL W WAY | 43017- | Active | H492465 | FEBCO | 745 | PVB | 0.750 | 97257 | OUTSIDE FRONT LEFT SIDE OF HOUSE
7684 | KESTREL W WAY | 43017- | Active | 168330 | WATTS | 800M4QT | PVB | 0.750 | 72505 | LEFT SIDE OF HOUSE
7705 | KESTREL W WAY | 43017- | Active | CB602892 | WILKINS | 720A | PVB | 0.750 | 72586 | RIGHT FRONT
7713 | KESTREL W WAY | 43017- | Active | 601442 | WILKINS | 720A | PVB | 0.750 | 72610 | RIGHT SIDE OF HOUSE
7753 | KESTREL W WAY | 43017- | Active | AC7301 | FEBCO | 765 | PVB | 0.750 | 72708 | LT SIDE MIDDLE
58 | KESWICK DR | 43054 | Active | T231661 | WILKINS | 720A | PVB | 0.750 | 3615424 | RIGHT SIDE OF HOUSE
65 | KESWICK DR | 43054 | Active | 017581 | WATTS | 800 | PVB | 0.750 | 3613255 | RIGHT FRONT
68 | KESWICK DR | 43054 | Active | T230597 | WILKINS | 720A | PVB | 0.750 | 3615425 | LEFT SIDE OF HOUSE
75 | KESWICK DR | 43054 | Active | CB209121 | WILKINS | 720A | PVB | 0.750 | 3619789 | LEFT SIDE
78 | KESWICK DR | 43054 | Active | T280832 | WILKINS | 720A | PVB | 0.750 | 3630076 | RIGHT CENTER IN CORNER
85 | KESWICK DR | 43054 | Active | T261896 | WILKINS | 720A | PVB | 0.750 | 3619971 | LEFT SIDE
88 | KESWICK DR | 43054 | Active | CB333301 | WILKINS | 720A | PVB | 0.750 | 3630075 | LEFT CENTER AROUND CORNER
95 | KESWICK DR | 43054 | Active | CB317621 | WILKINS | 720A | PVB | 0.750 | 3624923 | RIGHT FRONT
95 | KESWICK DR | 43054 | Active | 70898 | WATTS | 919QT | RP | 0.750 | 3626235 | REAR WALL IN BASEMENT
10 | KESWICK DR | 43054 | Active | T0038084 | WILKINS | 720A | PVB | 0.750 | 102976 | RIGHT SIDE OF HOUSE
109 | KESWICK DR | 43054 | Active | T166257 | WILKINS | 720 | PVB | 0.750 | 3606313 | LEFT SIDE OF HOUSE
117 | KESWICK DR | 43054 | Active | CB030170 | WILKINS | 720 | PVB | 0.750 | 3602895 | LEFT SIDE OF HOUSE
125 | KESWICK DR | 43054 | Active | F136666 | WILKINS | 720A | PVB | 0.750 | 99482 | FRONT OF HOUSE
133 | KESWICK DR | 43054 | Active | T240174 | WILKINS | 720A | PVB | 0.750 | 3616772 | LEFT SIDE OF HOUSE
141 | KESWICK DR | 43054 | Active | T013219 | WILKINS | 720A | PVB | 0.750 | 100206 | RIGHT SIDE
149 | KESWICK DR | 43054 | Active | F136634 | WILKINS | 720A | PVB | 0.750 | 99791 | LEFT SIDE
157 | KESWICK DR | 43054 | Active | H023279 | FEBCO | 765 | PVB | 0.750 | 3604518 | LEFT SIDE OF HOUSE
165 | KESWICK DR | 43054 | Active | T232719 | WILKINS | 720 A | PVB | 0.750 | 3614978 | LEFT SIDE
173 | KESWICK DR | 43054 | Active | 322306 | WATTS | 800CMQT | PVB | 0.750 | 100156 | LEFT SIDE
181 | KESWICK DR | 43054 | Active | G000501 | WILKINS | 720A | PVB | 0.750 | 102973 | RIGHT SIDE OF HOUSE
197 | KESWICK DR | 43054 | Active | CB113618 | WILKINS | 720 | PVB | 0.750 | 3611456 | RIGHT FRONT
195 | KESWICK DR | 43220-3034 | Active | 669006 | WILKINS | 720A | PVB | 0.750 | 56747 | REAR OF HOUSE
1971 | KESWICK DR | 43220-3034 | Active | 52633 | WILKINS | 720A | PVB | 1.000 | 56800 | FRONT OF HOUSE RIGHT OF FRONT DOOR
1997 | KESWICK DR | 43220-3034 | Active | 659608 | WILKINS | 720A | PVB | 0.750 | 93662 | FRONT OF HOUSE
2009 | KESWICK DR | 43220-3036 | Active | AC4814 | FEBCO | 765 | PVB | 0.750 | 93663 | RIGHT CORNER FRONT OF HOUSE
2012 | KESWICK DR | 43220-3037 | Active | H758611 | FEBCO | 765 | PVB | 0.750 | 57022 | RIGHT SIDE OF HOUSE
580 | KEYES LN | 43085-3503 | Active | EAK2209 | WILKINS | 720A | PVB | 0.750 | 93664 | RIGHT SIDE OF HOUSE
600 | KEYES LN | 43085-3503 | Active | CAA36805 | Wilkins | 720 | PVB | 0.750 | 3459420
294 | KICKING BIRD TRCE | 43017-3592 | Active | G214740 | WILKINS | 720A | PVB | 0.750 | 96122 | RIGHT SIDE
8403 | KIERNAN DR | 43054-7152 | Active | CB363169 | WILKINS | 720A | PVB | 0.750 | 3600794 | RIGHT SIDE
8413 | KIERNAN DR | 43054-7152 | Active | T191730 | WILKINS | 720A | PVB | 0.750 | 3598722 | FRONT LEFT
8433 | KIERNAN DR | 43054-7152 | Active | G169710 | WILKINS | 720A | PVB | 0.750 | 95368 | RIGHT SIDE OF HOUSE
8443 | KIERNAN DR | 43054-7152 | Active | T047879 | WILKINS | 720A | PVB | 0.750 | 100942 | RIGHT SIDE OF HOUSE
5795 | KILBANNAN CT | 43017 | Active | F006148 | WILKINS | 720A | PVB | 0.750 | 98228 | OUTSIDE, BACK OF HOUSE, MIDDLE
5815 | KILBANNAN CT | 43017 | Active | H245780 | FEBCO | 765 | PVB | 1.000 | 68063 | RIGHT FRONT
5845 | KILBANNAN CT | 43017 | Active | 4700088 | WILKINS | 975XL | RP | 0.750 | 98369 | RIGHT SIDE OF HOUSE CENTER
5865 | KILBANNAN CT | 43017 | Active | 277661 | WILKINS | 975XLBMS | RP | 1.000 | 87033 | BASEMENT IN CLOSET AT METER
5875 | KILBANNAN CT | 43017 | Active | A13177 | FEBCO | 765 | PVB | 1.000 | 91513 | FRONT OF HOUSE
5997 | KILBEGGAN ST | 43119 | Active | T236950 | WILKINS | 720 | PVB | 0.750 | 3616888
8401 | KILBIRNIE CT | 43017 | Active | 89133 | WATTS | 009QT | RP | 0.750 | 73803 | IN CRAWL SPACE
515 | KILBOURNE | 43215 | Active | 26474 | WATTS | 919QT | RP | 1.500 | 3648315 | IN PARKING GARAGE MECH ROOM AT METER
515 | KILBOURNE | 43215 | Not Required by DOW | 26436 | WATTS | 919QT | RP | 1.500 | 3649112 | IN PARKING GARAGE MECH ROOM
515 | KILBOURNE | 43215 | Not Required by DOW | 86466 | WATTS | 919QT | RP | 0.750 | 3649113 | IN PARKING GARAGE MECH ROOM
742 | KILBRITTAIN LN | 43017 | Active | EAJ6132 | WILKINS | 720A | PVB | 0.750 | 71967 | LEFT FRONT
7430 | KILBRITTAIN LN | 43017-8280 | Active | HC5199 | FEBCO | 765 | PVB | 1.000 | 71970 | RIGHT HAND SIDE REAR
7436 | KILBRITTAIN LN | 43017-8280 | Active | 212717 | WATTS | 800QT | PVB | 0.750 | 71974 | FRONT OF HOUSE LEFT OF FT.DOOR
7441 | KILBRITTAIN LN | 43017 | Active | F136436 | WILKINS | 420 | PVB | 0.750 | 71985 | LEFT SIDE FRONT
7442 | KILBRITTAIN LN | 43017-8280 | [6 empty] | 3657777
7448 | KILBRITTAIN LN | 43017 | Active | 036058 | WILKINS | 720A | PVB | 0.750 | 71995 | RIGHT SIDE
7454 | KILBRITTAIN LN | 43017 | Active | F19188 | WILKINS | 420 | PVB | 1.000 | 72019 | LEFTSIDE CORNER OF HOUSE
7465 | KILBRITTAIN LN | 43017-8279 | Active | 55434 | WATTS | 800M2QT | PVB | 1.000 | 72042 | SIDE OF HOUSE N.E. CORNER
7472 | KILBRITTAIN LN | 43017 | Active | CB263055 | WILKINS | 720A | PVB | 0.750 | 72060 | LH SIDE
7496 | KILBRITTAIN LN | 43017-9787 | Active | G30111 | FEBCO | 765 | PVB | 1.000 | 72105 | REAR OF HOUSE
7514 | KILBRITTAIN LN | 43017-9787 | Active | 279386 | WILKINS | 720A | PVB | 0.750 | 72150 | REAR OF HOUSE SOUTH WEST
2976 | KILCULLEN DR | 43221-4538 | Active | H277341 | FEBCO | 765 | PVB | 0.750 | 59638 | RIGHT SIDE AT A/C UNIT
9058 | KILDOON CT | 43017 | Active | cb203584 | WILKINS | 720A | PVB | 0.750 | 74518 | BASEMENT AT WATER METER
1181 | KILHAM CT | 43235-2198 | Active | FK3583 | FEBCO | 765 | PVB | 1.000 | 93667 | FRONT OF HOUSE
1201 | KILHAM CT | 43235-2198 | Active | G086292 | WILKINS | 720A | PVB | 0.750 | 88628 | FRONT OF HOUSE RIGHT OF FRONT DOOR
1212 | KILHAM CT | 43235-2198 | Active | H561235 | FEBCO | 765 | PVB | 0.750 | 98676 | OUTSIDE, FRONT LEFT SIDE OF HOUSE
1215 | KILHAM CT | 43235-2198 | Active | FL0719 | FEBCO | 765 | PVB | 1.000 | 93668 | RIGHT SIDE OF HOUSE
6949 | KILIMANJARO CT | 43017 | Active | CAA78949 | WILKINS | 720A | PVB | 1.000 | 93669 | RIGHT SIDE FRONT
3999 | KILLARY DR | 43016-4165 | Active | AK2517 | FEBCO | 765 | PVB | 0.750 | 62488 | LEFT SIDE OF HOUSE
1798 | KILLDEER DR | 43123-8072 | Active | 3788736 | WILKINS | 975 | RP | 0.750 | 56162 | NEXT TO METER
1788 | KILLDEER RD | 43123 | Active | W275294 | WILKINS | 975XLBMS | RP | 0.750 | 56144 | NEXT TO METER
8797 | KILLIE CT | 43017-8333 | Active | EA15794 | WILKINS | 720A | PVB | 0.750 | 74293 | RIGHT FRONT
8798 | KILLIE CT | 43017 | Active | 22719 | WATTS | 800QT | PVB | 1.000 | 74295 | LEFT SIDE FRONT
6820 | KILLILEA CT | 43017-8588 | Active | 615814 | WATTS | 800QT | PVB | 1.000 | 70759 | LEFT SIDE
6835 | KILLILEA DR | 43017-8570 | Removed | 507904REM | WILKINS | 720A | PVB | 0.750 | 70793 | LEFT REAR
6843 | KILLILEA DR | 43017-8570 | Active | 444350 | WILKINS | 720A | PVB | 0.750 | 70811 | RIGHT SIDE
6844 | KILLILEA DR | 43017-8568 | Active | CB074836 | Wilkins | 720A | PVB | 1.000 | 70816 | LEFT HAND SIDE
5709 | KILLINEY LN | 43016 | Active | G262822 | WILKINS | 720A | PVB | 1.000 | 67684 | LEFTSIDE BY GAS METER
5717 | KILLINEY LN | 43016-3238 | Active | T363432 | WILKINS | 720A | PVB | 0.750 | 98885 | RIGHT FRONT
5734 | KILLINEY LN | 43016 | Active | T438401 | WILKINS | 720A | PVB | 1.000 | 67750 | LEFT FRONT
5758 | KILLINEY LN | 43016 | Active | CB598512 | WILKINS | 720A | PVB | 0.750 | 67850 | SIDE OF HOME
5807 | KILLINEY LN | 43016 | Active | G241525 | WILKINS | 720A | PVB | 0.750 | 98884 | LEFT CENTER
3646 | KILLINGTON CT | 43221-5218 | Active | EAJ0729 | WILKINS | 720A | PVB | 0.750 | 3459857 | RIGHT SIDE OF HOUSE
3687 | KILMUIR DR | 43221-5630 | Active | AC4372 | FEBCO | 765 | PVB | 0.750 | 93670 | RIGHT SIDE
4939 | KILMURRY CT | 43017-8483 | Replaced | REPH759013 | FEBCO | 765 | PVB | 0.750 | 65462 | REPLACED- LEFT HAND SIDE
4939 | KILMURRY CT | 43017-8483 | Active | he84231 | FEBCO | 765 | PVB | 0.750 | 3613294 | LEFT HAND SIDE
7293 | KILNSTONE CT | 43068-7093 | Active | CB318395 | WILKINS | 720 | PVB | 0.750 | 3459942 | RIGHT SIDE
6854 | KILT CT | 43085-2921 | Active | CB647218 | WILKINS | 720A | PVB | 0.750 | 3459963 | LEFT SIDE OF HOUSE
810 | KIMBALL PL | 43205-2813 | Active | 484970 | WILKINS | 975XLTCU | RP | 0.750 | 3460058 | AT METER
225 | KIMBERLY E PKWY | 43232-7210 | Active | 1363951103 | AMES | 2000SS | DC | 4.000 | 57789 | NW CORNER OF BUILDING
2255 | KIMBERLY E PKWY | 43232-7210 | Active | 036477 | WATTS | 909M1HWQT | RP | 2.000 | 57790 | NW MECH/ELECTRIC ROOM AT WTR RISER
2255 | KIMBERLY E PKWY | 43232-7210 | Due Install |  |  |  | DCDA | 6.000 | 3633134
2315 | KIMBERLY E PKWY | 43232- | Due Install |  |  |  | RP | 3.000 | 3460100
2425 | KIMBERLY E PKWY | 43232-4271 | Removed | REM161070 | WATTS | 009QT | RP | 0.500 | 58253 | ***REMOVED***BEHIND ICE MACHINE KITCHEN AREA
2425 | KIMBERLY E PKWY | 43232-4271 | Removed | AG-24252REM |  |  |  | 0.000 | 58254 | REMOVED-100 JANITOR CLOSET
2425 | KIMBERLY E PKWY | 43232-4271 | Active | 339487 | WATTS | 909M1QT | RP | 2.000 | 58255 | MAINTENANCE OFFICE AT RISER
2425 | KIMBERLY E PKWY | 43232-4271 | Due Install |  |  |  | RP | 6.000 | 3635468 | IN HOT BOX AT PIT
2469 | KIMBERLY E PKWY | 43232-4273 | Removed | 125443REM | WATTS | 009QT | RP | 2.000 | 58386 | ADMINISTRATIVE OFFICE CLOSET
2469 | KIMBERLY E PKWY | 43232-4273 | Removed | 31335REM | WATTS | 007QT | DC | 0.750 | 58387 | UNDER CRAWL SPACE N SIDE BLDG
2469 | KIMBERLY E PKWY | 43232-4273 | Removed | 3JJ0650REM | AMES | 3000 | DCDA | 4.000 | 58388 | CRAWL SPACE NORTH SIDE OF BUILDING
2469 | KIMBERLY E PKWY | 43232-4273 | Active | X46552 | WILKINS | 375A | RP | 4.000 | 3641165 | IN METER ROOM
2469 | KIMBERLY E PKWY | 43232-4273 | Active | U57790 | WILKINS | 350A | DC | 6.000 | 3641166 | IN METER ROOM
4251 | KIMBERLY E PKWY | 43232- | Active | 22749 | WATTS | 009QT | RP | 1.500 | 63361 | BACK ROOM BY WATER METER
3840 | KIMBERLY N PKWY | 43232-4232 | Removed | REMWL-1025 | AMES | 300 | DCDA | 2.500 | 3654291
3840 | KIMBERLY N PKWY | 43232-4232 | Removed | REM72019 | AMES | 2000B | DC | 0.750 | 3654292
3840 | KIMBERLY N PKWY | 43232-4232 | Active | WJ-2006 | WATTS | 957 | RP | 4.000 | 3654293
3840 | KIMBERLY N PKWY | 43232-4232 | Active | XG-0894 | AMES | 400 | DC | 4.000 | 3655198 | WATER METER ROOM
3860 | KIMBERLY N PKWY | 43232-4267 | Active | 18070 | WATTS | LF909M1QT | RP | 1.500 | 3460112
3860 | KIMBERLY N PKWY | 43232-4267 | Active | WC- 1442 | WATTS | COLT 300GV | DCDA | 4.000 | 3650226 | Riser Room
3860 | KIMBERLY N PKWY | 43232-4267 | Active | 68963 | AMES | 2000 BM3 | DC | 0.750 | 3652496 | Riser Room
3880 | KIMBERLY N PKWY | 43232 | Active | 164053 | WATTS | 007M1QT | DC | 1.000 | 99367 | 2393 CANAL BAY WAY, FURNACE ROOM (BEHIND HOT WATER TANK)
4041 | KIMBERLY N PKWY | 43232- | Active | SI-0103 | AMES | COLT-400 | RP | 6.000 | 3460138 | IN HOT BOX AT PIT (AT PVT RD KIMBERLY WOODS SIGN 2397-2460)
4150 | KIMBERLY N PKWY | 43232-4284 | Not Required by DOW | W001312 | WILKINS | 975XL | RP | 0.750 | 63076 | MECH ROOM
4150 | KIMBERLY N PKWY | 43232-4284 | Active | W069389 | WILKINS | 975 | RP | 1.500 | 63077 | MECH ROOM
4241 | KIMBERLY N PKWY | 43232-7225 | Not Required by DOW | 61366 | WATTS | 919 | RP | 0.750 | 63387 | IN NEW MECH ROOM (UTILITY ROOM)
4241 | KIMBERLY N PKWY | 43232-7225 | Active | 4184564 | WILKINS | 975XL | RP | 1.000 | 63388 | OLD MECH ROOM
4255 | KIMBERLY N PKWY | 43232- | Active | 2279694 | WILKINS | 975XL | RP | 2.000 | 92805 | CARWASH AFTER MAIN
4255 | KIMBERLY N PKWY | 43232- | Active | 2860955 | WILKINS | 975XL | RP | 2.000 | 93078 | CAR WASH AFTER MAIN SHUT OFF
4283 | KIMBERLY N PKWY | 43232-7226 | Due Install |  |  |  | RP | 1.000 | 3460097
4299 | KIMBERLY N PKWY | 43232-7226 | Active | ABN8805 | WILKINS | 975 | RP | 1.000 | 3460098 | AT METER
4300 | KIMBERLY PKWY | 43232-8296 | Active | 3C00168 | AMES | 3000SS | DCDA | 6.000 | 63595 | SE MECH/RISER RM 1ST FL - SN # 3C00168
4300 | KIMBERLY PKWY | 43232-8296 | Active | 40692 | WATTS | 007M1QT | DC | 0.750 | 63596 | SE MECH/RISER RM 1ST FL
4300 | KIMBERLY PKWY | 43232-8296 | Not required by DOW | 3591123 | WILKINS | 975XL | RP | 1.000 | 63597 | BASEMENT BOILER/ELECTRIC RM 9' HIGH
4300 | KIMBERLY PKWY | 43232-8296 | Active | 742833 | WILKINS | 975 | RP | 2.000 | 63598 | 1ST FL MIDDLE MECH/JANITOR RM AT WTR METER
6900 | KINDLER DR | 43054-9071 | Active | H200456 | FEBCO | 765 | PVB | 0.750 | 70908 | LEFT SIDE OF HOUSE
6910 | KINDLER DR | 43054 | Active | 025069 | WATTS | LF800M4QT | PVB | 0.750 | 70927 | RIGHT FRONT
6915 | KINDLER DR | 43054-9062 | Active | A135529 | WILKINS | 720A | PVB | 0.750 | 70935 | RIGHT SIDE
6920 | KINDLER DR | 43054 | Active | 902653 | WILKINS | 720A | PVB | 0.750 | 70947 | OUTSIDE
6925 | KINDLER DR | 43054-9062 | Active | EAK1718 | WILKINS | 720A | PVB | 0.750 | 70957 | RIGHT SIDE
6930 | KINDLER DR | 43054-9071 | Replaced | REPG215133 | WILKINS | 720A | PVB | 0.750 | 70968 | REPLACED- RIGHT HAND SIDE FROM STREET
6930 | KINDLER DR | 43054-9071 | Active | T309712 | WILKINS | 720A | PVB | 0.750 | 3611348 | RIGHT HAND SIDE FROM STREET
6935 | KINDLER DR | 43054-9062 | Active | T131852 | WILKINS | 720A | PVB | 0.750 | 70977 | OUTSIDE
6940 | KINDLER DR | 43054-9071 | Active | T309934 | WILKINS | 720A | PVB | 0.750 | 96217 | RIGHT CENTER
6945 | KINDLER DR | 43054-9062 | Active | G050417 | WILKINS | 720A | PVB | 0.750 | 70990 | OUTSIDE
6950 | KINDLER DR | 43054-9071 | Active | HG34460 | FEBCO | 765 | PVB | 0.750 | 71003 | LEFT SIDE OF HOUSE
6974 | KINDLER DR | 43054 | Active | 377815 | WILKINS | 420 | PVB | 0.750 | 71056 | LEFT SIDE
6981 | KINDLER DR | 43054-9062 | Active | F022391 | WILKINS | 720A | PVB | 0.750 | 97393 | LEFT SIDE OF HOUSE FROM FRONT
6984 | KINDLER DR | 43054 | Active | 828590 | WILKINS | 720A | PVB | 0.750 | 71099 | OUTSIDE
203 | KING AVE | 43201-2774 | Due Install |  |  |  | RP | 0.750 | 3460236
245 | KING AVE | 43201-2775 | In Review |  |  |  | RP | 0.750 | 3460248
250 | KING AVE | 43201-2776 | NULL | [5 empty] | 3460250
426 | KING AVE | 43201-2663 | Active | ALA58758 | WILKINS | 975XL3 | RP | 1.000 | 3460288 | DOWN BASEMENT STEPS. DEVICE AND METER ON LEFT
505 | KING AVE | 43201-2696 | Active | 12106 | AMES | 2000SS | DC | 0.750 | 65822 | BLDG 2 BASEMENT NORTH TUNNEL
505 | KING AVE | 43201-2696 | Removed | 178909REM | WATTS | 909 | RP | 4.000 | 65825 | REMOVED, BUILDING #4, NORTHEAST-GROUND FLOOR METER ROOM
505 | KING AVE | 43201-2696 | Active | 179258 | WATTS | 909 | RP | 4.000 | 65826 | BUILDING #7D, LOWER LEVEL
505 | KING AVE | 43201-2696 | Active | 179329 | WATTS | 909 | RP | 4.000 | 65827 | BUILDING #12, TUNNEL BESIDE ELEVATOR
505 | KING AVE | 43201-2696 | Active | 180304 | WATTS | 709 | DC | 4.000 | 65828 | LIBRARY BASEMENT STAIRWELL OUTSIDE ROOM #A023
505 | KING AVE | 43201-2696 | Active | 184472 | WATTS | 909 | RP | 4.000 | 65829 | BUILDING 3 BASEMENT 1ST ROOM NORTH OF ELEVATOR
505 | KING AVE | 43201-2696 | Active | 247681 | WATTS | 909 | RP | 6.000 | 65830 | BASEMENT 1ST ROOM NORTH OF ELEVATOR BLDG #3 METER ROOM
505 | KING AVE | 43201-2696 | Active | 247682 | WATTS | 909 | RP | 6.000 | 65831 | BUILDING #11, WEST TUNNEL
505 | KING AVE | 43201-2696 | Active | 247683 | WATTS | 909 | RP | 6.000 | 65832 | BUILDING #11, TUNNEL EAST
505 | KING AVE | 43201-2696 | Active | 247685 | WATTS | 909 | RP | 6.000 | 65834 | BUILDING #13, BASEMENT NORTHEAST CORNER
505 | KING AVE | 43201-2696 | Active | 247686 | WATTS | 909 | RP | 6.000 | 65835 | BUILDING #10 STOREROOM STORAGE ROOM #10-049
505 | KING AVE | 43201-2696 | Active | 261212 | WATTS | 909M1QT | RP | 2.000 | 65836 | BLDG #13, 7TH FLOOR, AT CEILING MIDDLE AREA
505 | KING AVE | 43201-2696 | Active | 261213 | WATTS | 909M1QT | RP | 2.000 | 65837 | BUILDING #11, TUNNEL, CHILLED WATER MAKE-UP
505 | KING AVE | 43201-2696 | Active | 2LM0549 | AMES | 2000SS | DC | 4.000 | 65838 | ?????
505 | KING AVE | 43201-2696 | Active | 635595 | WATTS | 909HWQT | RP | 1.000 | 65839 | BUILDING #13, BASEMENT IN FRONT AND ABOVE CHILLER
505 | KING AVE | 43201-2696 | Active | 352943 | WATTS | 909M1QT | RP | 1.500 | 65841 | BASEMENT BUILDING #2
505 | KING AVE | 43201-2696 | Active | 3EK1035 | AMES | 3000SS | DCDA | 8.000 | 65842 | MECH ROOM NORTH WALL
505 | KING AVE | 43201-2696 | Active | 433281 | WATTS | 909QT | RP | 0.750 | 65843 | BLDG 5 ROOM 5128 NE ABOVE HOODS
505 | KING AVE | 43201-2696 | Active | 43929 | WATTS | 007QT | DC | 0.500 | 65844 | MECH ROOM NORTH WALL
505 | KING AVE | 43201-2696 | Active | 499094 | WATTS | 909QT | RP | 1.000 | 65846 | BASEMENT
505 | KING AVE | 43201-2696 | Active | 528943 | WATTS | 909QT | RP | 1.000 | 65847 | BUILDING 13 EQUIP ROOM 130BS
505 | KING AVE | 43201-2696 | Removed | 541218REM | WATTS | 909HWQT | RP | 1.000 | 65848 | REMOVED-BUILDING 6--ROOM 6315 WESTWALL
505 | KING AVE | 43201-2696 | Active | 7214 | AMES | 3000 | DCDA | 4.000 | 65849 | BLDG 2 BASEMENT NORTH TUNNEL
505 | KING AVE | 43201-2696 | Active | 78413 | WATTS | 009QT | RP | 2.000 | 65850 | ABOVE 7B NORTH DOORWAY
505 | KING AVE | 43201-2696 | Active | 98580 | WATTS | 009QT | RP | 0.750 | 65851 | ROOM 5037 SOUTH WALL
505 | KING AVE | 43201-2696 | Active | 26776 | WATTS | 008PCQT | SVB | 0.500 | 87629 | BLDG 7 3RD FLOOR ROOM 015
505 | KING AVE | 43201-2696 | Active | 80280 | WATTS | 008PCQT | SVB | 0.500 | 87630 | BLDG 7 3RD FLOOR ROOM 015
505 | KING AVE | 43201-2696 | Active | 35666 | WATTS | 008PCQT | SVB | 0.500 | 87631 | BLDG 7 3RD FLOOR RM 014
505 | KING AVE | 43201-2696 | Active | 35673 | WATTS | 008PCQT | SVB | 0.500 | 87632 | BLDG 7 3RD FLOOR ROOM 014
505 | KING AVE | 43201-2696 | Active | 36390 | WATTS | 008PCQT | SVB | 0.500 | 87633 | BLDG 7 3RD FLOOR ROOM 022
505 | KING AVE | 43201-2696 | Removed | REM34935 | WATTS | 008PCQT | SVB | 0.500 | 87634 | BLDG 7 3RD FLOOR ROOM 019
505 | KING AVE | 43201-2696 | Removed | REM02905 | WATTS | 008PCQT | SVB | 0.500 | 87635 | BLDG 7 3RD FLOOR ROOM 019
505 | KING AVE | 43201-2696 | Active | 35685 | WATTS | 008PCQT | SVB | 0.500 | 87636 | BLDG 7 3RD FLOOR ROOM 021
505 | KING AVE | 43201-2696 | Active | 36391 | WATTS | 008PCQT | SVB | 0.500 | 87637 | BLDG 7 3RD FLOOR ROOM 022
505 | KING AVE | 43201-2696 | Removed | REM249449 | WATTS | 800QT | PVB | 0.750 | 87638 | BLDG 7 - 3 HALLWAY ABOVE CEILING AT CONTROL PANEL
505 | KING AVE | 43201-2696 | Removed | REM35861 | WATTS | 800M4QT | PVB | 0.750 | 87639 | BLDG 7 - 3 HALLWAY ABOVE CEILING
505 | KING AVE | 43201-2696 | Active | 35672 | WATTS | 008PCQT | SVB | 0.500 | 87640 | BLDG 7 3RD FLOOR ROOM 021
505 | KING AVE | 43201-2696 | Active | 36386 | WATTS | 008PCQT | SVB | 0.500 | 87641 | BLDG 7 3RD FLOOR ROOM 011
505 | KING AVE | 43201-2696 | Active | 36392 | WATTS | 008PCQT | SVB | 0.500 | 87642 | BLDG 7 3RD FLOOR ROOM 011
505 | KING AVE | 43201-2696 | Active | 35675 | WATTS | 008PCQT | SVB | 0.500 | 87643 | BLDG 7 3RD FLOOR ROOM 010 - HOSE BIBB - HOT WATER
505 | KING AVE | 43201-2696 | Removed | REM36394 | WATTS | 008PCQT | SVB | 0.500 | 87645 | BLDG 7 3RD FLOOR RM 007 WEST WALL
505 | KING AVE | 43201-2696 | Removed | REM35625 | WATTS | 008PCQT | SVB | 0.500 | 87646 | BLDG 7 3RD FLOOR ROOM 007 WEST WALL
505 | KING AVE | 43201-2696 | Active | 35626 | WATTS | 008PCQT | SVB | 0.500 | 87647 | BLDG 7 3RD FLOOR ROOM 006 EAST WALL
505 | KING AVE | 43201-2696 | Active | 35076 | WATTS | 008PCQT | SVB | 0.500 | 87648 | BLDG 7 3RD FLOOR ROOM 006 EAST WALL
505 | KING AVE | 43201-2696 | Active | 35674 | WATTS | 008PCQT | SVB | 0.500 | 87649 | BLDG 7 3RD FLOOR ROOM 004 EAST WALL
505 | KING AVE | 43201-2696 | Active | 34937 | WATTS | 008PCQT | SVB | 0.500 | 87650 | BLDG 7 3RD FLOOR ROOM 004 EAST WALL
505 | KING AVE | 43201-2696 | Active | 34932 | WATTS | 008PCQT | SVB | 0.500 | 87651 | BLDG 7 3RD FLOOR ROOM 018
505 | KING AVE | 43201-2696 | Active | 34929 | WATTS | 008PCQT | SVB | 0.500 | 87652 | BLDG 7 3RD FLOOR ROOM 018
505 | KING AVE | 43201-2696 | Active | 247684 | WATTS | 909 | RP | 6.000 | 87653 | BLDG A BASEMENT ROOM 052
505 | KING AVE | 43201-2696 | Active | 190313 | WATTS | 909 | RP | 4.000 | 87654 | BLDG 20 MECHANIC ROOM NORTH WALL
505 | KING AVE | 43201-2696 | Replaced | REP337346 | WATTS | 909M1QT | RP | 2.000 | 87656 | REPLACED- BLDG 20 MECH ROOM
505 | KING AVE | 43201-2696 | Active | 39362 | WATTS | 919AQT | RP | 0.750 | 87657 | BLDG 20 MECH ROOM
505 | KING AVE | 43201-2696 | Active | 110683 | WATTS | 009QT | RP | 2.000 | 87658 | BLDG 20 MECH ROOM NORTH WALL
505 | KING AVE | 43201-2696 | Removed | 494386REM | WATTS | 909QT | RP | 1.000 | 87659 | BLDG 7G SOUTH NORTH WALL 9' HIGH
505 | KING AVE | 43201-2696 | Active | 145774 | WATTS | 007QT | DC | 0.750 | 87660 | BLDG 20 LEVEL OI COL. 12
505 | KING AVE | 43201-2696 | Active | 190153 | WATTS | 909 | RP | 4.000 | 87661 | BLDG 20 MECH ROOM NORTH WALL
505 | KING AVE | 43201-2696 | Active | 345749 | WATTS | 909M1QT | RP | 1.500 | 87663 | BLDG BASEMENT BOTT B.F.P.
505 | KING AVE | 43201-2696 | Active | 08720 | WATTS | 909 | RP | 3.000 | 87664 | BLDG 20 MECH ROOM
505 | KING AVE | 43201-2696 | Active | 01863 | WATTS | 007QT | DC | 0.750 | 87665 | BLDG 20 GROUND FLOOR WOMENS RESTROOM ABOVE CEILING
505 | KING AVE | 43201-2696 | Active | 08721 | WATTS | 009 | RP | 3.000 | 87666 | BLDG 20 MECH ROOM
505 | KING AVE | 43201-2696 | Removed | 558632REM | WATTS | 909QT | RP | 0.750 | 87667 | REMOVED-BLDG 6 ROOM 6315 WEST WALL
505 | KING AVE | 43201-2696 | Active | 158456 | WATTS | 909 | RP | 3.000 | 90709 | 10-26A
505 | KING AVE | 43201-2696 | Active | 06021 | WATTS | 719QT | DC | 0.750 | 90835 | BLDG 13 1ST FLOOR
505 | KING AVE | 43201-2696 | Removed | REMA0184 | WATTS | 007M2QT | DC | 1.250 | 91560 | REMOVED BLDG 4 1ST FLOOR OUTSIDE RM 4-1-75
505 | KING AVE | 43201-2696 | Active | A06048 | WATTS | 009M2QT | RP | 1.500 | 93025 | BLDG A TUNNEL
505 | KING AVE | 43201-2696 | Active | 67678 | WATTS | 008PCQT | SVB | 0.500 | 98091 | 2ND FLOOR BUILDING 7 - SOUTH
505 | KING AVE | 43201-2696 | Active | 100324 | WATTS | 007M2PCQT | DC | 1.500 | 98092 | 1ST FLOOR BUILDING 7-SOUTH
505 | KING AVE | 43201-2696 | Active | 100328 | WATTS | 007M1QT | DC | 1.500 | 98093 | 1ST FLOOR BUILDING 7-SOUTH
505 | KING AVE | 43201-2696 | Active | 100323 | WATTS | 007M2PCQT | DC | 1.500 | 98094 | 1ST FLOOR BUILDING 7-SOUTH
505 | KING AVE | 43201-2696 | Active | 67675 | WATTS | 008PCQT | SVB | 0.750 | 98095 | 1ST FLOOR BUILDING 7-SOUTH
505 | KING AVE | 43201-2696 | Active | 100322 | WATTS | 007SSQT | DC | 1.500 | 98096 | 1ST FLOOR BUILDING 7-SOUTH
505 | KING AVE | 43201-2696 | Active | 67680 | APOLLO/CONBRACO | SVB | SVB | 0.500 | 98097 | 1ST FLOOR BUILDING 7-SOUTH
505 | KING AVE | 43201-2696 | Active | 67690 | WATTS | 008PCQT | SVB | 0.500 | 98098 | 1ST FLOOR BUILDING 7-SOUTH
505 | KING AVE | 43201-2696 | Active | 61359 | WATTS | 008PCQT | SVB | 0.500 | 98099 | 2ND FLOOR BUILDING 7-SOUTH
505 | KING AVE | 43201-2696 | Active | 432373 | WATTS | 909HWM1QT | RP | 1.250 | 98100 | ROOF TOP PENTHOUSE BUILDING 7-SOUTH
505 | KING AVE | 43201-2696 | Active | 67691 | WATTS | 008PCQT | SVB | 0.500 | 98101 | 2ND FLOOR BUILDING 7-SOUTH
505 | KING AVE | 43201-2696 | Active | 67687 | WATTS | 008PCQT | SVB | 0.500 | 98102 | 2ND FLOOR CHASE BLDG 7-SOUTH
505 | KING AVE | 43201-2696 | Active | 67683 | WATTS | 008PCQT | SVB | 0.500 | 98125 | 1ST FLOOR BUILDING 7-SOUTH
505 | KING AVE | 43201-2696 | Active | 97517 | WATTS | 009M3QT | RP | 0.750 | 98301 | PRIMUS AUTO CLAVE
505 | KING AVE | 43201-2696 | Active | 143049 | WATTS | 009M2PCQT | RP | 1.000 | 98302 | BLDG 11 11-0 S. WALL BEHIND SECURITY
505 | KING AVE | 43201-2696 | Active | 344764 | WATTS | 909HWQT | RP | 0.750 | 98303 | BLDG 9 MECH ROOM
505 | KING AVE | 43201-2696 | Active | 97514 | WATTS | 009M2PCQT | RP | 0.750 | 98304 | BLDG 20 ROOM 20-1-21
505 | KING AVE | 43201-2696 | Active | 192096 | WATTS | 909 | RP | 3.000 | 100557 | UPPER BACKFLOW TUNNEL BUILDING 8
505 | KING AVE | 43201-2696 | Active | 192095 | WATTS | 909 | RP | 3.000 | 100558 | LOWER BACKFLOW TUNNEL UPPER BUILDING 8
505 | KING AVE | 43201-2696 | Active | LF0903 | WATTS | 957 | RP | 3.000 | 100559 | BUILDING 8 WATER SOFTENER ROOM
505 | KING AVE | 43201-2696 | Active | LF0899 | WATTS | 957 | RP | 3.000 | 100567 | BUILDING 8, GROUND FLOOR
505 | KING AVE | 43201-2696 | Active | 74013 | WATTS | 008PCQT | SVB | 0.500 | 100568 | BUILDING 8, GROUND FLOOR FEED ROOM
505 | KING AVE | 43201-2696 | Active | 72926 | WATTS | 009qt | RP | 0.750 | 102250 | BESIDE ICE MACHINE IN KITCHEN
505 | KING AVE | 43201-2696 | Removed | REM08720 | WATTS | 009 | RP | 3.000 | 102394 | MECHANICAL ROOM REMOVED
505 | KING AVE | 43201-2696 | Active | 05380 | WATTS | 919 | RP | 0.500 | 104019 | 7-0-32
505 | KING AVE | 43201-2696 | Duplicate | DUP39362 | WATTS | 009 | RP | 0.750 | 3607800 | MECHANICAL ROOM
505 | KING AVE | 43201-2696 | Active | 25438 | WATTS | 919AQT | RP | 2.000 | 3607887 | BLDG 20 MECH ROOM
505 | KING AVE | 43201-2696 | Removed | 344323REM | WATTS | 909 | RP | 1.000 | 3607894 | UNDER STAIRS
505 | KING AVE | 43201-2696 | Active | 631811 | WATTS | 909QT | RP | 1.000 | 3607897 | #8 1ST FLOOR MECHANICAL ROOM
505 | KING AVE | 43201-2696 | Active | 344319 | WATTS | 909QT | RP | 1.000 | 3607898 | #8 1ST FLOOR MECHANICAL ROOM
505 | KING AVE | 43201-2696 | Removed | REM275171 | WATTS | 009QT | RP | 0.500 | 3607903 | COLD WATER, 7-0-32
505 | KING AVE | 43201-2696 | Active | A53345 | WATTS | 009 | RP | 0.500 | 3609736 | 5-2-33
505 | KING AVE | 43201-2696 | Active | 74561 | WATTS | LF009M3QT | RP | 0.750 | 3610157 | D.I. WATER SKID, BLDG 5 - 2ND FL - WATER RM #2-096
505 | KING AVE | 43201-2696 | Active | 649409 | WATTS | 909 | RP | 0.750 | 3613728 | ROOM 6-1-025
505 | KING AVE | 43201-2696 | Active | 81536 | WATTS | 008PCQT | SVB | 0.500 | 3613863 | Sterilizer Room Building 8, sink
505 | KING AVE | 43201-2696 | Active | 002798 | WATTS | 909QT | RP | 1.000 | 3613864 | Sterilizer Room Building 8, sterilizer
505 | KING AVE | 43201-2696 | Active | PK-0473 | WATTS | 957 | RP | 6.000 | 3614937 | GROUND FLOOR BY MECHANICAL ROOM B-A
505 | KING AVE | 43201-2696 | Active | W416441 | Wilkins | 975xl | RP | 0.250 | 3619937 | BUILDING 9 MACHINE SHOP ON PARTS WASHER
505 | KING AVE | 43201-2696 | Active | 171805 | WATTS | LF009M2QT | RP | 2.000 | 3649581 | BUILDING 7B NORTH - EQUIPMENT AND MAKE UP WATER
505 | KING AVE | 43201-2696 | Due Install |  |  |  | RP | 8.000 | 3654362 | HOT BOX
505 | KING AVE | 43201-2696 | Due Install |  |  |  | RP | 10.000 | 3654363 | HOT BOX
505 | KING AVE | 43201-2696 | Due Install |  |  |  | RP | 8.000 | 3654364 | KING AVE VAULT
505 | KING AVE | 43201-2696 | Due Install |  |  |  | RP | 10.000 | 3654365 | 5TH AVE VAULT
520 | KING AVE | 43201-2632 | Not Required by DOW | 443405 | WATTS | 909M1QT | RP | 1.500 | 99118 | GARAGE
520 | KING AVE | 43201-2632 | Active | 444976 | WATTS | 909M1QT | RP | 1.500 | 99162 | GARAGE
520 | KING AVE | 43201-2632 | Active | 444759 | WATTS | 909M1QT | RP | 1.500 | 100489
780 | KING AVE | 43212-1469 | Due Install | [5 empty] | 3460305
800 | KING AVE | 43212-2644 | Removed | 08122REM | WATTS | 009M2PCQT | RP | 1.500 | 73151 | *REMOVED** *EAST WALL - South End of Bldg. 9
800 | KING AVE | 43212-2644 | Active | 62212 | WATTS | 009QT | RP | 1.500 | 73153 | BASEMENT BOILER ROOM
800 | KING AVE | 43212-2644 | Active | 181308 | WATTS | 909 | RP | 4.000 | 73154 | VALT - SOUTH WALL BASEMENT
800 | KING AVE | 43212-2644 | Active | 274579 | WATTS | 909M1QT | RP | 1.500 | 73156 | TRUCK DOCK WEST--WATER FOR BLDG #9
800 | KING AVE | 43212-2644 | Active | 27772 | WATTS | 009QT | RP | 1.000 | 73157 | FLAT WIRE DEPT
800 | KING AVE | 43212-2644 | Removed | 49465REM | WATTS | 009QT | RP | 1.000 | 73158 | **REMOVED** REAR PLANT #9 NE WALL
800 | KING AVE | 43212-2644 | Removed | 5398REM | WATTS | 009QT | RP | 1.000 | 73159 | NW WALL MIDDLE #9 BUILDING REMOVED
800 | KING AVE | 43212-2644 | Removed | 57308REM | WATTS | 009QT | RP | 1.000 | 73160 | REMOVED-REMOVED-EAST WALL D-7 DEPT
800 | KING AVE | 43212-2644 | Active | 63764 | WATTS | 009QT | RP | 1.500 | 73161 | MICA ROOM - TOWER CTR PLANT
800 | KING AVE | 43212-2644 | Removed | 8120REM | WATTS | 009M2-FP | RP | 1.500 | 73162 | REMOVED** **EAST WALL BLDG #9
800 | KING AVE | 43212-2644 | Removed | 60338REM | WATTS | 009M2PCQT | RP | 1.250 | 89496 | **REMOVED** MIDDLE WEST WALL BUILDING #9
800 | KING AVE | 43212-2644 | Active | 33002 | WATTS | 009M2PCQT | RP | 1.500 | 89497 | BALANCE PIT- PRODUCTION AREA FOR ST
800 | KING AVE | 43212-2644 | Active | 240052 | WATTS | 009M2QT | RP | 2.000 | 89498 | SW WALL FRONT INSP OFFICE
800 | KING AVE | 43212-2644 | Removed | 244672REM | WATTS | 009PCQT | RP | 0.500 | 101985 | REMOVED-SE WALL BUILDING #9
800 | KING AVE | 43212-2644 | Active | 15797 | WATTS | 919 | RP | 1.500 | 3613551 | WELDING AREA
800 | KING AVE | 43212-2644 | Due Install |  |  |  | RP |  | 3628276 | AT WATER METER PIT
800 | KING AVE | 43212-2644 | Due Install |  |  |  | RPDA |  | 3639496 | AT WATER METER PIT
860 | KING AVE | 43212-2652 | Active | 4678706 | WILKINS | 975XL | RP | 0.750 | 3460308 | MTR IN BATHROOM ON WEST WALL
889 | KING AVE | 43212- | Not Required by DOW | CB639276 | WILKINS | 720- A | PVB | 1.000 | 103157 | 883 W KING AVE, RIGHT SIDE OF BUILDING
889 | KING AVE | 43212- | Active | AG3556 | ARI | RP-500 | RP | 1.000 | 3633540 | at the water meter west side of the building
907 | KING AVE | 43212- | Due Install |  |  |  | RP | 0.750 | 3460313
912 | KING AVE | 43212-2647 | Not Required by DOW | 903172 | WILKINS | 720A | PVB | 0.750 | 74564 | LEFT SIDE
912 | KING AVE | 43212-2647 | Active | 4746543 | WILKINS | 975XL2 | RP | 0.750 | 3624687 | BASEMENT NEXT TO WATER METER
920 | KING AVE | 43212-2647 | Active | ABA26520 | WILKINS | 975XL2 | RP | 0.750 | 3460314 | AT WATER METER REAR UNDER STAIRS BY SINK
945 | KING AVE | 43212-2656 | Active | 589442 | WATTS | 909QT | RP | 1.000 | 74739 | NEXT TO WATER METER
960 | KING AVE | 43212-2655 | Active | 34811 | WATTS | 009QT | RP | 1.500 | 74815 | IN MECH ROOM HOT METER CENTER OF WEST WALL
102 | KING AVE | 43212-2609 | Active | 93388 | WATTS | LF919AQT | RP | 0.750 | 3460325 | East wall of parts area
1027 | KING AVE | 43212-2608 | Active | 130073 | WATTS | 909M1QT | RP | 2.000 | 53658 | FRONT CORNER OF MECHANICAL ROOM
1091 | KING AVE | 43212-2204 | Active | 4233722 | WILKINS | 975xl | RP | 0.750 | 53843 | IN THE BOILER ROOM - Kingswood Data Cntr
1091 | KING AVE | 43212-2204 | Active | 67022 | Watts | 919 | RP | 0.750 | 53844 | Outside Pump Room - Kingswood data Cntr
1091 | KING AVE | 43212-2204 | Active | A16823 | WATTS | 009PCQT | RP | 0.750 | 93903 | MECH ROOM 002 - Kingswood Data
1091 | KING AVE | 43212-2204 | Active | ACW4660 | WILKINS | 975 | RP | 2.000 | 3630327
1091 | KING AVE | 43212-2204 | Active | A28622 | AMES | DERINGER | DCDA | 4.000 | 3630328 | SW WAREHOUSE
1091 | KING AVE | 43212-2204 | LPS - Active |  |  |  | LPC |  | 3632567 | DOMESTIC PUMP - BSMNT BOILER ROOM
1100 | KING AVE | 43212-2203 | Active | 3176635 | WILKINS | 975XL | RP | 0.750 | 53868 | BOILER ROOM ABOVE BOILER
1250 | KING AVE | 43212-2209 | Active | B178529 | WILKINS | 375XL | RP | 0.750 | 3460361
1293 | KING AVE | 43212- | Active | 83204 | WATTS | 919-QT | RP | 0.750 | 3460363 | AT WATERMETER
1335 | KING AVE | 43212-2220 | Active | ALA50562 | WILKINS | 975XL | RP | 0.750 | 3460371
1361 | KING AVE | 43212-2220 | Not Required by DOW |  |  |  | RP |  | 3460375
1375 | KING AVE | 43212-2220 | Active | T390827 | WILKINS | 720A | PVB | 0.750 | 103153 | RIGHT OF BUILDING
1378 | KING AVE | 43216 | Active | QF-0998 | WATTS | 957 | RP | 3.000 | 3618256 | MECHANICAL ROOM
1378 | KING AVE | 43216 | Active | N48906 | WILKINS | 350DA | DCDA | 3.000 | 3618288 | MECHANICAL ROOM
1378 | KING AVE | 43216 | Active | 4170076 | WILKINS | 950XLD | DC | 0.750 | 3618289 | MECHANICAL ROOM
1429 | KING AVE | 43212-2197 | Active | AMA09795 | WILKINS | 975XL3 | RP | 1.500 | 3460387 | AT WATER MTER IN BSMNT
1429 | KING AVE | 43212-2197 | Not Required by DOW | 95980 | WATTS | LF009QT | RP | 0.500 | 3635320 | AT BOILER IN BASEMENT
1440 | KING AVE | 43212-2107 | Not Required by DOW | C217844 | WILKINS | 720A | PVB | 0.750 | 96248 | FRONT OF BLDG
1440 | KING AVE | 43212-2107 | Active | 4821565 | WILKINS | 975XL2 | RP | 0.750 | 3635741 | BACK HWT/MOP SINK ROOM
1565 | KING AVE | 43212-2125 | Active | ABC4230 | WILKINS | 975XL | RP | 0.750 | 3460409 | IN UTILITY ROOM
1577 | KING AVE | 43212-2060 | Active | 4468334 | WILKINS | 975XL2 | RP | 1.000 | 55446 | AT WATER METER AT BACK DOOR
1580 | KING AVE | 43212-2058 | Active | 76639 | WATTS | LF919QT | RP | 0.750 | 3460410 | FRONT BSMNT CLOSET AT BOTTM OF STEPS AT WATER METER
245 | KING AVE APT A | 43201-2775 | In Review |  |  |  | RP | 1.500 | 3460249
746 | KING GEORGE DR | 43054-9605 | Active | 790045 | WATTS | 800QT | PVB | 1.000 | 72031 | FRONT OF HOUSE
7474 | KING GEORGE DR | 43054-9605 | Active | H245171 | FEBCO | 765 | PVB | 0.750 | 72061 | REAR OF HOUSE
7482 | KING GEORGE DR | 43054-9605 | Active | H817396 | FEBCO | 765 | PVB | 1.000 | 100436 | ON LEFT SIDE OF HOUSE TOWARDS FRONT
7487 | KING GEORGE DR | 43054-9610 | Active | CB179914 | WATTS | 800M4QT | PVB | 1.000 | 72087 | N/W CORNER
7492 | KING GEORGE DR | 43054-9605 | Replaced | REPT024269 | WILKINS | 720A | PVB | 1.000 | 100370 | REPLACED- RIGHT SIDE
7492 | KING GEORGE DR | 43054-9605 | Active | 021137 | WATTS | 800 | PVB | 1.000 | 3611844 | RIGHT SIDE
7502 | KING GEORGE DR | 43054-9606 | Active | F031674 | WILKINS | 720A | PVB | 0.750 | 93010 | RIGHT SIDE OF HOUSE
7505 | KING GEORGE DR | 43054-9610 | Active | H173997 | FEBCO | 765 | PVB | 0.750 | 99979 | WEST SIDE OF HOME
7510 | KING GEORGE DR | 43054-9606 | Removed | G046875REM | WILKINS | 720A | PVB | 0.750 | 91202 | RIGHT SDIE OF HOUSE
7518 | KING GEORGE DR | 43054-9606 | Active | DF0821 | FEBCO | 765 | PVB | 1.000 | 72160 | LEFT SIDE OF HOUSE
7533 | KING GEORGE DR | 43054-9609 | Active | H148163 | FEBCO | 765 | PVB | 0.750 | 72190 | RIGHT SIDE
7534 | KING GEORGE DR | 43054-9606 | Active | FK5055 | FEBCO | 765 | PVB | 1.000 | 72192 | NORTH SIDE (SERIAL #FK5055)
7551 | KING GEORGE DR | 43054-9609 | Active | T363431 | WILKINS | 720A | PVB | 0.750 | 72228 | LEFT SIDE
7567 | KING GEORGE DR | 43054-9609 | Active | CB120381 | WILKINS | 720 | PVB | 0.750 | 3460469 | FRONT RIGHT BY DRIVEWAY
7575 | KING GEORGE DR | 43054-9609 | Active | EAF4658 | WILKINS | 720A | PVB | 0.750 | 72269 | OUTSIDE-FRONT AREA OF HOUSE
7583 | KING GEORGE DR | 43054-9609 | Active | G006182 | WILKINS | 720A | PVB | 0.750 | 72275 | NE SIDE OF RESIDENT
7595 | KING GEORGE DR | 43054-9609 | Active | 209071 | WILKINS | 720A | PVB | 0.750 | 72289 | FRONT OF HOUSE
7600 | KING GEORGE DR | 43054-9607 | Active | CB993292 | WILKINS | 720 | PVB | 0.750 | 3460470 | RIGHT SIDE OF HOUSE
3044 | KINGS REALM AV | 43232-5498 | Active | 347949 | WATTS | 800M4FR | PVB | 0.750 | 93676 | LEFT SIDE OF HOUSE
7163 | KINGSCOTE CT | 43017-2176 | Active | T339475 | WILKINS | 720A | PVB | 1.000 | 71524 | LEFT SIDE OF HOUSE
7170 | KINGSCOTE CT | 43017-2176 | Active | G045218 | WILKINS | 720A | PVB | 0.750 | 88269 | Left side of house
7180 | KINGSCOTE CT | 43017-2176 | Active | T070706 | WILKINS | 720A | PVB | 0.750 | 71553 | LEFT SIDE
7183 | KINGSCOTE CT | 43017-2176 | Active | BM5635 | FEBCO | 765 | PVB | 0.750 | 71559 | RIGHT SIDE OUTSIDE
3061 | KINGSDALE CTR | 43221-2009 | Active | 423849 | WATTS | LF009M3QT | RP | 0.750 | 3657102 | ACCROSS STREET FROM 3120 NORTHWEST BLVD
1101 | KINGSDALE TER | 43220-4946 | Active | F087577 | WILKINS | 720A | PVB | 1.000 | 53887 | UNDER 2ND WINDOW RIGHT OF FRONT DOOR
1129 | KINGSDALE TER | 43220-4946 | Active | CB636549 | WILKINS | 720A | PVB | 0.750 | 3460644 | RIGHT REAR
1130 | KINGSDALE TER | 43220-4947 | Active | HG59344 | FEBCO | 765 | PVB | 0.750 | 54018 | FRONT OF HOUSE
1190 | KINGSDALE TER | 43220-4959 | Active | T339387 | WILKINS | 720A | PVB | 0.750 | 54210 | OUTSIDE Front of House
1352 | KINGSGATE RD | 43221-1503 | Active | 28813 | FEBCO | 765 | PVB | 1.000 | 54783 | BACK SIDE OF HOUSE
1362 | KINGSGATE RD | 43221-1503 | Active | CR1362 | FEBCO | 765 | PVB | 1.000 | 3460706 | BACK OF HOUSE BEHIND BUSHES BELOW THE ELECTRIC METER
4851 | KINGSHILL DR | 43229-6237 | Active | 3176625 | WILKINS | 975 | RP | 0.750 | 100437 | 3RD FL BOILER ROOM
4851 | KINGSHILL DR | 43229-6237 | Due Install |  |  |  | RP | 1.500 | 3633101 | MECH/METER ROOM AT WATER METER
4857 | KINGSHILL DR | 43229-6238 | Active | 3561356 | WILKINS | 975XL | RP | 0.750 | 100438 | 3rd floor boiler room
4857 | KINGSHILL DR | 43229-6238 | Due Install |  |  |  | RP | 1.500 | 3633102 | MECH/METER ROOM AT WATER METER
4863 | KINGSHILL DR | 43229-6239 | Active | 2943995 | WILKINS | 975 | RP | 0.750 | 100439 | 3RD FL BOILER RM - 4865 KINGSHILL DR
4863 | KINGSHILL DR | 43229-6239 | Due Install |  |  |  | RP | 1.500 | 3633103
4869 | KINGSHILL DR | 43229-6240 | Active | 3176638 | WILKINS | 975 | RP | 0.750 | 100441 | 3RD FL BOILER RM - 4881 KINGSHILL DR
4869 | KINGSHILL DR | 43229-6240 | Due Install |  |  |  | RP | 1.500 | 3633105 | MECH/METER ROOM AT WATER METER
4875 | KINGSHILL DR | 43229-6241 | Active | 4321248 | WILKINS | 975xl2 | RP | 0.750 | 100440 | 3RD FL BOILER RM - 4881 KINGSHILL DR
4875 | KINGSHILL DR | 43229-6241 | Due Install |  |  |  | RP | 1.500 | 3633106 | MECH/METER ROOM AT WATER METER
4881 | KINGSHILL DR | 43229-6203 | Removed | 2862160REM | WILKINS | 975 | RP | 0.750 | 100442 | pool room REMOVED
4881 | KINGSHILL DR | 43229-6203 | Active | 24231 | WATTS | 919QT | RP | 1.500 | 100443 | POOL EQUIPMENT ROOM
4881 | KINGSHILL DR | 43229-6203 | Due Install |  |  |  | RP | 1.000 | 3633133 | AT WATER METER IN/UNDER S STAIRWELL OF 4851 BLDG
4881 | KINGSHILL DR | 43229-6203 | Due Install |  |  |  | RP |  | 3636616 | UNDER STAIRWELL OF EAST DOOR
4889 | KINGSHILL DR | 43229-6242 | Removed | W580712REM | WILKINS | 720A | PVB | 2.000 | 98474 | FRONT LEFT OF FRONT DOOR
4889 | KINGSHILL DR | 43229-6242 | Active | 3568349 | WILKINS | 975XL | RP | 0.750 | 100176 | 4881 KINGSHILL DR - 3RD FLOOR BOILER ROOM
4889 | KINGSHILL DR | 43229-6242 | Due Install |  |  |  | RP | 2.000 | 3633107 | MECH/METER ROOM AT WATER METER
4481 | KINGSLAND AVE | 43232-4311 | Active | A04647 | WATTS | 009M3QT | RP | 0.750 | 94409 | AT WATER METER
5151 | KINGSLEY PARK DR | 43110 | Active | YI-2704 | AMES | COLT 400 | RP | 4.000 | 3658327
5151 | KINGSLEY PARK DR | 43110 | Active | YG-1329 | AMES | 300 -GV | DCDA | 8.000 | 3658328
5151 | KINGSLEY PARK DR | 43110 | Active | 78386 | AMES | 2000BM3 | DC | 0.750 | 3658329
3106 | KINGSMEAD TRCE UNIT IRRIG | 43017-2217 | Active | 32660 | WATTS | 800QT | PVB | 1.000 | 59982 | EAST SIDE OF HOUSE
3144 | KINGSMEAD TRCE UNIT IRRIG | 43017- | Active | 131165 | FEBCO | 825YA | RP | 1.000 | 60049 | IN BUSH IN FRT YARD OF 3146 KNGSMEAD-AT METER BOX 4' N OF SIDWLK
3172 | KINGSMEAD TRCE UNIT IRRIG | 43017 | Active | 1784 | WILKINS | 975 | RP | 1.000 | 60149 | AT WATER METER PIT
6513 | KINGSMILL CT | 43229 | Active | 3971789 | WILKINS | 975XL | RP | 1.500 | 3607413
6555 | KINGSMILL CT | 43229- | Active | 4775062 | WILKINS | 975XL | RP | 1.500 | 3460902 | IN METER/PHONE ROOM. NORTH END OF BUILDING
965 | KINGSMILL PKWY | 43229-1129 | Active | T191673 | WILKINS | 720 | PVB | 0.750 | 3460906 | INSIDE FRONT OF BUILDING NEXT TO METER
965 | KINGSMILL PKWY | 43229-1129 | Active | ALA23443 | WILKINS | 975XL3 | RP | 1.000 | 3658788 | RO PROCESSING PIPING IN WAREHOUSE AREA CLOSET
990 | KINGSMILL PKWY | 43229-1175 | Due Install |  |  |  | RP | 1.500 | 3460907
100 | KINGSMILL PKWY | 43229-1129 | Active | 15921 | WATTS | 909QT | RP | 0.750 | 94463 | EQUIP ROOM
1001 | KINGSMILL PKWY | 43229-1129 | Active | 01709 | WATTS | 800M4FR | PVB | 1.000 | 100146 | SW COVE BY GENERATOR BACK OF BUILDING
1001 | KINGSMILL PKWY | 43229-1129 | Due Install |  |  |  | RP | 1.000 | 3640953 | METER PIT IS OFF CRUPPER S/SIDE OF PROPERTY
1080 | KINGSMILL PKWY | 43229-1100 | Removed | C01322REM | DERINGER | 30 | DC | 3.000 | 3460911 | MAIN ELECTRIC ROOM
1080 | KINGSMILL PKWY | 43229-1100 | Active | TG-3632 | AMES | COLT 400 | RP | 3.000 | 3638459 | BASEMENT SPRINKLER ROOM
1080 | KINGSMILL PKWY | 43229-1100 | Removed | OK-0106 | WATTS | 757ADCDAGV | DCDA | 3.000 | 3654329 | BASEMENT
29 | KINGSTON AVE | 43207-2437 | Active | B203789 | WILKINS | 375 | RP | 0.750 | 3460969 | AT METER W WALL BY OFFICE
50 | KINGSTON AVE | 43207-2436 | Active | ACJ8765 | WILKINS | 975XL2 | RP | 1.50 | 65578 | S CENTER OF BUILDING IN MECHANICAL ROOM
50 | KINGSTON AVE | 43207-2436 | Not Required by DOW | 136046 | WILKINS | 975 | RP | 0.750 | 65579 | BACK GARAGE NW CORNER OF BLDG (PARTS WASHER)
50 | KINGSTON AVE | 43207-2436 | Not Required by DOW | W167008 | WILKINS | 975XL | RP | 1.250 | 65581 | DYNOMETER ROOM
50 | KINGSTON AVE | 43207-2436 | Removed | REM3809119 | WILKINS | 975XL | RP | 0.750 | 89135 | OUT BUILDING, IN BACK OF PROPERTY REMOVED
27 | KINGSTON AVE | 43123-3386 | Active | 258551 | WILKINS | 975 | RP | 1.000 | 59127 | SW CORNER OF OLD BUILDING NEXT TO WATER METER
2975 | KINGSTON AVE | 43123-3304 | Active | 1289700 | WILKINS | 975XLBMS | RP | 1.500 | 59632 | FRONT OFFICE MECH CLOSET
2975 | KINGSTON AVE | 43123-3304 | Not Required by DOW | 1572052 | WILKINS | 975 | RP | 0.750 | 103258 | MECHANICAL ROOM
3055 | KINGSTON AVE | 43123-3304 | Removed | 58657REM | WILKINS | 975 | RP | 1.000 | 59885 | REMOVED-REAR OF HEATING BOILER -BOILER RM
3055 | KINGSTON AVE | 43123-3304 | Active | 15110713 | WATTS | 774DCDA | DCDA | 8.000 | 3613501 | METER VAULT
3055 | KINGSTON AVE | 43123-3304 | Active | 20864 | WATTS | 007M2QT | DC | 0.750 | 3613502 | METER VAULT
3055 | KINGSTON AVE | 43123-3304 | Active | 31933 | WILKINS | 375A | RP | 3.000 | 3613503 | BOILER ROOM
3055 | KINGSTON AVE | 43123-3304 | Not Required by DOW | 11176 | WATTS | 919QT | RP | 1.250 | 3613504 | AT BOILER IN BOILER ROOM
3055 | KINGSTON AVE | 43123-3304 | Not Required by DOW | 12137 | WATTS | LF800M4QT | PVB | 0.500 | 3613505 | KITCHEN
3226 | KINGSTON AVE | 43123-3226 | Due Install |  |  |  | RP | 1.500 | 3461055 | BASEMENT AT METER
3226 | KINGSTON AVE | 43123-3226 | Active | 300820 | WATTS | LF009M3 | RP | 0.750 | 3648776 | BASEMENT
4633 | KINGSTON CT | 43220-2830 | Active | H129731 | FEBCO | 765 | PVB | 0.750 | 64638 | OUTSIDE FRONT OF HOUSE
4650 | KINGSTON CT | 43220-2830 | Active | G208716 | WILKINS | 720A | PVB | 0.750 | 92294 | BACK AT DECK
3154 | KINGSTREE CT | 43017-2201 | Active | 7197 | FEBCO | 765 | PVB | 1.000 | 60071 | LEFT SIDE OF BUILDING
3170 | KINGSTREE CT | 43017-2228 | Active | 7371 | FEBCO | 765 | PVB | 1.000 | 60148 | REAR OF BUILDING
3134 | KINGSTREE CT UNIT FB | 43017-2227 | Active | 2944188 | WILKINS | 975XLBMS | RP | 1.000 | 60028 | IN FRONT YARD AT WATER METER PIT AT 3148 KINGSTREE CT
5734 | KINGSTREE DR UNIT FB | 43017-2224 | Active | 23505 | FEBCO | 825Y | RP | 1.000 | 67751 | FRONT OF BUILDING
5749 | KINGSTREE DR UNIT IRRIG | 43017-2226 | Active | 55188 | FEBCO | 765 | PVB | 1.000 | 67799 | LEFT SIDE OF BUILDING
5710 | KINGSTREE DR UNIT IRRSY | 43017-2210 | Replaced | REP18751 | WILKINS | 975 | RP | 0.750 | 67707 | REPLACED- RIGHT SIDE OF HOUSE
5710 | KINGSTREE DR UNIT IRRSY | 43017-2210 | Active | 3690303 | WILKINS | 975 | RP | 0.750 | 3608220 | RIGHT SIDE OF HOUSE
1401 | KINNARDS PL | 43235-5131 | Active | T376090 | WILKINS | 720A | PVB | 0.750 | 91497 | LEFT FRONT
1409 | KINNARDS PL | 43235-5131 | Active | 335470 | WILKINS | 720A | PVB | 0.750 | 54936 | LEFT FRONT
1416 | KINNARDS PL | 43235-5131 | Replaced | REPT146533 | WILKINS | 720A | PVB | 1.000 | 54973 | REPLACED- RIGHT SIDE FRONT
1416 | KINNARDS PL | 43235-5131 | Active | T146533 | WILKINS | 720A | PVB | 0.750 | 3609739 | RIGHT FRONT
1430 | KINNARDS PL | 43235-5131 | Active | CB001285 | WILKINS | 720A | PVB | 0.750 | 102581 | LEFT SIDE
1431 | KINNARDS PL | 43235-5131 | Active | CB016149 | WILKINS | 765 | PVB | 0.750 | 91498 | LEFT SIDE
1445 | KINNARDS PL | 43235-5131 | Active | CC5680 | FEBCO | 765 | PVB | 0.750 | 93677 | LEFT FRONT
760 | KINNEAR RD | 43212-1440 | Not Required by DOW | 002704 | WATTS | 800QT | PVB | 1.500 | 72302 | MECHANICAL ROOM ABOVE WATER METER
760 | KINNEAR RD | 43212-1440 | Active | ACN1914 | WILKINS | 975XL2 | RP | 1.500 | 3632769
760 | KINNEAR RD | 43212-1440 | Active | 11041170223 | AMES | 3000 | DCDA | 6.000 | 3632770
760 | KINNEAR RD | 43212-1440 | Active | 33101 | WATTS | 007M1QT | DC | 0.750 | 3656306
770 | KINNEAR RD | 43212-1472 | Not Required by DOW | 67321 | WATTS | 009QT | RP | 1.500 | 72558 | 1ST FL MECH ROOM CENTER OF BLDG BY METER, POSSIBLY REPLACED??
770 | KINNEAR RD | 43212-1472 | Not Required by DOW | 87719 | WILKINS | 720A | PVB | 1.000 | 72559 | FRONT OF BUILDING ENTRANCE, REPLACED??
770 | KINNEAR RD | 43212-1472 | Not Required by DOW | 4238806 | WILKINS | 975XL2 | RP | 0.750 | 3616867 | 1ST FL ELECTRICAL RM 147, VALVED OFF - CAPPED OFF??
770 | KINNEAR RD | 43212-1472 | Active | 4184834 | WILKINS | 975XL2 | RP | 2.000 | 3616868 | MECH/FURN ROOM AT WATER METER. ROOM #110 ELECTRIC/HWT ROOM
770 | KINNEAR RD | 43212-1472 | Not Required by DOW | 4205494 | WILKINS | 975XL2 | RP | 1.500 | 3616869 | MECHANICAL ROOM #110
807 | KINNEAR RD | 43212 | Active | 171744 | WATTS | 009 | RP | 3.000 | 73275 | MECH ROOM AT WATER METER
807 | KINNEAR RD | 43212 | Not Required by DOW | 87538 | WATTS | LF919QT | RP | 0.750 | 89419 | MECH ROOM BACK WALL
815 | KINNEAR RD | 43212 | Active | H017632 | FEBCO | 805YB | DC | 0.750 | 102150 | Rear room of rental office
815 | KINNEAR RD | 43212 | Active | N111221146 | FEBCO | 860 | RP | 4.000 | 102151 | Rear room of rental office
815 | KINNEAR RD | 43212 | Active | N1201260715 | FEBCO | 856 | DCDA | 8.000 | 102152 | Rear room of rental office
815 | KINNEAR RD | 43212 | Not Required by DOW | 39767 | WATTS | 919QT | RP | 1.000 | 103200 | Pool Pump Room - 1720 Clubhouse
815 | KINNEAR RD | 43212 | Not Required by DOW | 3685801 | WILKINS | 975XL | RP | 2.000 | 3610091 | SPRINKLER, BUILDING 12
815 | KINNEAR RD | 43212 | Not Required by DOW | 4052448 | WILKINS | 975XL2 | RP | 2.000 | 3610092 | SPRINKLER, BUILDING 6
815 | KINNEAR RD | 43212 | Not Required by DOW | 3668344 | WILKINS | 975XL | RP | 2.000 | 3610093 | SPRINKLER, BUILDING 7
850 | KINNEAR RD | 43212- | Active | 17804 | WATTS | 919QT | RP | 1.500 | 73978 | AT WATER METER IN BLDG 840 REAR BLDG
850 | KINNEAR RD | 43212- | Due Install |  |  |  | RP |  | 3655224 | METER IS LOCATED IN SMALL VAULT S/W CORNER OF PROPERTY UNDER WOOD LID GREEN
850 | KINNEAR RD | 43212- | Due Install |  |  |  | DCDA | 6.000 | 3656166
860 | KINNEAR RD | 43212-1442 | Active | 268502 | WATTS | LF009M2QT | RP | 2.000 | 3461205 | IN HOT BOX BETWEEN 870 &858 KINNEAR RD
930 | KINNEAR RD | 43212-1443 | Not Required by DOW | 441018 | WATTS | 909QT | RP | 0.750 | 96199
930 | KINNEAR RD | 43212-1443 | Not Required by DOW | 418825 | WATTS | 909 | RP | 0.750 | 3604324 | ROOM 180M
930 | KINNEAR RD | 43212-1443 | Not Required by DOW | 18679 | WATTS | 007M2PCQT | DC | 1.500 | 3613117 | 182M MECHANICAL ROOM
930 | KINNEAR RD | 43212-1443 | Active | 21219 | WATTS | 919QT | RP | 1.500 | 3621181 | IN ROOM 194 A
100 | KINNEAR RD | 43212-1150 | Active | 60953 | WATTS | 919 | RP | 0.750 | 3461217
1003 | KINNEAR RD | 43212-1150 | LPS - Active |  |  |  | LPC |  | 3636625
1026 | KINNEAR RD | 43212- | Removed | 140167REM | WATTS | 909 | RP | 3.000 | 53655 | MECHANICAL ROOM 205 M --1929 Kenny RD
1026 | KINNEAR RD | 43212- | Not Required by DOW | QQ532 | APOLLO/CONBRACO | 40205A2 | RP | 1.000 | 53656
1026 | KINNEAR RD | 43212- | Active | XE-0747 | AMES | COLT 300AGV | DCDA | 6.000 | 3641326 | IN PIT SOUTH OF BLDG
1026 | KINNEAR RD | 43212- | Active | 015183 | WATTS | 909 | RP | 3.000 | 3653854 | MECH ROOM
1026 | KINNEAR RD | 43212- | Not Required by DOW | 278573 | WATTS | 009M2QT | RP | 1.000 | 3653855 | MECH ROOM
1026 | KINNEAR RD | 43212- | Active | 73159 | AMES | 2000BM3 | DC | 0.750 | 3657070 | IN PIT SOUTH OF BLDG
1066 | KINNEAR RD | 43212-1151 | NULL | [5 empty] | 3461219
1100 | KINNEAR RD | 43212-1183 | Active | VU158 | APOLLO/CONBRACO | 40208T2 | RP | 2.000 | 53869 | REAR - NE CORNER ABOVE MAINT. STORAGE ROOM
1100 | KINNEAR RD | 43212-1183 | Removed | 534136REM | WILKINS | 950 | DC | 2.000 | 53870 | REMOVED-LIMITED AREA SPRINKLERS--BASEMENT
1100 | KINNEAR RD | 43212-1183 | Removed | 587327REM | WILKINS | 975 | RP | 2.000 | 53871 | REMOVED-BASEMENT AREA NE SIDE OF BLDG
1100 | KINNEAR RD | 43212-1183 | Active | PG-0270 | WATTS | 957 | RP | 3.000 | 3611956 | WATER METER ROOM
1125 | KINNEAR RD | 43212-1153 | Removed | 67228REM | WATTS | 909QT | RP | 0.750 | 54009 | REMOVED - Building razed. MECH ROOM B BUILDING 23 FEET OFF FLOOR
1165 | KINNEAR RD | 43212-1153 | Active | 171099 | AMES | 3000SS | DCDA | 6.000 | 99102 | MECHANIC ROOM NORTHWEST
1165 | KINNEAR RD | 43212-1153 | Active | 15884 | WATTS | 007M1PCQT | DC | 0.750 | 99103 | MECHANIC ROOM NORTHWEST
1165 | KINNEAR RD | 43212-1153 | Active | 444248 | WATTS | 909HWM1QT | RP | 1.500 | 99260 | ROOM 102A FIRE PROTECTION ROOM
1170 | KINNEAR RD | 43212- | Active | 326467 | WATTS | 709QT-FDA | DC | 8.000 | 95611 | MECH ROOM
1170 | KINNEAR RD | 43212- | Active | 238521 | CONBRACO | 40208A2U | RP | 2.000 | 103323 | 1150 KINNEAR RD, RIGHT OFF OF KINNEAR AT SW CORNER OF BLDG, OUTSIDE
1170 | KINNEAR RD | 43212- | Due Install |  |  |  | RP | 4.000 | 3651194 | 1150 KINNEAR RD, RIGHT OFF OF KINNEAR AT SW CORNER OF BLDG, OUTSIDE
1170 | KINNEAR RD | 43212- | Due Install |  |  |  | DCDA | 8.000 | 3651195 | 1150 KINNEAR RD, RIGHT OFF OF KINNEAR AT SW CORNER OF BLDG, OUTSIDE
1170 | KINNEAR RD | 43212- | LPS - Due Install | [5 empty] | 3651196 | 1150 KINNEAR RD, RIGHT OFF OF KINNEAR AT SW CORNER OF BLDG, OUTSIDE
1200 | KINNEAR RD | 43212-1154 | Active | ACF8829 | WILKINS | 975XL2 | RP | 2.000 | 3461221 | IN METER ROOM OFF OF BREAK ROOM
1200 | KINNEAR RD | 43212-1154 | Active | XA-1273 | AMES | COLT 300GV | DCDA | 8.000 | 3650298 | LEFT OF DOCK DOORS
1200 | KINNEAR RD | 43212-1154 | Active | 71154 | AMES | 2000BM3 | DC | 0.750 | 3654294 | LEFT OF DOCK DOORS
1212 | KINNEAR RD | 43212-1154 | Active | 1727400713 | AMES | 2000SS | DC | 3.000 | 103964 | SW CORNER OF BASEMENT AT METER
1212 | KINNEAR RD | 43212-1154 | Active | 000309 | WATTS | 909 | RP | 3.000 | 104015 | SW CORNER OF BASEMENT
1224 | KINNEAR RD | 43212-1154 | Not Required by DOW | QQ506 | APOLLO/CONBRACO | 40205A2 | RP | 1.000 | 54361 | BOILER ROOM
1224 | KINNEAR RD | 43212-1154 | Not Required by DOW | QQ583 | APOLLO/CONBRACO | 40205A2 | RP | 1.000 | 54362 | ELECTRICAL ROOM OUTSIDE DOOR
1224 | KINNEAR RD | 43212-1154 | Active | 105244 | WATTS | LF009M2QT | RP | 1.500 | 3651583 | ELECTRICAL ROOM OUTSIDE DOOR
1250 | KINNEAR RD | 43212-1154 | Active | 229158 | WATTS | 909 | RP | 0.750 | 101909 | BOILER ROOM (MEETING HALL)
1250 | KINNEAR RD | 43212-1154 | Due Install |  |  |  | RP | 0.750 | 3641329 | BASEMENT
1275 | KINNEAR RD | 43212-1180 | Not Required by DOW | 3623637 | WILKINS | 975 | RP | 0.750 | 54498 | NORTHWEST CORNER
1275 | KINNEAR RD | 43212-1180 | Not Required by DOW | 498648 | WATTS | 909QT | RP | 0.750 | 54499 | BOILER ROOM
1275 | KINNEAR RD | 43212-1180 | Not Required by DOW | W282893 | WILKINS | 975XLBMS | RP | 2.000 | 96744 | R-O WATER
1275 | KINNEAR RD | 43212-1180 | Active | 00957 | AMES | 4000B | RP | 1.500 | 97234 | 1305 KINNEAR, LOADING DOCK
1275 | KINNEAR RD | 43212-1180 | Active | 61697 | AMES | 2000B | DC | 0.750 | 98437 | 1305 KINNEAR RD, HOT BOX ALONG KINNEAR RD
1275 | KINNEAR RD | 43212-1180 | Active | 168026 | AMES | 3000SS | DCDA | 8.000 | 98438 | 1305 KINNEAR RD, HOT BOX ALONG KINNEAR RD
1275 | KINNEAR RD | 43212-1180 | Not Required by DOW | 3366183 | WILKINS | 975 | RP | 1.000 | 99892 | 1305 KINNEAR RD, FIRE RISER ROOM
1275 | KINNEAR RD | 43212-1180 | Not Required by DOW | 15663 | WATTS | 919QT | RP | 1.500 | 102372 | WEST SIDE MECHANIC ROOM
1275 | KINNEAR RD | 43212-1180 | Removed | 15883REM | WATTS | 919AQT | RP | 1.500 | 102373 | REMOVED-EAST SIDE MECHANIC ROOM
1275 | KINNEAR RD | 43212-1180 | Not Required by DOW | 42904 | WATTS | 919AQT | RP | 0.750 | 103340 | 1305 KINNEAR RD, MECHANICAL ROOM CEILING
1275 | KINNEAR RD | 43212-1180 | Not Required by DOW | 38213 | WATTS | 919AQT | RP | 1.000 | 103341 | 1305 KINNEAR, LAB JANITORS CLOSET ABOVE CEILING
1275 | KINNEAR RD | 43212-1180 | Active | KH2133 | WATTS | 957 | RP | 6.000 | 103621 | 1255 KINNEAR RD, HOT BOX ABOVE METER PIT
1275 | KINNEAR RD | 43212-1180 | LPS - Active |  |  |  | LPC |  | 3639071 | DOMESTIC PUMP -
1275 | KINNEAR RD | 43212-1180 | Not Required by DOW | 4696355 | WILKINS | 975XL2 | RP | 2.000 | 3641459 | WAREHOUSE INTERIOR WALL - 1255 KINNEAR
1330 | KINNEAR RD | 43212 | Active | 15560 | WATTS | 007M1PCQT | DC | 0.750 | 100588 | FIRST FLOOR METER ROOM
1330 | KINNEAR RD | 43212 | Active | 14474 | WATTS | 919QT | RP | 2.000 | 100589 | 1320 KINNEAR RD, FIRST FLOOR METER ROOM
1330 | KINNEAR RD | 43212 | Active | 1698201109 | AMES | 3000CIV | DCDA | 6.000 | 100590 | FIRST FLOOR METER ROOM
1381 | KINNEAR RD | 43212 | Active | 101111543 | FEBCO | 856 | DCDA | 8.000 | 54850 | SPRINKLER CONTROL ROOM
1381 | KINNEAR RD | 43212 | Not Required by DOW | 125125 | WATTS | 009QT | RP | 1.000 | 54851 | 3RD FL. E. END OF BLDG
1381 | KINNEAR RD | 43212 | Active | 13097 | WATTS | 009 | RP | 3.000 | 54852 | WEST END @ METER ROOM
1381 | KINNEAR RD | 43212 | Active | 015011 | FEBCO | 805 | DC | 0.750 | 54853 | NW WTR MTR RM
1381 | KINNEAR RD | 43212 | Not Required by DOW | 365848 | WATTS | 909M1QT | RP | 1.250 | 54854 | METER ROOM
1381 | KINNEAR RD | 43212 | Not Required by DOW | 368376 | WATTS | 909M1QT | RP | 2.000 | 88442 | MECH RM # 114
1381 | KINNEAR RD | 43212 | Not Required by DOW | W339439 | wilkins | 975 | RP | 2.000 | 88443 | MECH RM #114
1381 | KINNEAR RD | 43212 | Removed | 366344REM | WATTS | 909M1QT | RP | 2.000 | 88444 | REMOVED-MECH RM # 114
1381 | KINNEAR RD | 43212 | Not Required by DOW | 36876 | WATTS | 909M1QT | RP | 2.000 | 3607462 | MECH RM # 114
1381 | KINNEAR RD | 43212 | LPS - Active |  |  |  | LST |  | 3632700 | fFIRE PUMP - 2ND FLOOR
5520 | KINVARRA CT | 43016-6027 | Active | EAG2973 | WILKINS | 720A | PVB | 0.750 | 67160 | RIGHT FRONT
5521 | KINVARRA CT | 43016-6027 | Active | 158860 | FEBCO | 765 | PVB | 1.000 | 67162 | OUTSIDE
5545 | KINVARRA CT | 43016-6027 | Active | 954989 | WILKINS | 720A | PVB | 1.000 | 93678 | RIGHT SIDE
5553 | KINVARRA CT | 43016-6027 | Active | 874857 | WILKINS | 720A | PVB | 0.750 | 67250 | RIGHT SIDE
5560 | KINVARRA CT | 43016-6027 | Active | CB288615 | WILKINS | 720A | PVB | 0.750 | 3592724 | RIGHT SIDE OF HOUSE
5502 | KINVARRA LN | 43016-6030 | Active | 672938 | WILKINS | 720A | PVB | 0.750 | 67119 | BACK OF HOUSE
5559 | KINVARRA LN | 43016-6029 | Active | F137564 | WILKINS | 720A | PVB | 0.750 | 67300 | LEFT FRONT
5567 | KINVARRA LN | 43016-6029 | Active | T178618 | WILKINS | 720A | PVB | 0.750 | 67311 | RIGHT FRONT
5575 | KINVARRA LN | 43016-6029 | Active | CB000398 | WILKINS | 720A | PVB | 0.750 | 102653 | RIGHT SIDE
5582 | KINVARRA LN | 43016-6031 | Active | F044985 | WILKINS | 720A | PVB | 0.750 | 97414 | LEFT SIDE
5583 | KINVARRA LN | 43016-6029 | Active | T178571 | WILKINS | 720 | PVB | 1.000 | 67333 | RIGHT FRONT
5590 | KINVARRA LN | 43016 | Active | G205054 | WILKINS | 720A | PVB | 0.750 | 92692 | right side of house
5606 | KINVARRA LN | 43016-6032 | Active | A135442 | WILKINS | 720A | PVB | 0.750 | 67403 | LEFT FRONT CORNER OF HOUSE
6156 | KINVER EDGE WAY | 43213-5127 | Active | T231608 | WILKINS | 720A | PVB | 0.750 | 3615135 | FRONT RIGHT SIDE OF HOUSE
6157 | KINVER EDGE WAY | 43213-5125 | Active | 384045 | WILKINS | 420 | PVB | 0.750 | 3609476 | RIGHT SIDE
6162 | KINVER EDGE WAY | 43213-5127 | Active | T231749 | WILKINS | 720A | PVB | 0.750 | 3615368 | FRONT RIGHT SIDE
6163 | KINVER EDGE WAY | 43213-5125 | Active | T231653 | WILKINS | 720A | PVB | 0.750 | 3616551 | FRONT RIGHT SIDE
6168 | KINVER EDGE WAY | 43213-5127 | Active | T235997 | WILKINS | 720A | PVB | 0.750 | 3618324 | RIGHT SIDE
6169 | KINVER EDGE WAY | 43213-5125 | Active | G080503 | WILKINS | 720A | PVB | 0.750 | 91827 | RIGHT SIDE OF HOUSE
6174 | KINVER EDGE WAY | 43213-5127 | Active | T231743 | WILKINS | 720A | PVB | 0.750 | 3615335 | RIGHT SIDE OF HOUSE
6175 | KINVER EDGE WAY | 43213-5125 | Active | T191412 | WILKINS | 720A | PVB | 0.750 | 3597650 | FRONT RIGHT SIDE
6180 | KINVER EDGE WAY | 43213-5127 | Active | G045378 | WILKINS | 720A | PVB | 0.750 | 88571 | LEFT SIDE
6181 | KINVER EDGE WAY | 43213-5125 | Active | T231768 | WILKINS | 720A | PVB | 0.750 | 3616550 | FRONT RIGHT SIDE
6186 | KINVER EDGE WAY | 43213-5127 | Active | CB031505 | WILKINS | 720A | PVB | 0.750 | 87899 | RIGHT SIDE OF HOUSE
6187 | KINVER EDGE WAY | 43213-5125 | Active | ABL137 | WILKINS | 710 | PVB | 0.750 | 3615138 | SIDE OF HOUSE
6192 | KINVER EDGE WAY | 43213-5127 | Active | CB001048 | WILKINS | 720A | PVB | 0.750 | 90346 | FRONT OF CONDO
6193 | KINVER EDGE WAY | 43213-5125 | Active | CB153176 | WILKINS | 720A | PVB | 0.750 | 3613131 | FRONT RIGHT SIDE
6198 | KINVER EDGE WAY | 43213-5127 | Active | 185388 | WILKINS | 720A | PVB | 0.750 | 88827 | S. END CORNER OF HOME
6199 | KINVER EDGE WAY | 43213-5125 | Active | T231665 | WILKINS | 720A | PVB | 0.750 | 3615137 | FRONT RIGHT SIDE
6204 | KINVER EDGE WAY | 43213-5127 | Active | F082518 | WILKINS | 720A | PVB | 0.750 | 101286 | RIGHT SIDE OF HOUSE
6205 | KINVER EDGE WAY | 43213-5125 | Active | T235936 | WILKINS | 720-A | PVB | 0.750 | 3616930 | RIGHT SIDE OF FRONT DOOR
6210 | KINVER EDGE WAY | 43213-5127 | Active | 303579 | WATTS | 800M4FR | PVB | 0.750 | 3599135 | RIGHT SIDE OF HOUSE
6211 | KINVER EDGE WAY | 43213-5125 | Active | T235993 | WILKINS | 720A | PVB | 0.750 | 3616929 | RIGHT FRONT CORNER
6216 | KINVER EDGE WAY | 43213-5127 | Active | HE45246 | FEBCO | 765 | PVB | 0.750 | 90347 | FRONT - MIDDLE OF CONDO
6217 | KINVER EDGE WAY | 43213-5125 | Active | T236143 | WILKINS | 720A | PVB | 0.750 | 3616849 | RIGHT SIDE OF FRONT DOOR
6223 | KINVER EDGE WAY | 43213-5125 | Active | T236000 | WILKINS | 720A | PVB | 0.750 | 3616928 | RIGHT SIDE OF FRONT DOOR
6229 | KINVER EDGE WAY | 43213-5125 | Active | T236020 | WILKINS | 720A | PVB | 0.750 | 3618253 | RIGHT FRONT CORNER
6235 | KINVER EDGE WAY | 43213-5125 | Active | T231744 | WILKINS | 720A | PVB | 0.750 | 3616549 | RIGHT SIDE OF HOUSE
6241 | KINVER EDGE WAY | 43213-5125 | Active | 245549 | WATTS | 800M4FR | PVB | 0.750 | 3598993 | RIGHT SIDE OF HOUSE
6246 | KINVER EDGE WAY | 43213-5128 | Active | 263305 | WATTS | 800M4QT | PVB | 0.750 | 92924 | SOUTH FRONT OF HOME
6252 | KINVER EDGE WAY | 43213-5128 | Active | H630588 | FEBCO | 765 | PVB | 0.750 | 97175 | RIGHT OF HOUSE
6258 | KINVER EDGE WAY | 43213-5128 | Active | T231647 | WILKINS | 720A | PVB | 0.750 | 3615136 | SIDE OF HOUSE
6264 | KINVER EDGE WAY | 43213-5128 | Active | H837257 | FEBCO | 765 | PVB | 0.750 | 3608225 | LEFT SIDE OF HOUSE
6265 | KINVER EDGE WAY | 43213-5126 | Active | T258920 | WILKINS | 720A | PVB | 1.000 | 3599197 | RIGHT SIDE
6270 | KINVER EDGE WAY | 43213-5128 | Active | H059122 | FEBCO | 765 | PVB | 0.750 | 96051 | LEFT SIDE OF HOUSE
6276 | KINVER EDGE WAY | 43213-5128 | Active | 181980 | WILKINS | 720A | PVB | 0.750 | 88962 | RIGHT SIDE
6277 | KINVER EDGE WAY | 43213-5126 | Active | 827508 | WATTS | 800M4QT | PVB | 1.000 | 3599145 | LEFT SIDE
6289 | KINVER EDGE WAY | 43213-5126 | Active | H837219 | FEBCO | 765 | PVB | 0.750 | 3606248 | RIGHT SIDE OF HOUSE
6294 | KINVER EDGE WAY | 43213-5128 | Active | 271053 | WATTS | 800M4QT | PVB | 0.750 | 96436 | RIGHT SIDE
6295 | KINVER EDGE WAY | 43213-5126 | Active | H782151 | FEBCO | 765 | PVB | 0.750 | 3606247 | RIGHT OF FRONT DOOR
6300 | KINVER EDGE WAY | 43213-5128 | Active | 181779 | WILKINS | 720A | PVB | 0.750 | 89255 | FRONT OF HOUSE
6301 | KINVER EDGE WAY | 43213-5126 | Active | 785553 | WATTS | 800M4QT | PVB | 1.000 | 103130 | RIGHT SIDE OF HOUSE
6306 | KINVER EDGE WAY | 43213-5128 | Active | 181812 | WILKINS | 720A | PVB | 0.750 | 88910 | RIGHT SIDE
6307 | KINVER EDGE WAY | 43213-5126 | Active | 780811 | WATTS | 800M4QT | PVB | 1.000 | 101542 | LEFT SIDE OF HOUSE
6312 | KINVER EDGE WAY | 43213-5128 | Active | G046617 | WILKINS | 720A | PVB | 0.750 | 89254 | FRONT OF HOUSE
6313 | KINVER EDGE WAY | 43213-5126 | Active | G046880 | WILKINS | 720A | PVB | 0.750 | 89256 | RIGHT SIDE
3245 | KIOKA AVE | 43221-2642 | Active | H132371 | FEBCO | 765 | PVB | 0.750 | 60277 | RIGHT SIDE OF HOUSE
3250 | KIOKA AVE | 43221-2643 | Active | CB636552 | WILKINS | 720A | PVB | 0.750 | 3461334 | RIGHT SIDE OF HOUSE BEHIND LOCKED GATE
3260 | KIOKA AVE | 43221-2643 | Active | F136419 | WILKINS | 720A | PVB | 0.750 | 99960 | LEFT SIDE OF HOUSE
3809 | KIOKA AVE | 43220-4536 | Active | CB269731 | WILKINS | 720A | PVB | 1.000 | 61831 | FRONT RIGHT SIDE OF DOOR
3908 | KIOKA AVE | 43220-4539 | Active | G281110 | WILKINS | 720A | PVB | 0.750 | 62179 | SOUTH SIDE OF HOUSE
3945 | KIOKA AVE | 43220-4540 | Active | CB090261 | WILKINS | 720A | PVB | 0.750 | 3461356 | LEFT SIDE
3971 | KIOKA AVE | 43220-4540 | Active | 647761 | WATTS | 800M4QT | PVB | 1.000 | 93680 | RIGHT SIDE
4023 | KIOKA AVE | 43220-4576 | Active | 122937 | WATTS | 800M2QT | PVB | 0.750 | 62700 | LT SIDE
4401 | KIPLING RD | 43220-4282 | Active | W305137XLTCU | WILKINS | 975XL | RP | 1.000 | 93681 | IN BASMENT NEXT TO THE WATER METER - IRRIGATION
4421 | KIPLING RD | 43220-4282 | Active | H025093 | FEBCO | 765 | PVB | 1.000 | 93682 | BACK OF HOUSE
4455 | KIPLING RD | 43220-4282 | Active | 58529 | FEBCO | 765 | PVB | 1.000 | 101251 | BACK OF HOUSE
4494 | KIPLING RD | 43220-4208 | Active | HK36030 | FEBCO | 765 | PVB | 1.000 | 64174 | BACK OF HOUSE
4497 | KIPLING RD | 43220-4207 | Active | 547205 | RAINBIRD | 100 | PVB | 1.000 | 64181 | AS YOU FACE HOUSE, RIGHT OF FRONT DOOR
4520 | KIPLING RD | 43220-4208 | Active | T305634 | WILKINS | 720A | PVB | 0.750 | 93683 | RIGHT FRONT OF DOOR
1032 | KIRK AVE | 43085-2923 | Active | T085836 | WILKINS | 720A | PVB | 0.750 | 102524 | LEFT FRONT
8396 | KIRKALDY CT | 43017 | Active | 46280 | FEBCO | 765 | PVB | 1.000 | 73779 | FRT OF HSE
8397 | KIRKALDY CT | 43017 | Active | 326949 | WATTS | 800QT | PVB | 0.750 | 73781 | FRONT OF HOUSE LEFT FRONT DOOR
8430 | KIRKALDY CT | 43017 | Active | T417735 | WILKINS | 720A | PVB | 0.750 | 73845 | RIGHT FRONT
3455 | KIRKHAM RD | 43221-1314 | Active | W638496 | WILKINS | 720A | PVB | 0.750 | 60785 | SE CORNER OF HOUSE -OUTSIDE
3499 | KIRKHAM RD | 43221-1316 | Active | T065444 | WILKINS | 720A | PVB | 1.000 | 100102 | LEFT SIDE OF HOUSE
3506 | KIRKHAM RD | 43221-1317 | Active | AB7388 | FEBCO | 765 | PVB | 0.750 | 93705 | LEFT SIDE
3509 | KIRKHAM RD | 43221-1316 | Active | F10538 | FEBCO | 765 | PVB | 1.000 | 93706 | LEFT SIDE OF HOUSE
8605 | KIRKHILL CT | 43017 | Replaced | REPH129730 | FEBCO | 765 | PVB | 0.750 | 93707 | REPLACED- RIGHT REAR
8605 | KIRKHILL CT | 43017 | Active | CB987520 | WILKINS | 720A | PVB | 0.750 | 3609961 | RIGHT REAR BY ELECTRIC METER
8613 | KIRKHILL CT | 43017 | Active | G215289 | WILKINS | 720A | PVB | 0.500 | 93709 | RIGHT SIDE OF HOUSE
8621 | KIRKHILL CT | 43017 | Active | 779302 | WILKINS | 720A | PVB | 1.000 | 74122 | LEFTSIDE OF HOUSE
1375 | KIRKLEY RD | 43221-2360 | Active | T361347 | WILKINS | 720 | PVB | 0.750 | 3461520 | OUTSIDE
1389 | KIRKLEY RD | 43221-2360 | Active | H832097 | FEBCO | 765 | PVB | 1.000 | 54863 | LEFT HAND SIDE OF DOOR
1400 | KIRKLEY RD | 43221-2361 | Active | 813764 | WATTS | 800M4QT | PVB | 1.000 | 103591 | LEFT SIDE OF HOUSE
1401 | KIRKLEY RD | 43221-2360 | Active | T459349 | WILKINS | 720A | PVB | 0.750 | 3461522 | BACK OF HOUSE
1429 | KIRKLEY RD | 43221-2258 | Active | H629236 | FEBCO | 765 | PVB | 1.000 | 55002 | RIGHT SIDE OF BAY WINDOW
1470 | KIRKLEY RD | 43221-2261 | Active | 666174 | WATTS | 800M4FR | PVB | 1.000 | 93710 | EAST SIDE OF HOUSE
1490 | KIRKLEY RD | 43221-2261 | Active | 123157 | WATTS | 800M4QT | PVB | 0.750 | 55138 | REAR OF HOUSE
5953 | KIRKWALL E CT | 43017 | Active | CAB50043 | WILKINS | 720A | PVB | 0.750 | 3461540 | LEFT FRONT
5957 | KIRKWALL E CT | 43017 | Active | AI0457 | FEBCO | 765 | PVB | 0.750 | 68403 | NW SIDE CENTER
5962 | KIRKWALL E CT | 43017 | Active | 200871 | WATTS | 800M4QT | PVB | 0.750 | 68417 | LT SIDE FRT
5969 | KIRKWALL E CT | 43017 | Active | CB215313 | WILKINS | 720A | PVB | 1.000 | 68425 | FRONT RIGHT OF DOOR
5970 | KIRKWALL E CT | 43017 | Active | 30895 | WATTS | 800M4 | PVB | 1.000 | 68430 | BEHIND GARAGE
6004 | KIRKWALL W CT | 43017 | Active | 30249 | FEBCO | 765 | PVB | 1.000 | 68682 | LEFT SIDE OF HOUSE
6008 | KIRKWALL W CT | 43017 | Active | 56418 | FEBCO | 765 | PVB | 1.000 | 68688 | LEFT HAND SIDE
5969 | KITCHEN CT | 43026 | Active | CB602733 | WILKINS | 720A | PVB | 0.750 | 68426 | MIDDLE RIGHT SIDE
5970 | KITCHEN CT | 43026 | Active | T133534 | WILKINS | 720A | PVB | 0.750 | 68431 | LEFT SIDE OF HOUSE
5979 | KITCHEN CT | 43026-7370 | Active | 792852 | WILKINS | 720A | PVB | 0.750 | 68455 | FRONT LEFT SIDE
5980 | KITCHEN CT | 43026 | Active | 200183 | FEBCO | 765 | PVB | 0.750 | 68459 | RIGHT HAND SIDE
5172 | KITTIWAKE CT | 43017-8613 | Active | 586559 | WILKINS | 720A | PVB | 0.750 | 93711 | FRONT RIGHT OF FRONT DOOR
5184 | KITTIWAKE CT | 43017-8613 | Active | t340575 | WILKINS | 720A | PVB | 2.000 | 66274 | OUTSIDE FRT LEFT OF DOOR
5185 | KITTIWAKE CT | 43017-8613 | Active | 3630 | FEBCO | 765 | PVB | 1.000 | 66276 | LEFT SIDE OF HOUSE
5196 | KITTIWAKE CT | 43017-8613 | Active | H781877 | FEBCO | 765 | PVB | 1.000 | 66292 | RIGHT SIDE OF HOUSE
5205 | KITTIWAKE CT | 43017-8613 | Active | AJ0987 | FEBCO | 765 | PVB | 0.750 | 66403 | RIGHT SIDE OF HOME
4155 | KITZMILLER RD | 43054- | Not Required by DOW | 140122 | WATTS | 909 | RP | 3.000 | 65752 | WEST WING CRAWL SPACE # W 002
4155 | KITZMILLER RD | 43054- | Not Required by DOW | 43981 | WATTS | 919AQT | RP | 1.000 | 65753 | SOUTH SIDE STABLES
4155 | KITZMILLER RD | 43054- | Not Required by DOW | 229247 | WATTS | 909M1QT | RP | 1.500 | 65754 | BASEMENT WEST WING MECHANICAL CRAWL SPACE
4155 | KITZMILLER RD | 43054- | Not Required by DOW | B265463 | WILKINS | 375 | RP | 0.750 | 65756 | BOILER ROOM CENTER BASEMENT
4155 | KITZMILLER RD | 43054- | Not Required by DOW | 275623 | WATTS | 909QT | RP | 0.750 | 65757 | WEST MECHANICAL ROOM CRAWL SPACE
4155 | KITZMILLER RD | 43054- | Not Required by DOW | 276545 | WATTS | 909QT | RP | 0.750 | 65758 | WEST WING MECH ROOM - CRAWL SPACE
4155 | KITZMILLER RD | 43054- | Not Required by DOW | 289119 | WATTS | 909QT | RP | 0.750 | 65759 | BASEMENT --EAST MECHANICAL ROOM
4155 | KITZMILLER RD | 43054- | Not Required by DOW | 620860 | WATTS | 909QT | RP | 0.750 | 65760 | BASEMENT MECHANICAL ROOM MAINT. OFFICE
4155 | KITZMILLER RD | 43054- | Not Required by DOW | B350353 | WILKINS | 375XL | RP | 1.000 | 65761 | WEST MECHANICAL ROOM
4155 | KITZMILLER RD | 43054- | Not Required by DOW | 568162 | WATTS | 909HWQT | RP | 1.000 | 102212 | ROTUNDA BOILER MAKE UP ABOVE HWT
4155 | KITZMILLER RD | 43054- | Not Required by DOW | 3444110 | WILKINS | 975XL | RP | 2.000 | 103941 | CAR BARN - BASEMENT NE CORNER
4155 | KITZMILLER RD | 43054- | Not Required by DOW | V29152 | WILKINS | 350 | DC | 6.000 | 103942 | CAR BARN - FIRE MAIN
4155 | KITZMILLER RD | 43054- | Not Required by DOW | 3453567 | WILKINS | 950 | DC | 0.750 | 103943 | CAR BARN - SIDE CAR TO 6 INCH
4155 | KITZMILLER RD | 43054- | Active | AG-5025A | XX | PVC PIPE | AG | 2.000 | 104171 | POOL MECHANICAL ROOM
4155 | KITZMILLER RD | 43054- | Active | AG-5025B | XX | AGAP | AG | 3.000 | 104172 | RADIANT FLOOR, MAIN MECH RM - S WALL ABOVE GLYGOL TANK
4155 | KITZMILLER RD | 43054- | Not Required by DOW | 532417 | WATTS | 909M1QT | RP | 0.750 | 3635786 | SCHOOL HOUSE
4155 | KITZMILLER RD | 43054- | Active | L132100 | WILKINS | 375 | RP | 3.000 | 3648783 | IN FENCE CAGE ON REYNOLDSBURG-NEW ALBANY RD
4155 | KITZMILLER RD | 43054- | Active | L132018 | WILKINS | 375 | RP | 3.000 | 3648784 | IN FENCE CAGE ON REYNOLDSBURG-NEW ALBANY RD
4155 | KITZMILLER RD | 43054- | Active | 01505 | WILKINS | 475 | RPDA | 6.000 | 3648785 | IN SIILVER HOT BOX ON REYNOLDSBURG-NEW ALBANY RD
4155 | KITZMILLER RD | 43054- | Active | 4881942 | WILKINS | 975 | RP | 0.750 | 3648786 | IN SIILVER HOT BOX ON REYNOLDSBURG-NEW ALBANY RD
4155 | KITZMILLER RD | 43054- | Not Required by DOW | Q14130 | WILKINS | 475 | RP | 3.000 | 3649164 | PAVILLION
4986 | KITZMILLER RD | 43054-9565 | Active | 20002 | WATTS | 919AQT | RP | 1.000 | 97574 | cabanna mech room n/w corner
4986 | KITZMILLER RD | 43054-9565 | Active | 16504 | WATTS | 919AQT | RP | 1.000 | 97580 | N/W corner cabanna mech room
4986 | KITZMILLER RD | 43054-9565 | Active | 16270 | WATTS | 919QT | RP | 0.750 | 97581 | S/W corner mech room
4986 | KITZMILLER RD | 43054-9565 | Active | 2860942 | WILKINS | 975XLBMS | RP | 2.000 | 97598 | S/W corner mech room
5000 | KITZMILLER RD | 43054-9565 | Active | Z165826 | WATTS | 009QT | RP | 1.000 | 65669 | BASEMENT MECHANICAL ROOM OFF LAUNDRY ROOM
5014 | KITZMILLER RD | 43054-9565 | Active | A266123 | WILKINS | 375 | RP | 0.750 | 65723 | IN PIT AT STREET ON RIGHT HAND SIDE
5014 | KITZMILLER RD | 43054-9565 | Active | 790483 | WILKINS | 720A | PVB | 1.500 | 65724 | SOUTH SIDE
5014 | KITZMILLER RD | 43054-9565 | Active | N05377 | WILKINS | 350 | DCDA | 6.000 | 65725 | IN PIT AT STREET ON RIGHT SIDE
5014 | KITZMILLER RD | 43054-9565 | Active | 1360872 | WILKINS | 950XL | DC | 0.750 | 3615163 | IN PIT AT STREET ON RIGHT HAND SIDE
5025 | KITZMILLER RD | 43054- | Not Required by DOW | 248070 | WATTS | 909M1QT | RP | 2.000 | 65755 | GUEST HOUSE BASEMENT IN THE BOILER RM WHERE DOMESTIC SERVICE ENTERS
5025 | KITZMILLER RD | 43054- | Active | 141130 | WILKINS | 475 | RP | 3.000 | 3648782 | IN FENCE CAGE OFF OF REYNOLDSBURG-NEW ALBANY
6300 | KITZMILLER RD | 43054- | Active | 108959 | AMES | 2000SS | DC | 8.000 | 69602 | 6300 KITZMILLER-IN PIT BETWEEN 6309&6363 75' E OF HYDRANT
6300 | KITZMILLER RD | 43054- | Active | 4FN1094 | AMES | 4000SS | RP | 4.000 | 69603 | HOT BOX LOC. AT 6300 KITZMILLER BETWEEN 6309&6363 KITZMILLER
6300 | KITZMILLER RD | 43054- | Not Required by DOW | 153865 | WATTS | 009M2QT | RP | 2.000 | 73312 | 3RD FLOOR MECH ROOM
6300 | KITZMILLER RD | 43054- | Not Required by DOW | W212886 | WILKINS | 975XL | RP | 0.500 | 87097 | BUILDING "R"
6300 | KITZMILLER RD | 43054- | Not Required by DOW | 399249 | WATTS | 909M1QT | RP | 2.000 | 95791 | BLDG S BASEMENT
6300 | KITZMILLER RD | 43054- | Not Required by DOW | 31981 | WATTS | 009M3QT | RP | 0.750 | 95792 | BLDG D EAST BASMENT
6300 | KITZMILLER RD | 43054- | Not Required by DOW | W197840 | WILKINS | 975XLBMS | RP | 2.000 | 95799 | BLDG R SOUTH BASEMENT
6300 | KITZMILLER RD | 43054- | Not Required by DOW | 7735 | WILKINS | 375ADA | RPDA | 4.000 | 95800 | BLDG R SOUTH BASEMENT
6300 | KITZMILLER RD | 43054- | Not Required by DOW | W166948 | WILKINS | 975XL | RP | 1.250 | 97639 | BLDG R SOUTH BASEMENT
6300 | KITZMILLER RD | 43054- | Not Required by DOW | W178122 | WILKINS | 975XL | RP | 2.000 | 97648 | BLDG R NORTH BASEMENT - CHILLER RM
6526 | KITZMILLER RD | 43054-8544 | Active | B13967 | FEBCO | 825Y | RP | 0.750 | 87989 | BASEMENT MECH ROOM
4223 | KNAPP DR | 43123-3333 | Active | T480205 | WILKINS | 720A | PVB | 0.750 | 3461771 | LEFT SIDE OF THE HOUSE
4600 | KNIGHTSBRIDGE BLVD | 43214- | Active | 387302 | WATTS | 009M2QT | RP | 1.000 | 64506 | 4590 KNIGHTSBRIDGE BLVD, 1ST FLOOR MECHANICAL ROOM
4600 | KNIGHTSBRIDGE BLVD | 43214- | Active | 00444 | WILKINS | 765 | PVB | 1.500 | 64507 | 4590 KNIGHTSBRIDGE BLVD, W SIDE OF BLDG BY WALK THROUGH DOOR
4625 | KNIGHTSBRIDGE BLVD | 43214-4338 | Not Required by DOW | 18480 | WATTS | 009M2QT | RP | 1.500 | 64602 | WATER METER ROOM
4625 | KNIGHTSBRIDGE BLVD | 43214-4338 | Active | 186533 | WATTS | 909 | RP | 4.000 | 64603 | EAST SIDE MIDDLE BUILDING -- 1ST FLOOR MECHANICAL RM
4625 | KNIGHTSBRIDGE BLVD | 43214-4338 | Not Required by DOW | 302122 | WATTS | 909M1QT | RP | 1.500 | 64604 | MECHANICAL ROOM #136 WEST SIDE OF BUILDING BY KITCHEN
4625 | KNIGHTSBRIDGE BLVD | 43214-4338 | Active | 31L1145 | AMES | 3000SS | DCDA | 6.000 | 64605 | PIT AT ENTRANCE
4625 | KNIGHTSBRIDGE BLVD | 43214-4338 | Active | 90396 | WATTS | 007M1QT | DC | 0.750 | 64606 | VALVE PIT AT ENTRANCE AT KNIGHTS BRIDGE BLVD
4625 | KNIGHTSBRIDGE BLVD | 43214-4338 | Active | F0411110858 | FEBCO | 880V | RP | 3.000 | 64607 | STAIRWELL ASSISTED LIVING
4625 | KNIGHTSBRIDGE BLVD | 43214-4338 | Removed | 333999REM | WATTS | 909HWM1QT | RP | 1.500 | 103940 | REMOVED-REMOVED-REMOVED-N SIDE OF BUILDING MECHANICAL ROOM
4625 | KNIGHTSBRIDGE BLVD | 43214-4338 | Active | D00286 | BACKFLOW DIRECT LLC | DERINGER 40 | RP | 2.500 | 3626848 | THIRD FLOOR CENTER STAIR
4775 | KNIGHTSBRIDGE BLVD | 43214-4313 | Active | 08774 | WATTS | 919QT | RP | 1.500 | 93713 | Meter closet in 1st floor men's restroom
4800 | KNIGHTSBRIDGE BLVD | 43214-2342 | In Review |  |  |  | RP | 4.000 | 3461836
4825 | KNIGHTSBRIDGE BLVD | 43214-4325 | Not Required by DOW | 220352 | WATTS | 800QT | PVB | 1.000 | 65161 | REAR OF BUILDING
4825 | KNIGHTSBRIDGE BLVD | 43214-4325 | Active | 4299655 | WILKINS | 975XL2 | RP | 1.000 | 3635203
4830 | KNIGHTSBRIDGE BLVD | 43214-2300 | Not Required by DOW | 019620 | WATTS | 800M2QT | PVB | 1.500 | 90805 | MECH ROOM AT WATER METER
4830 | KNIGHTSBRIDGE BLVD | 43214-2300 | Active | 4661724 | WILKINS | 975XL2 | RP | 1.500 | 3635205 | MECHANICAL ROOM AT WATER METER IN SUITE A
4830 | KNIGHTSBRIDGE BLVD | 43214-2300 | Active | 1950820918 | AMES | 3000SS | DCDA | 6.000 | 3635206 | MECHANICAL ROOM IN SUITE A
4830 | KNIGHTSBRIDGE BLVD | 43214-2300 | Active | 28511 | WATTS | 007M1QT | DC | 0.750 | 3636419 | MECHANICAL ROOM IN SUITE A
4845 | KNIGHTSBRIDGE BLVD | 43214-2463 | Active | 3000930 | AMES | 3000 | DCDA | 4.000 | 65209 | North (Rear) Fire Sprinkler - Mechanical Room
4845 | KNIGHTSBRIDGE BLVD | 43214-2463 | Active | 04226 | AMES | 2000B | DC | 0.750 | 65210 | North (Rear) Fire Sprinkler - Mechanical Room
4845 | KNIGHTSBRIDGE BLVD | 43214-2463 | Active | 796110 | WILKINS | 975XLBMS | RP | 2.000 | 65211 | North (Rear) Fire Sprinkler - Mechanical Room
4845 | KNIGHTSBRIDGE BLVD | 43214-2463 | Active | 796125 | WILKINS | 975XLBMS | RP | 2.000 | 65212 | North (Rear) Fire Sprinkler - Mechanical Room
4555 | KNIGHTSBRIDGE RD | 43214-4324 | Active | 4108147 | WILKINS | 975XL2 | RP | 1.500 | 3461837 | MECHANICAL ROOM
4275 | KNOLL CREST DR | 43123-9442 | Active | t197868 | WILKINS | 720-A | PVB | 0.750 | 95221 | RIGHJT REAR OF HOUSE INSIDE OF FENCE
3595 | KNOLL RUN RD | 43123-4875 | Active | CB440322 | WILKINS | 720A | PVB | 0.750 | 87619 | RIGHT SIDE OF HOUSE
3612 | KNOLL RUN RD | 43123-4875 | Active | t303277 | WILKINS | 720A | PVB | 0.750 | 61281 | RIGHT SIDE OF HOUSE
1859 | KNOLLRIDGE CT | 43229-2024 | Removed | G213620REM | WILKINS | 720A | PVB | 0.750 | 95832 | LEFT SIDE OF HOUSE
5550 | KNOLLWOOD DR | 43232-1543 | Active | H178732 | FEBCO | 765 | PVB | 0.750 | 67245 | LEFT SIDE OF HOUSE
5555 | KNOLLWOOD DR | 43232-1544 | Replaced | REPH516770 | FEBCO | 765 | PVB | 0.750 | 93716 | REPLACED- LEFT SIDE
5555 | KNOLLWOOD DR | 43232-1544 | Active | 370013 | WILKINS | 420 | PVB | 0.750 | 3609571 | LEFT SIDE
5574 | KNOLLWOOD DR | 43232-1543 | Active | F021338 | WILKINS | 720A | PVB | 0.750 | 93717 | LEFT SIDE OF HOUSE
2303 | KOEBEL AVE | 43207 | Active | T047506 | WILKINS | 720A | PVB | 0.750 | 100575 | Left front entry
695 | KOEBEL RD | 43207-3199 | Active | 4915000 | WILKINS | 975XL2 | RP | 1.500 | 3461955 | HALLWAY EAST SIDE OF BLDG
126 | KOEBEL RD | 43207-2620 | Not Required by DOW | 16380 | WATTS | 800QT | PVB | 2.000 | 54480 | STADIUM CENTER ROOM - Marion Franklin H. S.
1265 | KOEBEL RD | 43207-2620 | Removed | 356767 | WILKINS | 975 | RP | 0.750 | 54481 | BOILER ROOM - Marion Franklin H. S.
1265 | KOEBEL RD | 43207-2620 | Active | AMA03576 | WILKINS | 975XL3 | RP | 2.000 | 95378 | SCIENCE STOREROOM- BETWEEN RM 115 AND RM 116 - Marion Franklin H. S.
1265 | KOEBEL RD | 43207-2620 | Not Required by DOW | 4014461 | WILKINS | 975 | RP | 0.750 | 3638320 | COURTYARD
3399 | KOHR BLVD | 43224-3051 | Removed | 356797REM | WILKINS | 975 | RP | 0.750 | 60585 | BOILER ROOM - Innis E. S.
3399 | KOHR BLVD | 43224-3051 | Due Install |  |  |  | RP |  | 3636590
3400 | KOHR BLVD | 43224-3051 | Due Install |  |  |  | RP |  | 60609 | INSIDE BLDG IN SPRINKLER CONTROL ROOM @ FOCUS CENTER IN 3360
3400 | KOHR BLVD REAR | 43224-3051 | Active | 3C00201 | AMES | 3000SS | DCDA | 6.000 | 60610 | METER PIT SOUTH OF BUILDING
3400 | KOHR BLVD REAR | 43224-3051 | Active | 40676 | WATTS | 007M1 | DC | 0.750 | 60611 | METER PIT SUTH OF BUILDING
3400 | KOHR BLVD REAR | 43224-3051 | Active | 129896 | WATTS | 009M2QT | RP | 2.000 | 3658261
2873 | KOOL AIR WAY | 43231 | Active | H049764 | FEBCO | 765 | PVB | 0.750 | 59476 | LT SIDE
5115 | KRIEGER CT | 43228-3652 | Active | 123973 | WATTS | LF009M2QT | RP | 1.000 | 3462455 | AIR COMPRESSOR ROOM
5211 | KRIEGER CT | 43228-3652 | Active | ZN157 | APOLLO/CONBRACO | 40205T2 | RP | 1.000 | 90558 | UTILITY ROOM NEAR WATER METER
6701 | KRIER DR | 43017- | Active | ACK5773 | WILKINS | 975XL2 | RP | 1.500 | 90868 | IN POOL PUMP RM AT 2979 GREEN ARBOR LN
4297 | KRISTY CT | 43026-7416 | Active | T085896 | WILKINS | 720A | PVB | 0.750 | 3583723 | LEFT SIDE OF HOUSE
4298 | KRISTY CT | 43026-7416 | Active | 835638 | WILKINS | 720A | PVB | 0.750 | 100389 | LEFT SIDE
4307 | KRISTY CT | 43026 | Active | G227890 | WILKINS | 720A | PVB | 0.750 | 97789 | LEFT SIDE
4318 | KRISTY CT | 43026 | Active | 903295 | WILKINS | 720A | PVB | 0.750 | 63666 | RIGHT SIDE OF HOME
3911 | KUL N CIR | 43026- | Active | CB655383 | WILKINS | 720A | PVB | 0.750 | 3462588 | BACK LEFT
3883 | KUL S CIR | 43026-3852 | Replaced | REPT066325 | WILKINS | 720A | PVB | 0.750 | 101677 | REPLACED- FRONT RIGHT CORNER HOUSE
3883 | KUL S CIR | 43026-3852 | Removed | HB55248REM | FEBCO | 765 | PVB | 1.000 | 3611538 | FRONT RIGHT CORNER HOUSE
3906 | KUL S CIR | 43026- | Active | T396155 | WILKINS | 720 | PVB | 0.750 | 3462619 | RIGHT FRONT
3937 | KUL S CIR | 43026- | Active | EAK2286 | WILKINS | 720A | PVB | 0.750 | 3462625 | RIGHT SIDE OF HOUSE
1300 | LA ROCHELLE DR | 43221-1532 | Active | CAA69406 | WILKINS | 720A | PVB | 0.750 | 3462744
1300 | LA ROCHELLE DR | 43221-1532 | Active | CAA69379 | WILKINS | 720A | PVB | 0.750 | 3657078
1395 | LA ROCHELLE DR | 43221-1531 | Active | 69269 | WATTS | 919QT | RP | 1.000 | 3611414 | BASEMENT EAST SIDE
3480 | LA ROCHELLE DR | 43221-1536 | Active | 811804 | WILKINS | 720A | PVB | 0.750 | 3462768 | REAR OF HOME
3540 | LA ROCHELLE DR UNIT A | 43221-1536 | Active | 72355 | WATTS | 919-QT | RP | 1.000 | 3462775 | NORTH SIDE OF PARK 30' N OF PLAG POLE, 10' S OF CURB OF RUE DE FLEUR
6305 | LA SALLE DR | 43137-9280 | Active | 206145 | WATTS | 909 | RP | 4.000 | 69614 | MECH ROOM BY WATER METER
6305 | LA SALLE DR | 43137-9280 | Not Required by DOW | 220794 | WATTS | 009QT | RP | 0.500 | 69615 | SOUTH WALL IN PRE-ACTION CAGE
6305 | LA SALLE DR | 43137-9280 | Active | 286490803 | AMES | 3000SS | DCDA | 10.000 | 69616 | SOUTH PUMP HOUSE
6305 | LA SALLE DR | 43137-9280 | Active | 32754 | AMES | 2000SS | DC | 0.750 | 69617 | SOUTH PUMP ROOM
6305 | LA SALLE DR | 43137-9280 | Not Required by DOW | 4317792 | WILKINS | 975 | RP | 2.000 | 69618 | MECH ROOM
6305 | LA SALLE DR | 43137-9280 | Not Required by DOW | 565702 | WATTS | 909QT | RP | 1.000 | 69619 | MECH ROOM
6305 | LA SALLE DR | 43137-9280 | Not Required by DOW | L08198 | WILKINS | 375DA | RPDA | 4.000 | 69620 | MECH ROOM
6305 | LA SALLE DR | 43137-9280 | Not Required by DOW | 1397 | AMES | 4000B | RP | 1.250 | 88995 | NORTH WALL
6305 | LA SALLE DR | 43137-9280 | Not Required by DOW | 1412 | AMES | 4000B | RP | 1.250 | 88996 | NORTH OF DOOR #24
6305 | LA SALLE DR | 43137-9280 | Not Required by DOW | 00120 | AMES | 4000BM2 | RP | 1.500 | 3613352 | SW CORNER
6305 | LA SALLE DR | 43137-9280 | Not Required by DOW | 54836 | WATTS | 919 | RP | 0.750 | 3616958 | Fill station by compactor
6375 | LA SALLE DR | 43137-9280 | Active | 1973690819 | AMES | 3000SS | DCDA | 8.000 | 69817 | PUMP ROOM - NEXT TO OFFICE
6375 | LA SALLE DR | 43137-9280 | Active | 3054 | WATTS | 995QT | RP | 1.000 | 69818 | MECH ROOM
6375 | LA SALLE DR | 43137-9280 | Active | 82406 | AMES | 2000B | DC | 0.750 | 69819 | NEXT TO OFFICE-PUMP ROOM
6375 | LA SALLE DR | 43137-9280 | Not Required by DOW | 876974 | WILKINS | 720A | PVB | 1.000 | 69820 | OUTSIDE
6375 | LA SALLE DR | 43137-9280 | LPS - Active |  |  |  | LST |  | 3634970
6450 | LA SALLE DR | 43137-9283 | Active | 100614 | WATTS | 009M2QT | RP | 1.500 | 69950 | MECH ROOM
6450 | LA SALLE DR | 43137-9283 | Not Required by DOW | 251215 | WILKINS | 420 | PVB | 1.000 | 69951 | OUTSIDE FIRE PUMP ROOM
6450 | LA SALLE DR | 43137-9283 | Active | F0403231322 | FEBCO | 876 | DCDA | 8.000 | 69952 | IN FIRE PUMP ROOM LEFT SIDE OF BUILDING
6450 | LA SALLE DR | 43137-9283 | Active | H003196 | FEBCO | 805YB | DC | 0.750 | 69953 | LT SIDE OF BLDG
6450 | LA SALLE DR | 43137-9283 | LPS - Active |  |  |  | LST |  | 3636688
6669 | LABURNUM DR | 43110-8597 | Active | CAA78198 | WILKINS | 720A | PVB | 1.000 | 70463 | NORTH SIDE, FRONT CORNER
6685 | LABURNUM DR | 43110-8597 | Active | 624446 | WILKINS | 720A | PVB | 0.750 | 70483 | RIGHT HAND SIDE
6838 | LABURNUM DR | 43110-8596 | Removed | REMH603104 | FEBCO | 765 | PVB | 0.750 | 99107 | LEFT SIDE
3600 | LACON RD | 43026-1223 | Not Required by DOW | 422658 | WATTS | 909QT | RP | 0.750 | 61237 | BOILER ROOM
3600 | LACON RD | 43026-1223 | Active | 135488 | WATTS | LF009M2QT | RP | 2.000 | 3633414 | MECH ROOM
3636 | LACON RD | 43026-1223 | Active | 31295 | WATTS | LF919QT | RP | 1.500 | 3462917
3636 | LACON RD | 43026-1223 | Due Install |  |  |  | DCDA | 6.000 | 3658257
3637 | LACON RD | 43026-1222 | Active | 274577 | WATTS | 909M1QT | RP | 1.500 | 64160 | 3637 LACON-BACK BLDG ANNEX JANITORS CLOSET BY ELEVATOR
3637 | LACON RD | 43026-1222 | Not Required by DOW | 4534 | WATTS | 800M4QT | PVB | 1.250 | 96835 | LEFT OF 3637 LACON FRT DOOR IN COVE BY A/C GAS METER
3666 | LACON RD | 43026-1223 | Not Required by DOW | 3809080 | WILKINS | 975XL2 | RP | 0.750 | 104004 | NE SIDE OF BUILDING WASH BAY
3666 | LACON RD | 43026-1223 | Active | B250519 | WILKINS | 375XL | RP | 0.750 | 3636463 | MENS ROOM OFF SHOWROOM/COUNTR SALES AT WATER METER UNDER SINK
3670 | LACON RD | 43026-1223 | Active | AMA09427 | WILKINS | 975XL3 | RP | 1.500 | 63782 | MECHANICAL ROOM AT METER
3700 | LACON RD | 43026-2220 | Active | VK-2166 | WATTS | 957 | RP | 4.000 | 3462918 | N SIDE JUST INSIDE ROLL UP DOOR #11 AT WATER METER
3700 | LACON RD | 43026-2220 | Active | 70360 | AMES | 2000B | DC | 0.750 | 3639152 | IN PIT BY PUMP HSE/BLDG
3700 | LACON RD | 43026-2220 | LPS - Active |  |  |  | LST |  | 3639153 | FIRE PUMP - STAND ALONE PUMP HOUSE
3700 | LACON RD | 43026-2220 | Active | WH-0079 | AMES | COLT 300BF | DCDA | 8.000 | 3653455 | IN PIT BY PUMP HSE/BLDG
3701 | LACON RD | 43026-1202 | Active | 448375 | WATTS | 909M1QT | RP | 1.500 | 101821 | MID FRONT STORAGE ROOM AT WATER METER
3701 | LACON RD | 43026-1202 | Active | 61344 | AMES | 2000B | DC | 0.750 | 102101 | IN SILVER HOT BOX SW PROPERTY
3701 | LACON RD | 43026-1202 | Active | 1665341008 | AMES | 3000SS | DCDA | 8.000 | 102102 | IN SILVER HOT BOX SW PROPERTY
3737 | LACON RD | 43026-1225 | Active | W047121 | WILKINS | 975 | RP | 1.000 | 61623 | AT WATER METER
3840 | LACON RD | 43026-1253 | Active | B325760 | WILKINS | 375 | RP | 1.500 | 3462925 | IN UNIT #1 MECH/HWT CLOSET AT WATER METER
3637 | LACON RD UNIT A | 43026-1222 | Active | 126174 | WATTS | LF009M2QT | RP | 1.000 | 3638158 | 4490 FRONT BLDG FACES EDGEWYN
3637 | LACON RD UNIT A | 43026-1222 | Active | YK-0117 | AMES | 3000SS | DCDA | 6.000 | 3638161 | PIT NEXT TO BUILDING IN LINE WITH FDC
3637 | LACON RD UNIT A | 43026-1222 | Active | 79571 | AMES | 2000BM3 | DC | 0.750 | 3659014 | PIT NEXT TO BUILDING IN LINE WITH FDC
104 | LAFAYETTE ST | 43215 | Active | 30249 | WATTS | 919QT | RP | 1.500 | 3658534 | FRONT CENTER ROOM
621 | LAFFERRE LN | 43026-6217 | Active | CB084366 | WILKINS | 720A | PVB | 0.750 | 95616 | RIGHT SIDE
6221 | LAFFERRE LN | 43026-6217 | Active | CAB50074 | WILKINS | 720A | PVB | 0.750 | 3600918 | left side of house
6242 | LAFFERRE LN | 43026 | Active | H755467 | FEBCO | 765 | PVB | 0.750 | 3601374 | LEFT SIDE OF HOUSE
6253 | LAFFERRE LN | 43026 | Active | EAF1518 | WILKINS | 720A | PVB | 0.750 | 98715 | LEFT FRONT
6254 | LAFFERRE LN | 43026 | Active | HC22241 | FEBCO | 765 | PVB | 0.750 | 101965 | RIGHT FRONT
3654 | LAGOON LN | 43026-7835 | Active | 3666 | FEBCO | 765 | PVB | 0.750 | 61382 | RIGHT SIDE OF HOUSE
3686 | LAGOON LN | 43026-7835 | Active | 190997 | WILKINS | 720A | PVB | 0.750 | 91899 | RIGHT SIDE OF HOUSE
8161 | LAKE BLUFF CT | 43235-4670 | Active | 24448 | FEBCO | 765 | PVB | 1.000 | 3463037 | RIGHT SIDE OF FRONT DOOR
8169 | LAKE BLUFF CT | 43235-4670 | Active | 25569 | WATTS | 800QT | PVB | 1.000 | 73452 | RIGHT OF FRONT DOOR
8176 | LAKE BLUFF CT | 43235-4670 | Active | 80855 | WATTS | 800M4QT | PVB | 0.750 | 93730 | LEFT SIDE FRONT
8177 | LAKE BLUFF CT | 43235-4670 | Active | 26682 | WATTS | 800M2QT | PVB | 1.000 | 73469 | NORTH SIDE OF HOUSE BY OFFSET
8185 | LAKE BLUFF CT | 43235-4670 | Active | 33275 | FEBCO | 765 | PVB | 1.000 | 90961 | LEFT FRONT OF HOUSE
8188 | LAKE BLUFF CT | 43235-4670 | Active | T070613 | WILKINS | 720A | PVB | 0.750 | 102500 | LEFT FRONT
8200 | LAKE BLUFF CT | 43235-4670 | Active | AE0285 | FEBCO | 765 | PVB | 0.750 | 73502 | RIGHT SIDE OF HOUSE
8214 | LAKE BLUFF CT | 43235-4670 | Active | 45721 | FEBCO | 765 | PVB | 1.000 | 73538 | FRONT OF HOUSE, CENTER
8240 | LAKE BLUFF CT | 43235-4670 | Active | W277584 | WILKINS | 957 | RP | 1.000 | 87566 | LEFT SIDE OF HOUSE
109 | LAKE BLUFF DR | 43235-4642 | Active | HL94089 | FEBCO | 765 | PVB | 1.000 | 53833 | RIGHT OF FRONT DOOR
117 | LAKE BLUFF DR | 43235-4642 | Active | 4420081 | WILKINS | 975 | RP | 0.750 | 3463043 | RIGHT SIDE
120 | LAKE BLUFF DR | 43235-4641 | Replaced | REP585908 | WILKINS | 720A | PVB | 1.000 | 54247 | REPLACED- NEXT TO WATER METER
120 | LAKE BLUFF DR | 43235-4641 | Removed | T278362REM | WILKINS | 720A | PVB | 1.000 | 3611648 | S/W CORNER OF HOUSE
125 | LAKE BLUFF DR | 43235-4642 | Active | 30183 | FEBCO | 765 | PVB | 1.000 | 93732 | REAR OF HOUSE
125 | LAKE BLUFF DR | 43235-4642 | Active | T189420 | WILKINS | 720A | PVB | 1.000 | 3607592 | FRONT OF HOUSE
133 | LAKE BLUFF DR | 43235-4642 | Active | EM4861 | FEBCO | 765 | PVB | 1.000 | 54697 | WEST SIDE OF HOUSE
147 | LAKE BLUFF DR | 43235-4642 | Active | CAA46791 | WILKINS | 720A | PVB | 0.750 | 93733 | LEFT SIDE OF HOUSE
160 | LAKE BLUFF DR | 43235-4671 | Active | HA69419 | FEBCO | 765 | PVB | 0.750 | 93734 | LEFT SIDE OF HOUSE
161 | LAKE BLUFF DR | 43235-4642 | Active | CAB30817 | WILKINS | 720A | PVB | 1.000 | 93223 | RIGHT SIDE
169 | LAKE BLUFF DR | 43235-4642 | Replaced | REP917367 | WILKINS | 975 | RP | 1.000 | 55834 | REPLACED- BEHIND GARAGE BY DECK
169 | LAKE BLUFF DR | 43235-4642 | Active | 3686644 | WILKINS | 975XL | RP | 1.000 | 3610238 | LEFT SIDE OF HOUSE
174 | LAKE BLUFF DR | 43235-4671 | Active | T472763 | WILKINS | 720A | PVB | 1.000 | 93735 | TO RIGHT OF FRONT DOOR
185 | LAKE BLUFF DR | 43235-4642 | Active | H331860 | FEBCO | 765 | PVB | 1.000 | 3463044
193 | LAKE BLUFF DR | 43235-4642 | Active | 58298 | RAINBIRD | 100 | PVB | 1.000 | 93736 | FRONT OF HOUSE
216 | LAKE BLUFF DR | 43235-4672 | Active | T134808 | WILKINS | 720A | PVB | 0.750 | 90510 | FRONT OF HOUSE
222 | LAKE BLUFF DR | 43235-4672 | Active | F021273 | WILKINS | 720A | PVB | 0.750 | 97626 | left side
225 | LAKE BLUFF DR | 43235-4673 | Active | 29011 | FEBCO | 765 | PVB | 1.000 | 57746 | FRONT OF HOUSE
239 | LAKE BLUFF DR | 43235-4674 | Removed | T034733REM | WILKINS | 720A | PVB | 0.750 | 93737 | LEFT SIDE OF HOUSE
188 | LAKE CLUB DR | 43232- | Due Install |  |  |  | RP |  | 3463053
1904 | LAKE CLUB DR | 43232-2114 | Active | 16835 | WATTS | 919AQT | RP | 1.500 | 56578 | IN STOCK ROOM BY WATER METER
1904 | LAKE CLUB DR | 43232-2114 | In Review |  |  |  | RP |  | 3638991 | IN STOCK ROOM BY WATER METER
2200 | LAKE CLUB DR | 43232-3212 | Not Required by DOW | 07497 | WATTS | 719QT | DC | 1.000 | 57596 | IN BASEMENT IN LAUNDRY ROOM CLOSET
2200 | LAKE CLUB DR | 43232-3212 | Replaced | REP547158 | WATTS | 800M4FR | PVB | 1.000 | 89221 | REPLACED- EAST SIDE AT FRONT OF OFFICE
2200 | LAKE CLUB DR | 43232-3212 | Not Required by DOW | T252032 | WILKINS | 720A | PVB | 1.000 | 3609743 | EAST SIDE AT FRONT OF OFFICE
2200 | LAKE CLUB DR | 43232-3212 | Active | ACJ5382 | WILKINS | 975XL2 | RP | 2.000 | 3632458 | IN BASEMENT IN LAUNDRY ROOM CLOSET
2323 | LAKE CLUB DR | 43232-3101 | Not Required by DOW | 638507 | WATTS | 909QT | RP | 1.000 | 57961 | BOILER ROOM / CEILING, ABOVE LIGHTS
2323 | LAKE CLUB DR | 43232-3101 | Active | VE-2424 | WATTS | 957 | RP | 3.000 | 3624622 | AT WATER METER
5984 | LAKE CLUB RD | 43232-2116 | Active | 42852 | WATTS | 919AQT | RP | 1.000 | 3463055 | 5971 SARANAK DR, LIFE GUARD OFFICE
5984 | LAKE CLUB RD | 43232-2116 | Active | 267977 | WILKINS | 975XL | RP | 1.000 | 3622518 | 5971 SARANAK DR
3836 | LAKE CUMBERLAND WAY | 43123-8321 | Active | G246868 | WILKINS | 720A | PVB | 0.750 | 98968 | RIGHT SIDE
2818 | LAKE HOLLOW RD | 43026-8062 | Active | T197943 | WILKINS | 720A | PVB | 0.750 | 59378 | RIGHT SIDE FRONT
3812 | LAKE LANIER DR | 43123 | Active | 285757 | WATTS | 800M4QT | PVB | 0.750 | 95149 | OUTSIDE ON NORTH SIDE OF HOUSE
6319 | LAKE MATHIAS DR | 43054-7013 | Active | CB113752 | WILKINS | 720A | PVB | 0.750 | 3592606 | LEFT SIDE OF HOUSE
6343 | LAKE MATHIAS DR | 43054-7013 | Active | A006668 | WILKINS | 720A | PVB | 0.750 | 93743 | LEFT SIDE
6447 | LAKE MATHIAS DR | 43054-7035 | Active | A151166 | WILKINS | 720A | PVB | 0.750 | 87438 | LEFT SIDE OF HOUSE
6463 | LAKE MATHIAS DR | 43054-7035 | Active | H302000 | FEBCO | 765 | PVB | 0.750 | 91277 | LEFT SIDE FRONT
6479 | LAKE MATHIAS DR | 43054-7035 | Active | H581154 | FEBCO | 765 | PVB | 0.750 | 98534 | LEFT SIDE
1500 | LAKE SHORE DR | 43204-3800 | Not Required by DOW | 121669 | WATTS | 909QT | RP | 1.000 | 55204 | 5TH FLOOR BOILER ROOM (SERIAL #121669)
1500 | LAKE SHORE DR | 43204-3800 | Not Required by DOW | 77784 | WATTS | 919QT | RP | 1.000 | 55205 | LOWER FLOOR PUMP ROOM AT 1500 LAKE SHORE DR
1500 | LAKE SHORE DR | 43204-3800 | Not Required by DOW | 442006 | WATTS | 909HWM1QT | RP | 1.500 | 55206 | PUMP ROOM BASEMENT
1500 | LAKE SHORE DR | 43204-3800 | Active | VD-3324 | Watts | 957 | RP | 3.000 | 3626447 | HOT BOX FRONT BY DRIVEWAY
1500 | LAKE SHORE DR | 43204-3800 | Active | VB-1501 | Ames | COLT 300 | DCDA | 6.000 | 3626448 | IN METER VAULT FRONT
1500 | LAKE SHORE DR | 43204-3800 | LPS - Active |  |  |  | LST |  | 3626450 | FIRE PUMP
1500 | LAKE SHORE DR | 43204-3800 | Active | 64586 | Ames | BM3 | DC | 0.750 | 3650694 | IN METER VAULT FRONT
1515 | LAKE SHORE DR | 43204-4939 | Not Required by DOW | 158926 | WATTS | 909M1QT | RP | 1.500 | 55272 | UTILITY ROOM IN BASEMENT
1515 | LAKE SHORE DR | 43204-4939 | Active | AMA30106 | WILKINS | 975XL | RP | 1.500 | 3652359 | UTILITY ROOM IN BASEMENT AT METER
1515 | LAKE SHORE DR | 43204-4939 | Active | HC70735 | WILKINS | 950XLD | DC | 0.750 | 3653825 | UTILITY ROOM IN BASEMENT
1515 | LAKE SHORE DR | 43204-4939 | Active | 32848B | WILKINS | 350ASTDA | DCDA | 2.500 | 3654635 | UTILITY ROOM IN BASEMENT
1533 | LAKE SHORE DR | 43204-3897 | Active | 40977 | WATTS | 009QT | RP | 1.000 | 55328 | SOUTH MECH RM
1533 | LAKE SHORE DR | 43204-3897 | Active | 3177012 | WILKINS | 950XLT | DC | 1.500 | 101002 | BASEMENT MECH ROOM BEHIND FURNACES
1555 | LAKE SHORE DR | 43204-3825 | Active | 3JL1319 | AMES | 3000SS | DCDA | 4.000 | 55387 | MECHANICAL ROOM BASEMENT
1555 | LAKE SHORE DR | 43204-3825 | Active | 399329 | WILKINS | 975XL | RP | 2.000 | 55388 | METER ROOM IN BASEMENT, AT WATER METER
1555 | LAKE SHORE DR | 43204-3825 | Not Required by DOW | 431046 | WILKINS | 975XL | RP | 1.000 | 55389 | METER ROOM, IN BASEMENT
1555 | LAKE SHORE DR | 43204-3825 | Active | 93789 | WATTS | 007M2QT | DC | 0.750 | 55390 | MECH. ROOM BASEMENT
1650 | LAKE SHORE DR | 43204-4941 | Not Required by DOW | 162582 | WATTS | 909M1QT | RP | 1.500 | 55724 | INSIDE MECHANICAL ROOM
1650 | LAKE SHORE DR | 43204-4941 | Active | TA-0937 | AMES | COLT | DCDA | 6.000 | 3633499 | METER PIT
1650 | LAKE SHORE DR | 43204-4941 | Active | 35060 | WATTS | 919 | RP | 2.000 | 3633642
1650 | LAKE SHORE DR | 43204-4941 | Active | 55147 | AMES | 2000BM3 | DC | 0.750 | 3639281 | METER PIT - FIRE SIDE CAR BYPASS
1650 | LAKE SHORE DR | 43204-4941 | LPS - Active |  |  |  | LST |  | 3641111 | FIRE PUMP - PUMP ROOM
1700 | LAKE SHORE DR | 43204-4895 | Replaced | REP215985 | WATTS | 909M1QT | RP | 2.000 | 55904 | REPLACED- IN BUILDING UTILITY ROOM
1700 | LAKE SHORE DR | 43204-4895 | Not Required by DOW | 021074 | WATTS | 909M1QT | RP | 2.000 | 3351170 | IN BUILDING UTILITY ROOM
1700 | LAKE SHORE DR | 43204-4895 | Active | TF-1030 | WATTS | 957 | RP | 3.000 | 3633498
1700 | LAKE SHORE DR | 43204-4895 | Active | TD-2113 | AMES | 3000DCDA | DCDA | 8.000 | 3639154 | PIT OUT FRONT
1700 | LAKE SHORE DR | 43204-4895 | Active | 56452 | AMES | 2000BM3 | DC | 0.750 | 3639223 | PIT OUT FRONT
1700 | LAKE SHORE DR | 43204-4895 | LPS - Active |  |  |  | LST |  | 3641110 | FIRE PUMP - PUMP ROOM
1725 | LAKE SHORE DR | 43204- | Active | 493340506 | AMES | 3000SS | DCDA | 6.000 | 91108 | PIT ON SIDE OF ROAD LEFT OF DRIVE
1725 | LAKE SHORE DR | 43204- | Active | 05438 | WATTS | 007M1PCQT | DC | 0.750 | 91138 | PIT ON SIDE OF ROAD LEFT OF DRIVE
1725 | LAKE SHORE DR | 43204- | Active | 15531105 | AMES | 4000SS | RP | 3.000 | 91139 | SIDE OF ROAD IN HOT BOX LEFT OF DRIVE
1725 | LAKE SHORE DR | 43204- | Not Required by DOW | J001252 | FEBCO | 825Y | RP | 2.000 | 100755 | ABOVE PIT ON SIDE OF ROAD
1758 | LAKE SHORE DR | 43204 | Active | 3569121 | WILKINS | 975XLD | RP | 0.750 | 56045 | BY METER PIT
1760 | LAKE SHORE DR | 43204- | Active | T096924 | WILKINS | 720A | PVB | 0.750 | 102405 | LEFT SIDE
1765 | LAKE SHORE DR | 43204- | Active | H817937 | FEBCO | 765 | PVB | 0.750 | 3613130 | RIGHT SIDE
1768 | LAKE SHORE DR | 43204- | Active | CB073449 | WILKINS | 720A | PVB | 0.750 | 3604246 | W SIDE BESIDE GAS/ELECTRICAL METERS
1769 | LAKE SHORE DR | 43204- | Active | T303320 | WILKINS | 720 | PVB | 0.750 | 3630143
1772 | LAKE SHORE DR | 43204-4987 | Active | T096920 | WILKINS | 720A | PVB | 0.750 | 102406 | LEFT SIDE
1773 | LAKE SHORE DR | 43204-4929 | Active | CB-289497 | WILKINS | 720A | PVB | 0.750 | 3622593
1776 | LAKE SHORE DR | 43204-4987 | Active | G050414 | WILKINS | 720A | PVB | 0.750 | 90614 | LEFT SIDE OF HOUSE
1777 | LAKE SHORE DR | 43204-4929 | Active | CB637586 | WILKINS | 720A | PVB | 0.750 | 3615114 | RIGHT SIDE
1780 | LAKE SHORE DR | 43204-4987 | Active | G152291 | WILKINS | 720A | PVB | 0.750 | 92502 | RIGHT SIDE
1781 | LAKE SHORE DR | 43204-4929 | Active | F021297 | WILKINS | 720A | PVB | 0.750 | 99323 | LEFT SIDE
1784 | LAKE SHORE DR | 43204-4987 | Active | H492492 | FEBCO | 765 | PVB | 0.750 | 94410 | LEFT SIDE
1788 | LAKE SHORE DR | 43204-4987 | Active | 298692 | WATTS | 800M4QT | PVB | 0.750 | 95217 | LEFT SIDE OF HOUSE NEXT TO GAS METER
1789 | LAKE SHORE DR | 43204-4929 | Active | CB0753373 | WILKINS | 720 | PVB | 0.750 | 3598944 | LEFT FRONT
1792 | LAKE SHORE DR | 43204-4987 | Active | 039682 | WATTS | 800M4 | PVB | 0.750 | 3626798 | RIGHT SIDE
1793 | LAKE SHORE DR | 43204-4929 | Active | H492482 | FEBCO | 765 | PVB | 0.750 | 95251 | LEFT SIDE
1796 | LAKE SHORE DR | 43204-4987 | Active | 700894 | WATTS | 800M2QT | PVB | 1.000 | 99761 | RIGHT SIDE
1797 | LAKE SHORE DR | 43204-4929 | Active | T074556 | WILKINS | 720A | PVB | 0.750 | 101175 | RIGHT SIDE
1800 | LAKE SHORE DR | 43204-4962 | Active | G046611 | WILKINS | 720A | PVB | 0.750 | 90587 | RIGHT SIDE
1801 | LAKE SHORE DR | 43204-4964 | Active | HB11795 | FEBCO | 765 | PVB | 0.750 | 90337 | LEFT SIDE OF HOUSE
1804 | LAKE SHORE DR | 43204-4962 | Active | H593094 | FEBCO | 765 | PVB | 0.750 | 98670 | RIGHT SIDE OF HOUSE
1805 | LAKE SHORE DR | 43204-4964 | Active | H493478 | FEBCO | 765 | PVB | 0.750 | 95252 | LEFT SIDE
1809 | LAKE SHORE DR | 43204-4964 | Active | T499458 | WILKINS | 720A | PVB | 0.750 | 97810 | L.H. side
1811 | LAKE SHORE DR | 43204-4964 | Active | G231010 | WILKINS | 720A | PVB | 0.750 | 98553 | LEFT SIDE OF HOUSE
1812 | LAKE SHORE DR | 43204-4962 | Active | H257198 | FEBCO | 765 | PVB | 0.750 | 56284 | LEFT HAND SIDE
1816 | LAKE SHORE DR | 43204-4962 | Active | G135969 | WILKINS | 720A | PVB | 0.750 | 95253 | LEFT SIDE
1817 | LAKE SHORE DR | 43204-4964 | Active | T197854 | WILKINS | 720 | PVB | 0.750 | 3607403 | RIGHT SIDE
1820 | LAKE SHORE DR | 43204-4962 | Active | G086258 | WILKINS | 720A | PVB | 0.750 | 88716 | LEFT HAND SIDE
1821 | LAKE SHORE DR | 43204 | Active | H11513 | FEBCO | 765 | PVB | 0.750 | 56303 | RIGHT SIDE OF HOUSE
1822 | LAKE SHORE DR | 43204-4962 | Active | 212715 | WATTS | 800M2QT | PVB | 0.750 | 56306 | LH SIDE
1825 | LAKE SHORE DR | 43204-4964 | Active | VAA3504 | WILKINS | 720A | PVB | 0.750 | 88457 | L.H. SIDE
1826 | LAKE SHORE DR | 43204-4962 | Active | 88361 | FEBCO | 765 | PVB | 0.750 | 56325 | RIGHT SIDE
1829 | LAKE SHORE DR | 43204-4964 | Active | G046947 | WILKINS | 720A | PVB | 0.750 | 91161 | RIGHT SIDE
1830 | LAKE SHORE DR | 43204-4962 | Active | H277248 | FEBCO | 765 | PVB | 0.750 | 56343 | LEFT SIDE
1833 | LAKE SHORE DR | 43204-4964 | Active | A008571 | WILKINS | 720A | PVB | 0.750 | 56351 | LEFT OF FRONT DOOR
1834 | LAKE SHORE DR | 43204 | Active | 5370 | FEBCO | 765 | PVB | 0.750 | 56353 | RIGHT SIDE OF HOUSE
1837 | LAKE SHORE DR | 43204 | Active | 751434 | WILKINS | 720A | PVB | 0.750 | 56362 | N CORNER OF BUILDING
1838 | LAKE SHORE DR | 43204 | Active | A006760 | WILKINS | 720A | PVB | 0.750 | 56363 | FRONT OF HOUSE
1841 | LAKE SHORE DR | 43204 | Active | 145851 | WATTS | 800QT | PVB | 0.750 | 56390 | LEFT SIDE OF HOUSE
1842 | LAKE SHORE DR | 43204 | Active | H115748 | FEBCO | 765 | PVB | 0.750 | 56393 | LEFT SIDE OF HOUSE
1845 | LAKE SHORE DR | 43204-4964 | Active | G217000 | WILKINS | 720A | PVB | 0.750 | 96030 | RIGHT SIDE
1846 | LAKE SHORE DR | 43204 | Active | 672188 | WILKINS | 720A | PVB | 0.750 | 56396 | NORTH SIDE OF BUILDING FRONT
1849 | LAKE SHORE DR | 43204-4964 | Active | 752661 | WILKINS | 720A | PVB | 0.750 | 56400 | RIGHT SIDE OF HOUSE
1850 | LAKE SHORE DR | 43204 | Active | 751409 | WILKINS | 720A | PVB | 0.750 | 56413 | FRONT LEFT OF HOUSE
1853 | LAKE SHORE DR | 43204-4964 | Active | 672224 | WILKINS | 720A | PVB | 0.750 | 56423 | RIGHT SIDE OF HOUSE
1854 | LAKE SHORE DR | 43204 | Active | A082379 | WILKINS | 720A | PVB | 0.750 | 56424 | RIGHT SIDE OF HOUSE
1857 | LAKE SHORE DR | 43204-4964 | Active | H446761 | FEBCO | 765 | PVB | 0.750 | 92569 | LEFT SIDE
1858 | LAKE SHORE DR | 43204 | Active | 954755 | WILKINS | 720A | PVB | 0.750 | 56431 | LEFT SIDE OF HSE
1861 | LAKE SHORE DR | 43204-4964 | Active | t433664 | WILKINS | 720A | PVB | 0.750 | 92865 | LEFT SIDE OF HOUSE
1862 | LAKE SHORE DR | 43204-4962 | Active | H375992 | FEBCO | 765 | PVB | 1.000 | 87469 | LEFT SIDE OF HOUSE
1865 | LAKE SHORE DR | 43204-4964 | Active | 902301 | WILKINS | 720A | PVB | 0.750 | 56447 | RIGHT SIDE
1866 | LAKE SHORE DR | 43204 | Active | T272869 | WILKINS | 720A | PVB | 0.750 | 3622692 | LEFT SIDE OF HOUSE
1869 | LAKE SHORE DR | 43204-4964 | Active | G176662 | WILKINS | 720A | PVB | 0.750 | 92568 | NORTH SIDE
1870 | LAKE SHORE DR | 43204-4962 | Active | 779581 | WILKINS | 720A | PVB | 0.750 | 56458 | RIGHT SIDE OF HOUSE
1873 | LAKE SHORE DR | 43204-4964 | Active | A082441 | WILKINS | 720A | PVB | 0.750 | 56464 | RIGHT SIDE OF HOUSE
1874 | LAKE SHORE DR | 43204-4962 | Active | GO86201 | WILKINS | 720A | PVB | 0.750 | 89477 | RIGHT SIDE OF HOUSE
1877 | LAKE SHORE DR | 43204-4964 | Active | H066909 | FEBCO | 765 | PVB | 0.750 | 56470 | LH SIDE
1878 | LAKE SHORE DR | 43204-4962 | Active | G036525 | WILKINS | 720A | PVB | 0.750 | 91123 | LEFT SIDE
1879 | LAKE SHORE DR | 43204-4964 | Active | 137084 | WATTS | 800M4QT | PVB | 0.750 | 56474 | OUTSIDE IRRIGATION
1885 | LAKE SHORE DR | 43204-4964 | Active | 6918 | FEBCO | 765 | PVB | 0.750 | 56510 | RIGHT SIDE OF HOUSE
1886 | LAKE SHORE DR | 43204-4962 | Active | 81563 | WATTS | 800QT | PVB | 0.750 | 56513 | RIGHT SIDE OF HOUSE.
1894 | LAKE SHORE DR | 43204-4962 | Active | HF34996 | FEBCO | 765 | PVB | 0.750 | 56534 | LEFT SIDE OF HOUSE
1901 | LAKE SHORE DR | 43204-4963 | Active | 1772 | FEBCO | 765 | PVB | 0.750 | 56572 | RIGHT SIDE OF HOUSE
1902 | LAKE SHORE DR | 43204-4965 | Active | 5716 | FEBCO | 765 | PVB | 0.750 | 56574 | LEFT SIDE OF HOUSE
1909 | LAKE SHORE DR | 43204-4963 | Active | 6929 | FEBCO | 765 | PVB | 0.750 | 56590 | RIGHT SIDE OF HOME
1910 | LAKE SHORE DR | 43204-4965 | Active | 5101 | FEBCO | 765 | PVB | 0.750 | 56600 | LEFT SIDE OF HOUSE
1917 | LAKE SHORE DR | 43204-4963 | Active | 2232 | FEBCO | 765 | PVB | 0.750 | 56621 | RT SIDE
1918 | LAKE SHORE DR | 43204-4965 | Active | CA5106 | FEBCO | 765 | PVB | 0.750 | 56625 | FRONT OF HOUSE
1925 | LAKE SHORE DR | 43204-4963 | Active | CC1755 | FEBCO | 765 | PVB | 0.750 | 56650 | RIGHT SIDE OF HOUSE
1926 | LAKE SHORE DR | 43204-4965 | Active | 2180 | FEBCO | 765 | PVB | 0.750 | 56653 | LEFT SIDE OF HOUSE
1933 | LAKE SHORE DR | 43204-4963 | Active | CC1922 | FEBCO | 765 | PVB | 0.750 | 56671 | RIGHT SIDE OF HOUSE
1936 | LAKE SHORE DR | 43204-4965 | Active | T410969 | WILKINS | 720A | PVB | 0.750 | 56686 | RIGHT SIDE OF HOUSE
1941 | LAKE SHORE DR | 43204-4963 | Active | 92470 | WATTS | 800QT | PVB | 0.750 | 56700 | RIGHT SIDE OF HOUSE
1946 | LAKE SHORE DR | 43204-4965 | Active | 5182 | FEBCO | 765 | PVB | 0.750 | 56717 | RT SIDE
1949 | LAKE SHORE DR | 43204-4963 | Active | CAB50100 | WILKINS | 720A | PVB | 0.750 | 56724 | SOUTH SIDE OF RESIDENCE
1956 | LAKE SHORE DR | 43204-4965 | Active | 116937 | WATTS | 800M4QT | PVB | 0.750 | 56746 | SOUTH SIDE OF RESIDENCE
1957 | LAKE SHORE DR | 43204-4963 | Active | 103229 | WATTS | 800M4QT | PVB | 0.750 | 56748 | NORTH SIDE OF RESIDENCE
1965 | LAKE SHORE DR | 43204-4963 | Active | 100179 | WATTS | 800M4QT | PVB | 0.750 | 56786 | OUTSIDE IRRIGATION
1966 | LAKE SHORE DR | 43204-4965 | Active | 122 | FEBCO | 765 | PVB | 1.000 | 56789 | OUTSIDE SW CORNER OF HOUSE
1973 | LAKE SHORE DR | 43204-4963 | Active | 541911 | WILKINS | 720A | PVB | 0.750 | 56806 | SIDE OF HOUSE
1976 | LAKE SHORE DR | 43204-4965 | Active | 6939 | FEBCO | 765 | PVB | 0.750 | 56820 | FRONT OF HOUSE
1990 | LAKE SHORE DR | 43204-4965 | Active | 7004 | WATTS | 800 | PVB | 0.750 | 56882 | RIGHT SIDE OF HOUSE
1997 | LAKE SHORE DR | 43204-4963 | Active | 6586 | FEBCO | 765 | PVB | 0.750 | 56893 | LEFT SIDE OF HOUSE
1998 | LAKE SHORE DR | 43204-4965 | Active | 9168 | FEBCO | 765 | PVB | 0.750 | 56895 | RIGHT SIDE OF HOUSE
2006 | LAKE SHORE DR | 43204-4965 | Active | 7084 | WATTS | 800 | PVB | 0.750 | 57014 | RIGHT SIDE OF HOUSE
2013 | LAKE SHORE DR | 43204-4963 | Active | 124892 | WATTS | 800M4FR | PVB | 0.750 | 57025 | EAST SIDE OF RESIDENCE
2014 | LAKE SHORE DR | 43204-4965 | Active | CD5113 | FEBCO | 765 | PVB | 0.750 | 57027 | RIGHT SIDE OF HOUSE
2021 | LAKE SHORE DR | 43204-4963 | Active | 1924 | FEBCO | 765 | PVB | 0.750 | 57053 | RIGHT SIDE OF HOUSE
2022 | LAKE SHORE DR | 43204-4965 | Active | DJ7071 | FEBCO | 765 | PVB | 0.750 | 57054 | LEFT SIDE OF HOUSE
2029 | LAKE SHORE DR | 43204-4963 | Active | CA5132 | FEBCO | 765 | PVB | 0.750 | 57063 | RIGHT SIDE OF HOUSE
2030 | LAKE SHORE DR | 43204-4965 | Active | CB440044 | Wilkins | 720 A | PVB | 0.750 | 57069 | LEFT SIDE OF HOUSE
6955 | LAKEBROOK BLVD | 43235-4267 | Active | G006503 | WILKINS | 720A | PVB | 1.000 | 71012 | RIGHT SIDE OF HOUSE
6960 | LAKEBROOK BLVD | 43235-4240 | Active | T181319 | WILKINS | 720A | PVB | 0.750 | 93738 | FRONT LEFT UNDER BAY WINDOW IN BUSHES
6960 | LAKEBROOK BLVD | 43235-4240 | Removed | 300863REM | WILKINS | 420 | PVB | 1.000 | 95351 | REAR OF HOUSE BEHIND GRILL
6972 | LAKEBROOK BLVD | 43235-4240 | Active | G215321 | WILKINS | 720A | PVB | 0.750 | 93739 | LEFT SIDE CENTER OF HOUSE
6984 | LAKEBROOK BLVD | 43235-4240 | Active | CB987628 | WILKINS | 720A | PVB | 1.000 | 101007 | FRONT RIGHT IN COVE
7009 | LAKEBROOK BLVD | 43235-4239 | Removed | AG7411REM | FEBCO | 765 | PVB | 0.750 | 93740 | REMOVED-LEFT SIDE
7009 | LAKEBROOK BLVD | 43235-4239 | Removed | REM009471 | WATTS | LF800M4QT | PVB | 0.750 | 3606223 | REMOVED LEFT FRONT
7033 | LAKEBROOK BLVD | 43235-4239 | Active | 025504 | WATTS | 800M4QT | PVB | 1.000 | 92834 | LEFT SIDE
7069 | LAKEBROOK BLVD | 43235-4387 | Active | CB026918 | WILKINS | 720A | PVB | 0.750 | 103557 | FRONT RIGHT SIDE
7100 | LAKEBROOK BLVD | 43235-4280 | Active | 978923 | WATTS | 800M4QT | PVB | 1.000 | 92185 | LEFT SIDE OF HOUSE
7112 | LAKEBROOK BLVD | 43235-4280 | Active | 04049 | WATTS | 800M2QT | PVB | 1.000 | 101009 | RIGHT SIDE OF HOUSE
7124 | LAKEBROOK BLVD | 43235-4280 | Active | T472883 | WILKINS | 720A | PVB | 0.750 | 93741 | RIGHT FRONT
7136 | LAKEBROOK BLVD | 43235-4280 | Active | HC94803 | FEBCO | 765 | PVB | 0.750 | 101010 | RIGHT FRONT
7139 | LAKEBROOK BLVD | 43235-4281 | Active | 298691 | WATTS | 800M4QT | PVB | 0.750 | 93742 | LEFT SIDE OF HOUSE WEST OF SMALL DOORS
7179 | LAKEBROOK BLVD | 43235-4281 | Active | H743304 | FEBCO | 765 | PVB | 0.750 | 99984 | RIGHT SIDE REAR
7200 | LAKEBROOK BLVD | 43235-4282 | Removed | 639164REM | RAINBIRD | 100 | PVB | 1.000 | 71615 | BACK OF HOUSE SOUTH EAST
7200 | LAKEBROOK BLVD | 43235-4282 | Active | EAE8015 | WILKINS | 720A | PVB | 0.750 | 3655642 | BACK LEFT
4600 | LAKEHURST CT | 43016-3252 | Not Required by DOW | 004060REM | WATTS | 009QT | RP | 2.000 | 64509 | BLDG #2 1ST FL. MECH/PUMP RM 8 HIGH AT WATER METER
4600 | LAKEHURST CT | 43016-3252 | Removed | 293157REM | WATTS | 009QT | RP | 1.500 | 64510 | REMOVED-1ST FLOOR MECHANICAL ROOM
4600 | LAKEHURST CT | 43016-3252 | Not Required by DOW | 3652 | WATTS | 009QT | RP | 1.000 | 64511 | BLDG #2 PENTHOUSE OVERHEAD BOILER M-UP
4600 | LAKEHURST CT | 43016-3252 | Not Required by DOW | 4440REM | WATTS | 009QT | RP | 2.000 | 64512 | BLDG #2 1ST FL MECH/PUMP RM
4600 | LAKEHURST CT | 43016-3252 | Not Required by DOW | 607059 | WATTS | 909QT | RP | 1.000 | 89168 | BLDG #2 1ST FL LADIES RM HALLWAY ABOVE CEILING
4600 | LAKEHURST CT | 43016-3252 | Removed | 14982REM | WILKINS | 975XLBMS | RP | 1.000 | 103360 | REMOVED-LOADING DOCK METER ROOM OF 4675
4600 | LAKEHURST CT | 43016-3252 | Active | TG-1882 | AMES | COLT 400 | RP | 3.000 | 3635458 | BLDG #2 IN HOT BOX AT PIT E OF END OF COURT
4600 | LAKEHURST CT | 43016-3252 | LPS - Active |  |  |  | LST |  | 3635756 | FIRE PUMP - FIRE PUMP ROOM
4650 | LAKEHURST CT | 43016-3252 | Not Required by DOW | 3645 | WATTS | 009M2PCQT | RP | 1.000 | 64687 | MECHANICAL ROOM -- PENTHOUSE
4650 | LAKEHURST CT | 43016-3252 | Active | 3815 | WATTS | 009QT | RP | 2.000 | 64688 | MECH/RISER RM IN PARKING GARAGE AT WATER MTR DUAL SETTING TOP
4650 | LAKEHURST CT | 43016-3252 | Active | 5347 | WATTS | 009M1PCQT | RP | 2.000 | 64689 | MECH/RISER RM IN PARKING GARAGE AT WATER MTR DUAL SETTING BOTTOM
4650 | LAKEHURST CT | 43016-3252 | Active | VG-0483 | AMES | COLT 500-GV | RPDA | 6.000 | 3626859 | IN HOT BOX N SIDE OF LAKEHURST N OF PUBLIC HYD
4650 | LAKEHURST CT | 43016-3252 | LPS - Active |  |  |  | LPC |  | 3626862 | DOMESTIC PUMP - MECH RISER RM IN GARAGE
4650 | LAKEHURST CT | 43016-3252 | LPS - Active |  |  |  | LST |  | 3644560 | FIRE BOOSTER PUMP - MECH RISER RM IN GARAGE
4650 | LAKEHURST CT | 43016-3252 | Active | 90859 | WATTS | LF919QT | RP | 0.750 | 3651969 | IN HOT BOX N SIDE OF LAKEHURST N OF PUBLIC HYD
4675 | LAKEHURST CT | 43016-3252 | Replaced | REP14982 | WILKINS | 975 | RP | 1.000 | 64761 | REPLACED- BLDG #3 MECH RM AT LOADNG DOCK COOLING TOWERS
4675 | LAKEHURST CT | 43016-3252 | Not Required by DOW | 204387 | WILKINS | 975 | RP | 2.000 | 64762 | BLDG #3 MECH/METER RM AT LOADING DOCK -AT WATER METER OUTSIDE DOOR
4675 | LAKEHURST CT | 43016-3252 | Not Required by DOW | 375956 | WILKINS | 975XL | RP | 1.500 | 64763 | BLDG #3 1ST FL MECH RM, MAKE-UP FOR BOILERS
4675 | LAKEHURST CT | 43016-3252 | Not Required by DOW | 3868973 | WILKINS | 975 | RP | 0.750 | 3604286 | BLDG #3 MECH RM AT LOADING DOCK
4675 | LAKEHURST CT | 43016-3252 | Not Required by DOW | 4041450 | WILKINS | 975XL2 | RP | 1.000 | 3611485 | BLDG #3 MECH RM AT LOADNG DOCK COOLING TOWERS
4675 | LAKEHURST CT | 43016-3252 | Active | TG-1518 | AMES | COLT 400 | RP | 3.000 | 3640843 | BLDG #3 IN HOT BOX AT PIT S OF END OF COURT SERVS 4675 & 4725 BLDGS
4675 | LAKEHURST CT | 43016-3252 | Active | TF-1747 | AMES | COLT 500-GV | RPDA | 6.000 | 3640845 | IN HOT BOX AT PIT S OF END OF COURT SERVS 4600/4675/4725 BLDGS
4675 | LAKEHURST CT | 43016-3252 | Active | 81416 | WATTS | LF919QT | RP | 0.750 | 3640848 | IN HOT BOX AT PIT S OF END OF COURT SERVS 4600/4675/4725 BLDGS
4700 | LAKEHURST CT | 43016-2246 | Not Required by DOW | 355213 | WATTS | 909QT | RP | 1.000 | 64834 | 1st Floor Mechanical-Boiler Room
4700 | LAKEHURST CT | 43016-2246 | Active | 30725 | WATTS | 009 | RP | 2.500 | 64835 | Sprinkler-Riser-Water Room South Exterior Door
4700 | LAKEHURST CT | 43016-2246 | Not Required by DOW | BC2731 | FEBCO | 825Y | RP | 1.500 | 64836 | Sprinkler-Riser-Water Room South Exterior Door
4700 | LAKEHURST CT | 43016-2246 | Active | 125623 | WATTS | 909 | RP | 2.500 | 101043 | Sprinkler-Riser-Water Room South Exterior Door
4700 | LAKEHURST CT | 43016-2246 | Due Install |  |  |  | DCDA | 3.000 | 3638141 | 1ST FLOOR MECHANICAL ROOM
4725 | LAKEHURST CT | 43016-2251 | Not Required by DOW | 3LM0600 | AMES | 3000SS | DCDA | 6.000 | 64881 | BLDG #4 1ST FL MECH/PUMP RM #141C BEHIND EL,AVATORS
4725 | LAKEHURST CT | 43016-2251 | Not Required by DOW | 531679 | WILKINS | 975 | RP | 1.250 | 64882 | BLDG #4 MECH/PUMP RM 1ST FL CEILING
4725 | LAKEHURST CT | 43016-2251 | Not Required by DOW | 562698 | WILKINS | 975 | RP | 1.250 | 64883 | BLDG #4 MECH RM 1ST FL CEILING SOUTH END
4725 | LAKEHURST CT | 43016-2251 | Not Required by DOW | 563348 | WILKINS | 975XL | RP | 1.500 | 64884 | BLDG #4 MECH RM AT BLDG WTR INLET #141C BEHIND ELEVATORS(FRONT DEVICE) DUAL SET
4725 | LAKEHURST CT | 43016-2251 | Not Required by DOW | 563393 | WILKINS | 975XL | RP | 1.500 | 64885 | BLDG #4 AT BLDG WATER INLET MECH RM #141C DUAL SETTING BACK DEVICE
4725 | LAKEHURST CT | 43016-2251 | Not Required by DOW | 34899 | WATTS | 007QT | DC | 0.750 | 87675 | BLDG #4 1ST MECH/PUMP RM #141C
4725 | LAKEHURST CT | 43016-2251 | Not Required by DOW | 3784389 | WILKINS | 975 | RP | 0.750 | 3615275 | MECH ROOM
4725 | LAKEHURST CT | 43016-2251 | LPS - Active |  |  |  | LST |  | 3624775 | FIRE PUMP - FIRE PUMP ROOM/MECH ROOM
167 | LAKERIDGE RD | 43085-3614 | Active | T434985 | WILKINS | 720A | PVB | 0.750 | 3463323 | LEFT FRONT
131 | LAKESIDE CT | 43085-2896 | Active | G212937 | WILKINS | 720A | PVB | 0.750 | 93746 | LEFT SIDE OF HOUSE
6637 | LAKESIDE E CIR | 43085- | Active | T034240 | WILKINS | 720A | PVB | 0.750 | 100071 | LEFT SIDE
6718 | LAKESIDE E CIR | 43085- | Active | T415625 | WILKINS | 720A | PVB | 0.750 | 70548 | FRONT OF HOUSE LEFT OF GARAGE
6727 | LAKESIDE E CIR | 43085- | Active | T204972 | WILKINS | 720A | PVB | 0.750 | 91830 | RIGHT SIDE
6736 | LAKESIDE E CIR | 43085- | Active | 166838 | WILKINS | 720A | PVB | 0.750 | 70565 | LEFT SIDE OF HOUSE
6745 | LAKESIDE E CIR | 43085- | Active | 877826 | WILKINS | 720A | PVB | 1.000 | 70581 | LEFT SIDE OF HOME
6754 | LAKESIDE E CIR | 43085- | Active | F071191 | WILKINS | 720A | PVB | 1.000 | 91684 | FRONT OF HOUSE
6721 | LAKESIDE PL | 43026 | Active | EA13078 | WILKINS | 720A | PVB | 0.750 | 3656911 | LEFT SIDE
6804 | LAKESIDE PL | 43026 | Active | HG90284 | FEBCO | 765 | PVB | 0.750 | 3659017 | RIGHT FRONT
6805 | LAKESIDE PL | 43026 | Active | VNA01109 | WILKINS | 710A | PVB | 0.750 | 3657893
6655 | LAKESIDE W CIR | 43085- | Not Required by DOW | 6280909 | WILKINS | 720A | PVB | 1.000 | 70434 | FRONT OF HOUSE
6655 | LAKESIDE W CIR | 43085- | Not Required by DOW | F118117 |  | 720-A | PVB | 1.000 | 3639699 | LEFT REAR OF HOUSE
6655 | LAKESIDE W CIR | 43085- | Not Required by DOW | 70347 | WATTS | 919 | RP | 1.000 | 3639700 | AT SAM METER - ISOLATION ONLY
6655 | LAKESIDE W CIR | 43085- | Active | B303463 | WILKINS | 375 | RP | 1.500 | 3643540 | BSMNT AT WATER METER
6664 | LAKESIDE W CIR | 43085- | Removed | AL4195REM | FEBCO | 765 | PVB | 1.000 | 70453 | FRONT OF HOUSE REMOVED
6664 | LAKESIDE W CIR | 43085- | Active | T361500 | WILKINS | 720A | PVB | 0.750 | 3649697 | BACK LEFT BY A/C
6665 | LAKESIDE W CIR | 43085- | Active | H493648 | FEBCO | 765 | PVB | 0.750 | 92807 | RIGHT SIDE OF HOUSE
6675 | LAKESIDE W CIR | 43085- | Active | 877777 | WILKINS | 720A | PVB | 1.000 | 70470 | FRONT OF HOUSE
6698 | LAKESIDE W CIR | 43085- | Active | cb561640 | WILKINS | 720A | PVB | 1.000 | 70499 | LEFT FRONT
6714 | LAKESIDE W CIR | 43085- | Active | 311045 | WILKINS | 720A | PVB | 1.000 | 93748 | LEFT SIDE OF HOUSE
6717 | LAKESIDE W CIR | 43085- | Active | AM9401 | FEBCO | 765 | PVB | 1.000 | 91683 | RIGHT FRONT
6728 | LAKESIDE W CIR | 43085- | Active | HB12346 | FEBCO | 765 | PVB | 0.750 | 93749 | RIGHT FRONT
6774 | LAKESIDE W CIR | 43085- | Active | T178602 | WILKINS | 720A | PVB | 0.750 | 70660 | RIGHT SIDE OF DOORS
6787 | LAKESIDE W CIR | 43085- | Active | T034684 | WILKINS | 720A | PVB | 0.750 | 99905 | FRONT, RIGHT OF PORCH
1319 | LAKESIDE WAY | 43085-2892 | Active | HB45157 | FEBCO | 765 | PVB | 0.750 | 93750 | WEST SIDE OF HOUSE BY GAS METER
5772 | LAKEVIEW DR | 43026-1370 | Active | T134732 | WILKINS | 720A | PVB | 0.750 | 102555 | RIGHT SIDE
5796 | LAKEVIEW DR | 43026-1370 | Active | T083787 | WILKINS | 720A | PVB | 0.750 | 101398 | RIGHT SIDE
5804 | LAKEVIEW DR | 43026-1370 | Active | 375269 | WILKINS | 720A | PVB | 0.750 | 68025 | LEFT SIDE OF HOUSE
530 | LAKEVIEW PLAZA BLVD | 43085-4710 | Active | T000573 | WILKINS | 720A | PVB | 1.500 | 66598 | SW CORNER OF BLDG -- OUTSIDE
530 | LAKEVIEW PLAZA BLVD | 43085-4710 | Due Install |  |  |  | RP | 1.500 | 3638048
530 | LAKEVIEW PLAZA BLVD | 43085-4710 | Due Install |  |  |  | DCDA | 6.000 | 3638049 | SW CORNER OF BLDG -- OUTSIDE
535 | LAKEVIEW PLAZA BLVD | 43085-6728 | Active | H010992 | FEBCO | 805YB | DC | 0.750 | 94179 | RISER ROOM EAST SIDE OF BLDG
535 | LAKEVIEW PLAZA BLVD | 43085-6728 | Active | N0801030248 | FEBCO | 876V | DCDA | 8.000 | 94192 | NE MECH/RISER ROOM GO THRU 535-B NO OSD
535 | LAKEVIEW PLAZA BLVD | 43085-6728 | Not Required by DOW | 25852 | WATTS | 919QT | RP | 1.50 | 3636414 | NE MECH/RISER ROOM GO THRU 535-B FOR N UNIT?
535 | LAKEVIEW PLAZA BLVD | 43085-6728 | Active | 4934456 | WILKINS | 975XL2 | RP | 1.000 | 3650589 | NE MECH/RISER ROOM GO THRU 535-B AT WATER METER
600 | LAKEVIEW PLAZA BLVD | 43085-4799 | Active | AMA16227 | WILKINS | 975XL | RP | 2.000 | 3463570 | IN RISER ROOM NORTH SIDE OF BLDG BY DOCKS
600 | LAKEVIEW PLAZA BLVD | 43085-4799 | Active | 40499B | ZURN | 375ASTDA | DCDA | 6.000 | 3658098 | PIT S/E CORNER OF DRIVE ENTRANCE
600 | LAKEVIEW PLAZA BLVD | 43085-4799 | Active | HC 86934 | WILKINS | 350XL | DC | 0.750 | 3658815 | PIT S/E CORNER OF DRIVE ENTRANCE
640 | LAKEVIEW PLAZA BLVD | 43085-4782 | Active | 587538 | WILKINS | 975XL | RP | 2.000 | 69860 | MECH/RISER ROOM BEHIND 640-A AT WATER METER OUTSIDE Door
640 | LAKEVIEW PLAZA BLVD | 43085-4782 | Not Required by DOW | 027211 | WATTS | 800M4QT | PVB | 1.500 | 69861 | OUTSIDE OF BUILDING
640 | LAKEVIEW PLAZA BLVD | 43085-4782 | Active | HC73087 | WILKINS | 950XLD | DC | 0.750 | 3629378 | MECH/RISER ROOM BEHIND 640-A OUTSIDE Door
640 | LAKEVIEW PLAZA BLVD | 43085-4782 | Active | 37576 | WILKINS | 350ASTDA | DCDA | 6.000 | 3656990 | MECH/RISER ROOM BEHIND 640-A OUTSIDE Door
651 | LAKEVIEW PLAZA BLVD | 43085-4774 | Active | ALA09960 | WILKINS | 975XL3 | RP | 1.000 | 3628320 | MECH ROOM UNIT H
659 | LAKEVIEW PLAZA BLVD | 43085-4775 | Not Required by DOW | 90645 | WATTS | 009M2PCQT | RP | 1.000 | 70282 | INSIDE FURNANCE ROOM SUITE K
659 | LAKEVIEW PLAZA BLVD | 43085-4775 | Active | ALA03383 | WILKINS | 975XL3 | RP | 1.000 | 3629498 | INSIDE FURNANCE ROOM SUITE K
667 | LAKEVIEW PLAZA BLVD | 43085-4781 | Active | 294409 | WATTS | LF009M2QT | RP | 1.000 | 3463572 | IN UNIT F UTILITY CLOSET
690 | LAKEVIEW PLAZA BLVD | 43085-4732 | Not Required by DOW | 027205 | WATTS | 800M4QT | PVB | 1.500 | 70902 | NORTH SIDE OF BUILDING OUTSIDE
690 | LAKEVIEW PLAZA BLVD | 43085-4732 | Active | 587529 | WILKINS | 975 | RP | 2.000 | 70903 | Mechanical Room Rear NW Corner
690 | LAKEVIEW PLAZA BLVD | 43085-4732 | Active | VE-0365 | WATTS | 757 | DCDA | 6.000 | 3626682 | Mechanical Room Rear NW Corner
690 | LAKEVIEW PLAZA BLVD | 43085-4732 | Active | 227906 | WATTS | 007M3QT | DC | 0.750 | 3650416 | Mechanical Room Rear NW Corner
705 | LAKEVIEW PLAZA BLVD | 43085-4779 | Active | ALA23338 | WILKINS | 975XL3 | RP | 1.000 | 71320 | UTILITY CLOSET UNIT 705-C
733 | LAKEVIEW PLAZA BLVD | 43085-4778 | Not Required by DOW | 117388 | WATTS | 909HWQT | RP | 1.000 | 71809 | UTILITY CLOSET 733-A
733 | LAKEVIEW PLAZA BLVD | 43085-4778 | Active | ALA27718 | WILKINS | 975XL3 | RP | 1.000 | 3629499 | UTILITY CLOSET 733-A
740 | LAKEVIEW PLAZA BLVD SUITE 100 | 43085-4784 | Active | AMA15184 | WILKINS | 975 | RP | 2.000 | 3463573 | HOTBOX ON SOUTHSIDE OF PARKING LOT
740 | LAKEVIEW PLAZA BLVD SUITE 100 | 43085-4784 | Active | 38896 | WILKINS | 350ASTDA | DCDA | 6.000 | 3628117
740 | LAKEVIEW PLAZA BLVD SUITE 100 | 43085-4784 | Active | HC80877 | WILKINS | 950XLD | DC | 0.750 | 3658970
404 | LAKEVIEW XING | 43125-9039 | Active | 1043404 | WILKINS | 975 | RP | 1.000 | 62746 | WAREHOUSE AREA
4045 | LAKEVIEW XING | 43125-9039 | Active | 4273905 | WILKINS | 975XL2 | RP | 2.000 | 62747 | WAREHOUSE AREA
4045 | LAKEVIEW XING | 43125-9039 | Active | 443147 | WILKINS | 975 | RP | 1.500 | 62748 | WAREHOUSE AREA
4100 | LAKEVIEW XING | 43125 | Active | WL-2392 | AMES | 400 | RP | 4.000 | 3655197 | IN BUILDING
4100 | LAKEVIEW XING | 43125 | Active | WH-0021 | AMES | 300GV | DCDA | 8.000 | 3655217 | METER BLDG BY ROAD
4100 | LAKEVIEW XING | 43125 | Active | 70704 | AMES | 2000BM3 | DC | 0.750 | 3655218 | METER BLDG BY ROAD
4000 | LAKEVIEW XNG | 43125-9059 | Active | 108763 | WATTS | 009QT | RP | 2.000 | 62628 | MECHANICAL ROOM OFF KITCHEN
4000 | LAKEVIEW XNG | 43125-9059 | Active | 2AN0531 | AMES | 2000SS | DC | 4.000 | 62629 | MECH ROOM
4000 | LAKEVIEW XNG | 43125-9059 | Due Install |  |  |  | DCDA | 6.000 | 3635752 | ON FIRE LINE
4025 | LAKEVIEW XNG | 43125-9039 | Active | ABA38159 | WILKINS | 975XL | RP | 1.000 | 3463574 | AT WATER METER
2771 | LAKINHURST DR | 43220-4542 | Active | 670620 | WATTS | 800M4QT | PVB | 1.000 | 93753 | FRONT OF HOUSE RIGHT OF FRONT DOOR
5400 | LAKOTA DR | 43081-7845 | Active | 412052 | WATTS | 909HWQT | RP | 0.750 | 103837 | MECH RM OFFICE POOL HOUSE
5400 | LAKOTA DR | 43081-7845 | Due Install |  |  |  | RP | 1.000 | 3649798
2961 | LAMB AVE | 43219-2310 | Active | 68832 | WATTS | 009QT | RP | 0.750 | 59616 | IN THE JANITOR CLOSET, IN THE OFFICE OF 2961 LAMB AVE
3030 | LAMB AVE | 43219-2311 | Active | ABA25020 | WILKINS | 975XL2 | RP | 0.750 | 3463697
3034 | LAMB AVE | 43219-2311 | Active | ABB15892 | WILKINS | 975XL2 | RP | 0.750 | 3658262
3065 | LAMB AVE | 43219- | Active | 4724308 | WILKINS | 975XL | RP | 1.000 | 3463700 | EAST WALL BY OVERHEAD DOOR
3080 | LAMB AVE | 43219-2311 | Active | ALA51280 | WILKINS | 975XL3 | RP | 0.375 | 3463702
3122 | LAMB AVE | 43219- | Due Install | [5 empty] | 3463704 | .
3153 | LAMB AVE | 43219-2344 | Active | ACI2755 | WILKINS | 975XL2 | RP | 1.500 | 3463706 | BATHROOM
3155 | LAMB AVE | 43219-2344 | Active | 48242 | WATTS | LF919QT | RP | 1.000 | 3463707 | BEHIND RESTROOM IN WAREHOUSE
930 | LAMBETH DR | 43220-5033 | Active | H339719 | FEBCO | 765 | PVB | 0.750 | 88926 | FRONT RIGHT
942 | LAMBETH DR | 43220-5033 | Active | H323237 | FEBCO | 765 | PVB | 0.750 | 95342 | FRONT RIGHT
337 | LAMBOURNE AVE | 43085-2432 | Active | G242394 | WILKINS | 720A | PVB | 0.750 | 99647 | RIGHT FRONT OF HOUSE
424 | LAMBOURNE AVE | 43085-2413 | Active | T258083 | WILKINS | 720A | PVB | 0.750 | 3463779 | FRONT RIGHT
561 | LAMBOURNE AVE | 43085-2452 | Active | CB079936 | WILKINS | 720A | PVB | 0.750 | 3463801 | RIGHT SIDE OF HOUSE
602 | LAMBRIGHT ST | 43081 | Active | T345880 | WILKINS | 720A | PVB | 0.750 | 3603231 | LEFT SIDE
6031 | LAMBRIGHT ST | 43081 | Active | T254283 | WILKINS | 720A | PVB | 0.750 | 3603856 | LEFT SIDE OF HOUSE
6034 | LAMBRIGHT ST | 43081 | Active | T147305 | WILKINS | 720A | PVB | 0.750 | 3603859 | RIGHT SIDE BY GAS METER
6067 | LAMBRIGHT ST | 43081 | Active | T299988 | WILKINS | 720A | PVB | 0.750 | 3603389 | LEFT SIDE
7271 | LAMBTON GREEN N | 43054-8439 | Active | T387137 | Wilkins | 720A | PVB | 0.750 | 71719 | FRONT LEFT LEFT
7286 | LAMBTON GREEN N | 43054-8085 | Active | 903235 | WILKINS | 720A | PVB | 0.750 | 71748 | RIGHT HAND SIDE OF HOUSE
7416 | LAMBTON GREEN RD | 43054-7103 | Active | H206292 | FEBCO | 765 | PVB | 0.750 | 71950 | LEFT SIDE OF HOUSE
7416 | LAMBTON GREEN RD | 43054-7103 | Active | 3905988 | WILKINS | 975 | RP | 0.750 | 3604529 | IN BASEMENT AT SUMP PUMP
7267 | LAMBTON GREEN S | 43054-8439 | Active | H129109 | FEBCO | 765 | PVB | 0.750 | 71709 | RIGHT SIDE OF HOUSE BY GAS METER
7305 | LAMBTON GREEN S | 43054-7172 | Active | 298708 | WATTS | 800M3QT | PVB | 0.750 | 95192 | LEFT SIDE OF HOUSE
7267 | LAMBTON GREEN S REAR | 43054 | Active | H069065 | FEBCO | 765 | PVB | 1.000 | 86996 | SOUTHEAST CORNER OF SOUTH GARAGE
7283 | LAMBTON GRN | 43054-8439 | Active | T480721 | WILKINS | 720A | PVB | 0.750 | 71743 | LEFT SIDE OF HOUSE
7312 | LAMBTON N GRN | 43054 | Active | H204773 | FEBCO | 765 | PVB | 0.750 | 71792 | LEFT SIDE OF HOUSE
7342 | LAMBTON N GRN | 43054-8086 | Active | T056882 | WILKINS | 720A | PVB | 1.000 | 71835 | WEST SOUTH SIDE OF HOUSE
7378 | LAMBTON N GRN | 43054 | Active | T133165 | WILKINS | 720 | PVB | 0.750 | 3602379 | LEFT SIDE OF HOUSE
7117 | LAMBTON PARK DR | 43054 | Active | T066522 | Wilkins | 720A | PVB | 0.750 | 3601788 | FRONT OF HOUSE EAST OF FRONT DOOR IN COVE BY GAS METER
7368 | LAMBTON PARK DR | 43054-8588 | Active | 236399 | WATTS | 009M2PCQT | RP | 1.000 | 71860 | IN BASEMENT BY WATER METER
7369 | LAMBTON PARK DR | 43054-8893 | Active | 124694 | WILKINS | 420 | PVB | 1.000 | 71863 | NEXT TO GAS METER
6917 | LAMBTON PARK RD | 43054 | Active | T253833 | WILKINS | 720A | PVB | 0.750 | 3615124
6939 | LAMBTON PARK RD | 43054 | Active | CB083058 | WILKINS | 720A | PVB | 0.750 | 3603270 | FRONT
6958 | LAMBTON PARK RD | 43054 | Active | 4413911 | WILKINS | 975XL | RP | 0.750 | 3615144 | FRONT OF THE HOUSE RIGHT OF FRONT DOOR
6984 | LAMBTON PARK RD | 43054 | Active | 5014541 | WILKINS | 975 | RP | 1.000 | 3658099
6995 | LAMBTON PARK RD | 43054 | Active | F031608 | WILKINS | 720A | PVB | 0.750 | 96982 | RIGHT SIDE OF HOUSE
7010 | LAMBTON PARK RD | 43054-8869 | Active | 075001 | WATTS | LF800M4QT | PVB | 1.000 | 92679 | RIGHT SIDE OF HOUSE
7153 | LAMBTON PARK RD | 43054-8220 | Active | G086257 | WILKINS | 720A | PVB | 0.750 | 89196 | LEFT FRONT
7181 | LAMBTON PARK RD | 43054 | Active | 291929 | WATTS | 800M4QT | PVB | 0.750 | 92571 | LEFT SIDE
7216 | LAMBTON PARK RD | 43054-8869 | Active | H411576 | FEBCO | 765 | PVB | 1.000 | 71638 | LEFT SIDE
7240 | LAMBTON PARK RD | 43054 | Active | H164004 | FEBCO | 765 | PVB | 0.750 | 71671 | RIGHT SIDE OF HOME
7278 | LAMBTON PARK RD | 43054-9037 | Active | 154594 | WATTS | 009QT | RP | 1.000 | 71739 | FRONT CORNER OF CRAWL SPACE NEXT TO WTR MTR
7300 | LAMBTON PARK RD | 43054-8588 | Active | 74394 | WATTS | 919QT | RP | 1.000 | 71775 | NORTH WEST CORNER BY ELECTRIC METER LEFT REAR
7309 | LAMBTON PARK RD | 43054-8893 | Active | H107505 | FEBCO | 765 | PVB | 0.750 | 71787 | FRONT OF HOUSE
7347 | LAMBTON PARK RD | 43054-8893 | Active | 813533 | WILKINS | 720A | PVB | 0.750 | 71837 | N.E. CORNER OF HOUSE
7348 | LAMBTON PARK RD | 43054-8588 | Active | 431777 | WATTS | 800M4QT | PVB | 0.750 | 87739 | RIGHT SIDE
7380 | LAMBTON PARK RD | 43054-8433 | Active | 551760 | WILKINS | 720A | PVB | 1.000 | 71880 | RIGHT SIDE OF HOUSE BY AC UNITS
7402 | LAMBTON PARK RD | 43054-8431 | Active | H010935 | FEBCO | 765 | PVB | 0.750 | 71922 | FRONT OF HOUSE LEFT OF FRONT DOOR
7407 | LAMBTON PARK RD | 43054-8851 | Active | CH2236 | FEBCO | 765 | PVB | 0.750 | 71932 | FRONT OF HOUSE
7433 | LAMBTON PARK RD | 43054-8581 | Active | 149696 | WATTS | 800M2QT | PVB | 1.000 | 71972 | FRONT LEFT BY GARAGE SIDE DOOR
7465 | LAMBTON PARK RD | 43054-8512 | Active | 279572 | WILKINS | 720A | PVB | 0.750 | 72043 | FRONT OF HOUSE
7489 | LAMBTON PARK RD | 43054-8512 | Active | 039738 | WATTS | 800M4QT | PVB | 0.750 | 72092 | FRONT OF HOUSE
7511 | LAMBTON PARK RD | 43054-8512 | Active | F031372 | WILKINS | 720A | PVB | 0.750 | 97790 | LEFT SIDE
7537 | LAMBTON PARK RD | 43054-8513 | Active | CB215325 | WILKINS | 720A | PVB | 1.000 | 72197 | RIGHT FRONT
7555 | LAMBTON PARK RD | 43054-8513 | Active | F16568 | FEBCO | 765 | PVB | 1.000 | 72230 | LEFT SIDE FRONT
7573 | LAMBTON PARK RD | 43054 | Active | 687454 | WILKINS | 720A | PVB | 1.000 | 72261 | LEFT SIDE OF HOUSE
7609 | LAMBTON PARK RD | 43054-8898 | Active | H208796 | FEBCO | 765 | PVB | 1.000 | 72330 | LEFT OF FRONT DOOR
7627 | LAMBTON PARK RD | 43054-8898 | Active | HE04380 | FEBCO | 765 | PVB | 0.750 | 72371 | LEFT SIDE OF HOUSE
7667 | LAMBTON PARK RD | 43054-8577 | Replaced | REP101475 | WILKINS | 420 | PVB | 0.750 | 72454 | REPLACED- NE CORNER OF HOUSE
7667 | LAMBTON PARK RD | 43054-8577 | Active | T188423 | WILKINS | 720 | PVB | 0.750 | 3611574 | NE CORNER OF HOUSE
7711 | LAMBTON PARK RD | 43054-8090 | Active | H114311 | FEBCO | 765 | PVB | 0.750 | 72607 | LEFT SIDE OF HOUSE
7727 | LAMBTON PARK RD | 43054-8090 | Active | FH01465 | FEBCO | 765 | PVB | 1.000 | 72640 | RIGHT HAND SIDE
7755 | LAMBTON PARK RD | 43054-8427 | Active | 586590 | WILKINS | 720A | PVB | 1.000 | 72712 | NE CORNER OF HOUSE
7779 | LAMBTON PARK RD | 43054-8427 | Active | 672090 | WILKINS | 720A | PVB | 0.750 | 72787 | FRONT FAR RIGHT
7809 | LAMBTON PARK RD | 43054-8428 | Active | AC7257 | FEBCO | 765 | PVB | 0.750 | 72835 | REAR OF HOUSE
7829 | LAMBTON PARK RD | 43054-8428 | Active | 817201 | WILKINS | 720A | PVB | 0.750 | 72877 | LEFT SIDE OF HOUSE
7857 | LAMBTON PARK RD | 43054-8435 | Active | H097617 | FEBCO | 765 | PVB | 0.750 | 72923 | RT SIDE OF HSE
7877 | LAMBTON PARK RD | 43054-8435 | Active | 204401 | WATTS | 800QT | PVB | 0.750 | 72939 | FRONT OF HOUSE
7911 | LAMBTON PARK RD | 43054 | Active | H055534 | FEBCO | 765 | PVB | 0.750 | 72976 | REAR OF HOUSE
7935 | LAMBTON PARK RD | 43054-8430 | Active | AC5834 | FEBCO | 765 | PVB | 0.750 | 73059 | Northeast corner of Hse. OUTSIDE
7963 | LAMBTON PARK RD | 43054-8430 | Active | AC4474 | FEBCO | 765 | PVB | 0.750 | 73074 | REAR OF HOUSE
7591 | LAMBTON PK | 43054-8513 | Active | cb828453 | WILKINS | 720A | PVB | 0.750 | 72286 | RIGHT SIDE OF HOUSE
3842 | LAMBTON PL | 43054-8737 | Active | 610248 | WATTS | 909PCHWQT | RP | 1.000 | 92409 | WATER METER CLOSET - BASEMENT
3853 | LAMBTON PL | 43054 | Active | 413838 | WILKINS | 420XL | PVB | 1.000 | 61957 | LEFT SIDE OF HOUSE
1025 | LAMPLIGHTER DR | 43123 | Active | RC-0612 | WATTS | 957 | RP | 4.000 | 3623307 | MTR ROOM CLUBHOUSE
1025 | LAMPLIGHTER DR | 43123 | Active | 191344 | AMES | 3000SS | DCDA | 6.000 | 3626439 | RISER ROOM BACK OF BUILDING
1025 | LAMPLIGHTER DR | 43123 | Active | 26595 | WATTS | 007M1QT | DC | 0.750 | 3626440 | RISER ROOM BACK OF BUILDING
1050 | LAMPLIGHTER DR | 43123 | Active | YI-2702 | AMES | COLT 400 | RP | 4.000 | 3658183 | HOT BOX
1050 | LAMPLIGHTER DR | 43123 | Active | YJ-2716 | AMES | 500GV | RPDA | 4.000 | 3658184 | HOT BOX
1050 | LAMPLIGHTER DR | 43123 | Active | 105721 | WATTS | LF919QT | RP | 0.750 | 3658185 | HOT BOX
1105 | LAMPLIGHTER DR | 43123 | Active | 1799350313 | AMES | 3000SS | DCDA | 6.000 | 103865 | WATER METER ROOM
1105 | LAMPLIGHTER DR | 43123 | Active | 20676 | WATTS | 007M1PCQT | DC | 0.750 | 103886 | WATER METER ROOM
1105 | LAMPLIGHTER DR | 43123 | Active | N1305220939 | FEBCO | 880V | RP | 4.000 | 103887 | WATER METER ROOM
1305 | LAMPLIGHTER DR | 43123-8199 | Active | 14152 | AMES | 4000B | RP | 0.750 | 93290 | RISER ROOM
1305 | LAMPLIGHTER DR | 43123-8199 | Active | 1039370607 | AMES | 5000SS | RPDA | 6.000 | 93335 | RISER ROOM
1305 | LAMPLIGHTER DR | 43123-8199 | Active | 438200 | WATTS | 909M1QT | RP | 2.000 | 93336 | RISER ROOM
1216 | LAMPLIGHTER LN | 43123 | Active | J028774 | FEBCO | 825Y | RP | 2.000 | 102744 | HOT BOX @ END OF PARKING LOT
1216 | LAMPLIGHTER LN | 43123 | Active | N1201040203 | FEBCO | 856 | DCDA | 6.000 | 103028 | HOT BOX
1216 | LAMPLIGHTER LN | 43123 | Active | 17825 | FEBCO | 805 | DC | 0.750 | 103029 | HOT BOX
1239 | LAMPLIGHTER LN | 43123-8170 | Active | 1702460809 | AMES | 3000SS | DCDA | 6.000 | 98177 | RISER ROOM
1239 | LAMPLIGHTER LN | 43123-8170 | Active | 14910 | WATTS | 007M1QT | DC | 0.750 | 98492 | RISER ROOM
1239 | LAMPLIGHTER LN | 43123-8170 | Not Required by DOW | 208391 | WILKINS | 975XL | RP | 1.500 | 98493 | METER ROOM
1239 | LAMPLIGHTER LN | 43123-8170 | Active | 3164828 | WILKINS | 975XL | RP | 1.500 | 98494 | METER ROOM
6130 | LAMPTON POND DR | 43026-7188 | Active | G167542 | WILKINS | 720A | PVB | 0.750 | 92942 | LEFT SIDE
6138 | LAMPTON POND DR | 43026-7188 | Active | EAG4646 | WILKINS | 720A | PVB | 0.750 | 3596469
6162 | LAMPTON POND DR | 43026 | Active | EAD4838 | WILKINS | 720A | PVB | 0.750 | 69201 | RIGHT SIDE OF HOUSE
6194 | LAMPTON POND DR | 43026 | Active | ZJ550 | CONBRACO | PVB | PVB | 1.000 | 92554 | LEFT SIDE
6201 | LAMPTON POND DR | 43026-7190 | Active | T198651 | WILKINS | 720A | PVB | 0.750 | 3594540 | LEFT SIDE OF HOUSE
6209 | LAMPTON POND DR | 43026-7190 | Active | t303584 | WILKINS | 720A | PVB | 0.750 | 69383 | LEFT SIDE OF HOME
6210 | LAMPTON POND DR | 43026-7188 | Active | T065662 | WILKINS | 720A | PVB | 0.750 | 101701 | LEFT SIDE OF HOUSE
6217 | LAMPTON POND DR | 43026 | Active | H635610 | FEBCO | 765 | PVB | 0.750 | 69404 | LEFT SIDE MIDDLE
6225 | LAMPTON POND DR | 43026-7190 | Active | T084067 | WILKINS | 720A | PVB | 0.750 | 69415 | RIGHT SIDE
6226 | LAMPTON POND DR | 43026 | Active | CB073731 | WILKINS | 720A | PVB | 0.750 | 69421 | RIGHT SIDE FRONT
5395 | LANARK CT | 43017 | Active | 779784 | WILKINS | 720A | PVB | 0.750 | 66781 | RIGHT SIDE CENTER BY GAS METER
5407 | LANARK CT | 43017-8540 | Active | 124880 | WATTS | 800M2QT | PVB | 0.750 | 66837 | RIGHT CENTER
5419 | LANARK CT | 43017 | Active | 292809 | WATTS | 800M4 | PVB | 0.750 | 66875 | LEFT CENTER BY DOOR
2992 | LANDEN FARM E RD | 43026- | Active | CB081386 | WILKINS | 720A | PVB | 0.750 | 3598113 | RIGHT SIDE OF HOUSE
3014 | LANDEN FARM E RD | 43026- | Removed | H116094REM | FEBCO | 765 | PVB | 0.750 | 59804 | SIDE OF HOUSE
3021 | LANDEN FARM E RD | 43026- | Active | 665324 | WILKINS | 720A | PVB | 1.000 | 92412 | RIGHT SIDE OF HOUSE
3070 | LANDEN FARM E RD | 43026- | Active | CB092947 | WILKINS | 720A | PVB | 0.750 | 3585292 | RIGHT SIDE
3086 | LANDEN FARM E RD | 43026- | Active | H245111 | FEBCO | 765 | PVB | 0.750 | 59930 | RIGHT SIDE OF HOUSE
3093 | LANDEN FARM E RD | 43026 | Active | T174511 | WILKINS | 720A | PVB | 0.750 | 3586871 | RIGHT SIDE
2956 | LANDEN FARM RD | 43026- | Active | G080914 | WILKINS | 720A | PVB | 0.750 | 59611 | SIDE OF HOUSE
2963 | LANDEN FARM W RD | 43026 | Active | CB992620 | WILKINS | 720A | PVB | 0.750 | 3588485 | LEFT SIDE
2973 | LANDEN FARM W RD | 43026- | Active | T337299 | WILKINS | 720 | PVB | 1.000 | 3590536 | LEFT SIDE OF HOUSE
3059 | LANDEN FARM W RD | 43026- | Active | CB469271 | WILKINS | 720A | PVB | 0.750 | 59890 | RIGHT SIDE OF HOUSE
3067 | LANDEN FARM W RD | 43026- | Active | H009922 | FEBCO | 765 | PVB | 0.750 | 93754 | LEFT SIDE OF HOUSE
3084 | LANDEN FARM W RD | 43026- | Active | CB114000 | WILKINS | 720A | PVB | 0.750 | 3585599 | RIGHT SIDE OF HOUSE
4376 | LANDMARK LN | 43026-7820 | Active | A05933 | FEBCO | 765 | PVB | 0.750 | 63839 | RIGHT FRONT
4377 | LANDMARK LN | 43026-7821 | Active | 014252 | WATTS | 800M4 | PVB | 0.750 | 63841 | LEFT SIDE
4390 | LANDMARK LN | 43026-7820 | Active | EAD5424 | WILKINS | 720A | PVB | 0.750 | 101336 | RIGHT FRONT
4391 | LANDMARK LN | 43026-7821 | Active | 17823 | FEBCO | 765 | PVB | 1.000 | 63869 | NORTH SIDE
4420 | LANDMARK LN | 43026-7820 | Active | 401451 | WILKINS | 720A | PVB | 0.750 | 63975 | LEFT SIDE OF HOUSE
4433 | LANDMARK LN | 43026-7822 | Active | 670225 | WATTS | 800M4QT | PVB | 1.000 | 97936 | RIGHT SIDE
4443 | LANDMARK LN | 43026-7822 | Active | FL0895 | FEBCO | 765 | PVB | 1.000 | 93755 | LEFT SIDE FRONT
4356 | LANDMARK RD | 43125-8943 | Active | H457341 | FEBCO | 765 | PVB | 0.750 | 92295 | LEFT SIDE OF HOUSE
4364 | LANDMARK RD | 43125-8943 | Active | G104537 | WILKINS | 720A | PVB | 1.000 | 93180 | LEFT SIDE OF HOUSE
4404 | LANDMARK RD | 43125-8922 | Active | T410334 | WILKINS | 720A | PVB | 0.750 | 98620 | LEFT SIDE OF HOUSE
4420 | LANDMARK RD | 43125-8922 | Active | F025240 | WILKINS | 720A | PVB | 0.750 | 96966 | LEFT SIDE
2341 | LANDMARK WAY | 43219 | Active | 084690 | WATTS | 009 | RP | 1.500 | 3648599 | IN WHAREHOUSE SOUTHWEST CORNER
2400 | Landmark Way | 43219 | New Construction |  |  |  | RP | 1.500 | 3648598 | HOTBOX
7212 | LANDON LN | 43054-8903 | Active | T223318 | WILKINS | 720 | PVB | 0.750 | 71635 | BACK OF HSE
7213 | LANDON LN | 43054-8904 | Removed | REMH673704 | FEBCO | 765 | PVB | 1.000 | 71637 | RIGHT SIDE OF HOUSE REMOVED
7213 | LANDON LN | 43054-8904 | Active | T440025 | WILKINS | 720A | PVB | 0.750 | 3653422 | RIGHT SIDE OF HOUUSE
7227 | LANDON LN | 43054-8904 | Active | H198065 | FEBCO | 765 | PVB | 1.000 | 71655 | LEFT SIDE
7228 | LANDON LN | 43054-8903 | Active | 513461 | WILKINS | 720A | PVB | 0.750 | 71658 | LEFT FRONT SIDE OF HOUSE
7248 | LANDON LN | 43054-8903 | Active | AA4358 | FEBCO | 765 | PVB | 1.000 | 71680 | SIDE OF HOUSE
7249 | LANDON LN | 43054-8904 | Active | EAE8783 | WILKINS | 720A | PVB | 1.000 | 71681 | RIGHT OF FRONT DOOR
7266 | LANDON LN | 43054-8903 | Active | 698650 | WATTS | 800QT | PVB | 1.000 | 71708 | RIGHT SIDE OF HOUSE
7271 | LANDON LN | 43054-8904 | Active | AF4761 | FEBCO | 765 | PVB | 1.000 | 71720 | FRONT OF HOUSE
7271 | LANDON LN | 43054-8904 | Active | H549716 | FEBCO | 765 | PVB | 1.000 | 3611400 | REAR LEFT SIDE OF HOUSE
7284 | LANDON LN | 43054-8903 | Active | AH6188 | FEBCO | 765 | PVB | 1.000 | 71745 | BACK OF HOUSE
7301 | LANDON LN | 43054-8905 | Active | cb440220 | WILKINS | 720A | PVB | 0.750 | 71781 | WEST SIDE OF HOUSE BY ENTRY
7304 | LANDON LN | 43054-8903 | Active | 028197 | WATTS | LF800M4QT | PVB | 0.750 | 93756 | FRONT LEFT OF DOOR
1720 | LANE RD | 43220-3847 | Active | 4741 | FEBCO | 765 | PVB | 0.750 | 55947 | NORTHSIDE OF HOUSE
1840 | LANE RD | 43220-3008 | Active | DD4663 | FEBCO | 765 | PVB | 1.000 | 56378 | WEST SIDE BY CHIMNEY -- (SERIAL # DD4663)
1889 | LANE RD | 43220-3009 | Active | 1191049 | WILKINS | 975 | RP | 0.750 | 56520 | BASEMENT-DOWNSTREAM OF METER
1945 | LANE RD | 43220-3009 | Active | 441708 | WATTS | 909QT | RP | 0.750 | 56716 | BASEMENT MECHANICAL/BOILER ROOM (HIGH-UP)
1945 | LANE RD | 43220-3009 | Active | TL-1708 | AMES | COLT300LF | DCDA | 4.000 | 3636664 | BSMNT MECH/HWT/METER CLOSET
1945 | LANE RD | 43220-3009 | Active | 58866 | AMES | 200BM3 | DC | 0.750 | 3646507 | BSMNT MECH/HWT/METER CLOSET
2066 | LANE RD | 43220-3077 | Active | T418185 | WILKINS | 720A | PVB | 0.750 | 57144 | NW CORNER - REAR - OUTSIDE
2150 | LANE RD | 43220 | Active | A006310 | WILKINS | 720A | PVB | 0.750 | 57450 | FRONT OF HOME
2166 | LANE RD | 43220-3012 | Active | CAA25744 | WILKINS | 720A | PVB | 1.000 | 93357 | right side
2170 | LANE RD | 43220-3012 | Active | T271037 | WILKINS | 720A | PVB | 0.750 | 3615278 | LEFT SIDE OF THE HOME
2175 | LANE RD | 43220-3011 | Active | CB548648 | WILKINS | 720A | PVB | 0.750 | 99274 | OUTSIDE, LEFT SIDE - MIDDLE OF HOUSE
2199 | LANE RD | 43220-3011 | Active | 190429 | WILKINS | 720A | PVB | 0.750 | 92228 | LEFT SIDE OF HOUSE
2200 | LANE RD | 43220-3012 | Active | 037855 | WATTS | 800M4QT | PVB | 0.750 | 57597 | BACK YARD
2236 | LANE RD | 43220-2903 | Active | IH6115 | FEBCO | 765 | PVB | 1.000 | 57705 | EAST SIDE OF HOUSE
2240 | LANE RD | 43220-2903 | Active | EAC4409 | WILKINS | 720A | PVB | 0.750 | 97151 | LEFT SIDE OF HOUSE
2341 | LANE RD | 43220-2914 | Active | F006121 | WILKINS | 720A | PVB | 0.750 | 58017 | LEFT SIDE OF HOUSE
2344 | LANE RD | 43220 | Active | 46626 | WATTS | 919QT | RP | 0.750 | 3603594 | N OF LANE RD 80' W SIDE OF HULL FARM... ACROSS STREET FROM 4532 HULL FARM RD
2350 | LANE RD | 43220-2960 | Active | T046888 | WILKINS | 720A | PVB | 0.750 | 100980 | RIGHT OF FRONT DOOR
2351 | LANE RD | 43220-2914 | Active | T252216 | WILKINS | 720A | PVB | 1.000 | 3605935 | LEFT REAR CORNER
2375 | LANE RD | 43220-2914 | Active | EAA8584 | WILKINS | 720A | PVB | 1.000 | 3464304
2380 | LANE RD | 43220 | Active | H650290 | FEBCO | 765 | PVB | 0.750 | 101623 | LEFT SIDE NEAR GARAGE
2411 | LANE RD | 43220-2831 | Active | T056888 | WILKINS | 720A | PVB | 1.000 | 93760 | FRONT OF HOUSE
2434 | LANE RD | 43220-2832 | Active | H743896 | FEBCO | 765 | PVB | 0.750 | 102984 | LEFT FRONT OF HOUSE
2437 | LANE RD | 43220-2831 | Replaced | REP179010 | WILKINS | 720A | PVB | 0.750 | 58269 | REPLACED- RIGHT OF FRONT DOOR
2437 | LANE RD | 43220-2831 | Active | t191430 | WILKINS | 720A | PVB | 0.750 | 3611495 | RIGHT OF FRONT DOOR
2456 | LANE RD | 43220-2832 | Active | 181882 | WILKINS | 720A | PVB | 0.750 | 58360 | RIGHT SIDE OF HOUSE
2462 | LANE RD | 43220-2832 | Active | G215835 | WILKINS | 720A | PVB | 0.750 | 92378 | LEFT SIDE OF HOUSE
2470 | LANE RD | 43220-2832 | Active | A082508 | WILKINS | 720A | PVB | 0.750 | 102547 | FRONT LEFT CORNER NEXT TO PHONE & CABLE BOX
2491 | LANE RD | 43220-2831 | Active | 611567 | RAINBIRD | PVB100 | PVB | 1.000 | 3464308 | RIGHT REAR CORNER OF HOUSE
2541 | LANE RD | 43220-2833 | Active | G186295 | WILKINS | 720A | PVB | 0.750 | 95129 | REAR OF HOUSE
2559 | LANE RD | 43220-2833 | Active | AC5858 | FEBCO | 765 | PVB | 0.750 | 58632 | RIGHT FRONT
2567 | LANE RD | 43220-2833 | Active | H277650 | FEBCO | 765 | PVB | 0.750 | 87102 | FRONT OF HOUSE LEFT UNDER WINDOW
2682 | LANE RD | 43220-2836 | Active | CB288603 | WILKINS | 720A | PVB | 0.750 | 58958 | REAR OF HOUSE
2721 | LANE RD | 43220-2801 | Active | 501707 | WILKINS | 720A | PVB | 0.750 | 59090 | FRONT OF HOUSE
2760 | LANE RD | 43220-2871 | Active | HE75433 | FEBCO | 765 | PVB | 1.000 | 93762 | LEFT SIDE
2800 | LANE RD | 43220 | Active | CB589628 | WILKINS | 720A | PVB | 0.750 | 3641081 | RIGHT SIDE
2820 | LANE RD | 43221 | Active | CB609398 | WILKINS | 720A | PVB | 0.750 | 3633230 | RIGHT SIDE
2830 | LANE RD | 43220-2871 | Active | CB357833 | WILKINS | 720A | PVB | 0.750 | 3626312 | RIGHT SIDE
2115 | LANE WOODS DR | 43221-4061 | Active | 43613 | WATTS | LF719QT | DC | 0.750 | 3583729 | ON FIRE SPRINKLER SYSTEM
2275 | LANE WOODS DR | 43221 | Active | H115883 | FEBCO | 765 | PVB | 0.750 | 57824 | RIGHT FRONT SIDE OF HOUSE
2280 | LANE WOODS DR | 43221 | Active | 672306 | WILKINS | 720A | PVB | 0.750 | 87332 | LEFT SIDE
2295 | LANE WOODS DR | 43221-4064 | Active | 3073610 | WILKINS | 975XLBMS | RP | 0.750 | 97484 | at water meter in basement
2300 | LANE WOODS DR | 43221 | Active | B111598 | Watts | 800M4QT | PVB | 1.000 | 3654144
2315 | LANE WOODS DR | 43221-4065 | Active | T441944 | WILKINS | 720A | PVB | 0.750 | 57922 | FRONT OF HOUSE OF LEFT
2380 | LANE WOODS DR | 43221-4069 | Active | A151035 | WILKINS | 720A | PVB | 0.750 | 58116 | RIGHT FRONT
2415 | LANE WOODS DR | 43221-4066 | Active | 955108 | WILKINS | 720A | PVB | 0.750 | 58239 | RIGHT SIDE OF HOUSE
2435 | LANE WOODS DR | 43221-4066 | Removed | G045326REM | WILKINS | 720A | PVB | 0.750 | 89063 | Left front corner of house
2455 | LANE WOODS DR | 43221 | Active | T471840 | WILKINS | 720A | PVB | 1.000 | 3648676
2475 | LANE WOODS DR | 43221-4066 | Active | CB079303 | WILKINS | 720A | PVB | 0.750 | 58412 | LEFT SIDE OF HOME
2495 | LANE WOODS DR | 43221 | Active | T545351 | Wilkins | 720A | PVB | 0.750 | 3649730
2335 | LANE WOODS DR UNIT A | 43221-4065 | Active | W341605 | WILKINS | 975XL | RP | 0.750 | 99037 | IN BASEMENT AT METER
2375 | LANE WOODS DR UNIT A | 43221-4065 | Active | 16252 | WATTS | 919AQT | RP | 0.750 | 96244 | BASEMENT AT WATER METER
2375 | LANE WOODS DR UNIT A | 43221-4065 | Active | 15671 | WATTS | 919AQT | RP | 0.750 | 96298 | BASMENT AT WATER METER
2375 | LANE WOODS DR UNIT A | 43221-4065 | Active | A262057 | WILKINS | 375 | RP | 0.750 | 97984 | RIGHT SIDE OF HOUSE
2335 | LANE WOODS DR UNIT B | 43221-4065 | Active | 3085440 | WILKINS | 975XL | RP | 1.000 | 97744 | right side of house
2335 | LANE WOODS DR UNIT B | 43221-4065 | Active | W341657 | WILKINS | 975XLBMS | RP | 0.750 | 99036 | IN BASEMENT AT METER
2335 | LANE WOODS DR UNIT B | 43221-4065 | NULL | [5 empty] | 3599769
4550 | LANERCOST WAY | 43220-2916 | Active | AB7540 | FEBCO | 765 | PVB | 0.750 | 93763 | RIGHT OF HOUSE
4551 | LANERCOST WAY | 43220-2916 | Active | HH85312 | FEBCO | 765 | PVB | 1.000 | 93757 | FRONT LEFT
4565 | LANERCOST WAY | 43220-2916 | Active | D132754 | WILKINS | 720A | PVB | 0.750 | 101421 | FRONT
4570 | LANERCOST WAY | 43220-2916 | Active | T046783 | WILKINS | 720A | PVB | 0.750 | 101599 | LEFT SIDE
4575 | LANERCOST WAY | 43220-2916 | Active | 672267 | WILKINS | 720A | PVB | 0.750 | 93764 | FRONT OF HOUSE
4586 | LANERCOST WAY | 43220-2916 | Active | 672981 | WILKINS | 720A | PVB | 0.750 | 93765 | SOUTH SIDE MIDDLE
4591 | LANERCOST WAY | 43220-2916 | Active | 7396469 | WILKINS | 720A | PVB | 1.000 | 93766 | NORTHSIDE OF HOUSE (outside)
4614 | LANERCOST WAY | 43220-2916 | Active | 880089 | WILKINS | 720A | PVB | 1.000 | 64572 | LEFT FRONT
4619 | LANERCOST WAY | 43220-2916 | Active | CB794337 | WILKINS | 720A | PVB | 1.000 | 101422 | FRONT DOOR OF HOUSE
4631 | LANERCOST WAY | 43220-2916 | Active | G006438 | WILKINS | 720A | PVB | 0.750 | 89301 | LEFT SIDE
1911 | LANGHAM RD | 43221-1911 | Active | T417512 | WILKINS | 720A | PVB | 0.750 | 3464405 | LEFT REAR
1918 | LANGHAM RD | 43221-1912 | Active | EAD2440 | WILKINS | 720A | PVB | 0.750 | 93767 | FRONT OF HOUSE
4800 | LANGLEY AVE | 43213 | Active | 16555 | WATTS | 007M1QT | DC | 0.750 | 100531 | PIT - 4800 LANGLEY AVE
4800 | LANGLEY AVE | 43213 | Active | 1137800740 | WATTS | 774 | DCDA | 6.000 | 100532 | PIT - 4800 LANGLEY
4800 | LANGLEY AVE | 43213 | Active | KE-1475 | WATTS | 957 | RP | 4.000 | 100620 | NEAR STREET, INSIDE HOT BOX
4800 | LANGLEY AVE | 43213 | Not Required by DOW | 646922 | WATTS | 909HWQT | RP | 0.750 | 102179 | MECHANICAL ROOM
4805 | LANGLEY AVE | 43213-6125 | Active | 131054 | WATTS | 009QT | RP | 2.000 | 65116 | MECHANICAL ROOM ON WEST SIDE OF BUILDING
4805 | LANGLEY AVE | 43213-6125 | Active | 3D00730 | AMES | 3000SS | DCDA | 4.000 | 65117 | IN RISER ROOM
4805 | LANGLEY AVE | 43213-6125 | Active | 04309 | AMES | 2000B | DCDA | 0.750 | 65118 | IN RISER ROOM
4805 | LANGLEY AVE | 43213-6125 | Not Required by DOW | 14623 | AMES | 4000B | RP | 2.000 | 65119 | INSIDE THE NORTH FURNACE ROOM AGAINST THE NORTHWALL
4690 | LANGLEY AVE _ SPLASH | 43213- | Active | RC-2088 | AMES | COLT 400 | RP | 3.000 | 3464526 | HOT BOX BY MTR BY AMPHITHEATER -SEASONAL USAGE
4690 | LANGLEY AVE _ SPLASH | 43213- | Not Required by DOW | 30458 | WATTS | LF919QT | RP | 2.000 | 3646743 | MECH ROOM OF BATHROOM NEAR SPLASH PAD
4690 | LANGLEY AVE _ SPLASH | 43213- | Not Required by DOW | 30470 | WATTS | LF919QT | RP | 2.000 | 3646744 | MECH ROOM OF BATHROOM NEAR SPLASH PAD
4333 | LANGPORT RD | 43220-4220 | Active | DJ1788 | FEBCO | 765 | PVB | 0.750 | 95966 | LEFT SIDE OF HOUSE
4410 | LANGPORT RD | 43220-4256 | Active | 787950 | WATTS | 800M4 | PVB | 1.000 | 63961 | BACK BY SUNPORCH
4434 | LANGPORT RD | 43220-4256 | Active | 488390 | WILKINS | 720A | PVB | 0.750 | 63998 | FRONT LEFT
4444 | LANGPORT RD | 43220-4258 | Active | HG92757 | FEBCO | 765 | PVB | 1.000 | 93769 | SOUTH SIDE OF HOUSE
4460 | LANGPORT RD | 43220-4258 | Active | 530519 | RAINBIRD | AC4000 | PVB | 0.750 | 93770 | BASEMENT
4470 | LANGPORT RD | 43220-4258 | Active | CB992467 | WILKINS | 720A | PVB | 0.750 | 93771 | RIGHT FRONT OF HOUSE
4490 | LANGPORT RD | 43220-4266 | Active | 438829 | WATTS | 909M1QT | RP | 1.500 | 96448 | Basement
4530 | LANGPORT RD | 43220-4266 | Active | AAB52781 | WILKINS | 975XL | RP | 1.000 | 64303 | IN BASEMENT BY WASHER
4566 | LANGPORT RD | 43220-4267 | Active | ABG7665 | WILKINS | 975XL | RP | 0.750 | 3464551 | Right side of house
4571 | LANGPORT RD | 43220-4265 | Active | 588119 | WILKINS | 720A | PVB | 1.000 | 64375 | N SIDE OF HOUSE - OUTSIDE
4580 | LANGPORT RD | 43220-4267 | Active | t474403 | WILKINS | 720A | PVB | 0.750 | 93772 | LEFT SIDE OF HOUSE
1212 | LANGSTON DR | 43220-3930 | Replaced | REP57596 | FEBCO | 765 | PVB | 1.250 | 54318 | REPLACED- NW SIDE
1212 | LANGSTON DR | 43220-3930 | Active | CB100418 | WILKINS | 720A | PVB | 1.000 | 3611647 | NW SIDE
1236 | LANGSTON DR | 43220-3930 | Active | AB7943 | FEBCO | 765 | PVB | 0.750 | 101882 | LEFT SIDE OF HOUSE
1269 | LANGSTON DR | 43220-3929 | Active | 15065 | FEBCO | 765 | PVB | 1.000 | 54483 | RIGHT SIDE OF HOUSE
1336 | LANGSTON DR | 43220-3900 | Active | T305677 | WILKINS | 720A | PVB | 1.000 | 54738 | OUTSIDE
1348 | LANGSTON DR | 43220-3900 | Active | H025228 | FEBCO | 765 | PVB | 1.000 | 96762 | BACK SIDE OF HOUSE
1487 | LANGSTON DR | 43220-3933 | Active | DJ4096 | FEBCO | 765 | PVB | 0.750 | 55127 | FRONT OF HOUSE
1501 | LANGSTON DR | 43220-3933 | Active | H013347 | FEBCO | 765 | PVB | 1.000 | 89119 | LEFT SIDE OF HOUSE
1570 | LANGSTON DR | 43220-3936 | Active | 102298 | WATTS | 800M4QT | PVB | 0.750 | 93774 | LEFT SIDE
1571 | LANGSTON DR | 43220-3935 | Active | CH2174 | FEBCO | 765 | PVB | 0.750 | 55428 | RIGHT SIDE CENTER OF HOUSE
7777 | LANHAM CT | 43016-7903 | Active | T340045 | WILKINS | 720A | PVB | 0.750 | 72785 | LEFT CENTER BY GAS MTR
7786 | LANHAM CT | 43016 | Active | 996747 | WILKINS | 720A | PVB | 0.750 | 72801 | SW CORNER
7793 | LANHAM CT | 43016 | Active | H570018 | FEBCO | 765 | PVB | 0.750 | 72814 | LEFT SIDE OF HOUSE
7794 | LANHAM CT | 43016-7903 | Active | 796247 | WILKINS | 720A | PVB | 0.750 | 72815 | FRONT OF HOUSE LEFT FRONT DOOR
7801 | LANHAM CT | 43016-7903 | Active | 996982 | WILKINS | 720A | PVB | 0.750 | 92060 | LEFT SIDE OF HOUSE
7802 | LANHAM CT | 43016 | Active | A008773 | WILKINS | 720A | PVB | 0.750 | 72828 | left side
1112 | LANNING DR | 43220-2653 | Active | H088434 | FEBCO | 765 | PVB | 0.750 | 93775 | BACK OF HOUSE
7013 | LANSDOWNE ST | 43085-2203 | Active | H743347 | FEBCO | 765 | PVB | 0.750 | 102844 | REAR OF HOUSE
185 | LANSING ST | 43206-2669 | Active | 672883 | WATTS | 800M4QT | PVB | 1.000 | 93361 | BACK OF HOUSE
772 | LARCH LN | 43016 | Active | RB-0922 | WATTS | 957 | RP | 3.000 | 3622562 | METER ROOM AT WATER METER E END OF 7722 -OUTSIDE DR
7722 | LARCH LN | 43016 | Active | 1163681016 | WATTS | 774DCDA | DCDA | 6.000 | 3622563 | METER ROOM E END OF 7722 OUTSIDE DR
7722 | LARCH LN | 43016 | Active | 26029 | WATTS | 007M1QT | DC | 0.750 | 3622564 | METER ROOM
3804 | LARCHMERE DR | 43123-8287 | Active | EAE8561 | WILKINS | 720 | PVB | 0.750 | 3596719 | LEFT FRONT
3852 | LARCHMERE DR | 43123-8287 | Active | CB828180 | WILKINS | 720A | PVB | 0.750 | 93776 | LEFT SIDE
4033 | LARCHMERE DR | 43123-8742 | Active | CB006221 | WILKINS | 720A | PVB | 0.750 | 62708 | SOUTH SIDE OF HOUSE
4542 | LARIMER ST | 43017 | Active | L122449 | WILKINS | 375 | RP | 4.000 | 3638704 | Basement SE Stairs - Riser / Water Room
4542 | LARIMER ST | 43017 | Active | 1965530519 | AMES | 3000SS | DCDA | 6.000 | 3638715 | Basement SE Stairs - Riser / Water Room
4542 | LARIMER ST | 43017 | Active | 29407 | WATTS | 007M1QT | DC | 0.750 | 3638716 | Basement SE Stairs - Riser / Water Room
4542 | LARIMER ST | 43017 | Not Required by DOW | 34411 | WATTS | LF919QT | RP | 2.000 | 3638717 | Basement SE Stairs - Riser / Water Room
4545 | LARIMER ST | 43017 | Active | TD-1026 | WATTS | 957 | RP | 4.000 | 3640945 | Basement NE Corner Riser-Water Room
4545 | LARIMER ST | 43017 | Active | 1977341119 | AMES | 3000SS | DCDA | 6.000 | 3640960 | Basement NE Corner Riser-Water Room
4545 | LARIMER ST | 43017 | Active | 29848 | WATTS | 007M1QT | DC | 0.750 | 3640961 | Basement NE Corner Riser-Water Room
4545 | LARIMER ST | 43017 | Not Required by DOW | 136051 | WATTS | LF009M2QT | RP | 2.000 | 3640962 | Basement NE Corner Riser-Water Room
5512 | LARKSHIRE CT | 43026-7452 | Active | H32762 | FEBCO | 765 | PVB | 0.750 | 95520 | LEFT FRONT
5522 | LARKSHIRE CT | 43026-7452 | Active | T304895 | WILKINS | 720A | PVB | 0.750 | 97753 | left side
5488 | LARKWOOD RD | 43229-3636 | Active | 874969 | WILKINS | 720A | PVB | 0.750 | 66991 | LEFT SIDE OF HOUSE
7082 | LARNE DR | 43016 | Active | T308480 | WILKINS | 720A | PVB | 0.750 | 3613053 | LEFT SIDE OF HOUSE
2240 | larrison dr |  | New Construction |  |  |  | RP | 8.000 | 3658567
4680 | LARWELL DR | 43220- | Active | 4711816 | WILKINS | 975XL2 | RP | 2.000 | 3465208 | METER IN 4662 S/E CORNER OF BLDG SOUTH WALL ACCESS PANEL
4905 | LARWELL DR | 43220-3111 | Active | DJ8846 | FEBCO | 765 | PVB | 0.750 | 65392 | FRONT OF HOUSE
4930 | LARWELL DR | 43220-3159 | Active | EAB6605 | WILKINS | 720A | PVB | 0.750 | 65445 | OUTSIDE NW CORNER OF HOUSE
286 | LASKO E CIR | 43119 | Active | WD-0333 | AMES | COLT 300BF | DCDA | 8.000 | 3655443 | PIT E
286 | LASKO E CIR | 43119 | Active | WC-1808 | AMES | COLT 400 | RP | 4.000 | 3655470 | HOT BOX
286 | LASKO E CIR | 43119 | Active | 69448 | AMES | 2000BM3 | DC | 0.750 | 3655471 | PIT E
540 | LATROBE RD | 43081-8614 | Active | G245712 | WILKINS | 720A | PVB | 0.750 | 98952 | LEFT SIDE OF HOUSE FROM FRONT
1826 | LATTIMER DR | 43227-2569 | Active | 633664 | WATTS | 909HWQT | RP | 1.000 | 100649
1826 | LATTIMER DR | 43227-2569 | Active | 633592 | WATTS | 909HWQT | RP | 1.000 | 100650
1826 | LATTIMER DR | 43227-2569 | Due Install |  |  |  | RP | 1.000 | 3644735 | BIG WALNUT PARK AND FAR EAST REC CENTER
3860 | LATTIMER ST | 43026-1416 | Active | ALA58345MOD975XL3 | WILKINS | 975XL3 | RP | 1.000 | 61969 | IN 3840 UNIT MECH CLOSET BEHIND HWT
3898 | LATTIMER ST | 43026-1416 | Active | 246873 | WATTS | 909M1QT | RP | 2.000 | 62080 | MECHANICAL ROOM N END OF BUILDING
3898 | LATTIMER ST | 43026-1416 | Active | 11959 | WATTS | 007 | DC | 2.000 | 103215 | MECHANICAL ROOM
6770 | LAUFFER RD | 43231-1676 | Active | 147385 | WATTS | 009M2QT | RP | 1.000 | 3465428 | IN BASEMENT AFTER DOMESTIC WATER METER
6780 | LAUFFER RD | 43231- | Active | 116159 | WATTS | 709 | DCDA | 6.000 | 70671 | IN PIT JUST WEST OF 1650 LAUFFER ROAD (LAUFFER RAVINE)
6780 | LAUFFER RD | 43231- | Active | 31585 | WATTS | U007SSQT | DC | 0.750 | 70672 | IN PIT JUST WEST OF 2650 LAUFFER RD (LAUFFER RAVINE)
6780 | LAUFFER RD | 43231- | Due Install |  |  |  | RP |  | 3659413 | IN VAULT
5716 | LAURA LN | 43026 | Active | T484420 | WILKINS | 720A | PVB | 0.750 | 87075 | Right side of house
5728 | LAURA LN | 43026-7337 | Active | CB986812 | WILKINS | 720A | PVB | 0.750 | 87042 | Left front corner of house
711 | LAURALAND S DR | 43214-2433 | Active | H581607 | FEBCO | 765 | PVB | 0.750 | 98320 | LEFT SIDE OF HOUSE
684 | LAUREN PL | 43235-2180 | Active | 228580 | WILKINS | 720A | PVB | 0.750 | 93779 | LEFT REAR
6881 | LAUREN PL | 43235-2188 | Active | 367387 | WILKINS | 720A | PVB | 1.000 | 70880 | LEFT SIDE OF HOUSE
6887 | LAUREN PL | 43235-2188 | Active | FH6574 | FEBCO | 765 | PVB | 0.750 | 93780 | FRONT LEFT OF DOOR
6890 | LAUREN PL | 43235-2189 | Active | 279885 | WILKINS | 720A | PVB | 0.750 | 70889 | RIGHT CENTER BY GAS METER BEHIND FENCE
6900 | LAUREN PL | 43235-5105 | Active | BL7149 | FEBCO | 765 | PVB | 0.750 | 93781 | LEFT FRONT
6052 | LAVENDER FIELD | 43123 | Active | T460882 | WILKINS | 720A | PVB | 0.750 | 3657333 | right front
6099 | LAVENDER FIELD | 43123 | Active | HH56536 | FEBCO | 765 | PVB | 1.000 | 3652113 | ON LEFT
6100 | LAVENDER FIELD | 43123 | Active | T461582 | WILKINS | 720A | PVB | 0.750 | 3654281 | RIGHT FRONT
6123 | LAVENDER FIELD | 43123 | Active | T417877 | WILKINS | 720A | PVB | 0.750 | 3651861 | LEFT FRONT
6124 | LAVENDER FIELD | 43123 | Active | T418148 | WILKINS | 720A | PVB | 0.750 | 3651559 | RIGHT FRONT
3071 | LAVISTA DR | 43204- | Active | W149685 | WILKINS | 975XL | RP | 1.500 | 59910 | IN PARTY HOUSE NORTH OF POOL
2273 | LAWNDALE AVE | 43207-2831 | Active | 4356714 | WILKINS | 975XL2 | RP | 0.750 | 3622677 | AT WATER METER
2344 | LAWNDALE AVE | 43207-2832 | Active | HF54455 | FEBCO | 765 | PVB | 0.750 | 96907 | LEFT SIDE OF FRONT DOOR
4219 | LAWNVIEW DR | 43214-2843 | Active | B062287 | WATTS | 800M4QT | PVB | 1.000 | 63319 | FRONT RIGHT
1115 | LAWRENCE DR | 43207-2138 | Active | W279456 | WILKINS | 975XLBMS | RP | 0.750 | 53982 | MECH ROOM SW CORNER
2920 | LAZAR RD | 43123-1763 | Active | 298158 | WATTS | LF009M2QT | RP | 1.000 | 3465943 | AT WATER METER NE BATHROOM
2955 | LAZAR RD | 43123-1613 | [6 empty] | 3657778
2981 | LAZAR RD | 43123-1613 | Active | AB18964 | WILKINS | 975XL2 | RP | 0.750 | 3465948 | WATER MTR S SIDE OF BUILDING
50 | LAZELLE E RD | 43235-6423 | Active | 85757 | WATTS | 009PCQT | RP | 1.500 | 65582 | MECH ROOM
50 | LAZELLE E RD | 43235-6423 | Not Required by DOW | H055779 | FEBCO | 765 | PVB | 0.750 | 3626641 | BACK OF BUILDING
57 | LAZELLE E RD | 43235 | Active | 303394 | WATTS | LF009M3QT | RP | 0.750 | 3650468 | NW CORNER OF WASH/SERVICE BAY
45 | LAZELLE RD | 43235-1429 | Removed | A91034REM | WILKINS | 975XL2 | RP | 0.750 | 95992 | ***REMOVED*** WEST SIDE MECH/METER ROOM AT WATER METER
45 | LAZELLE RD | 43235-1429 | Active | 4661775 | WILKINS | 975XL2 | RP | 1.000 | 3636214 | WEST SIDE MECH/METER ROOM AT WATER METER
55 | LAZELLE RD | 43235-1402 | Active | 133963 | AMES | 3000 | DCDA | 4.000 | 67019 | MAIN LEVEL BREEZEWAY
55 | LAZELLE RD | 43235-1402 | Not Required by DOW | 258471 | WATTS | 009M2PCQT | RP | 1.000 | 67020 | BASEMENT N WALL
55 | LAZELLE RD | 43235-1402 | Active | 37701 | AMES | 2000B | DC | 0.750 | 67021 | MAIN LEVEL BREEZEWAY
55 | LAZELLE RD | 43235-1402 | Active | 404664 | WATTS | 909M1QT | RP | 1.500 | 67022 | BASEMENT NORTH WALL
55 | LAZELLE RD | 43235-1402 | Not Required by DOW | T258863 | WILKINS | 720A | PVB | 1.000 | 3618274
72 | LAZELLE RD | 43082 | Active | 1791041012 | AMES | 3000SS | DCDA | 6.000 | 3603354 | METER HOUSE- 8495 BELLA WOODS MAIN ENTRANCE
72 | LAZELLE RD | 43082 | Active | NI-2104 | WATTS | 957 | RP | 3.000 | 3603657 | IN METER HOUSE MAIN ENTRANCE AT WATER METER
72 | LAZELLE RD | 43082 | Active | 20240 | WATTS | 007M1QT | DC | 0.750 | 3603658 | IN METER HOUSE NE OF ENTRANCE
72 | LAZELLE RD | 43082 | Not Required by DOW | 3707647 | WILKINS | 975XL | RP | 2.000 | 3604319 | POOL EQUIPMENT ROOM
72 | LAZELLE RD | 43082 | Not Required by DOW | CB073437 | WILKINS | 720A | PVB | 0.750 | 3610087 | POOL EQUIPMENT ROOM
10 | LAZELLE RD | 43082 | Active | PF-1816 | WATTS | 957 | RP | 3.000 | 3614968 | S/E METER RM S END OF E GARAGES AT WATER METER
111 | LAZELLE RD | 43235-1419 | Active | 240458 | WATTS | 009M2QT | RP | 2.000 | 53902 | LAUNDRY ROOM NEXT TO METER
111 | LAZELLE RD | 43235-1419 | Active | 233711 | WATTS | 007M3QT | DC | 0.750 | 3652345 | LAUNDRY ROOM NEXT TO METER
111 | LAZELLE RD | 43235-1419 | Active | XA-0486 | WATTS | 757 | DCDA | 4.000 | 3654372 | LAUNDRY ROOM NEXT TO METER
117 | LAZELLE RD | 43235-8605 | Active | 52209 | WATTS | 919QT | RP | 1.000 | 3465950 | IN MECH RM ABOVE WATER HEATER
117 | LAZELLE RD | 43235-8605 | Removed | 06458REM | WATTS | 919 | RP | 0.500 | 3613645 | IN MECHANICAL ROOM
117 | LAZELLE RD | 43235-8605 | Removed | 06216REM | WATTS | 919 | RP | 0.500 | 3613646 | IN MECHANICAL ROOM
119 | LAZELLE RD | 43235- | Active | 1298122 | WILKINS | 975XLBMS | RP | 0.750 | 99436 | 300 SPRINBORO LN - CLUB HOUSE, PUMP ROOM
119 | LAZELLE RD | 43235- | Removed | J007976REM | FEBCO | 825Y | RP | 2.000 | 99679 | **REMOVED** 300 SPRINGBORO LA, BEHIND WALL E OF PIT
275 | LAZELLE RD | 43081-9619 | Not Required by DOW | CAB37001 | WATTS | 800M4FR | PVB | 1.000 | 59175 | WEST OUTSIDE WALL OF CLUB HOUSE
275 | LAZELLE RD | 43081-9619 | Active | 4884933 | WILKINS | 975XL | RP | 1.00 | 3653725 | Closet behind hot water heater complete bldg party house/pool
330 | LAZELLE RD | 43081 | Active | 1163651216 | WATTS | 774 | DC | 8.000 | 3622527 | PIT
330 | LAZELLE RD | 43081 | Active | 21666 | WATTS | 007M2QT | DC | 0.750 | 3622528 | PIT
330 | LAZELLE RD | 43081 | Active | QD-2734 | WATTS | 957 | RP | 4.000 | 3622635 | GREEN HOT BOX LOCATED AT ENTRANCE OF COMPLEX
330 | LAZELLE RD | 43081 | Not Required by DOW | B136007 | WILKINS | 375 | RP | 1.500 | 3630093 | HOT BOX W/ ENTRY GATE
360 | LAZELLE RD | 43240- | Due Install |  |  |  | RP | 4.000 | 3465952 | PIT IS BEHIND FENCE ACROSS FROM 390..DOM & FIRE IN PIT
360 | LAZELLE RD | 43240- | Due Install |  |  |  | DCDA | 6.000 | 3651043 | PIT IS BEHIND FENCE ACROSS FROM 390..DOM & FIRE IN PIT
399 | LAZELLE RD | 43081 | Active | T258852 | WILKINS | 720A | PVB | 1.000 | 3611867 | WEST SIDE OF POOL HOUSE
399 | LAZELLE RD | 43081 | Active | 23230 | WATTS | 007M1QT | DC | 0.750 | 3613507 | 401 LAZELLE RD, NW METER/POOL ROOM
399 | LAZELLE RD | 43081 | Active | OI-0658 | AMES | COLT 400 | RP | 3.000 | 3613508 | 401 LAZELLE RD, NW METER/POOL ROOM
399 | LAZELLE RD | 43081 | Active | 1845521014 | AMES | 3000SS | DCDA | 6.000 | 3613509 | 401 LAZELLE RD, NW METER/POOL ROOM
400 | LAZELLE RD | 43240-2077 | Active | 125709 | WATTS | 007M2QT | DC | 0.750 | 62535 | PIT - East of West Drive
400 | LAZELLE RD | 43240-2077 | Active | A144150 | FEBCO | 825Y | RP | 0.750 | 62536 | Mechanical Room - West Side Exterior Door
400 | LAZELLE RD | 43240-2077 | Active | 19176 | WATTS | 009M2QT | RP | 1.500 | 62537 | Mechanical Room - West Side Exterior Door
400 | LAZELLE RD | 43240-2077 | Active | 3JM0453 | AMES | 3000SS | DCDA | 6.000 | 62538 | PIT - EAST OF W DRIVE
431 | LAZELLE RD | 43081-9540 | Active | 136152 | WILKINS | 975XL | RP | 0.750 | 63653 | IN BATHROOM
435 | LAZELLE RD | 43081-9540 | Active | 136048 | WILKINS | 975XL | RP | 0.750 | 63771 | BATHROOM
440 | LAZELLE RD | 43240-2023 | Active | 103114 | WATTS | 709 | DC | 2.500 | 63905 | BASEMENT MECHANICAL ROOM
440 | LAZELLE RD | 43240-2023 | Active | A01336 | WILKINS | 950 | DC | 4.000 | 63906 | BASEMENT MECHANICAL ROOM
440 | LAZELLE RD | 43240-2023 | Due Install |  |  |  | RP | 2.500 | 3654068 | BASEMENT MECHANICAL ROOM
443 | LAZELLE RD | 43081-9540 | Active | 136066 | WILKINS | 975XL | RP | 0.750 | 63986 | BY LAUNDRY TUB AT METER
447 | LAZELLE RD | 43081-9540 | Active | 115906 | WILKINS | 975 | RP | 0.750 | 64115 | HOT WATER TANK CLOSET
451 | LAZELLE RD | 43081-9540 | Active | 136057 | WILKINS | 975 | RP | 0.750 | 64261 | SE BATHROOM AT WATER METER
454 | LAZELLE RD | 43240-2023 | Active | 439603 | WATTS | 909M1QT | RP | 1.500 | 96766 | MECH ROOM
454 | LAZELLE RD | 43240-2023 | Active | 620253 | WATTS | 909QT | RP | 1.000 | 96767 | MC ROOM
460 | LAZELLE RD | 43240-2023 | Active | 10055 | WATTS | 919AQT | RP | 1.500 | 96603 | MID E WALL BY BATHROOM AT WATER METER
479 | LAZELLE RD | 43081-9540 | Active | B10961 | WILKINS | 975 | RP | 3.000 | 65050 | REAR METER ROOM
480 | LAZELLE RD | 43240 | Active | 49330C | WILKINS | 375AST | RP | 4.000 | 3657518 | CLUB HOUSE N/W CORNER OUTSIDE DOOR
480 | LAZELLE RD | 43240 | Active | YD-0385 | AMES | COLT 300GV | DCDA | 8.000 | 3657519 | CLUB HOUSE N/W CORNER OUTSIDE DOOR
480 | LAZELLE RD | 43240 | Active | 77319 | AMES | 2000BM3 | DC | 0.750 | 3657520 | CLUB HOUSE N/W CORNER OUTSIDE DOOR
561 | LAZELLE RD | 43081- | Active | 90722 | WATTS | 009M2QT | RP | 1.500 | 67408 | MECH ROOM
561 | LAZELLE RD | 43081- | Active | 99449 | WATTS | 009QT | RP | 1.500 | 67409 | MECH ROOM
590 | LAZELLE RD | 43081 | Active | N1208290731 | FEBCO | 860 | RP | 4.000 | 3602662 | SW METER/RISER/MAINT BLDG AT WATER MTR THE AVENUE APTS 8321 SEATLE AV OFFICE
590 | LAZELLE RD | 43081 | Active | N1208170705 | FEBCO | 856 | DCDA | 8.000 | 3603659 | SW METER/RISER/MAINT BLDG
590 | LAZELLE RD | 43081 | Active | 32129 | FEBCO | 856 | DCDA | 8.000 | 3603660 | SW METER/RISER/MAINT BLDG
590 | LAZELLE RD | 43081 | Not Required by DOW | 3905986 | WILKINS | 975XL | RP | 0.750 | 3613211 | 8321 SEATTLE AVE, NW CORNER WATER METER ROOM
630 | LAZELLE RD | 43081- | Active | 288704 | WATTS | 800M4 | PVB | 0.750 | 103398 | 8312 SABLE CROSSING DR, REAR OF CLUB HOUSE
675 | LAZELLE RD | 43081-9541 | Active | 138833 | WATTS | 709 | DCDA | 6.000 | 70585 | METER ROOM
675 | LAZELLE RD | 43081-9541 | Active | 175425 | WATTS | 909 | RP | 3.000 | 70586 | GATE HOUSE
675 | LAZELLE RD | 43081-9541 | Active | 06902 | WATTS | LF007QT | DC | 0.500 | 70587 | METER ROOM
675 | LAZELLE RD | 43081-9541 | Active | 112092 | WATTS | 009M2QT | RP | 1.500 | 90971 | METER ROOM
740 | LAZELLE RD | 43081- | Active | 1016640106 | WATTS | 994 | RP | 6.000 | 71901 | 1500 ROYAL GOLD - HOT BOX IN FRONT OF BUILDING
740 | LAZELLE RD | 43081- | Active | 2248399 | WILKINS | 975XLBMS | RP | 2.000 | 89694 | 1500 ROYAL GOLD DR, IN HOT BOX AT STREET
740 | LAZELLE RD | 43081- | Not Required by DOW | 3705135 | WILKINS | 975XL | RP | 0.750 | 103508 | 1500 ROYAL GOLD DR, POOL FILLER, POOL EQUIPMENT ROOM
145 | LAZELLE RD | 43081- | Active | 1077690702 | AMES | 4000SS | RP | 6.000 | 3589198 | SW COMPLEX IN SILVER HOT BOX (SW OF 8211 CARANO WAY)
8431 | LAZELLE VILLAGE DR | 43081- | Active | 40155 | WATTS | 919QT | RP | 1.000 | 3465951 | Front Left Of Property Before White Fence
8431 | LAZELLE VILLAGE DR | 43081- | Due Install |  |  |  | RP | 4.000 | 3651041
8431 | LAZELLE VILLAGE DR | 43081- | Due Install |  |  |  | DCDA | 6.000 | 3651042 | PIT IS LEFT OF DRIVE UNDER TREES BY FENCE
20 | LAZELLE W RD | 43235-1438 | Due Install |  |  |  | RP | 3.000 | 3465954 | BOTH IN PIT
20 | LAZELLE W RD | 43235-1438 | Due Install |  |  |  | DCDA | 6.000 | 3652341
79 | LAZELLE WOODS DR | 43081-8020 | Active | F02220 | WILKINS | 720A | PVB | 0.750 | 73063 | LEFT REAR
8053 | LAZELLE WOODS DR | 43081-8015 | Active | H154071 | FEBCO | 765 | PVB | 0.750 | 73260 | LEFT SIDE FRONT
8880 | LEA CT | 43017 | Active | 56446 | FEBCO | 765 | PVB | 1.250 | 74375 | RIGHT FRONT
8902 | LEA CT | 43017-9500 | Active | T651272 | WILKINS | 720A | PVB | 1.000 | 3466030 | FRONT OF HOUSE LEFT OF FD
8903 | LEA CT | 43017 | Active | T229223 | FEBCO | 765 | PVB | 1.000 | 90846 | RIGHT SIDE OF HOUSE BESIDE GLASS DOOR
8914 | LEA CT | 43017 | Active | 30322 | FEBCO | 765 | PVB | 0.750 | 3466031 | RIGHT SIDE
8924 | LEA CT | 43017 | Active | 56571 | FEBCO | 765 | PVB | 1.000 | 91512 | FRONT OF HOUSE LEFT OF FRONT DOOR
8958 | LEA CT | 43017-9500 | Active | T102049 | WILKINS | 720A | PVB | 1.000 | 74421 | BACK OF HSE
8963 | LEA CT | 43017-9500 | Active | 115357 | WATTS | 800M4FR | PVB | 0.750 | 3579140 | FRONT OF HOUSE BY GARAGE
8968 | LEA CT | 43017 | Active | 112985 | WATTS | 800M2QT | PVB | 0.750 | 74427 | REAR OF HOUSE
8978 | LEA CT | 43017 | Active | 595551 | WATTS | 800QT | PVB | 1.000 | 88607 | EAST SIDE OF HOUSE
8979 | LEA CT | 43017 | Replaced | REPAH1261 | FEBCO | 765 | PVB | 1.000 | 74434 | REPLACED- EAST SIDE OF HOUSE
8979 | LEA CT | 43017 | Active | T252122 | WILKINS | 720 | PVB | 1.000 | 3612983 | EAST SIDE OF HOUSE.. DEVICE IN IVY FACING OTHER STREET
7614 | LEALAND WAY | 43235-1796 | Active | 583682 | WATTS | 800M4QT | PVB | 1.000 | 87366 | LEFT FRONT
7622 | LEALAND WAY | 43235-1796 | Active | t339979 | WILKINS | 720A | PVB | 0.750 | 87154 | LEFT FRONT
7638 | LEALAND WAY | 43235-1796 | Active | F082528 | WILKINS | 720A | PVB | 0.750 | 100016 | LEFT SIDE OF HOUSE
7646 | LEALAND WAY | 43235-1796 | Active | T074310 | WILKINS | 720A | PVB | 0.750 | 101265 | RIGHT SIDE
7662 | LEALAND WAY | 43235-1796 | Active | VAA06575 | WILKINS | 720A | PVB | 0.750 | 87917 | RIGHT SIDE OF HOUSE
4600 | LEAP CT | 43026-1171 | Active | 065591 | WATTS | LF009M2QT | RP | 1.500 | 3624338 | NE MECH/FURN ROOM AT WATER METER
4600 | LEAP CT | 43026-1171 | Active | 1991840720 | AMES | 3000SS | DCDA | 4.000 | 3624339 | SE BSMNT MECH/RISER ROOM
4600 | LEAP CT | 43026-1171 | Active | 84209 | AMES | 2000B | DC | 0.750 | 3649607 | SE BSMNT MECH/RISER ROOM
4600 | LEAP CT | 43026-1171 | Not Required by DOW | 950987 | WILKINS | 975 | RP | 0.750 | 3649671 | X-RAY DEVELOPING ROOM
4601 | LEAP CT | 43026-1174 | Inactive | 4540665 | WILKINS | 975XL2 | RP | 1.000 | 3466090 | 4601 UNIT BACK MECH/FURN ROOM AT WATER METER
4603 | LEAP CT | 43026- | Active | 4507303 | WILKINS | 975XL2 | RP | 1.000 | 3466091
4605 | LEAP CT | 43026- | Active | 4512130 | WILKINS | 975XL2 | RP | 1.000 | 3466092 | 4605 MECH/FURN ROOM THRU RM #4 AT WATER METER
4607 | LEAP CT | 43026-1174 | Active | 4766774 | WILKINS | 975XL2 | RP | 1.000 | 3466093 | 4607 MECH/FURN/PUMP ROOM AT WATER METER UNDER HOT WATER TANK THRU #4 ROOM
4630 | LEAP CT | 43026-1172 | Active | 225319 | WATTS | LF009M2QT | RP | 1.000 | 3466097 | MECH/FURNACE ROOM AT WATER METER DAYCARE
4630 | LEAP CT | 43026-1172 | Active | 138549 | WATTS | LF007M1QT | DC | 1.000 | 3649187 | MECH/FURNACE ROOM AT FIRE LINE METER
3643 | LEAP RD | 43026-3098 | Active | 430185 | WATTS | 909M1QT | RP | 1.500 | 96245 | HOT BOX SW PROPERTY AT N DEAD END SCARBERRY RD AT WTR METER
3643 | LEAP RD | 43026-3098 | Active | 1124790708 | WATTS | 774 | DC | 6.000 | 96299 | HOT BOX IN SW OF PROPERTY AT N DEAD END OF SCARBERRY RD
3643 | LEAP RD | 43026-3098 | Active | 130762 | WATTS | 007M1PCQT | DC | 0.750 | 96300 | HOT BOX SW OF PROPERTY AT N DEAD END OF SCARBERRY RD
3958 | LEAP RD | 43026-1179 | Active | 29590 | WATTS | 009QT | RP | 1.000 | 3466216 | NW MECH/FURN ROOM OFF HALLWAY AT WATER METER
3958 | LEAP RD | 43026-1179 | Not Required by DOW | 102429 | WATTS | 009M2 | RP | 0.750 | 3651337 | 2nd FLOOR MECH RM
4051 | LEAP RD | 43026- | Due Install |  |  |  | RP | 1.500 | 3466218 | METER IN S WALL ACESS PANEL MIDDLE
4079 | LEAP RD | 43026- | Active | 39824 | WILKINS | 375-AST | RP | 3.000 | 3466219 | NE PUMP HSE/ROOM THRU NE ROLL-UP MAINT DOOR AT WATER METER
4079 | LEAP RD | 43026- | Active | 32617 | WILKINS | 350AST | DC | 8.000 | 3651086 | NE PUMP HOUSE/METER ROOM
4199 | LEAP RD | 43026-1188 | Not Required by DOW | hc01980 | FEBCO | 765 | PVB | 1.000 | 63211 | SOUTH SIDE NEXT TO GAS METER
4199 | LEAP RD | 43026-1188 | Active | 4631909 | WILKINS | 975XL2 | RP | 1.500 | 3633254 | MOP ROOM @ METER
4200 | LEAP RD | 43026-1133 | Active | 4797244 | WILKINS | 975XL | RP | 1.500 | 3466229 | IN MIDDLE MECH E WALL AT WATER METER
4231 | LEAP RD | 43026-1272 | Active | 40213 | WATTS | LF919QT | RP | 2.000 | 3651101 | IN 4231-A UNIT. E WALL IN MECH/HWT/MOP SINK ROOM AT WATER METER
4231 | LEAP RD | 43026-1272 | Active | VL-0371 | AMES | COLT 300GV | DCDA | 8.000 | 3651102 | IN 4231 UNIT-A SE RISER ROOM Outside Door or thru 4231-A
4231 | LEAP RD | 43026-1272 | LPS - Active |  |  |  | LST |  | 3651105 | FIRE PUMP - IN 4231 UNIT-A SE RISER ROOM
4231 | LEAP RD | 43026-1272 | Active | 67048 | AMES | 2000BM3 | DC | 0.750 | 3652040 | IN 4231 UNIT-A SE RISER ROOM Outside Door or thru 4231-A
4241 | LEAP RD | 43026-1125 | Active | N1210110546 | FEBCO | 860 | RP | 3.000 | 102002 | MID E WALL OF WAREHOUSE AT WATER METER
4241 | LEAP RD | 43026-1125 | Not Required by DOW | N1209260719 | FEBCO | 860 | RP | 3.000 | 102209 | MID EAST SIDE OF WAREHOUSE BY SE DOOR & LOADING DOCK WAREHOUSE WATER
4241 | LEAP RD | 43026-1125 | Active | WC-1095 | WATTS | 757ADCDAGV | DCDA | 6.000 | 3651198 | NE WAREHOUSE RISER ROOM
4241 | LEAP RD | 43026-1125 | Active | 231238 | WATTS | 007M3-FP | DC | 0.750 | 3652942 | NE WAREHOUSE RISER ROOM
4446 | LEAP RD | 43026 | Removed | 11585REM | WATTS | 919QT | RP | 1.500 | 99319 | BROWN HOT BOX JUST OFF LEAP ROAD BY ROUNDABOUT
4614 | LEAP RD | 43026 | Active | 45532 | AMES | 2000BM3 | DC | 0.750 | 3622877 | METER/RISER ROOM 4610 PEPPER BERRY AT GARAGES W DOOR
4614 | LEAP RD | 43026 | Active | QK-0357 | AMES | COLT 300GV | DCDA | 6.000 | 3622878 | METER/RISER ROOM W DOOR 4610 PEPPER BERRY AT GARAGES
4614 | LEAP RD | 43026 | Active | QK-1674 | AMES | COLT 400 | RP | 4.000 | 3622879 | METER ROOM W DOOR AT GARAGES 4610 PEPPER BERRY AT WATER METER
4614 | LEAP RD | 43026 | Not Required by DOW | B136147 | WILKINS | 375XL | RP | 1.000 | 3639305 | AT DEDUCT METER IN METER/RISER ROOM 4610 PEPPER BERRY
4655 | LEAP RD | 43026 | Active | ABJ7268 | WILKINS | 975XL2 | RP | 1.000 | 3651645 | MID STORAGE/HWT/MOP SINK ROOM AT WATER METER
4655 | LEAP RD | 43026 | Not Required by DOW | J157930 | FEBCO | 825Y | RP | 1.000 | 3653540 | BY METER
4681 | LEAP RD | 43026-9264 | Not Required by DOW | 1075256 | WILKINS | 975 | RP | 1.000 | 64786 | MECH ROOM
4681 | LEAP RD | 43026-9264 | Active | 122821 | WATTS | 007M2QT | DC | 0.750 | 64787 | METER PIT OFF DAVIDSON ROAD
4681 | LEAP RD | 43026-9264 | Not Required by DOW | 7666 | WATTS | 008PCQT | PVB | 0.500 | 64788 | MOP SINK KITCHEN
4681 | LEAP RD | 43026-9264 | Active | 310960 | AMES | 3000CIV | DCDA | 8.000 | 64789 | PIT BTWN LANDSCAPE MOUNDS ON DAVIDSON RD
4681 | LEAP RD | 43026-9264 | Active | B34280 | WATTS | 009NRS | RPDA | 4.000 | 64790 | MECH/BOILER ROOM AT WATER METER
4681 | LEAP RD | 43026-9264 | Not Required by DOW | 7667 | WATTS | 008PCQT | PVB | 0.500 | 64791 | MOP ROOM NET TO ROOM 204
4681 | LEAP RD | 43026-9264 | Not Required by DOW | 7668 | WATTS | 008PCQT | PVB | 0.500 | 64792 | MOP ROOM NEXT TO STAFF LOUNGE
4681 | LEAP RD | 43026-9264 | Not Required by DOW | 7669 | WATTS | 008PCQT | PVB | 0.500 | 64793 | MOP ROOM NEXT TO STORAGE
4681 | LEAP RD | 43026-9264 | Not Required by DOW | 7685 | WATTS | 800M3QT | PVB | 0.500 | 64794 | JANITOR ROOM OFFICE
4681 | LEAP RD | 43026-9264 | Not Required by DOW | 7433 | WATTS | 008PCQT | PVB | 0.500 | 64795 | MOP ROOM BY ROOM 24
4235 | LEAP RD UNIT A | 43026-1125 | Active | 325346 | WATTS | 909M1QT | RP | 1.500 | 63368 | MID E WAREHOUSE AT EXECTRIC PANEL AT WATER METER
4235 | LEAP RD UNIT A | 43026-1125 | Replaced | REP365491 | WATTS | 909M1QT | RP | 1.500 | 63369 | REPLACED- BOILER ROOM SE CORNER
4235 | LEAP RD UNIT A | 43026-1125 | Not Required by DOW | 05378 | AMES | 4000B | RP | 1.500 | 100774 | NE METER ROOM
4235 | LEAP RD UNIT A | 43026-1125 | Not Required by DOW | 292555 | APOLLO/CONBRACO | 4020302 | RP | 0.500 | 102245 | PROCESSING AREA - HOT WATER BOILER
4235 | LEAP RD UNIT A | 43026-1125 | Not Required by DOW | 02773 | WATTS | 909M1QT | RP | 1.500 | 3609420 | BOILER ROOM SE CORNER
4235 | LEAP RD UNIT B | 43026-1125 | Active | 163699 | WATTS | 909 | RP | 3.000 | 63367 | NE WAREHOUSE AT WATER METER
2680 | LEAR RD | 43220-4545 | Active | A047830 | WILKINS | 720A | PVB | 1.000 | 98819 | RIGHT SIDE OF HOUSE
2691 | LEAR RD | 43220-4544 | Active | T145870 | WILKINS | 720A | PVB | 0.750 | 58968 | 50-60' N OF FRONT DOOR
2748 | LEAR RD | 43220-4547 | Active | 185146 | WILKINS | 420 | PVB | 1.000 | 59169 | RIGHT OF FRONT DOOR
2770 | LEAR RD | 43220-4551 | Not Required by DOW | EA17106 | WILKINS | 720A | PVB | 0.750 | 92771 | RIGHT OF FRONT DOOR
2770 | LEAR RD | 43220-4551 | Active | 465454 | WATTS | LFOO9M3QT | RP | 0.750 | 3656597 | AT METER IN BASEMENT
223 | LEAR ST | 43206 | [6 empty] | 3657797
224 | LEAR ST | 43206-1242 | Active | T382179 | WILKINS | 720 | PVB | 0.750 | 3466241 | BACK OF HOUSE
233 | LEAR ST | 43206- | Active | ABAA2384 | WILKINS | 975XL | RP | 0.750 | 3654963
300 | LEATHERLIPS TR | 43017-3597 | Active | DA5954 | FEBCO | 765 | PVB | 1.000 | 59793 | RIGHT SIDE OF HOUSE
7840 | LEAVIEW DR | 43235-7025 | Active | 795624 | WATTS | 800M4QT | PVB | 1.000 | 95145 | LEFT SIDE OF HOUSE
7881 | LEAVIEW DR | 43235-7011 | Active | HC5119 | FEBCO | 765 | PVB | 1.000 | 87120 | Left side of house
381 | LECHNER AVE | 43223-1163 | Active | B075787 | WILKINS | 375XL | RP | 1.500 | 3466471 | BASEMENT AT THE METER SET
108 | LECLERC PL | 43119-8804 | Active | T386445 | WILKINS | 720A | PVB | 0.750 | 3466493 | RIGHT FRONT
3399 | LEDGE LN | 43221-1987 | Active | T295514 | WILKINS | 720A | PVB | 0.750 | 98695 | RIGHT SIDE OF HOUSE FROM STREET (WEST)
3231 | LEE ELLEN PL | 43207-3712 | Not Required by DOW | W210358 | WILKINS | 975XL | RP | 0.750 | 89203 | GYM MEZZ MECH ROOM - Parsons E. S.
3231 | LEE ELLEN PL | 43207-3712 | Active | L28105 | WILKINS | 375 | RP | 3.000 | 89425 | IN THE WEST MECH ROOM ON N WALL - Parsons E. S.
3231 | LEE ELLEN PL | 43207-3712 | Active | 1482960206 | AMES | 3000SS | DCDA | 8.000 | 89426 | MECH ROOM - Parsons E. S.
3231 | LEE ELLEN PL | 43207-3712 | Active | 49127 | AMES | 2000B | DC | 0.750 | 89427 | MECH ROOM - Parsons E. S.
9135 | LEE HALL CT | 43054-7115 | Active | CB629157 | WILKINS | 720A | PVB | 0.750 | 3600938 | IN FRONT OF HOUSE UNDER RIGHT SIDE WINDOW
9145 | LEE HALL CT | 43054-7115 | Active | H517242 | FEBCO | 745 | PVB | 0.750 | 100478 | FRONT LEFT OF HOUSE
9165 | LEE HALL CT | 43054-7115 | Active | F017906 | WILKINS | 720A | PVB | 1.000 | 95515 | LEFT SIDE
9175 | LEE HALL CT | 43054 | Active | T272927 | WILKINS | 720A | PVB | 0.750 | 3613304 | LEFT SIDE OF HOUSE
2540 | LEEDS RD | 43221-3612 | Active | 55454 | WATTS | 800M4QT | PVB | 1.000 | 58577 | WEST SIDE OF HOUSE
2565 | LEEDS RD | 43221-3613 | Active | 251308 | WILKINS | 420 | PVB | 1.000 | 58643 | LEFT OF DRIVEWAY, FRONT OF HOUSE FACING STREET
2575 | LEEDS RD | 43221-3645 | Active | 82699 | RAINBIRD | 140 | DC | 1.000 | 58663 | BASEMENT
2691 | LEEDS RD | 43221-3630 | Active | CAA99285 | WILKINS | 720A | PVB | 1.000 | 95052 | right front side
2705 | LEEDS RD | 43221-3630 | Active | t366460 | WILKINS | 720A | PVB | 1.000 | 3466593 | FRONT OF HOUSE
2723 | LEEDS RD | 43221-3630 | Active | W50153 | WILKINS | 975 | RP | 0.750 | 59091 | BASEMENT @ WATER METER
2723 | LEEDS RD | 43221-3630 | Not Required by DOW | 0388094 | WATTS | 800M4QT | PVB | 1.000 | 59093 | FRONT CENTER OF HOUSE
2730 | LEEDS RD | 43221-3631 | Active | A006688 | WILKINS | 720A | PVB | 0.750 | 59128 | LEFT FRONT CORNER OF HOUSE
2741 | LEEDS RD | 43221-3630 | Active | T060875 | WILKINS | 720A | PVB | 1.000 | 59155 | FRONT OF HOUSE - NORTH CORNER
2744 | LEEDS RD | 43221-3631 | Active | G125148 | WILKINS | 720A | PVB | 0.750 | 3466595 | RIGHT SIDE
2760 | LEEDS RD | 43221-3631 | Active | G046589 | WILKINS | 720A | PVB | 0.750 | 89210 | RIGHT SIDE
2791 | LEEDS RD | 43221-3055 | Active | L2791 | WILKINS | 720A | PVB | 1.000 | 3466597 | LEFT FRONT OF HOUSE
2925 | LEEDS RD | 43221-3067 | Active | 84469 | RAINBIRD | AC4000 | DC | 0.750 | 59585 | SW CORNER OF HOUSE IN BASEMENT BY WATER METER
2981 | LEEDS RD | 43221-3069 | Active | EAD4152 | WILKINS | 720-A | PVB | 0.750 | 3466603 | RIGHT SIDE BY GARAGE DOORS
3000 | LEEDS RD | 43221-2623 | Removed | REM581348 | RAINBIRD | 100 | PVB | 0.750 | 59769 | REAR OF HOUSE
3022 | LEEDS RD | 43221-2623 | Active | 4400981 | WILKINS | 975XL | RP | 0.750 | 3466604 | BY SUMP PIT
3062 | LEEDS RD | 43221-2623 | Active | 255210 | WILKINS | 420 | PVB | 1.000 | 59895 | LEFT OF HOUSE
3075 | LEEDS RD | 43221-2628 | Active | T231763 | WILKINS | 720A | PVB | 0.750 | 3466612 | FRONT OF HOUSE
3086 | LEEDS RD | 43221-2623 | Active | T481287 | WILKINS | 720A | PVB | 0.750 | 3466613 | MIDDLE FRONT
3176 | LEEDS RD | 43221-2625 | Active | 358164 | WILKINS | 720A | PVB | 1.000 | 60152 | LEFT SIDE OF HOUSE
5602 | LEHMAN MEADOWS DR | 43110 | Active | VAA15681 | WILKINS | 720A | PVB | 0.750 | 3603255 | LEFT SIDE
6290 | LEHMAN RD | 43110- | Active | 4366467 | WILKINS | 975XL | RP | 1.000 | 69566 | BY METER PIT NORTH OF NORTH ENTRY FROM GENDER
6290 | LEHMAN RD | 43110- | Active | 3900875 | FEBCO | 825YA | RP | 1.000 | 90973 | CORNER OF BLANCHED DR AND TERK IN STREET
6333 | LEHMAN RD | 43110 | Active | W069395 | WILKINS | 975XL | RP | 1.500 | 69732 | HOT BOX SOUTH OF LEHMAN ROAD
7198 | LEHMAN RD | 43110 | Active | UJ-1437 | WATTS | 957 | RP | 6.000 | 3652436
626 | LEHMAN ST | 43206 | Active | SD-1038 | WATTS | 957 | RP | 4.000 | 3632579 | NW MECH/RISER/PUMP ROOM IN E GARAGE TOP DEVICE AT WATER MTR
626 | LEHMAN ST | 43206 | Active | 107307 | AMES | 5000SS | RP | 6.000 | 3632580 | NW MECH/RISER/PUMP ROOM IN E GARAGE BOTTM DEVICE AT WATER MTR
626 | LEHMAN ST | 43206 | LPS - Active |  |  |  | LPC |  | 3632581 | DOMESTIC PUMP - NW MECH/RISER/PUMP ROOM IN E GARAGE
626 | LEHMAN ST | 43206 | LPS - Active |  |  |  | LST |  | 3632582 | FIRE PUMP NW MECH/RISER/PUMP ROOM IN E GARAGE
122 | LEICESTER PL | 43235-2181 | Active | AK2705 | FEBCO | 765 | PVB | 0.750 | 93784 | RIGHT SIDE OF HOUSE
1231 | LEICESTER PL | 43235-2181 | Active | 227111 | WATTS | 800QT | PVB | 1.000 | 54373 | RIGHT SIDE
8415 | LEISNER AVE | 43054 | Active | W149827 | WILKINS | 975 | RP | 0.750 | 101127 | NORTHWEST CORNER OF PARK UNDER DESIGNER ROCK IN BRUSH
8436 | LEISNER AVE | 43054-6003 | Active | G222214 | WILKINS | 720A | PVB | 0.750 | 95443 | LEFT SIDE
9119 | LEITH DR | 43017 | Active | 580543 | WILKINS | 720A | PVB | 1.000 | 74563 | LEFT FRONT
9127 | LEITH DR | 43017 | Active | T461652 | WILKINS | 720A | PVB | 1.000 | 74568 | RIGHT CENTER
9135 | LEITH DR | 43017 | Removed | 569029REM | WATTS | 800QT | PVB | 1.000 | 74571 | SOUTH SIDE (SERIAL # AF3934)
9151 | LEITH DR | 43017 | Active | 131992 | WATTS | 800QT | PVB | 1.000 | 74580 | SOUTH SIDE
9154 | LEITH DR | 43017 | Active | 150958 | FEBCO | 765 | PVB | 1.000 | 74583 | NORTH SIDE OF HOUSE
9166 | LEITH DR | 43017 | Active | 466918 | WILKINS | 420 | PVB | 0.750 | 74584 | NORTHWEST - CORNER
9173 | LEITH DR | 43017 | Active | T417631 | WILKINS | 720A | PVB | 1.000 | 74589 | NORTH SIDE OF HOUSE
9193 | LEITH DR | 43017 | Active | T293640 | WILKINS | 720A | PVB | 0.750 | 74600 | EAST SIDE
9214 | LEITH DR | 43017 | Removed | 665421REM | RAINBIRD | AC4000 | PVB | 0.750 | 74621 | SOUTHWEST CORNER
9214 | LEITH DR | 43017 | Removed | 4263076REM | WILKINS | 975XL2 | RP | 0.750 | 3618054 | *****REMOVED*****BASEMENT
9235 | LEITH DR | 43017 | Replaced | REP665538 | RAINBIRD | AC4000 | DC | 0.750 | 74631 | REPLACED- NORTH SIDE
9235 | LEITH DR | 43017 | Active | T258870 | WILKINS | 720A | PVB | 1.000 | 3609770 | NORTH SIDE
9243 | LEITH DR | 43017 | Active | T048818 | WILKINS | 720A | PVB | 0.750 | 74637 | RIGHT CENTER
9251 | LEITH DR | 43017 | Active | CB179840 | WILKINS | 720A | PVB | 1.000 | 74645 | LEFT CENTER ...NORTH SIDE
9259 | LEITH DR | 43017 | Active | CAB07538 | FEBCO | 765 | PVB | 0.750 | 74646 | RIGHT CENTER
9268 | LEITH DR | 43017 | Active | T081717 | WILKINS | 720A | PVB | 0.750 | 101537 | BACK OF HOUSE
9275 | LEITH DR | 43017 | Active | 668542 | RAINBIRD | AC4000 | PVB | 0.750 | 74650 | EAST SIDE
9280 | LEITH DR | 43017 | Active | 17225 | WATTS | 800QT | PVB | 1.000 | 74653 | NORTH SIDE
9172 | LEITH E DR | 43017-9664 | Active | 668788 | RAINBIRD | AC4000 | PVB | 0.750 | 74588 | RIGHT REAR
9184 | LEITH E DR | 43017 | Active | 668574 | RAINBIRD | AC4000 | PVB | 0.750 | 74595 | EAST SIDE
9196 | LEITH E DR | 43017 | Removed | 303773REM | WATTS | 800M4FR | PVB | 1.000 | 97422 | RIGHT FRONT
9220 | LEITH W DR | 43017-9664 | Replaced | REP665568 | RAINBIRD | 100 | PVB | 1.000 | 74625 | REPLACED- EAST SIDE OF HOUSE
9220 | LEITH W DR | 43017-9664 | Active | T258901 | WILKINS | 720A | PVB | 1.000 | 3609771 | EAST SIDE OF HOUSE
9226 | LEITH W DR | 43017 | Active | 380619 | WATTS | 800M4QT | PVB | 1.000 | 74626 | LEFT SIDE OF HOUSE
9232 | LEITH W DR | 43017 | Active | CAA31066 | WILKINS | 720A | PVB | 1.000 | 74630 | NORTH SIDE OF HOUSE
9238 | LEITH W DR | 43017 | Active | ABF6956 | FEBCO | 765 | RP | 1.000 | 74632 | LEFT CENTER
1070 | LEONA AVE | 43201-3039 | Active | 154505 | WATTS | 009QT | RP | 0.750 | 53766 | IN RESTROOM ON WEST WALL
1255 | LEONARD AVE | 43203-1126 | Active | 563237 | WATTS | 909QT | RP | 1.000 | 54464 | IN ROOM WITH WATER HEATER
1561 | LEONARD AVE | 43219- | Active | ACL5234 | WILKINS | 975XL2 | RP | 2.000 | 3467207 | BASEMENT AT WATER METER
1687 | LEONARD AVE | 43219- | Due Install |  |  |  | RP | 0.750 | 3467218
1865 | LEONARD AVE | 43219-4500 | Active | 107877 | AMES | 2000SS | DC | 8.000 | 56448 | MECHANICAL/RISER ROOM WEST SIDE OF THE BUILDING
1865 | LEONARD AVE | 43219-4500 | Active | 3591617 | WILKINS | 975XL | RP | 1.500 | 56449 | WEST OFF WEST PARKING LOT AT METER PIT
1865 | LEONARD AVE | 43219-4500 | Active | 923706 | WILKINS | 975 | RP | 2.000 | 56450 | CENTER OF INSIDE NORTH WALL NEXT TO MAIN SPRINKLER VALVE
1865 | LEONARD AVE | 43219-4500 | Due Install |  |  |  | DCDA | 8.000 | 3639651
1907 | LEONARD AVE | 43219 | Active | 1298413 | WILKINS | 975 | RP | 2.000 | 56585 | MECH ROOM ON EAST SIDE OF BUILDING
1907 | LEONARD AVE | 43219 | Active | 134248 | WATTS | 709 | DCDA | 6.000 | 56586 | IN PIT
1907 | LEONARD AVE | 43219 | Active | 22941 | WATTS | 007QT | DC | 0.500 | 56587 | IN PIT
1907 | LEONARD AVE | 43219 | Active | 77702 | WATTS | 009M2QT | RP | 1.500 | 56588 | ABOVE WATER METER PIT
1920 | LEONARD AVE | 43219-2514 | Removed | 145697REM | WATTS | 909 | RP | 3.000 | 56632 | RESIN PLANT 1ST LEVEL SOUTH END PLANT.. WILL VERIFY THIS IS DEMOLISHED
1920 | LEONARD AVE | 43219-2514 | Active | 266115 | WATTS | 909M1QT | RP | 2.000 | 56635 | PAINT LAB SPRAY BOOTH ROOM
1958 | LEONARD AVE | 43219- | Active | 282133 | WATTS | LF009M3-QT | RP | 0.750 | 3626646
2020 | LEONARD AVE | 43219-2201 | Active | 13423 | WATTS | 007M1QT | DC | 0.750 | 96606 | EAST SIDE DOG HOUSE
2020 | LEONARD AVE | 43219-2201 | Active | 1669550908 | AMES | 3000SS | DCDA | 6.000 | 96621 | E SIDE
2020 | LEONARD AVE | 43219-2201 | Active | A36579 | WATTS | 009M2QT | RP | 2.000 | 97969 | STAIRWELL CLOSET IN OFFICE 2034 LEONARD AVE-MILL WORKS ART
2020 | LEONARD AVE | 43219-2201 | Not Required by DOW | 409895 | WATTS | LF009M3QT | RP | 0.750 | 102026 | FIRST FLOOR BOILER ROOM
2070 | LEONARD AVE | 43219-2595 | Active | ARA78669 | WILKINS | 975XL2 | RP | 1.000 | 57147 | IN UNIT D IN WATER METER CLOSET AT WATER SERVICE ENTRANCE
2090 | LEONARD AVE | 43219-2105 | Due Install |  |  |  | RP |  | 3467240
4200 | LEPPERT RD | 43026-8466 | Not Required by DOW | 27008 | WATTS | 919QT | RP | 1.500 | 63241 | BOILER ROOM
4200 | LEPPERT RD | 43026-8466 | Active | 185285 | WATTS | 909 | RP | 4.000 | 63242 | BOILER ROOM
4200 | LEPPERT RD | 43026-8466 | Not Required by DOW | 27588 | WATTS | 008PCQT | PVB | 0.500 | 63243 | JANITOR'S CLOSET
4200 | LEPPERT RD | 43026-8466 | Not Required by DOW | 27589 | WATTS | 008PCQT | PVB | 0.750 | 63244 | JANITOR'S CLOSET:
4200 | LEPPERT RD | 43026-8466 | Not Required by DOW | 29150 | WATTS | 008PCQT | PVB | 0.500 | 63245 | JANITOR ROOM FOOTBALL FIELD
4200 | LEPPERT RD | 43026-8466 | Not Required by DOW | 29151 | WATTS | 008PCQT | PVB | 0.750 | 63246 | JANITOR'S CLOSET: BY ROOM J#20
4200 | LEPPERT RD | 43026-8466 | Not Required by DOW | 29160 | WATTS | 008PCQT | PVB | 0.750 | 63247 | JANITOR'S CLOSET: BY ROOM #143
4200 | LEPPERT RD | 43026-8466 | Not Required by DOW | 29161 | WATTS | 008PCQT | PVB | 0.500 | 63248 | JANITOR'S CLOSET 2ND FLOOR BY RM 253
4200 | LEPPERT RD | 43026-8466 | Not Required by DOW | 29651 | WATTS | 008PCQT | SVB | 0.750 | 63249 | JANITOR RM FOOTBALL FIELD HOME STANDS
4200 | LEPPERT RD | 43026-8466 | Active | 2GL0161 | AMES | 2000SS | DC | 6.000 | 63250 | MECH ROOM
4200 | LEPPERT RD | 43026-8466 | Not Required by DOW | 30349 | WATTS | 008PCQT | PVB | 0.750 | 63251 | JANITOR'S CLOSET: ACROSS FROM ROOM #44
4200 | LEPPERT RD | 43026-8466 | Not Required by DOW | 30350 | WATTS | 008PCQT | PVB | 0.750 | 63252 | JANITOR'S CLOSET
4200 | LEPPERT RD | 43026-8466 | Not Required by DOW | 30351 | WATTS | 008PCQT | PVB | 0.750 | 63253 | JANITOR'S CLOSET: NEAR MAIN ENTRANCE
4200 | LEPPERT RD | 43026-8466 | Not Required by DOW | 30352 | WATTS | 008PCQT | PVB | 0.750 | 63254 | JANITOR'S CLOSET: 2ND FLOOR BY ROOM #205
4200 | LEPPERT RD | 43026-8466 | Removed | REM30357 | WATTS | 008PCQT | PVB | 0.750 | 63255 | REMOVED - JANITOR'S CLOSET, AT LOADING AREA
4200 | LEPPERT RD | 43026-8466 | Not Required by DOW | 30359 | WATTS | 008PCQT | PVB | 0.500 | 63256 | JANITOR'S CLOSET
4200 | LEPPERT RD | 43026-8466 | Not Required by DOW | 30360 | WATTS | 008PCQT | PVB | 0.750 | 63257 | JANITOR'S CLOSET: BY ROOM #109
4200 | LEPPERT RD | 43026-8466 | LPS - Active |  |  |  | LPC |  | 3641025 | DOMESTIC PUMP - MECH ROOM
4200 | LEPPERT RD | 43026-8466 | LPS - Active |  |  |  | LST |  | 3641026 | FIRE BOOSTER PUMP - MECH ROOM
4211 | LEPPERT RD | 43026-7543 | Active | 181781 | WILKINS | 720A | PVB | 0.750 | 89006 | LEFT SIDE
9273 | LERWICK DR | 43017 | Active | HC1927 | FEBCO | 765 | PVB | 1.000 | 87125 | Rear of house near A/C
9278 | LERWICK DR | 43017-9686 | Active | FK3631 | FEBCO | 765 | PVB | 1.000 | 74651 | LEFT HAND SIDE
9285 | LERWICK DR | 43017 | Active | 0095 | FEBCO | 765 | PVB | 1.000 | 74654 | LEFT SIDE OF HOUSE
9297 | LERWICK DR | 43017 | Active | 155457 | WATTS | 800M2QT | PVB | 0.750 | 74660 | LEFT FRONT
9314 | LERWICK DR | 43017 | Active | CB544397 | WILKINS | 720A | PVB | 0.750 | 3467274 | BACK RIGHT
9321 | LERWICK DR | 43017 | Active | 30303 | FEBCO | 765 | PVB | 1.000 | 3467275 | FRONT FRONT LEFT UNDER BAY WINDOW
6316 | LESLIE ANNE CT | 43123-8680 | Active | 661288 | WATTS | 800M4QT | PVB | 1.000 | 93788 | RIGHT SIDE OF HOUSE
5784 | LEVEN LINKS CT | 43017-9744 | Active | 410061 | WILKINS | 720A | PVB | 1.500 | 67950 | RT SIDE OF H0USE
5787 | LEVEN LINKS CT | 43017 | Active | 68166 | RAINBIRD | 100 | DC | 0.750 | 67958 | BASEMENT AT METER IN CLOSET
5792 | LEVEN LINKS CT | 43017 | Active | 274845 | WILKINS | 950XL | DC | 1.000 | 67965 | IN BASEMENT NEXT TO WATER METER
5808 | LEVEN LINKS CT | 43017 | Active | 94637 | FEBCO | 765 | PVB | 1.000 | 68050 | LEFT FRONT
5815 | LEVEN LINKS CT | 43017-8541 | Active | 23272 | FEBCO | 765 | PVB | 1.000 | 68064 | LEFT SIDE OF HOUSE
5816 | LEVEN LINKS CT | 43017 | Active | 099030 | WATTS | LF009M2QT | RP | 1.000 | 68072 | FRONT LEFT
5824 | LEVEN LINKS CT | 43017 | Active | T609634 | WILKINS | 720A | PVB | 0.750 | 101121 | RIGHT CENTER
5832 | LEVEN LINKS CT | 43017 | Active | 588120 | WILKINS | 720A | PVB | 1.000 | 68106 | RIGHT OF FRONT DOOR
5840 | LEVEN LINKS CT | 43017 | Active | G006412 | WILKINS | 720A | PVB | 1.000 | 68122 | RIGHT SIDE CENTER BY AC
5856 | LEVEN LINKS CT | 43017 | Active | 85245 | RAINBIRD | 100 | DC | 0.750 | 68143 | BASEMENT BY WATER METER
5872 | LEVEN LINKS CT | 43017 | Active | T048717 | WILKINS | 720A | PVB | 1.000 | 68201 | LEFT SIDE-- FOR IRRIGATION SYSTEM
5896 | LEVEN LINKS CT | 43017 | Active | EM4854 | FEBCO | 765 | PVB | 0.750 | 68242 | LEFT CENTER BY AC
7722 | LEVERETT PK | 43054-9221 | Active | 2231 | FEBCO | 765 | PVB | 0.750 | 72632 | LEFT SIDE OF HOUSE
7743 | LEVERETT PK | 43054-9220 | Active | A135587 | WILKINS | 720A | PVB | 0.750 | 72679 | LEFT SIDE OF HOUSE
2650 | LEWIS CENTER WAY | 43123-1770 | Active | 22736 | WATTS | 919ZQT | RP | 0.750 | 98180 | IN MEN'S BATHROOM WEST SIDE OF BUILDING
2680 | LEWIS CENTER WAY | 43123-1770 | Not Required by DOW | 4334426 | WILKINS | 975XL | RP | 0.750 | 58953 | Outside front of building
2680 | LEWIS CENTER WAY | 43123-1770 | Not Required by DOW | 52088 | WATTS | 009QT | RP | 0.750 | 58954 | STREET SIDE OUTER WALL
2680 | LEWIS CENTER WAY | 43123-1770 | Active | 4742510 | WILKINS | 975XL | RP | 1.000 | 3633804 | AT WATER METER
2989 | LEWIS CENTER WAY | 43123-1782 | Active | 101436 | AMES | 2000SS | DC | 8.000 | 59654 | East Side - Front Driveway in Meter Pit
2989 | LEWIS CENTER WAY | 43123-1782 | Not Required by DOW | 126640 | WATTS | 009QT | RP | 2.000 | 59655 | East Side Center - Fire Pump Room
2989 | LEWIS CENTER WAY | 43123-1782 | Active | 160026 | WATTS | 909 | RP | 3.000 | 59656 | East Side Center - Fire Pump Room
2989 | LEWIS CENTER WAY | 43123-1782 | LPS - Active |  |  |  | LST |  | 3638265 | FIRE BOOSTER PUMP
3458 | LEWIS CENTER WAY | 43123- | Active | 486244 | WATTS | 909QT | RP | 1.000 | 60792 | WATER METER ROOM
2882 | LEWIS CENTRE WAY | 43123 | Active | WJ-0380 | WATTS | 957 | RP | 3.000 | 3651096 | HOT BOX N/W OF BUILDING
2882 | LEWIS CENTRE WAY | 43123 | Active | VC-0857 | AMES | 500GV | RPDA | 8.000 | 3651182 | HOT BOX N/W OF BUILDING
2882 | LEWIS CENTRE WAY | 43123 | Active | 89795 | WATTS | LF919QT | RP | 0.750 | 3651183 | HOT BOX N/W OF BUILDING
3245 | LEWIS CENTRE WAY | 43123- | Active | 133144 | AMES | 3000SS | DCDA | 10.000 | 60278 | PUMP HOUSE
3245 | LEWIS CENTRE WAY | 43123- | Active | 206144 | WATTS | 909 | RP | 4.000 | 60279 | MECH ROOM
3245 | LEWIS CENTRE WAY | 43123- | Active | 36446 | AMES | 2000B | DC | 0.750 | 60280 | PUMP HOUSE
3245 | LEWIS CENTRE WAY | 43123- | Not Required by DOW | J028327 | FEBCO | 825Y | RP | 1.500 | 60281 | PUMP HOUSE
3245 | LEWIS CENTRE WAY | 43123- | LPS - Active |  |  |  | LST | 10.000 | 3638311 | PUMP HOUSE
3920 | LEWIS LINK | 43054 | Active | CB803727 | WILKINS | 720A | PVB | 0.750 | 3621458 | RIGHT SIDE OF HOUSE
3945 | LEWIS LINK | 43054 | Active | CB610551 | WILKINS | 720A | PVB | 0.750 | 3648426 | FRONT RIGHT
907 | LEXINGTON AVE | 43201-3076 | Active | N18694 | WILKINS | 350DA | DCDA | 4.000 | 88111 | MECH RM
907 | LEXINGTON AVE | 43201-3076 | Active | 1966376 | WILKINS | 950XLD | DC | 0.750 | 88114 | MECH RM
907 | LEXINGTON AVE | 43201-3076 | Active | 115732 | WATTS | 009M2QT | RP | 1.500 | 88558 | MECH/FIRE RISER ROOM
907 | LEXINGTON AVE | 43201-3076 | Not Required by DOW | 190541 | WILKINS | 720A | PVB | 0.750 | 93939 | MECH ROOM 1ST FLOOR
107 | LEXINGTON AVE | 43201-2936 | Not Required by DOW | 171740 | CONBRACO | Rp40 | RP | 1.000 | 53791 | BOILER ROOM OVER BOILERS
1077 | LEXINGTON AVE | 43201-2936 | Active | 348656 | WILKINS | 375 | RP | 3.000 | 3638239
2323 | LEXINGTON AVE | 43211-2017 | Active | 3637381 | WILKINS | 975 | RP | 0.750 | 57962 | BOILER ROOM, Hudson E.S.
2323 | LEXINGTON AVE | 43211-2017 | Due Install |  |  |  | RP |  | 3635636 | AT WATER METER
4746 | LEYBOURNE DR | 43026-9696 | Active | T178777 | WILKINS | 720A | PVB | 0.750 | 93789 | LEFT FRONT
4840 | LEYBOURNE DR | 43026-9696 | Active | CAA54816 | WILKINS | 720A | PVB | 0.750 | 3467680
5670 | LIBERTON CT | 43017 | Active | G215059 | WILKINS | 720A | PVB | 0.750 | 93791 | FRONT RIGHT OF DOOR
5680 | LIBERTON CT | 43017 | Active | T471078 | WILKINS | 720A | PVB | 1.000 | 67584 | RIGHT FRONT
5700 | LIBERTON CT | 43017-9676 | Removed | CB485702REM | WILKINS | 720A | PVB | 1.000 | 67654 | FRONT OF HOUSE RIGHT OF DOOR
4615 | LIBRARY WAY | 43026 | Active | 38578 | WATTS | LF919QT | RP | 2.000 | 3649418 | MECH/RISER ROOM AT WATER METER
4615 | LIBRARY WAY | 43026 | Active | N2102160615 | FEBCO | lf876V | DCDA | 8.000 | 3649419 | MECH ROOM AT FIRE RISER
4615 | LIBRARY WAY | 43026 | Active | 04590 | WATTS | LF619 | DC | 0.750 | 3649420 | MECH ROOM AT FIRE RISER - 3/4" SIDE CAR BACK SIDE OF "N" STYLE
4680 | LIBRARY WAY | 43026 | Active | TJ-2898 | WATTS | 957 | RP | 4.000 | 3647127 | IN HOT BOX AT PIT SW COMPLEX AT S ENTRANCE
4680 | LIBRARY WAY | 43026 | Active | 11695 | WATTS | 774 | DCDA | 8.000 | 3647128 | IN PIT SW OF COMPLEX AT S ENTRANCE
4680 | LIBRARY WAY | 43026 | Active | 22270 | WATTS | 007 | DC | 0.750 | 3647129 | IN PIT SW OF COMPLEX
4680 | LIBRARY WAY | 43026 | Not Required by DOW | 300036 | Watts | LF009QT | RP | 0.500 | 3651077 | RISER ROOM SOUTH SIDE - HOT WATER BOILERS
4680 | LIBRARY WAY | 43026 | Not Required by DOW | 12058 | Watts | LF009QT | RP | 3.000 | 3651079 | RISER ROOM SOUTH SIDE - BUILDING
4680 | LIBRARY WAY | 43026 | Not Required by DOW | 177762 | Watts | LF009M2QT | RP | 2.000 | 3651080 | RISER ROOM SOUTH SIDE
6330 | LIDO CT | 43016-8478 | Active | 114869 | WATTS | 800M4QT | PVB | 0.750 | 92826 | RIGHT SID EOF HOUSE
6338 | LIDO CT | 43016-8478 | Replaced | REPG212822 | WILKINS | 720A | PVB | 0.750 | 93793 | REPLACED- LEFT SIDE
6338 | LIDO CT | 43016-8478 | Active | T417712 | WILKINS | 720A | PVB | 0.750 | 3611530 | LEFT SIDE
6345 | LIDO CT | 43016-8478 | Active | caa66264 | WILKINS | 720A | PVB | 0.750 | 93794 | FRONT RIGHT OF FRONT DOOR
6346 | LIDO CT | 43016-8478 | Active | 542805 | WILKINS | 720A | PVB | 0.750 | 93795 | EAST SIDE OF HOUSE
6362 | LIDO CT | 43016-8478 | Removed | F085255REM | wilkins | 720A | PVB | 0.750 | 93796 | LEFT CENTER
6370 | LIDO CT | 43016-8478 | Active | BL7143 | FEBCO | 765 | PVB | 0.750 | 93797 | WEST SIDE OF HOUSE
7629 | LIESTER RD | 43017-8614 | Active | EAE8653 | WILKINS | 720A | PVB | 1.000 | 92291 | FRONT OF HOUSE L OF FD
3600 | LIFESTYLE BL | 43219 | Active | 141979 | WILKINS | 720A | PVB | 1.500 | 61238 | ACROSS FROM 2503 ROUND ROCK DRIVE
3604 | LIFESTYLE BLVD | 43219 | Active | 158110614 | WATTS | 774DCDA | DCDA | 6.000 | 3611598 | METER PIT
3604 | LIFESTYLE BLVD | 43219 | Active | 22754 | WATTS | 007M1QT | DC | 0.750 | 3613381 | METER PIT
3604 | LIFESTYLE BLVD | 43219 | Active | OF0756 | WATTS | 957 | RP | 3.000 | 3613492 | N SIDE OF ENTRANCE N OF FENCE HOTBOX
3604 | LIFESTYLE BLVD | 43219 | Active | OC-0317 | WATTS | 957 | RP | 6.000 | 3613493 | HOT BOX
3700 | LIFESTYLE BLVD | 43219- | Active | 1051410701 | AMES | 4000SS | RP | 3.000 | 61506 | Mechanical / Riser Room off Center Lobby
3700 | LIFESTYLE BLVD | 43219- | Active | 109455 | AMES | 3000SS | DCDA | 6.000 | 61507 | Mechanical / Riser Room off Center Lobby
3700 | LIFESTYLE BLVD | 43219- | Active | 47533 | WATTS | 007M1 | DC | 0.750 | 61508 | Mechanical / Riser Room off Center Lobby
6780 | liggett rd |  | Active | 140366 | WATTS | LF009M2QT | RP | 1.500 | 3659195 | GREEN HOT BOX LEFT SIDE PROPERTY NEAR CORNER PERIMETER AND LIGGETT
5639 | LILAC AV | 43123 | Active | CB828117 | WILKINS | 720A | PVB | 0.750 | 3615029 | LEFT REAR
5230 | LILAC AVE | 43123 | Active | EAC2148 | WILKINS | 720A | PVB | 0.750 | 3635257 | LEFT FRONT
5239 | LILAC AVE | 43123 | Active | CB921595 | WILKINS | 720 | PVB | 0.750 | 3646768 | LEFT FRONT
5242 | LILAC AVE | 43123 | Active | CB597921 | WILKINS | 720A | PVB | 0.750 | 3636761
5249 | LILAC AVE | 43123 | Active | T366270 | WILKINS | 720A | PVB | 0.750 | 3630156 | LEFT SIDE
5254 | LILAC AVE | 43123 | Active | T411138 | WILKINS | 720 | PVB | 0.750 | 3646080 | RIGHT FRONT
5266 | LILAC AVE | 43123 | Active | T339428 | WILKINS | 720A | PVB | 0.750 | 3644585 | LEFT SIDE OF HOUSE
5276 | LILAC AVE | 43123 | Active | CB637506 | WILKINS | 720A | PVB | 0.750 | 3644871 | RIGHT SIDE
5305 | LILAC AVE | 43123 | Active | T479361 | WILKINS | 720A | PVB | 0.750 | 3633315 | RIGHT FRONT
5312 | LILAC AVE | 43123 | Active | 18018A | APOLLO/CONBRACO | PVB4A | PVB | 0.750 | 3638001 | LEFT SIDE OF HOUSE
5373 | LILAC AVE | 43123 | Active | T311021 | WILKINS | 720A | PVB | 0.750 | 3635929 | LEFT SIDE OF HOUSE
5385 | LILAC AVE | 43123 | Active | T391495 | WILKINS | 720A | PVB | 0.750 | 3633319 | LEFT FRONT
5409 | LILAC AVE | 43123 | Active | CB548429 | WILKINS | 720A | PVB | 0.750 | 3635824 | LEFT SIDE OF HOUSE
5419 | LILAC AVE | 43123-7925 | Active | CB620355 | WILKINS | 720A | PVB | 0.750 | 3600200 | LEFT SIDE FRONT
5487 | LILAC AVE | 43123-7925 | Active | CB630398 | WILKINS | 720A | PVB | 0.750 | 3600263 | LEFT FRONT
5499 | LILAC AVE | 43123 | [5 empty] | 0.750 | 3615297
5511 | LILAC AVE | 43123 | Active | T386609 | Wilkins | 720A | PVB | 0.750 | 3619964 | Left Front
5521 | LILAC AVE | 43123 | Active | CB023946 | WILKINS | 720A | PVB | 0.750 | 3615261 | LEFT FRONT
5531 | LILAC AVE | 43123 | Active | CB922114 | WILKINS | 720 | PVB | 0.750 | 3625023 | LEFT FRONT OF HOUSE
5555 | LILAC AVE | 43123 | Active | CB004308 | WILKINS | 720A | PVB | 0.750 | 3611257 | LEFT FRONT
5560 | LILAC AVE | 43123 | Active | CB588110 | WILKINS | 720 | PVB | 0.750 | 3611258 | RIGHT FRONT OF HOUSE
5574 | LILAC AVE | 43123 | Active | CB602208 | WILKINS | 720A | PVB | 0.750 | 3613062 | LEFT FRONT
5577 | LILAC AVE | 43123 | Active | EAB5582 | WILKINS | 720A | PVB | 0.750 | 3611513 | LEFT FRONT
5586 | LILAC AVE | 43123 | Active | CB332955 | WILKINS | 720A | PVB | 0.750 | 3609833
820 | LILLEY AVE | 43205-2912 | Active | 346378 | WATTS | 909QT | RP | 0.750 | 73497 | BOILER ROOM
316 | LILLY MAR CT | 43017 | Active | EAF6054 | WILKINS | 720A | PVB | 0.750 | 3468092 | LEFT SIDE OF HOUSE
3289 | LILLY MAR CT | 43017 | Active | CB638670 | WILKINS | 720 | PVB | 0.750 | 3468105 | LEFT CENTER
1072 | LIMBERLOST CT | 43235-2168 | Active | 54823 | FEBCO | 765 | PVB | 1.250 | 93798 | LEFT SIDE
1108 | LIMBERLOST CT | 43235-2168 | Active | H590383 | FEBCO | 765 | PVB | 0.750 | 53900 | RIGHT FRONT
1116 | LIMBERLOST CT | 43235-2168 | Replaced | REPG086006 | WILKINS | 720A | PVB | 0.750 | 92131 | REPLACED- LEFT SIDE
1116 | LIMBERLOST CT | 43235-2168 | Active | T191466 | WILKINS | 720A | PVB | 0.750 | 3611295 | LEFT SIDE
1117 | LIMBERLOST CT | 43235-2168 | Active | H129012 | FEBCO | 765 | PVB | 0.750 | 53983 | RIGHT SIDE OF HOUSE
1125 | LIMBERLOST CT | 43235-2168 | Replaced | REPEC8807 | FEBCO | 765 | PVB | 1.000 | 93799 | REPLACED- BACK OF HOUSE IN BUSHES LEFT OF CHECK
1125 | LIMBERLOST CT | 43235-2168 | Active | T189403 | WILKINS | 720A | PVB | 0.750 | 3610210 | BACK OF HOUSE IN BUSHES LEFT OF CHECK
1133 | LIMBERLOST CT | 43235-2168 | Active | GB0097 | FEBCO | 765 | PVB | 1.000 | 54032 | SW CORNER
4370 | LIMERICK LN | 43017-9799 | Active | 100527 | WATTS | 009QT | RP | 0.750 | 63830 | IN BASEMENT AT METER
4397 | LIMERICK LN | 43017-9799 | Active | 106895 | WATTS | 009M2PCQT | RP | 0.750 | 63895 | BASEMENT
4400 | LIMERICK LN | 43017-9799 | Active | 26060 | WILKINS | 975 | RP | 0.750 | 63922 | BASEMENT AT METER
4411 | LIMERICK LN | 43017 | Active | W067958 | WILKINS | 975XL | RP | 0.750 | 63966 | BASEMENT AT METER
4444 | LIMERICK LN | 43017 | Active | 46962 | WILKINS | 975 | RP | 0.750 | 64023 | BASEMENT
4445 | LIMERICK LN | 43017 | Active | H11633 | FEBCO | 825Y | RP | 0.750 | 64027 | WEST WALL OF BASEMENT
5409 | LIMESTONE RIDGE DR | 43016-4256 | Active | T363446 | WILKINS | 720A | PVB | 0.750 | 66838 | LEFT SIDE OF HOME
5410 | LIMESTONE RIDGE DR | 43016-4257 | Active | HF25814 | FEBCO | 765 | PVB | 0.750 | 3591363 | RIGHT SIDE OF HOUSE
5417 | LIMESTONE RIDGE DR | 43016-4255 | Active | A135517 | WILKINS | 720A | PVB | 0.750 | 66874 | REAR LEFT
5418 | LIMESTONE RIDGE DR | 43016-4257 | Active | 996976 | WILKINS | 720A | PVB | 0.750 | 93800 | RIGHT SIDE OF HOUSE
5425 | LIMESTONE RIDGE DR | 43016-4255 | Active | T076915 | WILKINS | 720A | PVB | 0.750 | 66886 | RIGHT CENTER BY A/C BEHIND GARAGE
5426 | LIMESTONE RIDGE DR | 43016-4257 | Active | H025114 | FEBCO | 765 | PVB | 1.000 | 97452 | left of house
5433 | LIMESTONE RIDGE DR | 43016-4255 | Active | G215110 | WILKINS | 720A | PVB | 0.750 | 95122 | LEFT REAR OF HOUSE
5434 | LIMESTONE RIDGE DR | 43016-4257 | Active | 212645 | WATTS | 800QT | PVB | 0.750 | 66898 | RIGHT SIDE OF HOUSE
2344 | LIMESTONE WAY | 43228-9197 | Active | T024039 | WILKINS | 720A | PVB | 1.000 | 58023 | LEFT SIDE OF HOUSE
2357 | LIMESTONE WAY | 43228-9157 | Active | 367495 | WILKINS | 720A | PVB | 1.000 | 93801 | LEFT SIDE
6812 | LINBROOK BLVD | 43235-5117 | Active | 239093 | WATTS | 800QT | PVB | 0.750 | 88431 | FRONT LEFT - BY GARAGE DR
6824 | LINBROOK BLVD | 43235-5117 | Active | F087597 | WILKINS | 720A | PVB | 1.000 | 70766 | FRONT OF HOUSE LEFT FRONT DOOR
6836 | LINBROOK BLVD | 43235-5117 | Active | H608204 | FEBCO | 765 | PVB | 0.750 | 99176 | LEFT SIDE OF HOUSE
6843 | LINBROOK BLVD | 43235-5119 | Active | 223942 | WILKINS | 420 | PVB | 1.000 | 70812 | 10-12' RIGHT OF FRONT DOOR
6848 | LINBROOK BLVD | 43235-5117 | Active | T038756 | WILKINS | 720A | PVB | 0.750 | 100037 | LEFT SIDE
1407 | LINBROOK CT | 43235-5132 | Active | 227094 | WATTS | 800M2QT | PVB | 1.000 | 89122 | LEFT SIDE
1105 | LINCOLN RD | 43212-3235 | Active | 677858 | RAINBIRD | 100 | PVB | 1.000 | 53895 | RIGHT SIDE OF HOUSE - OUTSIDE
1170 | LINCOLN RD | 43212-3282 | Active | T658851 | WILKINS | 720A | PVB | 1.000 | 92034 | LEFT FRONT
1177 | LINCOLN RD | 43212-3237 | Active | CB323305 | WILKINS | 720A | PVB | 0.750 | 3468475 | RIGHT SIDE OF HOUSE
1178 | LINCOLN RD | 43212-3282 | Active | T231737 | WILKINS | 720A | PVB | 0.750 | 3468476 | RIGHT SIDE OF THE HOUSE
1191 | LINCOLN RD | 43212-3237 | Active | CAA46472 | WILKINS | 720A | PVB | 0.750 | 3468479
1203 | LINCOLN RD | 43212-3237 | Active | 775858 | WATTS | 800M4FR | PVB | 1.000 | 3468482 | BACK OF HOUSE
1242 | LINCOLN RD | 43212-3236 | Active | EA04545 | WILKINS | 720A | PVB | 0.750 | 92072 | LEFT SIDE
1531 | LINCOLN RD | 43212-2721 | Active | T230716 | WILKINS | 720A | PVB | 0.750 | 93802 | RIGHT FRONT CORNER OF HOUSE IN BUSHES
1531 | LINCOLN RD | 43212-2721 | Duplicate | DUPH651073 | FEBCO | 765 | PVB | 1.000 | 3610222 | RIGHT FRONT CORNER OF HOUSE IN BUSHES
260 | LINDA LEE LN | 43035 | Active | 3905987 | WATTS | 919AQT | RP | 0.750 | 3608081 | basement
388 | LINDA RD | 43026-1400 | Due Install |  |  |  | RP | 1.500 | 3468616 | COMMON BSMNT BACK STAIRS Outside Door AT WATER METER
2541 | LINDBERGH DR | 43223-3124 | Active | 279046 | WATTS | 909QT | RP | 0.750 | 58589 | BOILER ROOM - Lindbergh E. S.
2541 | LINDBERGH DR | 43223-3124 | In Review | [5 empty] | 3628045
2541 | LINDBERGH DR | 43223-3124 | Due Install |  |  |  | RP | 2.000 | 3628046
8107 | LINDEN LEAF CIR | 43235- | Active | 201344 | WATTS | 009QT | RP | 2.000 | 73325 | IN INDOOR ACTIVITY CENTER WOMEN'S RESTROOM
8107 | LINDEN LEAF CIR | 43235- | Active | 154830 | WATTS | 009M2QT | RP | 1.500 | 102467 | LOWER BATHROOM MECH BY OFFICE
8117 | LINDEN LEAF CIR | 43235-4618 | Active | T385856 | WILKINS | 720A | PVB | 0.750 | 91716 | FRONT LEFT OF HOUSE
8129 | LINDEN LEAF CIR | 43235-4618 | Active | G218341 | WILKINS | 720A | PVB | 0.750 | 95974 | LEFT FRONT
8132 | LINDEN LEAF CIR | 43235-4617 | Active | CB987526 | WILKINS | 720A | PVB | 0.750 | 99062 | FRONT LEFT OF FRONT DOOR
8137 | LINDEN LEAF CIR | 43235-4618 | Active | G169722 | WILKINS | 720A | PVB | 0.750 | 96154 | RIGHT SIDE OF HOUSE
8144 | LINDEN LEAF CIR | 43235-4617 | Active | AC1931 | FEBCO | 765 | PVB | 0.750 | 3468759
8145 | LINDEN LEAF CIR | 43235-4618 | Active | H115732 | FEBCO | 765 | PVB | 0.750 | 73409 | LEFT SIDE OF HOUSE
8156 | LINDEN LEAF CIR | 43235-4617 | Active | EAK6240 | WILKINS | 720A | PVB | 0.750 | 93804 | LEFT FRONT SIDE OF HOUSE
8169 | LINDEN LEAF CIR | 43235-4618 | Active | 28842 | FEBCO | 765 | PVB | 1.000 | 73453 | OUTSIDE
8192 | LINDEN LEAF CIR | 43235-4617 | Active | AK2591 | FEBCO | 765 | PVB | 0.750 | 93805 | RIGHT SIDE OF HOUSE
8210 | LINDEN LEAF CIR | 43235-4617 | Active | HE82137 | FEBCO | 765 | PVB | 1.000 | 92793 | Front of house
8211 | LINDEN LEAF CIR | 43235-4693 | Active | H096725 | FEBCO | 765 | PVB | 0.750 | 93806 | FRONT OF HOUSE
7353 | LINDEN LN | 43016-7337 | Active | G215558 | WILKINS | 720A | PVB | 0.750 | 95288 | RIGHT SIDE
7361 | LINDEN LN | 43016-7337 | Active | G214465 | WILKINS | 720A | PVB | 0.750 | 97274 | LEFT SIDE
7362 | LINDEN LN | 43016 | Active | G043889 | WILKINS | 720A | PVB | 0.750 | 91438 | LEFT SIDE
7369 | LINDEN LN | 43016-7337 | Active | T084948 | WILKINS | 720A | PVB | 0.750 | 102803 | LEFT SIDE
7370 | LINDEN LN | 43016-7338 | Active | G216533 | WILKINS | 720A | PVB | 0.750 | 96399 | RIGHT FRONT CORNER
7377 | LINDEN LN | 43016-7337 | Active | G124612 | WILKINS | 720A | PVB | 0.750 | 95287 | RIGHT SIDE OF HOUSE
7378 | LINDEN LN | 43016-7338 | Active | A134007 | WILKINS | 720A | PVB | 0.750 | 92570 | LEFT SIDE
7385 | LINDEN LN | 43016-7337 | Active | G215212 | WILKINS | 720A | PVB | 0.750 | 88534 | RIGHT SIDE OF HOUSE
7386 | LINDEN LN | 43016-7338 | Active | G231062 | WILKINS | 720A | PVB | 0.750 | 101218 | LEFT SIDE OF HOUSE
4992 | LINDORA DR | 43232-4645 | Due Install |  |  |  | RP |  | 3468823
4994 | LINDORA DR | 43232-4645 | Due Install |  |  |  | RP |  | 3468824
4996 | LINDORA DR | 43232-4645 | Due Install |  |  |  | RP |  | 3468825
4998 | LINDORA DR | 43232-4645 | Due Install |  |  |  | RP |  | 3468826
5000 | LINDORA DR | 43232-4647 | Due Install |  |  |  | RP | 0.750 | 3468828 | NE MECH/FURN ROOM AT WATER METER
5026 | LINDORA DR | 43232- | Due Install |  |  |  | RP | 0.750 | 3468829
6097 | LINDRIDGE CT | 43119-8517 | Active | 55425 | WATTS | 800QT | PVB | 1.000 | 68981 | RIGHT SIDE OF HOUSE
736 | LINDRIDGE DR | 43119-8521 | Active | 4253258XL | WILKINS | 975XL | RP | 1.000 | 3468912 | BASEMENT BY WATER METER
755 | LINDRIDGE DR | 43119-8690 | Active | 813589 | WILKINS | 720A | PVB | 0.750 | 72212 | RT SIDE
756 | LINDRIDGE DR | 43119-8522 | Active | 279591 | WILKINS | 720A | PVB | 0.750 | 72239 | OUTSIDE-RIGHT SIDE OF HOUSE
764 | LINDRIDGE DR | 43119-8522 | Active | 209134 | WILKINS | 720A | PVB | 0.750 | 72390 | LEFT SIDE OF HOUSE
675 | LINDSEY MARIE LN | 43235-3502 | Active | 238804 | WILKINS | 420 | PVB | 1.000 | 70588 | RIGHT SIDE OF HOUSE
680 | LINDSEY MARIE LN | 43235-3499 | Active | A006776 | WILKINS | 720A | PVB | 0.750 | 70711 | WEST SIDE OF HOUSE
693 | LINDSEY MARIE LN | 43235-3502 | Active | 903213 | WILKINS | 720A | PVB | 0.750 | 70963 | EAST SIDE OF HOUSE
704 | LINDSEY MARIE LN | 43235-3499 | Active | 242498 | WATTS | 800QT | PVB | 0.750 | 86977 | SOUTH SIDE OF RESIDENCE
705 | LINDSEY MARIE LN | 43235-3502 | Active | A006716 | WILKINS | 720A | PVB | 0.750 | 71321 | WEST SIDE OF RESIDENCE
716 | LINDSEY MARIE LN | 43235-3499 | Active | CB016942 | WILKINS | 720A | PVB | 0.750 | 88557 | LEFT SIDE OF HOUSE
723 | LINDSEY MARIE LN | 43235-3502 | Active | 214816 | WATTS | 800M4QT | PVB | 0.750 | 71663 | EAST SIDE OF RESIDENCE
728 | LINDSEY MARIE LN | 43235-3499 | Active | G016905 | WILKINS | 720A | PVB | 0.750 | 91137 | RIGHT SIDE
740 | LINDSEY MARIE LN | 43235-3499 | Active | 3132727 | WILKINS | 975XL | RP | 1.000 | 99931 | BASEMENT
747 | LINDSEY MARIE LN | 43235-3502 | Active | cb083038 | WILKINS | 720A | PVB | 0.750 | 87262 | LEFT SIDE OF HOUSE
752 | LINDSEY MARIE LN | 43235-3499 | Active | 178782 | WATTS | 800M4QT | PVB | 0.750 | 72166 | LT FRONT SIDE
754 | LINDSEY MARIE LN | 43235 | Active | W074814 | WILKINS | 975 | RP | 1.000 | 72198 | BEHIND NORTH GAZIBO AT ENTRANCE
140 | LINDSTROM CT | 43228-7069 | Active | G214189 | WILKINS | 720A | PVB | 0.750 | 95599 | LEFT SIDE OF HOUSE
3409 | LINDSTROM DR | 43228-7063 | Active | H492456 | FEBCO | 765 | PVB | 0.750 | 95391 | RIGHT SIDE
3441 | LINDSTROM DR | 43228-7063 | Active | 385245 | watts | 800M4 | PVB | 0.750 | 3468948 | RIGHT
2950 | LINKBURY LN | 43221-2549 | Active | 683348 | WILKINS | 975 | RP | 0.750 | 59604 | EAST SIDE OF HOUSE
2970 | LINKBURY LN | 43221-2549 | Active | H029989 | FEBCO | 765 | PVB | 0.750 | 3469005 | RIGHT SIDE OF HOUSE
2980 | LINKBURY LN | 43221-2549 | Active | 19457 | WATTS | 009QT | RP | 1.000 | 59641 | STORAGE/METER ROOM OFF GARAGE AFTER SAM DEDUCT METER
885 | LINWORTH E RD | 43235-2147 | Active | H492375 | FEBCO | 765 | PVB | 0.750 | 93808 | LEFT SIDE OF HOUSE
522 | LINWORTH RD | 43235-3426 | Active | G242354 | WILKINS | 720A | PVB | 0.750 | 99607 | RIGHT SIDE
5336 | LINWORTH RD | 43235-3429 | Active | ABB52406 | WILKINS | 975XL | RP | 0.750 | 66679 | OUTSIDE - BACK OF HOUSE
5400 | LINWORTH RD | 43235-3480 | Active | 15708 | WATTS | 919QT | RP | 1.500 | 3469571 | MECHANICAL ROOM
5400 | LINWORTH RD | 43235-3480 | Not Required by DOW | 50714 | WATTS | LF919QT | RP | 0.750 | 3603661 | UNDER STAGE
5428 | LINWORTH RD | 43235-3354 | Removed | 318242REM | WATTS | 800M3QT | PVB | 0.750 | 93809
5430 | LINWORTH RD | 43235-3354 | Active | HC01516 | FEBCO | 765 | PVB | 0.750 | 3469572 | RIGHT SIDE OF HOUSE... SMALLER CABIN ON PROPERTY
5483 | LINWORTH RD | 43235- | Active | 4837563 | WILKINS | 975 | RP | 1.000 | 66981 | NORTHWEST SIDE BEHIND ENTRYWAY
5805 | LINWORTH RD | 43085- | Not Required by DOW | 412377 | WATTS | 909QT | RP | 0.750 | 68046 | INSIDE WEST WALL
5971 | LINWORTH RD | 43085- | Active | 1342869 | WILKINS | 975 | RP | 2.000 | 3609619 | HOT BOX - Linworth Park
6130 | LINWORTH RD | 43085- | Removed | 83317REM | Eco Lab | XX | AG | 2.000 | 57550 | **REMOVED** 6130 LINWORTH RD, ABOVE 3 COMPARTMENT SINK
6130 | LINWORTH RD | 43085- | Removed | A49784REM | WATTS | 009QT | RP | 0.500 | 57551 | **REMOVED** 6130 LINWORTH RD, ABOVE ICE MACHINE
6130 | LINWORTH RD | 43085- | Removed | cb143589 | WILKINS | 720A | PVB | 1.000 | 57552 | **REMOVED** 6130 LINWORTH RD, NORTHEAST MOP WATER METER CLOSET
6130 | LINWORTH RD | 43085- | Active | 26562 | WATTS | LF919QT | RP | 1.500 | 3633406 | SE MECH CLOSET UNDER HWT MOP SINK AT WATER METER
6200 | LINWORTH RD | 43085-2855 | Not Required by DOW | 953129 | WILKINS | 975XL | RP | 1.000 | 69361 | BASEMENT ACTIVITY ROOM 001
6200 | LINWORTH RD | 43085-2855 | Active | 4616836 | WILKINS | 975XLT | RP | 2.000 | 3639021 | SE BSMNT W/ELECT PANELS AT WATER METER
6367 | LINWORTH RD | 43085 | Active | 4594620 | WILKINS | 975 | RP | 0.750 | 3632957
6367 | LINWORTH RD | 43085 | NULL | [5 empty] | 3633162
6456 | LINWORTH RD | 43085-2859 | Active | T424251 | WILKINS | 720A | PVB | 0.750 | 3469652 | LEFT SIDE OF HOUSE
7004 | LINWORTH RD | 43235-2144 | Active | H493241 | FEBCO | 765 | PVB | 0.750 | 92926 | FRONT LEFT HSE FACING WILSON BRIDGE
7111 | LINWORTH RD | 43235-5147 | Not Required by DOW | 72679 | WATTS | 919QT | RP | 1.000 | 71443 | MECHANICAL ROOM (BOILER RM) - Bluffsview E. S.
7111 | LINWORTH RD | 43235-5147 | Active | 38652 | WILKINS | 375 | RP | 3.000 | 3638305 | IN MECH/BOILER ROOM AT WATER METER
7111 | LINWORTH RD | 43235-5147 | Active | 31238 | WILKINS | 950DA | DCDA | 6.000 | 3638306 | IN PIT N OF ENTRANCE
7111 | LINWORTH RD | 43235-5147 | Active | HC62654 | WILKINS | 950XLD | DC | 0.750 | 3654901 | IN PIT N OF ENTRANCE
7419 | LINWORTH RD | 43085- | Active | WF0491 | WATTS | 957 | RP | 6.000 | 88828 | METER HOUSE N OF ENTRANCE
7419 | LINWORTH RD | 43085- | Not Required by DOW | 1615893 | WILKINS | 975XL | RP | 0.750 | 88851 | REAR OF ENTRANCE GATE BUILDING
7419 | LINWORTH RD | 43085- | Not Required by DOW | T081612 | WILKINS | 720A | PVB | 0.750 | 3609615 | 979 BLUFF CREST DR LEFT CENTER
7419 | LINWORTH RD | 43085- | Not Required by DOW | H447902 | Febco | 765 | PVB | 0.750 | 3650761 | 1031 BLUFF VISTA DR-FRONT
7419 | LINWORTH RD | 43085- | Not Required by DOW | T223664 | Wilkins | 720A | PVB | 0.750 | 3650762 | 1032 BLUFF VISTA DR - RIGHT SIDE
7419 | LINWORTH RD | 43085- | Not Required by DOW | H638482 | Febco | 765 | PVB | 0.750 | 3650763 | 978 VILLAGE BLUFF DR - BACK
7419 | LINWORTH RD | 43085- | Not Required by DOW | H491786 | Febco | 765 | PVB | 0.750 | 3650764 | 983 VILLAGE BLUFF DR - LEFT SIDE
887 | LINWORTH VILLAG DR | 43235-5025 | Active | hf20501 | FEBCO | 765 | PVB | 0.750 | 74370 | RIGHT FRONT
895 | LINWORTH VILLAG DR | 43235-5025 | Active | 353555 | WILKINS | 720A | PVB | 0.750 | 74417 | EAST SIDE OF HOUSE
901 | LINWORTH VILLAG DR | 43235-5025 | Replaced | REPT207854 | WILKINS | 720A | PVB | 0.750 | 74488 | REPLACED- LEFT HAND SIDE
901 | LINWORTH VILLAG DR | 43235-5025 | Active | T207854 | WILKINS | 720A | PVB | 0.750 | 3609747 | LEFT HAND SIDE
907 | LINWORTH VILLAG DR | 43235-5025 | Active | 42078 | WATTS | 800QT | PVB | 0.750 | 74522 | WEST SIDE OF HOUSE
912 | LINWORTH VILLAG DR | 43235-5022 | Active | 9190 | FEBCO | 765 | PVB | 0.750 | 74565 | LEFT FRONT
913 | LINWORTH VILLAG DR | 43235-5025 | Active | 45586 | WATTS | 800QT | PVB | 0.750 | 74569 | RIGHT SIDE OF HOUSE (WEST SIDE)
920 | LINWORTH VILLAG DR | 43235-5022 | Active | 8306 | FEBCO | 765 | PVB | 0.750 | 74603 | EAST SIDE
925 | LINWORTH VILLAG DR | 43235-5025 | Active | 353532 | WILKINS | 720A | PVB | 0.750 | 74638 | WEST SIDE OF HOUSE
928 | LINWORTH VILLAG DR | 43235-5022 | Active | cab50064 | WILKINS | 720A | PVB | 0.750 | 74652 | LEFT SIDE OF HOUSE (WEST)
931 | LINWORTH VILLAG DR | 43235-5025 | Active | 22215 | WATTS | 800QT | PVB | 0.750 | 74669 | FRONT LEFT SIDE (EAST SIDE)
937 | LINWORTH VILLAG DR | 43235-5025 | Active | 8431 | FEBCO | 765 | PVB | 0.750 | 74697 | RIGHT SIDE OF HOUSE (WEST)
940 | LINWORTH VILLAG DR | 43235-5023 | Active | 209149 | WILKINS | 720A | PVB | 0.750 | 74714 | EAST SIDE OF HOUSE
943 | LINWORTH VILLAG DR | 43235-5025 | Active | FF0685 | FEBCO | 765 | PVB | 1.000 | 74732 | RT SIDE
948 | LINWORTH VILLAG DR | 43235-5023 | Active | 83900 | WATTS | 800M4QT | PVB | 1.000 | 74747 | LEFT SIDE OF HOUSE
949 | LINWORTH VILLAG DR | 43235-5025 | Active | 42159 | WATTS | 800QT | PVB | 0.750 | 74749 | WEST SIDE
955 | LINWORTH VILLAG DR | 43235-5025 | Active | 32609 | WATTS | 800QT | PVB | 1.000 | 74783 | WEST SIDE OF HOUSE
956 | LINWORTH VILLAG DR | 43235-5023 | Active | HG43088 | FEBCO | 765 | PVB | 0.750 | 74788 | LEFT REAR BY DRIVEWAY (WEST)
961 | LINWORTH VILLAG DR | 43235-5025 | Active | 44770 | WATTS | 800QT | PVB | 0.750 | 74820 | WEST SIDE
967 | LINWORTH VILLAG DR | 43235-5025 | Active | 61220 | WATTS | 800QT | PVB | 0.750 | 74835 | EAST SIDE OF RESIDENCE
973 | LINWORTH VILLAG DR | 43235-5025 | Active | 1617 | FEBCO | 765 | PVB | 0.750 | 74869 | EAST SIDE
978 | LINWORTH VILLAG DR | 43235-5024 | Active | 20973 | WATTS | 800QT | PVB | 0.750 | 74895 | WEST SIDE OF HOUSE
979 | LINWORTH VILLAG DR | 43235-5025 | Active | t272828 | FEBCO | 765 | PVB | 1.000 | 74898 | FRONT LEFT SIDE
985 | LINWORTH VILLAG DR | 43235-5025 | Active | T135468 | WILKINS | 720A | PVB | 0.750 | 74915 | LEFT SIDE OF HOUSE
986 | LINWORTH VILLAG DR | 43235-5024 | Active | 45799 | WATTS | 800QT | PVB | 0.750 | 74919 | WEST SIDE
991 | LINWORTH VILLAG DR | 43235-5025 | Active | 209146 | WILKINS | 720A | PVB | 0.750 | 74940 | NORTH SIDE OF HOUSE - WEST
994 | LINWORTH VILLAG DR | 43235-5024 | Active | 150051 | WILKINS | 720A | PVB | 0.750 | 74950 | RIGHT SIDE OF HOUSE
997 | LINWORTH VILLAG DR | 43235-5025 | Active | 49402 | WATTS | 800CMQT | PVB | 0.750 | 74966 | NORTH EAST SIDE CORNER OF BUILDING
100 | LINWORTH VILLAG DR | 43235-5024 | Active | 44721 | WATTS | 800QT | PVB | 0.750 | 53594 | WEST SIDE
1003 | LINWORTH VILLAG DR | 43235-5026 | Active | cb006324 | WILKINS | 720A | PVB | 1.000 | 53596 | LEFT FRONT CORNER
1009 | LINWORTH VILLAG DR | 43235-5026 | Active | H352430 | FEBCO | 765 | PVB | 0.750 | 53604 | WEST SIDE OF BUILDING NEXT TO GAS METER
1015 | LINWORTH VILLAG DR | 43235-5026 | Active | 61231 | WATTS | 800QT | PVB | 0.750 | 53621 | RIGHT SIDE OF HOUSE
1021 | LINWORTH VILLAG DR | 43235-5026 | Active | 55740 | WATTS | 800QT | PVB | 0.750 | 53638 | (WEST CORNER) RIGHT SIDE OF HOUSE
1027 | LINWORTH VILLAG DR | 43235-5026 | Active | 56837 | WATTS | 800QT | PVB | 0.750 | 53659 | RIGHT SIDE OF HOUSE (NEXT TO AC UNIT)
887 | LINWORTH VILLAG DR UNIT A | 43235-5025 | Active | 4153 | FEBCO | 765 | PVB | 1.000 | 74369 | BY WALL AT FRONT ENTRANCE
970 | LINWORTH VILLAGE DR | 43235-5024 | Active | 42086 | WATTS | 800QT | PVB | 0.750 | 74862 | SOUTH EAST CONRER
919 | LINWORTH VILLG DR | 43235-5025 | Active | BG8384 | FEBCO | 765 | PVB | 0.750 | 74597 | RIGHT FRONT SIDE OF HOUSE (WEST SIDE)
665 | LISAMARIE RD | 43229-1421 | Active | A047852 | WILKINS | 720A | PVB | 0.750 | 3469754 | BACK YARD ..GATE IS LOCKED
6682 | LISAMARIE RD | 43229-1422 | Active | CB180430 | WILKINS | 720A | PVB | 1.000 | 93811 | BACK OF HOUSE
5687 | LISMORE CT | 43017 | Active | T034159 | WILKINS | 720A | PVB | 0.750 | 100391 | LEFT SIDE
5699 | LISMORE CT | 43017 | Active | CAB30798 | WILKINS | 720A | PVB | 0.750 | 99734 | LEFT SIDE OF HOUSE
5700 | LISMORE CT | 43017 | Active | F10905 | FEBCO | 765 | PVB | 1.000 | 93813 | LEFT FRONT
5708 | LISMORE CT | 43017 | Active | EAC0157 | WILKINS | 720A | PVB | 0.750 | 67682 | NORTH WEST SIDE OF HOUSE.... LEFT REAR
852 | LITCHFIELD CT | 43235-3302 | Active | T239533 | WILKINS | 720 | PVB | 0.750 | 3469860 | RIGHT SIDE OF HOUSE
865 | LITCHFIELD CT | 43235-3302 | Active | F136664 | WILKINS | 720A | PVB | 0.750 | 74145 | LEFT SIDE OF HOUSE
866 | LITCHFIELD CT | 43235-3302 | Active | 75337 | RAINBIRD | AC4000 | DC | 0.750 | 97592 | NEXT TO METER
880 | LITCHFIELD CT | 43235-3302 | Active | ABA17245 | WILKINS | 975XL | RP | 0.750 | 74306 | Left of front door
130 | LITTLE AVE | 43223-3012 | Removed | 46692REM | WATTS | 009M2PCQT | RP | 0.750 | 54604 | REMOVED-BATHROOM -- INSIDE GARAGE
1301 | LITTLE AVE | 43223-3012 | Active | 5020974 | WILKINS | 975XL2 | RP | 0.750 | 3648442 | IN BATHROOM BY MTR
5911 | LITTLE BROOK WAY | 43232-9410 | Active | 108774 | WATTS | 009M1QT | RP | 2.000 | 68304 | METER ROOM
5911 | LITTLE BROOK WAY | 43232-9410 | Not Required by DOW | 143441 | WATTS | 009QT | RP | 0.750 | 68305 | MECHANICAL ROOM CEILING
5911 | LITTLE BROOK WAY | 43232-9410 | Active | 380119 | AMES | 3000 | DCDA | 4.000 | 68306 | ELECTRICAL ROOM
5911 | LITTLE BROOK WAY | 43232-9410 | Not Required by DOW | FQ407 | APOLLO/CONBRACO | 4020502 | RP | 1.000 | 68307 | MECHANICAL ROOM 209 2ND FLOOR--SERIAL #FQ407
5911 | LITTLE BROOK WAY | 43232-9410 | Active | 98239 | WATTS | 007QT | DC | 0.750 | 68308 | MECHANICAL ROOM 119
6312 | LITTLE DEER LN | 43213-3400 | Active | CB325185 | WILKINS | 720A | PVB | 0.750 | 3470070 | LEFT SIDE OF THE HOUSE
6395 | LITTLE DEER LN | 43213-3488 | Active | G173972 | WILKINS | 720A | PVB | 0.750 | 93814 | BASEMENT CRAWL SPACE
6411 | LITTLE DEER LN | 43213-3488 | Active | H7822339 | FEBCO | 765 | PVB | 0.750 | 87898 | FRONT OF HOUSE
120 | LITTLE FLOWER LN | 43213 | Active | 4247618 | WILKINS | 975XL | RP | 0.750 | 3618511 | HOT BOX IN MEMORIAL ISLAND
625 | LITTLE MINCH CT | 43017 | Active | T023977 | WILKINS | 720A | PVB | 0.750 | 69486 | RIGHT FRONT
6262 | LITTLE MINCH CT | 43017 | Active | T552453 | WILKINS | 720A | PVB | 0.750 | 69503 | RIGHT SIDE BY REAR GARAGE DOOR ACCESS
6263 | LITTLE MINCH CT | 43017 | Active | G251969 | WILKINS | 720A | PVB | 0.750 | 99539 | LEFT SIDE
6277 | LITTLE MINCH CT | 43017 | Active | A083442 | WILKINS | 720A | PVB | 0.750 | 69545 | FRONT LEFT OF HOME
5787 | LITTLE RED ROVER ST | 43125 | Active | 3809137 | WILKINS | 975XL | RP | 0.750 | 3601615 | BASEMENT AT SUMP PIT
5400 | LITTLE TURTLE W WAY | 43081- | Active | 063541 | WATTS | 009 | RP | 1.500 | 3409026 | IN HOT BOX WEST OF BLDG BY ROAD
5400 | LITTLE TURTLE W WAY | 43081- | Active | SL-0819 | AMES | COLT 500 | RPDA | 6.000 | 3644611 | IN HOT BOX WEST OF BLDG BY ROAD
5400 | LITTLE TURTLE W WAY | 43081- | Active | 78458 | WATTS | 919 | RP | 0.750 | 3644612 | IN HOT BOX WEST OF BLDG BY ROAD
5400 | LITTLE TURTLE W WAY | 43081- | Not Required by DOW | 4773379 | WILKINS | 975XL | RP | 2.000 | 3646817 | POOL HOUSE 5260 LITTLE TURTLE
5151 | LITTLE TURTLE WAY | 43229- | Active | 2572220 | WILKINS | 375 | RP | 0.750 | 66165 | BOILER ROOM
5151 | LITTLE TURTLE WAY | 43229- | Due Install |  |  |  | RP | 1.500 | 3624674 | FIRE STATION # 29
3440 | LIVE OAK PL | 43221-4725 | Active | 916218 | WATTS | 800M4QT | PVB | 1.000 | 88983 | RIGHT SIDE CENTER
3349 | LIVINGSTON AVE | 43227 | Active | L62294 | WILKINS | 375 | RP | 4.000 | 100486 | MECHANICAL ROOM
3349 | LIVINGSTON AVE | 43227 | Active | 1722250710 | AMES | 3000SS | DCDA | 6.000 | 100487 | METER PIT EAST SIDE OF DRIVE AT LIVINGSTON
3349 | LIVINGSTON AVE | 43227 | Active | 16634 | WATTS | 007M1QT | DC | 0.750 | 100488 | METER PIT EAST SIDE OF DRIVE AT LIVINSTON
4270 | LLANFAIR CT | 43221-4929 | Active | H970970 | FEBCO | 765 | PVB | 0.750 | 63473 | RIGHT SIDE OF HOUSE
4280 | LLANFAIR CT | 43221-4929 | Active | 677126 | WATTS | 800M4QT | PVB | 1.000 | 63505 | SOUTH SIDE OF HOUSE
4281 | LLANFAIR CT | 43221-4929 | Active | 19379 | FEBCO | 765 | PVB | 1.000 | 63525 | IN GARAGE BY ENTRANCE DOOR
4289 | LLANFAIR CT | 43221-4929 | Active | H744695 | FEBCO | 765 | PVB | 0.750 | 63542 | STH SIDE
4290 | LLANFAIR CT | 43221-4929 | Active | 11826 | WATTS | 800M3QT | PVB | 0.750 | 63545 | LEFT SIDE OF HOUSE
4299 | LLANFAIR CT | 43221-4929 | Active | H158846 | FEBCO | 765 | PVB | 1.000 | 63555 | RIGHT CENTER BY A/C
4300 | LLANFAIR CT | 43026- | Active | 96060 | WATTS | 800M4QT | PVB | 1.000 | 93815 | LEFT CENTER
480 | LLEWELLYN AVE | 43207-3194 | Active | 67154 | WATTS | 009M3QT | RP | 0.750 | 65083 | AT WATER METER W WALL BY HOT WATER TANK
583 | LOCBURY LN UNIT BLD16 | 43016 | Active | 64522 | WATTS | 919QT | RP | 1.000 | 68107 | WEST END MECHANICAL ROOM
5832 | LOCBURY LN UNIT BLD16 | 43016 | Due Install |  |  |  | RP | 1.000 | 3629490 | NW MECH ROOM POOL HSE AT WATER METER
5599 | LOCH BROOM CIR | 43017 | Active | A072864 | WILKINS | 720A | PVB | 0.750 | 102820 | LEFT OF HOUSE
5602 | LOCH BROOM CIR | 43017 | NULL | [5 empty] | 3471052
5610 | LOCH BROOM CIR | 43017-9487 | Active | T659061 | WILKINS | 720A | PVB | 1.000 | 67419 | LEFT FRONT
5626 | LOCH BROOM CIR | 43017 | Replaced | REP39253 | WATTS | 800M4QT | PVB | 1.000 | 103589 | REPLACED- FRONT OF HOUSE
5626 | LOCH BROOM CIR | 43017 | Active | 799800 | WATTS | 800M4QT | PVB | 1.000 | 3608253 | LEFT FRONT OF HOUSE
5634 | LOCH BROOM CIR | 43017 | Removed | 28972REM | FEBCO | 765 | PVB | 1.000 | 91241 | LEFT SIDE
5664 | LOCH BROOM CIR | 43017-9487 | Active | T482379 | WILKINS | 720A | PVB | 0.750 | 67537 | RIGHT FRONT
5680 | LOCH BROOM CIR | 43017-9487 | Inactive | CH0566 | FEBCO | 765 | PVB | 0.750 | 67585 | RIGHT CENTER
7300 | LOCH DUNNE PL | 43016 | Active | A107172 | WILKINS | 720A | PVB | 0.750 | 71776 | LEFT SIDE OF HOUSE
7301 | LOCH DUNNE PL | 43016-5099 | Active | CAB50070 | WILKINS | 720A | PVB | 0.750 | 71782 | LEFT SIDE OF HOUSE
7308 | LOCH DUNNE PL | 43016-5098 | Active | F136627 | WILKINS | 720A | PVB | 0.750 | 100350 | RIGHT HAND SIDE OF HOUSE
7309 | LOCH DUNNE PL | 43016-5099 | Active | 953332 | WILKINS | 720A | PVB | 0.750 | 71788 | RIGHT SIDE OF HOUSE
5307 | LOCH LEVEN CT | 43017-9423 | Active | 144017 | WATTS | 800M2QT | PVB | 0.750 | 66640 | LEFT SIDE REAR BY A.C.
5329 | LOCH LEVEN CT | 43017-9423 | Active | 348582 | WATTS | 909HWQT | RP | 0.750 | 66671 | IN BASEMENT FURNANCE ROOM
5387 | LOCH LEVEN CT | 43017-9423 | Active | W210418 | WILKINS | 975XL | RP | 0.750 | 3471070 | BASEMENT BY METER
819 | LOCH LOMOND LN | 43085-2933 | Active | 572645 | WILKINS | 720A | PVB | 0.750 | 92756 | RIGHT SIDE
842 | LOCH LOMOND LN | 43085-2926 | Active | H911758 | FEBCO | 765 | PVB | 0.750 | 3471084 | FRONT RIGHT OF DOOR IN COVE
572 | LOCH MAREE CT | 43017 | Active | 5538 | WATTS | 800M2QT | PVB | 1.000 | 67709 | REAR OF HOUSE LEFT OF AC
5721 | LOCH MAREE CT | 43017 | Active | 190706 | WILKINS | 720A | PVB | 0.750 | 92769 | FRONT LEFT LEFT CORNER
5728 | LOCH MAREE CT | 43017 | Active | 367493 | WILKINS | 720A | PVB | 1.000 | 67737 | RIGHT FRONT
5729 | LOCH MAREE CT | 43017 | Active | 279577 | WILKINS | 720A | PVB | 0.750 | 67740 | OUTSIDE LEFT SIDE
5736 | LOCH MAREE CT | 43017 | Active | CB485712 | WILKINS | 720A | PVB | 1.000 | 67758 | RIGHT SIDE OF HOUSE CENTER
5744 | LOCH MAREE CT | 43017 | Active | CB006420 | WILKINS | 720A | PVB | 1.000 | 67778 | RIGHT FRONT
5760 | LOCH MAREE CT | 43017 | Active | 2974512 | WILKINS | 975 | RP | 0.750 | 93820 | IN BASEMENT
5762 | LOCH MAREE CT | 43017 | Active | CB000872 | WILKINS | 720A | PVB | 0.750 | 67865 | FRONT OF HOUSE
5774 | LOCH MAREE CT | 43017 | Active | 25041 | FEBCO | 825YA | RP | 0.750 | 67916 | BASEMENT
5743 | LOCH MAREE N CT | 43017 | Active | 668790 | RAINBIRD | 100 | PVB | 1.000 | 67775 | RIGHT OF FRT DOOR BEHIND BUSHES
5751 | LOCH MAREE N CT | 43017 | Active | HC80446 | FEBCO | 765 | PVB | 0.750 | 67821 | RIGHT OF FRONT DR IN OFFSET
5754 | LOCH MAREE N CT | 43017 | Active | 158299 | WATTS | 800QT | PVB | 1.000 | 67829 | FRONT OF HOUSE LEFT OF FRONT DOOR
5759 | LOCH MAREE N CT | 43017 | Active | EAG2396 | WILKINS | 720A | PVB | 0.750 | 67853 | RIGHT HAND SIDE
5766 | LOCH MAREE N CT | 43017 | Active | 3319 | FEBCO | 765 | PVB | 0.750 | 67878 | LEFT SIDE OF HOUSE
5767 | LOCH MAREE N CT | 43017 | Active | H894971 | FEBCO | 765 | PVB | 1.000 | 67880 | RIGHT SIDE OF HOUSE
5514 | LOCH MORE E CT | 43017-9403 | Active | CB113364 | WILKINS | 720 | PVB | 0.750 | 3471102 | LEFT FRONT IN COVE BY GARAGE
5570 | LOCH MORE W CT | 43017-9621 | Active | DL1747 | FEBCO | 765 | PVB | 0.750 | 93821 | FRONT OF HOUSE LEFT FRONT DOOR
5594 | LOCH MORE W CT | 43017-9621 | Active | 468421 | WILKINS | 420 | PVB | 1.000 | 3471116 | RIGHT FRONT
1232 | LOCHCARREN CT | 43235-5122 | Replaced | REPDA6108 | FEBCO | 765 | PVB | 1.000 | 93817 | REPLACED- LEFT SIDE CENTER
1232 | LOCHCARREN CT | 43235-5122 | Active | Cb027960 | WILKINS | 720A | PVB | 1.000 | 3610221 | LEFT CENTER
1265 | LOCHCARREN CT | 43235-5122 | Not Required by DOW | 49680 | WATTS | 919AQT | RP | 0.750 | 3471166 | BASEMENT BY METER FOR SUMP PUMP ONLY
1265 | LOCHCARREN CT | 43235-5122 | Not Required by DOW | T391017 | WILKINS | 720A | PVB | 0.750 | 3648696 | LEFT REAR
1265 | LOCHCARREN CT | 43235-5122 | Active | 88476 | WATTS | 919AQT | RP | 0.750 | 3648697 | BSMNT AT WATER METER
1270 | LOCHCARREN CT | 43235-5122 | Active | G208768 | WILKINS | 720A | PVB | 0.750 | 92643 | RIGHT SIDE REAR NE BY GEN
8816 | LOCHERBIE CT | 43017 | Active | CB414155 | WILKINS | 720A | PVB | 1.000 | 74330 | RIGHT FRONT
8823 | LOCHERBIE CT | 43017 | Active | A152269 | WILKINS | 720A | PVB | 0.750 | 91285 | RIGHT CENTER
8824 | LOCHERBIE CT | 43017 | Active | T329040 | WILKINS | 720A | PVB | 0.750 | 74343 | BACK OF HOUSE BY A/C UNIT
8831 | LOCHERBIE CT | 43017 | Active | A072858 | WILKINS | 720A | PVB | 0.750 | 91448 | RIGHT SIDE
8832 | LOCHERBIE CT | 43017 | Active | T078988 | WILKINS | 720A | PVB | 0.750 | 3471167 | Right Front Corner
8843 | LOCHERBIE CT | 43017 | Active | 279518 | WILKINS | 720A | PVB | 0.750 | 74353 | LEFT SIDE
8879 | LOCHERBIE CT | 43017 | Active | 809470 | WILKINS | 720A | PVB | 1.000 | 92611 | LEFT SIDE OF HOUSE
8895 | LOCHERBIE CT | 43017-9405 | Removed | EAD4933REM | WILKINS | 720A | PVB | 0.750 | 74390 | FRONT RIGHT OF DOOR
8905 | LOCHERBIE CT | 43017-7610 | Active | EAF6201 | WILKINS | 720A | PVB | 0.750 | 3471172 | LEFT OF HOUSE
8923 | LOCHERBIE CT | 43017 | Active | 02365 | FEBCO | 765 | PVB | 1.000 | 74408 | NORTH SIDE CENTER
618 | LOCK AVE | 43207-2542 | Due Install |  |  |  | RP | 1.000 | 3471199
135 | LOCKBOURNE AVE | 43206-3203 | Active | 97370 | WATTS | LF919 | RP | 0.750 | 3471359 | IN RESTROOM
1399 | LOCKBOURNE AVE | 43206-3203 | Due Install |  |  |  | RP | 1.000 | 3471373
1500 | LOCKBOURNE AVE | 43206-3736 | Active | 145596 | WATTS | 007M3QT | DC | 0.750 | 55207 | STORAGE ROOM, NORTH SIDE BUILDING
1500 | LOCKBOURNE AVE | 43206-3736 | Active | 31L1369 | AMES | 3000 | DCDA | 4.000 | 55208 | REAR STOCK ROOM
1500 | LOCKBOURNE AVE | 43206-3736 | Active | 62718 | WATTS | 009QT | RP | 1.000 | 55209 | REAR STORAGE ROOM BY METER
4315 | LOCKBOURNE INDUSTIAL PKWY | 43207 | Active | 76015 | WATTS | LF919QT | RP | 1.000 | 3648381 | MECH ROOM AT METER
3795 | LOCKBOURNE INDUSTRIAL PKWY | 43207-5196 | Removed | 186060REM | WATTS | 009M3QT | RP | 0.750 | 61789 | MECH ROOM
3795 | LOCKBOURNE INDUSTRIAL PKWY | 43207-5196 | Active | ALA51078 | WILKINS | 975XL3 | RP | 0.750 | 3659387 | MECH ROOM N/W
3975 | LOCKBOURNE INDUSTRIAL PKWY | 43207 | Active | 3GN0088 | AMES | 3000SS | DCDA | 2.500 | 62396 | EAST WALL, OFFICE
3975 | LOCKBOURNE INDUSTRIAL PKWY | 43207 | Active | 032835 | WATTS | LF007M3QT | DC | 0.750 | 62397 | NEW HOLDING ROOM
3975 | LOCKBOURNE INDUSTRIAL PKWY | 43207 | Active | 683185 | WILKINS | 975 | RP | 2.000 | 62398 | ABOVE WEST DOOR,
3975 | LOCKBOURNE INDUSTRIAL PKWY | 43207 | Active | 237234 | WATTS | 009M2QT | RP | 1.000 | 3635432 | BOILER ROOM N/W AT MTR
4000 | LOCKBOURNE INDUSTRIAL PKWY | 43207-5174 | Removed | W372784REM | WILKINS | 975XL2 | RP | 0.500 | 62632 | REMOVED-4100 LOCKBOURNE IND PKWY, FORK LIFT REPAIR/CHARGING AREA MODULE A
4000 | LOCKBOURNE INDUSTRIAL PKWY | 43207-5174 | Active | 59592 | WATTS | 009QT | RP | 1.000 | 62633 | 4100 LOCKBOURNE INDUSTRIAL PKWY, UTILITY ROOM (MODULE A)
4000 | LOCKBOURNE INDUSTRIAL PKWY | 43207-5174 | Removed | 38129REM | WATTS | 919AQT | RP | 0.750 | 99420 | REMOVED-TRUCK GATE
4015 | LOCKBOURNE INDUSTRIAL PKWY | 43207-5160 | Active | 4980494 | WILKINS | 975XLTCU | RP | 0.750 | 62683 | IN MECH ROOM LEFT OF MOP SINK
4025 | LOCKBOURNE INDUSTRIAL PKWY | 43207- | Active | 12583 | AMES | 4000BM2 | RP | 0.750 | 62704 | AT METER SET EAST END OF MAINT. BUILDING IN CLOSET
4051 | LOCKBOURNE INDUSTRIAL PKWY | 43207-5160 | Active | 107572 | AMES | 3000SS | DCDA | 6.000 | 62774 | EAST SIDE
4051 | LOCKBOURNE INDUSTRIAL PKWY | 43207-5160 | Active | 407720 | WATTS | LF009M3QT | RP | 0.750 | 62775 | 4140 LOCKBOURNE IND PKWY, E DOOR CENTER BLDG BY FIRE SYS
4051 | LOCKBOURNE INDUSTRIAL PKWY | 43207-5160 | Active | 45886 | WATTS | 007QT | DC | 0.750 | 62776 | FIRE SERVICE PIT E SIDE OF BLDG NEXT TO RD
4100 | LOCKBOURNE INDUSTRIAL PKWY | 43207-4377 | Active | 01538 | WATTS | 009QT | RP | 1.000 | 62631 | 4100 LOCKBOURNE INDUSTRIAL PKWY, UTILITY ROOM (MODULE C)
4100 | LOCKBOURNE INDUSTRIAL PKWY | 43207-4377 | Not Required by DOW | 3322495 | WILKINS | 975XL | RP | 0.750 | 104051 | 0 USE 6/3/15 CAG. MAINTENANCE BATTERY AREA
4141 | LOCKBOURNE INDUSTRIAL PKWY | 43207- | Not Required by DOW | 2GN0276 | AMES | 2000SS | DC | 8.000 | 63036 | FIRE RISER N END CENTER OF BUILDING
4141 | LOCKBOURNE INDUSTRIAL PKWY | 43207- | Not Required by DOW | 2IM0358 | AMES | 2000SS | DC | 8.000 | 63037 | W WALL N END OF BLDG
4141 | LOCKBOURNE INDUSTRIAL PKWY | 43207- | Not Required by DOW | 2DN2090 | AMES | 2000SS | DC | 8.000 | 63038 | MIDDLE S WALL
4141 | LOCKBOURNE INDUSTRIAL PKWY | 43207- | Active | 637038 | WILKINS | 975 | RP | 1.000 | 63039 | NE CORNER OF WAREHOUSE
4141 | LOCKBOURNE INDUSTRIAL PKWY | 43207- | Active | 41669 | WILKINS | 350ASTDA | DCDA | 8.000 | 3638761 | IN VAULT BY FRONT GATE
4141 | LOCKBOURNE INDUSTRIAL PKWY | 43207- | Active | HC84368 | WILKINS | XL2 | DC | 0.750 | 3659252 | IN VAULT BY FRONT GATE
4150 | LOCKBOURNE INDUSTRIAL PKWY | 43207-4377 | Active | 156736 | WATTS | LF007M1QT | DC | 1.000 | 63079 | MID BUILDING IN UTILITY CLOSET
4251 | LOCKBOURNE INDUSTRIAL PKWY | 43207-4378 | Active | 1127756 | WILKINS | 975 | RP | 0.750 | 63427 | FRONT MIDDLE
4299 | LOCKBOURNE INDUSTRIAL PKWY | 43207-4378 | Active | 24003 | WATTS | 919QT | RP | 1.000 | 98179 | Janitors closet at water meter
3800 | LOCKBOURNE INDUSTRIAL PKWY UNIT A | 43207 | Inactive | 33995 | WATTS | 919QT | RP | 2.000 | 3635906 | IN HOT BOX AT STREET SOUTH END OF PROPERTY AT FENCE LINE
3800 | LOCKBOURNE INDUSTRIAL PKWY UNIT B | 43207- | Due Install |  |  |  | RP | 1.000 | 3471624
3800 | LOCKBOURNE INDUSTRIAL PKWY UNIT B | 43207- | Active | 193092117 | AMES | 3000SS | DCDA | 10.000 | 3636307 | IN HOT BOX NORTH WEST CORNER OF PROPERTY
3800 | LOCKBOURNE INDUSTRIAL PKWY UNIT B | 43207- | Active | 79382 | AMES | 2000SS | DC | 0.750 | 3638805 | IN HOT BOX NORTH WEST CORNER OF PROPERTY
1119 | LOCKBOURNE RD | 43206-3236 | Active | 4487648 | WILKINS | 975XL2 | RP | 0.750 | 3471470 | BY WATER METER BY SIDE DOOR
1223 | LOCKBOURNE RD | 43206 | Active | 68320 | WATTS | 009QT | RP | 0.750 | 54360 | 1213-1223 LOCKBOURNE RD, MECHANICAL ROOM AT WATER METER
1424 | LOCKBOURNE RD | 43207 | Active | 85841 | APOLLO | RPLF4A | RP | 3.000 | 3654959
1424 | LOCKBOURNE RD | 43207 | Active | V59826 | WILKINS | 350ADA | DCDA | 6.000 | 3654960
1424 | LOCKBOURNE RD | 43207 | Active | HC66505 | WILKINS | 950XLD | DC | 0.750 | 3654961
1530 | LOCKBOURNE RD | 43207- | Not Required by DOW | ABU6192 | WILKINS | 975XL2 | RP | 1.000 | 3653494
1530 | LOCKBOURNE RD | 43207- | Active | ABU0500 | WILKINS | 975XL2 | RP | 1.000 | 3653495
1544 | LOCKBOURNE RD | 43207-1444 | Removed | REM06712 | WATTS | 919 | RP | 0.500 | 3471482 | PEDICURE CHAIR, BEHIND PEDICURE CHAIR
1544 | LOCKBOURNE RD | 43207-1444 | Removed | REM06725 | WATTS | 919 | RP | 0.500 | 3609546 | PEDICURE CHAIR, BEHIND PEDICURE CHAIR
1544 | LOCKBOURNE RD | 43207-1444 | Due Install |  |  |  | RP | 1.500 | 3636975
1546 | LOCKBOURNE RD | 43207-1444 | Active | 251309 | WATTS | 009M2QT | RP | 1.000 | 88463 | EAST REAR WALL
1547 | LOCKBOURNE RD | 43207-1445 | Due Install |  |  |  | RP | 0.750 | 3471483
1548 | LOCKBOURNE RD | 43207-1444 | Active | 16807 | WATTS | 919ZQT | RP | 0.750 | 98178 | AT REAR OF BUILDING
1550 | LOCKBOURNE RD | 43207-1444 | Due Install |  |  |  | RP |  | 3471484
1602 | LOCKBOURNE RD | 43207- | Active | 101600 | WILKINS | 975 | RP | 2.000 | 55589 | METER ROOM REAR OF BUILDING
1620 | LOCKBOURNE RD | 43207-1444 | Due Install |  |  |  | RP |  | 3471488 | S/E CORNER OF BUILDING
1650 | LOCKBOURNE RD | 43207-1494 | Replaced | REP629277 | FEBCO | 765 | PVB | 1.000 | 96645 | REPLACED- OUTSIDE BLDG
1650 | LOCKBOURNE RD | 43207-1494 | Not Required by DOW | CB165289 | WILKINS | 720A | PVB | 1.000 | 3609507 | OUTSIDE BLDG, E SIDE OF BLDG
1650 | LOCKBOURNE RD | 43207-1494 | Active | 25234 | WATTS | LF919QT | RP | 1.500 | 3635902 | AT WATER METER
1669 | LOCKBOURNE RD | 43207-1476 | Active | 28692 | WATTS | 009QT | RP | 0.750 | 55796 | IN HOT WATER TANK ROOM
1680 | LOCKBOURNE RD | 43207-1494 | Active | 4500775 | WILKINS | 975XL | RP | 1.500 | 55814 | MECHANICAL ROOM
1680 | LOCKBOURNE RD | 43207-1494 | Active | W379183 | WILKINS | 975XL | RP | 0.500 | 55815 | MECHANICAL ROOM -- SIZE 1/2"
1802 | LOCKBOURNE RD | 43207-1491 | Active | W279473 | WILKINS | 975XLBMS | RP | 0.750 | 56251 | BOILER ROOM
1802 | LOCKBOURNE RD | 43207-1491 | Due Install |  |  |  | RP | 2.000 | 3639073 | BOILER ROOM
1858 | LOCKBOURNE RD | 43207-1478 | Due Install |  |  |  | RP |  | 3471519
1887 | LOCKBOURNE RD | 43207-1479 | Due Install |  |  |  | RP |  | 3471527
1912 | LOCKBOURNE RD | 43207- | Active | W255294 | WILKINS | 975XL | RP | 0.750 | 87613 | BY METER IN RESTROOM
1950 | LOCKBOURNE RD | 43207-1461 | Active | 42161 | WATTS | 919ZQT | RP | 0.750 | 56731 | MECH ROOM SW CORNER OF BUILDING
1973 | LOCKBOURNE RD | 43207-1460 | Active | 346963 | WATTS | 009QT | RP | 1.000 | 56807 | IN MECHANICAL ROOM BY RECEIVING OFFICE ( LIMITED FIRE ONE SPRINKLER HEAD)
2012 | LOCKBOURNE RD | 43207 | Active | 21036 | WATTS | 919AQT | RP | 0.750 | 99936 | AT METER BY MOP SINK UMDER HWT
2050 | LOCKBOURNE RD | 43207-1462 | Not Required by DOW | 18407 | WATTS | 919 | RP | 1.500 | 90438 | MECH ROOM
2050 | LOCKBOURNE RD | 43207-1462 | Not Required by DOW | 17470 | WATTS | 919 | RP | 1.500 | 90439 | MECH ROOM
2050 | LOCKBOURNE RD | 43207-1462 | Not Required by DOW | 4934255 | WILKINS | 975XL2 | RP | 1.50 | 90440 | MECH ROOM
2050 | LOCKBOURNE RD | 43207-1462 | Active | 1565740307 | AMES | 3000SS | DCDA | 8.000 | 91195 | MID E SPRINKLER/RISER ROOM
2050 | LOCKBOURNE RD | 43207-1462 | Active | 54492 | AMES | 2000B | DC | 0.750 | 91196 | MID E SPRINKLER/RISER ROOM
2050 | LOCKBOURNE RD | 43207-1462 | Active | 101295 | WATTS | 009M2-FP | RP | 1.500 | 3656019 | RISER ROOM BACK OF BUILDING
2056 | LOCKBOURNE RD | 43207-1462 | Active | AKA5940 | WILKINS | 375XLRP | RP | 2.000 | 3471544 | WATER METER/STORAGE ROOM
2060 | LOCKBOURNE RD | 43207-1462 | Active | ALA84583 | WILKINS | 975 XL3 | RP | 1.000 | 3471545 | BASEMENT BY SUMP PUMP
2060 | LOCKBOURNE RD | 43207-1462 | Due Install |  |  |  | RP | 1.000 | 3659632 | BASEMENT BY SUMP PUMP
2114 | LOCKBOURNE RD | 43207- | Due Install |  |  |  | RP |  | 3471548
2159 | LOCKBOURNE RD | 43207-2163 | Active | 439686 | WATTS | 909M1QT | RP | 1.500 | 57471 | CENTER OF BLDG @ OFFICE WINDOW AT WATER METER
2199 | LOCKBOURNE RD | 43207-2163 | Not Required by DOW |  |  |  | RP |  | 3471551
2300 | LOCKBOURNE RD | 43207-2167 | Not Required by DOW | 635692 | WATTS | 800QT | PVB | 1.000 | 57895 | SOUTH SIDE OF BUILDING
2300 | LOCKBOURNE RD | 43207-2167 | Active | 4868773 | WILKINS | 975 XL2 | RP | 1.500 | 3638997
2440 | LOCKBOURNE RD | 43207 | Active | 032696 | WATTS | LF909QT | RP | 0.750 | 58264 | South wall of shop in main building by meter
2440 | LOCKBOURNE RD | 43207-2168 | Active | 586602 | WATTS | 909QT | RP | 0.750 | 58292 | RADIATOR SHOP
2441 | LOCKBOURNE RD | 43207-2168 | Active | 3149206 | WILKINS | 975XLBMS | RP | 0.750 | 58289 | NORTH WALL ABOVE METER
2556 | LOCKBOURNE RD | 43207 | Active | 70206 | WATTS | 919QT | RP | 1.000 | 3646429 | MECH ROOM AT WATER METER
2556 | LOCKBOURNE RD | 43207 | Not Required by DOW | 82380 | WATTS | 919QT | RP | 0.750 | 3646430 | MECH ROOM
2565 | LOCKBOURNE RD | 43207 | Active | UL-1606 | AMES | COLT-400 | RP | 4.000 | 3651341
2565 | LOCKBOURNE RD | 43207 | Active | VJ-0035 | AMES | COLT 500GV | RPDA | 8.000 | 3651342
2565 | LOCKBOURNE RD | 43207 | Active | 92402 | WATTS | 919-QT | RP | 0.750 | 3652680 | NW CORNER
2615 | LOCKBOURNE RD | 43207-2627 | Not Required by DOW |  |  |  | RP |  | 3580621 | AT METER
2699 | LOCKBOURNE RD | 43207-2627 | Removed | 2871748REM | WILKINS | 975XLBMS | RP | 1.500 | 93602 | REMOVED-
2699 | LOCKBOURNE RD | 43207-2627 | Not Required by DOW | 2830792 | WILKINS | 975XL | RP | 1.500 | 93603 | PUMP HOUSE WEST END OF POOL
2699 | LOCKBOURNE RD | 43207-2627 | Not Required by DOW | 2699 | XX | XX | AG | 0.000 | 93604
2699 | LOCKBOURNE RD | 43207-2627 | Active | MA-0405 | WATTS | 957 | RP | 3.000 | 101156 | MECHANIC ROOM
2699 | LOCKBOURNE RD | 43207-2627 | Not Required by DOW | MC-1127 | WATTS | 957 | RP | 3.000 | 101157 | MECHANIC ROOM
2699 | LOCKBOURNE RD | 43207-2627 | Not Required by DOW | 19039 | WATTS | 919QT | RP | 2.000 | 101158 | MARION FRANKLIN SWIMMING POOL MECHANIC ROOM
2740 | LOCKBOURNE RD | 43207- | Active | A39757 | WATTS | 009QT | RP | 1.000 | 58823 | Boiler Room - Beery M. S.
2740 | LOCKBOURNE RD | 43207- | Due Install |  |  |  | RP |  | 3636244 | Boiler Room - Beery M. S.
2800 | lockbourne rd |  | Active | 268493 | WATTS | LF009M2QT | RP | 2.000 | 3658833 | IN MECHANICAL ROOM
2800 | lockbourne rd |  | Active | 1106843 | AMES | 3000SS | DCDA | 4.000 | 3658834 | IN MECHANICAL ROOM
2800 | lockbourne rd |  | Active | 89791 | AMES | 2000B | DC | 0.750 | 3658835 | IN MECHANICAL ROOM
2801 | LOCKBOURNE RD | 43207-2630 | Not Required by DOW | 409753 | WATTS | 909HWQT | RP | 0.750 | 59336 | BOILER ROOM
2801 | LOCKBOURNE RD | 43207-2630 | Active | QA-1624 | WATTS | 950 | RP | 2.500 | 59337 | FIRST FLOOR, METER, HOT WATER HEATER MECHANICAL ROOM, OFF HALLWAY TO MENS ROOM
2801 | LOCKBOURNE RD | 43207-2630 | Due Install |  |  |  | DCDA | 4.000 | 3649076 | IN WALL BEHIND ACCESS PANEL IN OFFICE
2840 | LOCKBOURNE RD | 43207-2670 | Active | 68212 | WATTS | 009QT | RP | 0.500 | 59423 | UNDER BAPTISTRY -- SIZE 1/2"
2900 | LOCKBOURNE RD | 43207-2670 | Active | 51874 | WATTS | 009QT | RP | 0.750 | 59552 | MECH ROOM
3118 | LOCKBOURNE RD | 43207- | Active | 37603 | WATTS | 919QT | RP | 2.000 | 60010 | 3100 LOCKBOURNE RD, BACK GARAGE MAINT SHOP
3118 | LOCKBOURNE RD | 43207- | Not Required by DOW | 3288112 | WILKINS | 975XL | RP | 1.000 | 87082 | 3100 LOCKBOURNE RD, BOILER #SB1559 (BOILER ROOM)
3290 | LOCKBOURNE RD | 43207- | Active | 211171 | WATTS | 009M1QT | RP | 2.000 | 60366 | NW CORNER OF BUILDING
3290 | LOCKBOURNE RD | 43207- | Due Install |  |  |  | RP | 8.000 | 3629356
3600 | LOCKBOURNE RD | 43207-5131 | Active | 2147896 | WILKINS | 975XLBMS | RP | 1.000 | 87991 | MECH ROOM/RENT-A-FLICK
3636 | LOCKBOURNE RD | 43207-5131 | Active | 4997690 | WILKINS | 975XL2 | RP | 0.750 | 87995 | SW CORNER OF STORE
3700 | LOCKBOURNE RD | 43207-5133 | Not Required by DOW | 30662 | WATTS | 009QT | RP | 1.000 | 61509 | NORTH WALL OF BOILER ROOM
3700 | LOCKBOURNE RD | 43207-5133 | Not Required by DOW | 542602 | WATTS | 909QT | RP | 1.000 | 61510 | N OF BOILER ROOM ABOVE MIXING TANKS
3700 | LOCKBOURNE RD | 43207-5133 | Removed | 165823REM | WATTS | 009QT | RP | 2.000 | 61511 | BOILER ROOM AT WATER METER
3700 | LOCKBOURNE RD | 43207-5133 | Removed | AG3700 |  |  | AG |  | 3632604 | AT MIX AREA
3700 | LOCKBOURNE RD | 43207-5133 | Active | TJ-0307 | AMES | COLT 300ABF | DCDA | 6.000 | 3632605 | IN PIT
3700 | LOCKBOURNE RD | 43207-5133 | Active | 58640 | AMES | 2000BM3 | DC | 0.750 | 3641391 | IN PIT
3700 | LOCKBOURNE RD | 43207-5133 | Active | 143478 | WATTS | LF009M2QT | RP | 2.000 | 3643530 | BOILER ROOM
3730 | LOCKBOURNE RD | 43207-5133 | Due Install |  |  |  | RP |  | 3471594
3800 | LOCKBOURNE RD | 43207-4215 | Not Required by DOW |  |  |  | RP |  | 3471595
3860 | LOCKBOURNE RD | 43207-4215 | Active | 191979 | WATTS | 009QT | RP | 1.000 | 61970 | SOUTH SIDE OF BUILDING AT WATER METER
4000 | LOCKBOURNE RD | 43207-4219 | Active | 1346064 | WILKINS | 975XL | RP | 1.000 | 62630 | Warehouse at water meter
4000 | LOCKBOURNE RD | 43207-4219 | Due Install |  |  |  | DCDA | 4.000 | 3659003
4100 | LOCKBOURNE RD | 43207-4221 | Active | 25260 | WATTS | LF919 QT | RP | 1.500 | 3471599 | S/W WAREHOUSE
4100 | LOCKBOURNE RD | 43207-4221 | Due Install |  |  |  | DCDA | 6.000 | 3626289 | PARKING LOT
4110 | LOCKBOURNE RD | 43207-4221 | Active | 70468 | AMES | 2000BM3 | DC | 0.750 | 3471600 | HOT BOX
4110 | LOCKBOURNE RD | 43207-4221 | Active | WI-1771 | AMES | COLT 300ABF | DCDA | 6.000 | 3653988 | HOT BOX
4110 | LOCKBOURNE RD | 43207-4221 | Active | 96713 | WATTS | LF919QT | RP | 0.750 | 3654034 | UTILITY ROOM N WALL
4140 | LOCKBOURNE RD | 43207-4221 | Due Install |  |  |  | DCDA |  | 3471601
4140 | LOCKBOURNE RD | 43207-4221 | Due Install |  |  |  | RP |  | 3639407
4510 | LOCKBOURNE RD | 43207-4231 | Active | 258273 | WATTS | LF009M3QT | RP | 0.750 | 3649266 | BASEMENT BY WATER MTR
2260 | LOCKBOURNE RD UNIT 4 | 43207- | Active | 307604 | WATTS | LF009M3QT | RP | 0.750 | 3471553 | AT WATER METER
2159 | LOCKBOURNE RD UNIT A | 43207-2163 | Active | 278036 | WATTS | LF009M2QT | RP | 2.000 | 57470 | AT METER IN ENGINE ROOM
2159 | LOCKBOURNE RD UNIT A | 43207-2163 | Safe storage | AG2159ALOCKBOURNE |  |  | AG | 2.00 | 3626620 | AMMONIA STORED BUT NOT PLUMBED TO ANYTHING
2441 | LOCKBOURNE RD UNIT A | 43207-2169 | Inactive | 432886 | WILKINS | 975 | RP | 1.500 | 58296 | CAR WASH MECHANICAL ROOM
2441 | LOCKBOURNE RD UNIT A | 43207-2169 | Not Required by DOW | A243440 | WILKINS | 375XL | RP | 1.500 | 58297 | CAR WASH MECHANICAL ROOM
1730 | LOCKBOURNE RD UNIT C | 43207-1485 | Due Install |  |  |  | RP |  | 3471498
5281 | Locust Hill Ln | 43017 | Inactive | 078476 | WATTS | LF009M2QT | RP | 1.500 | 3647192 | IN HOT BOX AT ENTRANCE AT WTR MTR DUBLIN RD & LOCUST HILL
5281 | Locust Hill Ln | 43017 | Inactive | UF-0794 | AMES | COLT 300-GV | DCDA | 4.000 | 3648407 | IN HOT BOX AT ENTRANCE DUBLIN RD & LOCUST HILL
5281 | Locust Hill Ln | 43017 | Inactive | 61146 | AMES | 2000BM3 | DC | 0.750 | 3648408 | IN HOT BOX AT ENTRANCE DUBLIN RD & LOCUST HILL
5212 | LOLA WAY | 43235-3478 | Active | 33275 | WATTS | 800QT | PVB | 1.000 | 66426 | LEFT SIDE OF HOUSE
5216 | LOLA WAY | 43235-3478 | Active | CB674859 | WILKINS | 720A | PVB | 1.000 | 66430 | LEFT SIDE OF HOUSE
5220 | LOLA WAY | 43235-3478 | Active | 183556 | WILKINS | 720A | PVB | 1.000 | 66434 | LEFT SIDE OF HOUSE
5226 | LOLA WAY | 43235-3478 | Active | 6176 | WATTS | 800QT | PVB | 0.750 | 66456 | RIGHT SIDE OF BUILDING
5227 | LOLA WAY | 43235-3479 | Active | 32657 | WATTS | 800QT | PVB | 1.000 | 66459 | RIGHT SIDE OF HOUSE
5232 | LOLA WAY | 43235-3478 | Active | 9679 | FEBCO | 765 | PVB | 1.000 | 66468 | RIGHT SIDE OF HOUSE
5235 | LOLA WAY | 43235-3479 | Active | 41748 | WATTS | 800QT | PVB | 1.000 | 66471 | NORTH SIDE OF HOUSE
5238 | LOLA WAY | 43235-3478 | Active | 6615 | WATTS | 800M2QT | PVB | 0.750 | 66474 | RIGHT SIDE OF HOUSE
5243 | LOLA WAY | 43235-3479 | Active | 32994 | WATTS | 800M2QT | PVB | 0.750 | 66480 | LEFT SIDE OF HOUSE
5244 | LOLA WAY | 43235-3478 | Active | H045421 | FEBCO | 765 | PVB | 1.000 | 66481 | LEFT SIDE OF HOUSE
5250 | LOLA WAY | 43235-3478 | Active | 279521 | WILKINS | 720A | PVB | 0.750 | 66493 | LEFT SIDE OF HOUSE
5254 | LOLA WAY | 43235-3478 | Active | CB215387 | WILKINS | 720A | PVB | 1.000 | 66505 | RIGHT SIDE OF HOUSE
5257 | LOLA WAY | 43235-3479 | Active | 441 | FEBCO | 765 | PVB | 1.000 | 66512 | FRONT OF HOUSE
5258 | LOLA WAY | 43235-3478 | Active | F16494 | FEBCO | 765 | PVB | 1.000 | 66514 | RIGHT SIDE OF HOUSE
5266 | LOLA WAY | 43235-3478 | Active | 22207 | WATTS | 800QT | PVB | 0.750 | 66528 | RIGHT SIDE OF HOUSE
5271 | LOLA WAY | 43235-3479 | Active | 66019 | WILKINS | 720A | PVB | 1.000 | 66534 | RIGHT SIDE OF HOUSE
5272 | LOLA WAY | 43235-3478 | Active | 32625 | WATTS | 800QT | PVB | 1.000 | 66537 | RIGHT SIDE OF HOUSE
5277 | LOLA WAY | 43235-3479 | Active | 3023 | WATTS | 800QT | PVB | 0.750 | 66540 | LEFT SIDE OF HOUSE
5278 | LOLA WAY | 43235-3478 | Active | EAD4960 | WILKINS | 720A | PVB | 0.750 | 66543 | RIGHT SIDE OF HOUSE
5284 | LOLA WAY | 43235-3478 | Active | 42132 | WATTS | 800QT | PVB | 0.750 | 66551 | LEFT SIDE OF HOUSE
5285 | LOLA WAY | 43235-3479 | Active | 42127 | WATTS | 800QT | PVB | 0.750 | 66552 | FRONT SIDE OF HOUSE LEFT FRONT DOOR
8002 | LOMBARD WAY | 43016-8429 | Active | H204396 | FEBCO | 765 | PVB | 0.750 | 73196 | LEFT SIDE
8044 | LOMBARD WAY | 43016-8430 | Active | h980627 | FEBCO | 765 | PVB | 0.750 | 94814 | BACK LEFT CORNER
8067 | LOMBARD WAY | 43016-8428 | Active | T257886 | WILKINS | 720A | PVB | 0.750 | 94912 | LEFT FRONT
8076 | LOMBARD WAY | 43016-8430 | Active not linked | cb597615 | WILKINS | 720A | PVB | 0.750 | 92095 | RIGHT SIDE
8079 | LOMBARD WAY | 43016 | Active | H205660 | FEBCO | 765 | PVB | 0.750 | 92385 | LEFT SIDE OF HOUSE
8084 | LOMBARD WAY | 43016 | Active | H447864 | FEBCO | 765 | PVB | 0.750 | 92364 | RIGHT SIDE OF HOUSE
8092 | LOMBARD WAY | 43016-8430 | Active | CB440228 | WILKINS | 720A | PVB | 0.750 | 73293 | LEFT FRONT
8093 | LOMBARD WAY | 43016 | Active | G127020 | WILKINS | 720A | PVB | 0.750 | 96060 | LEFT CENTER LEFT OF GARAGE SIDE DOOR
8108 | LOMBARD WAY | 43016 | Active | T084792 | WILKINS | 720A | PVB | 0.750 | 101921 | FRONT - LEFT OF FRT DOOR
8109 | LOMBARD WAY | 43016 | Active | G186282 | WILKINS | 720A | PVB | 0.750 | 91638 | RIGHT FRONT
8168 | LOMBARD WAY | 43016-8547 | Active | HB96899 | FEBCO | 765 | PVB | 0.750 | 3580373 | LEFT SIDE OF HOUSE
4643 | LOMBARDO ST | 43123-3642 | Active | DJ9926 | FEBCO | 765 | PVB | 0.750 | 64672 | NORTH FRONT SIDE
1291 | LONDON DR | 43221-1584 | Active | T223368 | WILKINS | 720A | PVB | 0.750 | 93823 | BACK OF HOUSE
1300 | LONDON DR | 43221-1540 | Active | CB154550 | WILKINS | 720A | PVB | 0.750 | 3471811
1303 | LONDON DR | 43221-1541 | Active | H974480 | FEBCO | 765 | PVB | 1.000 | 54608 | RR OF HSE
1315 | LONDON DR | 43221-1541 | Active | H145977 | FEBCO | 765 | PVB | 1.000 | 3471812
1353 | LONDON DR | 43221-1541 | Removed | 55743REM | WATTS | 800M4QT | PVB | 0.750 | 93824 | REAR OF HOUSE
1363 | LONDON DR | 43221-1541 | Active | 815370 | WATTS | 800QT | PVB | 1.000 | 3471816 | FRONT RIGHT AT LEFT EDGE OF GARAGE
1401 | LONDON DR | 43221-1543 | Active | CB030193 | WILKINS | 720 | PVB | 0.750 | 3471821 | BACK OF HOUSE BY AIR CONDITIONER
1501 | LONDON DR | 43221-1545 | Active | 779700 | WILKINS | 720A | PVB | 0.750 | 55234 | FRONT OF HOUSE
1560 | LONDON DR | 43221-1424 | Active | T307964 | WILKINS | 720A | PVB | 0.750 | 3471836 | LEFT SIDE
1565 | LONDON DR | 43221-1423 | Active | 560319 | WATTS | 800M4QT | PVB | 1.000 | 87037 | REAR OF HOUSE
1570 | LONDON DR | 43221-1424 | Active | AB6927 | FEBCO | 765 | PVB | 1.000 | 93826 | BACK OF HOUSE
1465 | LONDON GROVEPORT RD | 43137 | Active | 43025 | WATTS | LF919QT | RP | 2.000 | 3654131 | METER HOUSE
1465 | LONDON GROVEPORT RD | 43137 | Active | 11020800322 | AMES | 3000CIV | DCDA | 10.000 | 3654132 | METER HOUSE
1465 | LONDON GROVEPORT RD | 43137 | Active | 86218 | AMES | 2000B | DC | 0.750 | 3654133 | MTR HOUSE
1465 | LONDON GROVEPORT RD | 43137 | LPS - Active |  |  |  | LST |  | 3657661 | FIRE BOOSTER PUMP - DIESEL PUMP HOUSE
1503 | LONDON GROVEPORT RD | 43137 | Active | 1105070323 | AMES | 3000CIV | DCDA | 10.000 | 3655743 | 6730 PRUSHING FARMS ROAD
1503 | LONDON GROVEPORT RD | 43137 | Active | 88498 | AMES | 2000 | DC | 0.750 | 3655853 | 6730 PRUSHING FARMS ROAD
1503 | LONDON GROVEPORT RD | 43137 | Active | 235259 | WATTS | LF009M2QT | RP | 2.000 | 3656121 | 6730 PRUSHING FARMS ROAD
1528 | LONDON GROVEPORT RD | 43123 | Active | 1009505 | WILKINS | 975XLBMS | RP | 1.500 | 55313 | MECH ROOM
1528 | LONDON GROVEPORT RD | 43123 | Not Required by DOW | 112715 | WATTS | 007M3QT | DC | 0.750 | 55314 | UNDER BAPTISTRY
1595 | LONDON GROVEPORT RD | 43137 | Not Required by DOW | 200485 | WATTS | 009M2-FP | RP | 2.000 | 3652866
1595 | LONDON GROVEPORT RD | 43137 | Active | 11013022021 | AMES | 3000B | DCDA | 10.000 | 3652870 | PUMP HOUSE
1595 | LONDON GROVEPORT RD | 43137 | Active | 85446 | AMES | 2000B | DC | 0.750 | 3652871 | PUMP HOUSE
1595 | LONDON GROVEPORT RD | 43137 | Not Required by DOW | ABS9043 | Wilkens | 975XL-2 | RP | 1.000 | 3653043 | Water Tanks
1595 | LONDON GROVEPORT RD | 43137 | Not Required by DOW | ABT8020 | Wilkens | 975XL-2 | RP | 1.000 | 3653044 | BY WATER TANKS
1595 | LONDON GROVEPORT RD | 43137 | Not Required by DOW | ACI5841 | wilkens | 975XL-2 | RP | 2.000 | 3653045 | BY WATER TANKS
1595 | LONDON GROVEPORT RD | 43137 | Active | 4916462 | WILKINS | 975XL2 | RP | 2.000 | 3653617 | PUMPHOUSE
1595 | LONDON GROVEPORT RD | 43137 | LPS - Active |  |  |  | LST | 10.000 | 3653649 | PUMP HOUSE
2560 | LONDON GROVEPORT RD | 43125-9418 | Active | W208396 | WILKINS | 975XLBMS | RP | 1.500 | 88318 | NE CORNER
2560 | LONDON GROVEPORT RD | 43125-9418 | Not Required by DOW | W226306 | WILKINS | 975XLBMS | RP | 1.000 | 88361 | NE CORNER
2596 | LONDON GROVEPORT RD | 43123-9395 | Not Required by DOW | 409785 | WILKINS | 720A | PVB | 1.500 | 58695 | NORTH EAST SIDE OF BUILDING
2596 | LONDON GROVEPORT RD | 43123-9395 | Active | 934824 | WILKINS | 975XL | RP | 1.500 | 58696 | IN MECHANICAL ROOM ABOVE METER
2615 | LONDON GROVEPORT RD | 43123 | Active | 200485 | WATTS | LF009M2QT | RP | 2.000 | 3654598 | HOT BOX
2727 | LONDON GROVEPORT RD | 43125-9304 | Active | 131029 | WILKINS | 975 | RP | 2.000 | 59109 | FIRE PUMP ROOM
2727 | LONDON GROVEPORT RD | 43125-9304 | Active | XF-1091 | AMES | 2000CIV | DCDA | 10.000 | 3649888
2727 | LONDON GROVEPORT RD | 43125-9304 | Active | 74077 | AMES | 2000BM3 | DC | 0.750 | 3655028
2727 | LONDON GROVEPORT RD | 43125-9304 | LPS - Active |  |  |  | LST |  | 3658452 | FIRE PUMP - PUMP ROOM
2751 | LONDON GROVEPORT RD | 43123 | Active | 261600 | WATTS | LF009M2QT | RP | 1.000 | 3653484 | HOT BOX
2815 | LONDON GROVEPORT RD | 43123 | Active | 24069 | WATTS | 919QT | RP | 1.500 | 3636881 | SOUTH CENTER UTILITIES AREA
2815 | LONDON GROVEPORT RD | 43123 | Not Required by DOW | 78126 | WATTS | 919 | RP | 0.750 | 3638053 | SOUTH CENTER UTILITIES AREA
2880 | LONDON GROVEPORT RD | 43123- | Active | ACJ9645 | WILKINS | 975XL2 | RP | 1.500 | 59496 | 6049 RINGS AVE, POOL PUMP HOUSE BACK SIDE
2880 | LONDON GROVEPORT RD | 43123- | Due Install |  |  |  | RP | 6.000 | 3638314
2908 | LONDON GROVEPORT RD | 43123-8935 | Active | 19128 | WATTS | 919AQT | RP | 0.750 | 95918 | MECH ROOM AT WATER METER ON W SIDE OF BLDG.
2908 | LONDON GROVEPORT RD | 43123-8935 | Removed | REMT299935 | WILKINS | 720A | PVB | 0.750 | 96015 | LEFT SIDE OF BLDG
2986 | LONDON GROVEPORT RD | 43123-8935 | Active | ACD9149 | WILKINS | 975XL2 | RP | 1.500 | 59651 | CLOSET N/W CORNER
3043 | LONDON GROVEPORT RD | 43123-8514 | Active | 59689 | WILKINS | 975XL | RP | 1.500 | 59870 | BY METER UNDER 3 COMP BUILDING
3065 | LONDON GROVEPORT RD | 43123-8514 | Not Required by DOW | ama13142 | WILKINS | 975XL3 | RP | 1.500 | 59900 | MECHANICAL ROOM SOUTH END OF BUILDING
3065 | LONDON GROVEPORT RD | 43123-8514 | Active | 23335 | WATTS | 009M2QT | RP | 1.500 | 59901 | WATER METER ROOM REAR OF BUILDING
3065 | LONDON GROVEPORT RD | 43123-8514 | Not Required by DOW | 344880 | WILKINS | 950 | DC | 1.000 | 59902 | MECHANICAL ROOM SOUTH END OF BUILDING
2928 | LONDON GROVEPORT RD BLDG A | 43123-8935 | Active | 139389 | WATTS | LF009M2QT | RP | 1.000 | 3471840 | AFTER DOMESTIC WATER METER IN BUILDING
2216 | LONDON PLANE DR | 43235-4237 | Active | H05118 | FEBCO | 765 | PVB | 1.000 | 93827 | RIGHT SIDE
1800 | LONE EAGLE ST | 43228-3646 | Not Required by DOW | 225903 | WATTS | 009M2QT | RP | 2.000 | 56207 | CEILING ABOVE TRUCK WASH EQUIPMENT
1800 | LONE EAGLE ST | 43228-3646 | Active | 0438O | WILKINS | 450STDA | DCDA | 4.000 | 3626778 | N/W CORNER, STOCKROOM
1800 | LONE EAGLE ST | 43228-3646 | Not Required by DOW | 151894 | WATTS | LF009 | RP | 2.000 | 3628104 | ON WALL OF TRUCK WASH
1800 | LONE EAGLE ST | 43228-3646 | Not Required by DOW | 090306 | WATTS | LF009 | RP | 1.500 | 3649926 | ON WALL OF TRUCK WASH
1800 | LONE EAGLE ST | 43228-3646 | Not Required by DOW | 211181 | WATTS | LF009M2QT | RP | 1.500 | 3649927 | HOT WATER ON WALL OF TRUCK WASH
1800 | LONE EAGLE ST | 43228-3646 | Active | ACE3961 | WILKINS | 975XL2 | RP | 2.000 | 3650044 | AT METER, N/W CORNER, STOCK ROOM
1800 | LONE EAGLE ST | 43228-3646 | Active | 4926469 | WILKINS | 950XLD | DC | 0.750 | 3651707 | N/W CORNER, STOCKROOM
1801 | LONE EAGLE ST | 43228-3647 | Active | 11173 | WATTS | 009M2QT | RP | 2.000 | 56246 | BY METER BY EAST EXIT
1929 | LONE EAGLE ST | 43228-3625 | Active | 130741 | WILKINS | 975 | RP | 1.500 | 56659 | NE CORNER OF BASEMENT UTILITY ROOM
1950 | LONE EAGLE ST | 43228 | Active | 25418 | WATTS | LF919QT | RP | 1.500 | 3641481 | MECH ROOM #120
6891 | LONG RD | 43110- | Due Install |  |  |  | RP | 6.000 | 3471920
7293 | LONG RD | 43110 | Active | 3882313 | WILKINS | 975 | RP | 1.000 | 71756 | SE ENTRYWAY AT TAILSIDE -25' E OF CURB
7300 | LONG RD | 43110- | Active | 1206200502 | AMES | 3000SS | DCDA | 6.000 | 71777 | 7306 LONG RD, 3793 LAKEVIEW TRAIL, IN METER PIT FRONT OF COMPLEX
7300 | LONG RD | 43110- | Active | 53673 | WATTS | 007QT | DC | 0.750 | 71778 | 7306 LONG RD, IN METER PIT FRONT OF COMPLEX
7300 | LONG RD | 43110- | Due Install |  |  |  | RP | 4.000 | 3652522 | 7306 LONG RD, 3793 LAKEVIEW TRAIL, IN METER PIT FRONT OF COMPLEX
7411 | LONG RD | 43110 | Active | WC-1812 | AMES | COLT 400 | RP | 4.000 | 3652873
7411 | LONG RD | 43110 | Active | WD-2015 | AMES | AMES 300GV | DCDA | 8.000 | 3652875
7411 | LONG RD | 43110 | Active | 68957 | AMES | 2000BM3 | DC | 0.750 | 3652876
4949 | LONGBENTON WAY | 43017-8328 | Active | 426942 | WILKINS | 720A | PVB | 0.750 | 65479 | RT SIDE
4982 | LONGBENTON WAY | 43017-8327 | Active | EAF5464 | WILKINS | 720A | PVB | 0.750 | 3472190 | LEFT SIDE OF HOUSE
4998 | LONGBENTON WAY | 43017-8327 | Active | BL7219 | FEBCO | 765 | PVB | 0.750 | 93829 | RIGHT SIDE
1605 | LONGEATON DR | 43220- | Not Required by DOW | 1841 | WATTS | 800M2QT | PVB | 2.000 | 55591 | SE CORNER OF LAUNDRY ROOM APPROX 9' ABOVE FLOOR LEVEL
1605 | LONGEATON DR | 43220- | Not Required by DOW | 84381 | WATTS | 800QT | PVB | 1.000 | 55593 | , W SIDE OF ENTRANCE NEXT TO METER PIT
1605 | LONGEATON DR | 43220- | Not Required by DOW | 022819 | WATTS | 800M4FR | PVB | 2.000 | 98117 | 1605 NW PROFESSIONAL PLAZA, LAUNDRY ROOM, BASEMENT MECH RM
1605 | LONGEATON DR | 43220- | Active | YG-1811 | AMES | COLT 200 | DC | 8.000 | 3640927 | INSIDE VAULT
1605 | LONGEATON DR | 43220- | Not Required by DOW | 187389 | WATTS | LF009M2QT | RP | 1.000 | 3646287 | BACK WALL OF BOILER ROOM IN BASEMENT
1605 | LONGEATON DR | 43220- | Not Required by DOW | 176463 | WATTS | LF009M2QT | RP | 1.000 | 3646306 | CENTER OF BOILER ROOM BETWEEN TWO FRONT BOILERS
1605 | LONGEATON DR | 43220- | Active | 50954C | WILKINS | 375AST | RP | 4.000 | 3658258 | INSIDE BUILDING
1630 | LONGEATON DR | 43220- | Active | 1111600104 | AMES | 4000SS | RP | 2.500 | 55654 | 1630 NW PROFESSIONAL PL, ELECT RISER ROOM
1630 | LONGEATON DR | 43220- | Active | 212629 | WATTS | 009M2QT | RP | 2.000 | 55655 | 1630 NW PROFESSIONAL, 1ST FL BY S DOOR-IN MECH & WATER METER RM
1630 | LONGEATON DR | 43220- | Active | A024621 | FEBCO | 805YB | DC | 0.750 | 55656 | 1630 NW PROFESSIONAL PL, RISER ROOM
1630 | LONGEATON DR | 43220- | Active | F0210220826 | FEBCO | 876V | DCDA | 4.000 | 55657 | 1630 NW PROFESSIONAL PL, RISER ROOM
1630 | LONGEATON DR | 43220- | Not Required by DOW | B151520 | WATTS | 800M4FR | PVB | 1.000 | 87717 | Riser Room (right inside front door
99 | LONGFELLOW AVE | 43085- | Removed | 119187REM | WILKINS | 975 | RP | 0.750 | 74927 | BOILER ROOM IN BASEMENT - 109 WESLEY
99 | LONGFELLOW AVE | 43085- | Removed | 165825REM | WILKINS | 975XL | RP | 0.750 | 74928 | BOILER IN BASEMENT AT 89 WESLEY BLVD
99 | LONGFELLOW AVE | 43085- | Removed | 188511REM | WATTS | 909QT | RP | 0.750 | 74929 | REMOVED-IN BOILER SOUTH WALL
99 | LONGFELLOW AVE | 43085- | Removed |  |  |  | RP | 6.000 | 3633257
16 | LONGFELLOW AVE | 43085-3061 | Active | 274991 | WATTS | 800M4 | PVB | 0.750 | 91790 | RIGHT SIDE OF HOUSE
218 | LONGFELLOW AVE | 43085-3021 | Active | CB215383 | WILKINS | 720A | PVB | 1.000 | 57526 | SOUTH SIDE
275 | LONGFELLOW AVE | 43085-3073 | Active | EAL1412 | WILKINS | 720A | PVB | 0.750 | 3472259 | BACK OF HOUSE
340 | LONGFELLOW AVE | 43085-3023 | Active | CB653286 | WILKINS | 720A | PVB | 0.750 | 3472270
400 | LONGFELLOW AVE | 43085-3074 | Active | H679217 | FEBCO | 765 | PVB | 0.750 | 3472280 | FRONT OF THE HOUSE RIGHT OF DOOR UNDER THE WINDOW
425 | LONGFELLOW AVE | 43085-3024 | Active | AK7585 | FEBCO | 765 | PVB | 1.000 | 63416 | FRONT OF HOUSE
494 | LONGFELLOW AVE | 43085-3027 | Active | A082563 | WILKINS | 720A | PVB | 0.750 | 65463 | RIGHT SIDE OF HOUSE
499 | LONGFELLOW AVE | 43085-3024 | NULL | [5 empty] | 3623093
504 | LONGFELLOW AVE | 43085-3027 | Active | G215660 | WILKINS | 720A | PVB | 0.750 | 96882 | LEFT SIDE OF HOUSE
711 | LONGFIELD CT | 43054 | Active | CB630357 | WILKINS | 720A | PVB | 0.750 | 3641268 | SIDE OF HOUSE
7120 | LONGFIELD CT | 43054 | Active | EAE8619 | WILKINS | 720 | PVB | 0.750 | 3630066 | LEFT SIDE
7135 | LONGFIELD CT | 43054 | Active | 039367 | WATTS | LF800M4QT | PVB | 1.000 | 3625033 | RIGHT SIDE OF HOUSE
7145 | LONGFIELD CT | 43054 | Active | T382167 | WILKINS | 720A | PVB | 0.750 | 3629703 | front left
7160 | LONGFIELD CT | 43054 | Active | T257872 | WILKINS | 720A | PVB | 0.750 | 3622647 | FRONT OF HOUSE
5738 | LONGFORD DR | 43016-4166 | Active | H593050 | FEBCO | 765 | PVB | 0.750 | 98825 | LEFT SIDE OF HOUSE
4021 | LONGHILL RD | 43220-4847 | Active | T372141 | WILKINS | 720A | PVB | 0.750 | 92498 | LEFT SIDE OF HOUSE
4031 | LONGHILL RD | 43220-4847 | Active | CAB40873 | WILKINS | 720A | PVB | 0.750 | 95206 | FRONT OF HOUSE
4040 | LONGHILL RD | 43220-4847 | Active | 677034 | RAINBIRD | 800 | PVB | 0.750 | 62729 | FRONT OF HOUSE
4041 | LONGHILL RD | 43220-4847 | Active | T022157 | WILKINS | 720A | PVB | 1.000 | 102598 | FRONT OF HOUSE
4051 | LONGHILL RD | 43220-4847 | Active | H184804 | FEBCO | 765 | PVB | 1.000 | 62777 | NEXT TO FRONT DOOR
4063 | LONGHILL RD | 43220-4847 | Active | CB958015 | WILKINS | 720A | PVB | 0.750 | 62805 | FRONT OF HOUSE
4076 | LONGHILL RD | 43220-4847 | Active | T361939 | WILKINS | 720A | PVB | 0.750 | 62828 | FRONT LEFT OF GARAGE
4088 | LONGHILL RD | 43220-4847 | Active | BM5351 | FEBCO | 765 | PVB | 0.750 | 102599 | FRONT OF RESIDENCE LEFT OF FRONT DOOR
4935 | LONGMEAD DR | 43123 | Active | T258089 | WILKINS | 720A | PVB | 0.750 | 3603320 | REAR OF HOUSE BY SATELLITE DISH
5609 | LONGMIRE DR | 43081 | Active | EAF4750 | WILKINS | 720 | PVB | 0.750 | 3651855
4709 | LONGRIDGE CT | 43123-8769 | Active | H297737 | FEBCO | 765 | PVB | 1.000 | 64853 | LEFT SIDE OF HOUSE
2735 | LONGRIDGE WAY | 43123-9481 | Active | F000103 | WILKINS | 720A | PVB | 0.750 | 59133 | RIGHT SIDE OF HOUSE
2750 | LONGRIDGE WAY | 43123-9480 | Active | CB750531 | WILKINS | 720A | PVB | 0.750 | 59210 | LEFT SIDE OF HOUSE
2755 | LONGRIDGE WAY | 43123 | Active | A072729 | WILKINS | 720A | PVB | 0.750 | 59218 | LEFT SIDE OF HOUSE
2760 | LONGRIDGE WAY | 43123-9480 | Active | A135632 | WILKINS | 720A | PVB | 0.750 | 59227 | REAR RIGHT
2765 | LONGRIDGE WAY | 43123 | Active | H399502 | FEBCO | 765 | PVB | 0.750 | 88819 | LEFT SIDE
2770 | LONGRIDGE WAY | 43123 | Active | H304206 | FEBCO | 765 | PVB | 1.000 | 88296 | Right side of house
2775 | LONGRIDGE WAY | 43123-9481 | Active | H366137 | FEBCO | 765 | PVB | 0.750 | 88850 | LEFT FRONT
2795 | LONGRIDGE WAY | 43123-9481 | Active | A006271 | WILKINS | 720A | PVB | 0.750 | 59295 | OUTSIDE HOUSE
2865 | LONGRIDGE WAY | 43123-9479 | Active | T453973 | WILKINS | 720A | PVB | 0.750 | 102799 | RIGHT SIDE
2880 | LONGRIDGE WAY | 43123-9455 | Active | 509241 | WATTS | 800M4 | PVB | 0.750 | 59497 | LEFT SIDE
2915 | LONGRIDGE WAY | 43123-8771 | Active | G251684 | WILKINS | 720A | PVB | 0.750 | 99027 | FRONT LEFT SIDE OF HOME OUTSIDE
2970 | LONGRIDGE WAY | 43123-8766 | Active | CH2160 | FEBCO | 765 | PVB | 0.750 | 59628 | OUTSIDE
2970 | LONGRIDGE WAY | 43123-8766 | Active | CH2418 | FEBCO | 765 | PVB | 0.750 | 59629 | OUTSIDE HOUSE-LEFT SIDE
2980 | LONGRIDGE WAY | 43123-8766 | Active | CH9861 | FEBCO | 765 | PVB | 0.750 | 59642 | OUTSIDE HOUSE, LEFT SIDE
3000 | LONGRIDGE WAY | 43123-8766 | Active | DH5043 | FEBCO | 765 | PVB | 1.000 | 59770 | EAST SIDE CENTER OF BACK OF HOUSE--SERIAL #DH5043
3010 | LONGRIDGE WAY | 43123-8766 | Active | CB368393 | WILKINS | 720A | PVB | 0.750 | 101244 | RIGHT FRONT
3025 | LONGRIDGE WAY | 43123-8770 | Active | H927197 | FEBCO | 765 | PVB | 0.750 | 3472385 | LEFT SIDE OF HOUSE
3030 | LONGRIDGE WAY | 43123-8765 | Active | A09612 | FEBCO | 765 | PVB | 0.750 | 59837 | EAST SIDE OF HOME
3040 | LONGRIDGE WAY | 43123-8765 | Active | T462830 | WILKINS | 720A | PVB | 0.750 | 59852 | RIGHT SIDE OF HOUSE
3060 | LONGRIDGE WAY | 43123-8016 | Active | 348060 | WATTS | 800QT | PVB | 0.750 | 59893 | OUTSIDE
3285 | LONGRIDGE WAY | 43123-9699 | Active | 888244 | WATTS | 800M4QT | PVB | 1.000 | 60358 | NORTH OF BUILDING
5191 | LONGRIFLE CT | 43081-4458 | Active | EA17792 | WILKINS | 720A | PVB | 0.750 | 3472417 | FRONT CENTER
5545 | LONGRIFLE DR | 43081 | Active | SE0019 | WATTS | 957 | RP | 6.000 | 3635862 | IN HOT BOX EAST OF DRIVE
5545 | LONGRIFLE DR | 43081 | Active | SE0017 | WATTS | 957 | RPDA | 8.000 | 3640939 | IN HOT BOX EAST OF DRIVE
5545 | LONGRIFLE DR | 43081 | Active | 74529 | WATTS | 919 | RP | 0.750 | 3640940 | IN HOT BOX EAST OF DRIVE
5053 | LONGRIFLE RD | 43081-4858 | Active | G241027 | WILKINS | 720A | PVB | 1.000 | 99160 | RIGHT SIDE OF HOUSE
5094 | LONGRIFLE RD | 43081-4491 | Removed | 585114REM | RAINBIRD | 100R | PVB | 1.000 | 65993 | RIGHT SIDE OF THE FRONT OF THE HOUSE
5155 | LONGRIFLE RD | 43081-4488 | Active | T498503 | WILKINS | 720A | PVB | 0.750 | 93831 | LEFT SIDE OF HOUSE
5217 | LONGRIFLE RD | 43081-4459 | Active | T226824 | WILKINS | 720A | PVB | 1.000 | 66432 | FRONT N/W CORNER AT WATER METERS
5639 | LONGRIFLE RD | 43081- | Active | CB489322 | WILKINS | 720 | PVB | 0.750 | 3472462 | RIGHT SIDE OF CLUBHOUSE-5191 FAIRWAY LAKES APARTMENTS
5231 | LONGSHADOW DR | 43081-7827 | Replaced | REP06A0703 | FEBCO | 765 | PVB | 0.750 | 96224 | REPLACED- WEST SIDE OF HOUSE
5231 | LONGSHADOW DR | 43081-7827 | Active | H387016 | FEBCO | 765 | PVB | 0.750 | 3610185 | WEST SIDE OF HOUSE
6515 | LONGSHORE LOOP | 43017 | Active | SE-1590 | WATTS | 957 | RP | 4.000 | 3633735 | MID SOUTH MECH/RISER ROOM AT WATER METER
6515 | LONGSHORE LOOP | 43017 | Active | 27938 | WATTS | 007M1QT | DC | 0.750 | 3638705 | MID SOUTH MECH/RISER ROOM
6515 | LONGSHORE LOOP | 43017 | Active | 1945770418 | AMES | 3000SS | DCDA | 6.000 | 3638706 | MID SOUTH MECH/RISER ROOM
6515 | LONGSHORE LOOP | 43017 | Not Required by DOW | 060897 | WATTS | LF009M2QT | RP | 1.500 | 3638707 | MID SOUTH MECH/RISER ROOM
6544 | LONGSHORE LOOP | 43017 | Active | 30395 | WATTS | LF919QT | RP | 2.000 | 3622981 | 6544 Rear Mechanical Room... ROOSEVELT ROOM BAR.. OPENS AT 3PM
6544 | LONGSHORE LOOP | 43017 | Active | VK-2374 | AMES | COLT 200 | DCDA | 4.000 | 3653848 | 6544 (Roosevelt) Rear Mechanical Room
6544 | LONGSHORE LOOP | 43017 | Active | 66076 | AMES | 2000B | DC | 0.750 | 3653849 | 6544 (Roosevelt) Rear Mechanical Room
6745 | LONGSHORE ST | 43017 | Active | X43362 | WILKINS | 375A | RP | 4.000 | 3638887 | Fire Pump-Sprinkler-Water Room Exterior Door (South Side)
6745 | LONGSHORE ST | 43017 | Active | 1963650419 | AMES | 3000SS | DCDA | 6.000 | 3641385 | Fire Pump-Sprinkler-Water Room Exterior Door (South Side)
6745 | LONGSHORE ST | 43017 | Active | 29040 | WATTS | 007M1QT | DC | 0.750 | 3641386 | Fire Pump-Sprinkler-Water Room Exterior Door (South Side)
6745 | LONGSHORE ST | 43017 | LPS - Active |  |  |  | LST |  | 3641387 | FIRE PUMP - MID S MECH/RISER RM OFF TULLER RIDGE (BUILDING D1)
6745 | LONGSHORE ST | 43017 | Not Required by DOW | B307063 | WILKINS | 375XL | RP | 2.000 | 3646480 | 4554 LARIMER POOL EQUIPMENT
6745 | LONGSHORE ST | 43017 | Not Required by DOW | B346582 | WILKINS | 375XL | RP | 2.000 | 3647170 | Fire Pump-Sprinkler-Water Room Exterior Door (South Side)
75 | LONGVIEW DR | 43017-1315 | Active | 212987 | WATTS | 009QT | RP | 0.750 | 72107 | BASEMENT-NORTHWALL
14 | LONGVIEW DR | 43017-1318 | Active | B310504 | WILKINS | 375XL | RP | 0.750 | 55107
202 | LONGWOOD AVE | 43123- | Active | 67259 | WATTS | 919 | RP | 1.000 | 3472819 | IN HOT WATER CLOSET
1582 | LONSDALE RD | 43232-1593 | Due Install | [5 empty] | 3472860
1607 | LONSDALE RD | 43232-1594 | Active | 3929816 | WILKINS | 975 | RP | 0.750 | 55596 | BOILER ROOM BETWEEN BOILERS
1607 | LONSDALE RD | 43232-1594 | Active | 166123 | WILKINS | 975 | RP | 0.750 | 55597 | ON FEED EAST OF BOILER IN BOILER ROOM #2
1607 | LONSDALE RD | 43232-1594 | Active | 166154 | WILKINS | 975 | RP | 0.750 | 55598 | ABOVE BOILERS--ROOM #3
7166 | LORINE CT | 43235-5124 | Active | H598349 | FEBCO | 765 | PVB | 0.750 | 98995 | LEFT CENTER
7171 | LORINE CT | 43235-5125 | Active | T146716 | WILKINS | 720A | PVB | 0.750 | 93832 | FRONT OF HOUSE LEFT OF FRONT DOOR
7187 | LORINE CT | 43235-5125 | Active | 749639 | WILKINS | 720A | PVB | 1.000 | 71566 | RIGHT SIDE OF FRONT ENTRANCE
7193 | LORINE CT | 43235-5125 | Active | AE7211 | FEBCO | 765 | PVB | 1.000 | 71593 | NORTH SIDE OF HOUSE --- OUTSIDE
7199 | LORINE CT | 43235-5125 | Active | 7256 | FEBCO | 765 | PVB | 1.000 | 71598 | SW SIDE OF HOUSE -- OUTSIDE
7200 | LORINE CT | 43235-5126 | Active | 250293 | WATTS | 800QT | PVB | 0.750 | 90329 | REAR OF HOUSE
7205 | LORINE CT | 43235-5125 | Active | EAE9989 | WILKINS | 720 | PVB | 0.750 | 3473099 | RIGHT SIDE
7208 | LORINE CT | 43235-5126 | Active | AH2051 | FEBCO | 765 | PVB | 1.000 | 100787 | BACK OF HOUSE
7220 | LORINE CT | 43235-5126 | Active | H343391 | FEBCO | 765 | PVB | 0.750 | 87497 | LEFT SIDE OF HOUSE
7225 | LORINE CT | 43235-5125 | Active | T131868 | WILKINS | 720A | PVB | 0.750 | 71653 | RIGHT SIDE
7228 | LORINE CT | 43235-5126 | Active | 263370 | WATTS | 800M4QT | PVB | 1.000 | 71659 | RIGHT SIDE OF HOUSE
7231 | LORINE CT | 43235-5125 | Active | AE7459 | FEBCO | 765 | PVB | 1.000 | 93225 | RIGHT SIDE
1361 | LORINE PL | 43235-5127 | Active | T472890 | WILKINS | 720A | PVB | 0.750 | 91046 | LEFT SIDE OF HOUSE
1366 | LORINE PL | 43235-5127 | Active | BB5185 | FEBCO | 765 | PVB | 0.750 | 93834 | LEFT REAR
2648 | LORIS WAY | 43123-8285 | Active | T084907 | WILKINS | 720A | PVB | 0.750 | 102064 | LEFT SIDE OF HOUSE
2684 | LORIS WAY | 43123-8285 | Active | 184758 | WILKINS | 720A | PVB | 0.750 | 88280 | RIGHT SIDE OF HOUSE
2696 | LORIS WAY | 43123- | Active | T176258 | WILKINS | 720A | PVB | 0.750 | 3596253 | LEFT SIDE
2739 | LORIS WAY | 43123-8284 | Active | G206783 | WILKINS | 720A | PVB | 0.750 | 91401 | LEFT SIDE
2775 | LORIS WAY | 43123-8284 | Active | T363392 | WILKINS | 720A | PVB | 0.750 | 98354 | LEFT SIDE
2833 | LORIS WAY | 43123 | Active | EAJ0713 | WILKINS | 720A | PVB | 0.750 | 3606190 | RIGHT SIDE
5937 | LOTHIAN ST | 43016-6709 | Active | 516661 | FEBCO | 765 | PVB | 0.750 | 97115 | LEFT SIDE
5650 | LOTUS CT | 43123-8507 | Active | 101986 | WATTS | 800M4QT | PVB | 0.750 | 67506 | OUTSIDE
179 | LOVEMAN AVE | 43085-3615 | Active | T417680 | WILKINS | 720A | PVB | 0.750 | 3473566 | FRONT OF HOUSE
293 | LOVEMAN AVE | 43085-3617 | Active | T419460 | WILKINS | 720A | PVB | 0.750 | 3473589 | RIGHT REAR
322 | LOWELL DR | 43204-4121 | Active | 28567 | WATTS | 009M2QT | RP | 1.500 | 60218 | MUSIC ROOM CLOSET
3220 | LOWELL DR | 43204-4121 | Active | 318567 | WATTS | 909M1QT | RP | 2.000 | 60219 | SOUTH MECHANICAL ROOM -- MAINT SHOP
3220 | LOWELL DR | 43204-4121 | Active | 1653121 | FEBCO | 805 | DC | 0.750 | 60220 | METER PIT S OF BLDG
3220 | LOWELL DR | 43204-4121 | Active | 9706251321 | FEBCO | 856 | DCDA | 6.000 | 60221 | METER PIT S OF BLDG
5901 | LOWER BREMO LN | 43054-8952 | Active | DK4911 | FEBCO | 765 | PVB | 1.000 | 68283 | RIGHT FRONT OF HOUSE
5925 | LOWER BREMO LN | 43054-8952 | Active | H902053 | FEBCO | 765 | PVB | 1.000 | 68335 | LEFT REAR
5937 | LOWER BREMO LN | 43054-8952 | Active | CAA18978 | WILKINS | 720A | PVB | 1.000 | 68358 | LEFT SIDE OF HOUSE
5961 | LOWER BREMO LN | 43054-8952 | Active | 169864 | WATTS | 800M4QT | PVB | 0.750 | 68413 | LEFT SIDE
6677 | LOWER BROOK WAY | 43054-8322 | Active | 200351 | WATTS | 800QT | PVB | 0.750 | 70473 | RIGHT FRONT
6685 | LOWER BROOK WAY | 43054 | Active | T441899 | WILKINS | 720A | PVB | 0.750 | 70484 | NE CORN
6709 | LOWER BROOK WAY | 43054-9366 | Active | 373014 | WILKINS | 720A | PVB | 0.750 | 70536 | RT FRT CORN
6725 | LOWER BROOK WAY | 43054-9366 | Active | 813082 | WILKINS | 720A | PVB | 0.750 | 70556 | LEFT SIDE OF HOUSE
6749 | LOWER BROOK WAY | 43054-9366 | Active | CB987016 | WILKINS | 720A | PVB | 0.750 | 3473764 | RIGHT SIDE OF HOUSE
6757 | LOWER BROOK WAY | 43054-9366 | Active | 672982 | WILKINS | 720A | PVB | 0.750 | 70602 | LEFT SIDE OF HOUSE
6758 | LOWER BROOK WAY | 43054- | Inactive | T135422 | WILKINS | 720A | PVB | 0.750 | 70603 | IN PARK ACROSS FROM 6749 LOWER BROOK WAY
2116 | LOWER CHELSEA DR | 43212 | Active | T076961 | WILKINS | 720A | PVB | 0.750 | 101457 | RIGHT SIDE
2081 | LOWER CHELSEA RD | 43212-1935 | Active | BC2066 | FEBCO | 765 | PVB | 0.750 | 57170 | REAR OF HOUSE (SERIAL # BC2066)
2087 | LOWER CHELSEA RD | 43212-1935 | Active | 335561 | WILKINS | 720A | PVB | 0.750 | 57179 | EXTERIOR SOUTH SIDE OF RESIDENCE
7975 | LUCKSTONE DR | 43017-8524 | Active | CC1903 | FEBCO | 765 | PVB | 0.750 | 73084 | LEFT SIDE OF HOUSE
7983 | LUCKSTONE DR | 43017-8524 | Active | EAG4616 | WILKINS | 720A | PVB | 0.750 | 3473850 | LEFT FRONT
7986 | LUCKSTONE DR | 43017-8583 | Active | T340383 | WILKINS | 765 | PVB | 0.750 | 73092 | RIGHT FRONT
7991 | LUCKSTONE DR | 43017-8524 | Active | H275696 | FEBCO | 765 | PVB | 0.750 | 93836 | RIGHT SIDE
8002 | LUCKSTONE DR | 43017-8584 | Active | H011316 | FEBCO | 765 | PVB | 1.000 | 73197 | RIGHT SIDE OF HOUSE
8009 | LUCKSTONE DR | 43017-8524 | Active | H078442 | FEBCO | 765 | PVB | 1.000 | 73201 | LEFT SIDE OF HOUSE
8010 | LUCKSTONE DR | 43017-8584 | Active | 801458 | WATTS | 800M4FR | PVB | 1.000 | 94851 | LEFT FRONT
8018 | LUCKSTONE DR | 43017-8584 | Active | 367448 | WILKINS | 720A | PVB | 1.000 | 73213 | LEFT SIDE OF HOUSE
8026 | LUCKSTONE DR | 43017-8584 | Active | T465783 | WILKINS | 720 | PVB | 0.750 | 3473852 | LEFT SIDE
8034 | LUCKSTONE DR | 43017-8584 | Active | 545313 | WILKINS | 720A | PVB | 0.750 | 73236 | RIGHT SIDE OF HOUSE
8035 | LUCKSTONE DR | 43017 | Active | H072213 | FEBCO | 765 | PVB | 0.750 | 73237 | BACK LEFT
8042 | LUCKSTONE DR | 43017-8584 | Active | DJ7073 | FEBCO | 765 | PVB | 0.750 | 73248 | RIGHT SIDE OF HOUSE
8050 | LUCKSTONE DR | 43017-8584 | Active | BH8633 | FEBCO | 765 | PVB | 0.750 | 73254 | FRONT OF HOUSE LEFT OF DOOR
8055 | LUCKSTONE DR | 43017-8587 | Active | HC0836 | FEBCO | 765 | PVB | 1.000 | 73263 | RIGHT SIDE
8058 | LUCKSTONE DR | 43017-8584 | Active | G217617 | WILKINS | 720A | PVB | 0.750 | 73264 | RIGHT SIDE
8065 | LUCKSTONE DR | 43017-8587 | Active | 011159 | WATTS | 800M4QT | PVB | 0.750 | 73270 | LEFT CENTER
5753 | LULWORTH LN | 43081 | Active | B028367 | WATTS | 800QT | PVB | 1.000 | 3648370 | RIGHT CENTER
5761 | LULWORTH LN | 43081 | Active | T624794 | WILKINS | 720A | PVB | 1.000 | 3648858 | RIGHT SIDE
5773 | LULWORTH LN | 43081 | Active | T386060 | WILKINS | 720 | PVB | 0.750 | 3648692
5779 | LULWORTH LN | 43081 | Active | 028394 | WATTS | 800M4 | PVB | 1.000 | 3648552 | RIGHT SIDE CENTER OF HOUSE
599 | LUMMISFORD N LN | 43214-2407 | Active | H138016 | FEBCO | 765 | PVB | 1.000 | 3473914 | LEFT SIDE
600 | LUMMISFORD N LN | 43214-2410 | Active | AE3326 | FEBCO | 765 | PVB | 0.750 | 93838 | LEFT SIDE
611 | LUMMISFORD N LN | 43214-2409 | Active | 11327 | FEBCO | 765 | PVB | 1.000 | 69029 | RIGHT SIDE OF HOUSE OUTSIDE
614 | LUMMISFORD N LN | 43214-2410 | Active | AE0374 | FEBCO | 765 | PVB | 0.750 | 93839 | LEFT FRONT OF HOUSE
496 | LYLE RD | 43229-5341 | Active | 4343168 | WILKINS | 975XL | RP | 0.750 | 3474006
4130 | LYMAN CT | 43026-1230 | Active | 106297 | WILKINS | 975 | RP | 1.500 | 62993 | MID N WALL OF WAREHSE LOADING DOCK AT WATER METER
4130 | LYMAN CT | 43026-1230 | Not Required by DOW | 059031 | WATTS | 909QT | RP | 0.750 | 62994 | EAST WALL UNDER STAIRS
4130 | LYMAN CT | 43026-1230 | Not Required by DOW | 112070150 | AMES | 4000SS | RP | 3.000 | 89164 | CEILING MAINT.ROOM CEMICAL STORAGE ANTIFREEZE LOOP
4130 | LYMAN CT | 43026-1230 | Active | VH-1075 | AMES | COLT 500-GV | RPDA | 6.000 | 3628318 | MID N WALL OF WAREHOUSE
4130 | LYMAN CT | 43026-1230 | Active | 92111 | WATTS | LF919QT | RP | 0.750 | 3650926 | MID N WALL OF WAREHSE
4200 | LYMAN CT | 43026-1213 | Active | 5342 | WILKINS | 975 | RP | 4.000 | 63258 | FIRE PUMP HOUSE
4200 | LYMAN CT | 43026-1213 | Removed | 60167REM | WATTS | 009QT | RP | 1.500 | 63259 | IN MANUFACTORING AREA WEST SIDE, DOOR # 4
4200 | LYMAN CT | 43026-1213 | Due Install |  |  |  | RP | 8.000 | 3636110
4200 | LYMAN CT | 43026-1213 | LPS - Due Install |  |  |  |  | 8.000 | 3638727
3850 | LYMAN DR | 43026-1234 | Active | 31707 | WATTS | 009QT | RP | 1.000 | 61944 | SW MECH/HWT AREA AT WATER METER TIM HORTONS
3850 | LYMAN DR | 43026-1234 | Not Required by DOW | J042284 | FEBCO | 825Y | RP | 0.750 | 61945 | AFTER WATER METER AND MAIN BACKFLOW
3900 | LYMAN DR | 43026-1210 | Removed | 4429709REM | WILKINS | 975XL2 | RP | 1.000 | 3638995 | **REMOVED** CONTRUCTION MTR - AT WATER METER E OF 1ST HYD N OF CEMETARY
3900 | LYMAN DR | 43026-1210 | Active | L129628 | WILKINS | 375 | RP | 3.000 | 3646266 | NE MECH/RISER ROOM AT WATER METER
3900 | LYMAN DR | 43026-1210 | Active | N2004270651 | FEBCO | LF876V | DCDA | 6.000 | 3646267 | NE MECH/RISER ROOM
3900 | LYMAN DR | 43026-1210 | Active | 04234 | WATTS | LF619 | DC | 0.750 | 3646268 | NE MECH/RISER ROOM
3900 | LYMAN DR | 43026-1210 | Not Required by DOW | B314548 | WILKINS | 375XL | RP | 1.000 | 3646950 | NE MECH/RISER ROOM
3900 | LYMAN DR | 43026-1210 | Not Required by DOW | B310011 | WILKINS | 375XL | RP | 0.750 | 3647062 | POOL MECH ROOM
3910 | LYMAN DR | 43026-1210 | Not Required by DOW | 140564 | WATTS | 009M2QT | RP | 0.750 | 62193 | IN ROOM BESIDE OFFICE AT WATER METER
3910 | LYMAN DR | 43026-1210 | Not Required by DOW | 52116 | WATTS | 009QT | RP | 1.000 | 62194 | IN ROOM BESIDE OFFICE BY WATER METER
3910 | LYMAN DR | 43026-1210 | Active | 528950 | WILKINS | 975 | RP | 2.000 | 62195 | IN ROOM BESIDE OFFICE AT WATER METER
3940 | LYMAN DR | 43026-1210 | Not Required by DOW | 2277907 | WILKINS | 975A | RP | 0.750 | 89699 | FISH TANK FILTER ROOM
3940 | LYMAN DR | 43026-1210 | Not Required by DOW | ABW7544 | WILKINS | 975XL2 | RP | 0.750 | 89700 | FISH TANK FILTER ROOM
3940 | LYMAN DR | 43026-1210 | Not Required by DOW | J17589 | FEBCO | 825Y | RP | 2.000 | 90343 | MECH ROOM ABOVE METER
3940 | LYMAN DR | 43026-1210 | Not Required by DOW | 2280820 | WILKINS | 975A | RP | 1.500 | 90344 | POOL MECH ROOM
3940 | LYMAN DR | 43026-1210 | Active | 434248 | WATTS | 909PCM1QT | RP | 2.000 | 90345 | MECH ROOM
3940 | LYMAN DR | 43026-1210 | Active | 2139199 | WILKINS | 950A | DC | 0.750 | 90571 | MECH ROOM
3940 | LYMAN DR | 43026-1210 | Active | V04555 | WILKINS | 350ADA | DCDA | 6.000 | 90572 | MECH ROOM BY POOL
3949 | LYMAN DR | 43026-1209 | Active | B02818 | WILKINS | 975 | RP | 3.000 | 62306 | IN METER CLOSET MIDDLE BY STAIRWELL
3949 | LYMAN DR | 43026-1209 | Active | ZC-1845 | AMES | COLT 300-GV | DCDA | 6.000 | 3636472 | AT FIRE RISER IN NORTH EAST CORNER OF BUILDING
3949 | LYMAN DR | 43026-1209 | Active | 80857 | AMES | 2000BM3 | DC | 0.750 | 3659249 | AT FIRE RISER IN NORTH EAST CORNER OF BUILDING
3950 | LYMAN DR | 43026-1210 | Active | 1142580701 | AMES | 3000SS | DCDA | 6.000 | 62337 | METER PIT SW CORNER OF LOT
3950 | LYMAN DR | 43026-1210 | Active | 176853 | WATTS | 009M2QT | RP | 2.000 | 62338 | MECH ROOM
3950 | LYMAN DR | 43026-1210 | Removed | 028858REM | Febco | 825Y | RP | 2.000 | 62339 | NORTH OUTSIDE BUILDING REMOVED
3950 | LYMAN DR | 43026-1210 | Active | 50262 | WATTS | 007M1QT | DC | 0.750 | 62340 | SW CORNER OF LOT ...PIT..
4000 | LYMAN DR | 43026-1212 | Not Required by DOW | 448602 | WATTS | 909M1QT | RP | 2.000 | 96677 | ENGINE DYNO ROOM
4000 | LYMAN DR | 43026-1212 | Not Required by DOW | 462399 | WATTS | 909M1QT | RP | 2.000 | 100751 | ENGINE DYNO ROOM
4000 | LYMAN DR | 43026-1212 | Not Required by DOW | 02595 | WATTS | LF909M1QT | RP | 1.500 | 3605594 | VEHICLE DYNO ROOM
4000 | LYMAN DR | 43026-1212 | Active | 42026B | WILKINS | 350ASTDA | DCDA | 6.000 | 3638044
4000 | LYMAN DR | 43026-1212 | Active | HC90001 | WILKINS | 950XLD | DC | 0.750 | 3638045
4000 | LYMAN DR | 43026-1212 | Active | ACS7394 | WILKINS | 975XL2 | RP | 2.000 | 3658927
4079 | LYMAN DR | 43026-1211 | Removed | 390428REM | WATTS | 909M1QT | RP | 1.500 | 62836 | REM - STORAGE ROOM AT WATER METER REMOVED
4079 | LYMAN DR | 43026-1211 | Active | L128571 | wilkins | 375 | RP | 3.000 | 3641001 | NE MECH/RISER ROOM AT INLET RISER
4079 | LYMAN DR | 43026-1211 | Active | TH-0869 | AMES | COLT 300GV | DCDA | 6.000 | 3641002 | IN PIT NE OF BLDG
4079 | LYMAN DR | 43026-1211 | Active | 57646 | AMES | 2000BM3 | DC | 0.750 | 3641003 | IN PIT NE OF BLDG
4079 | LYMAN DR | 43026-1211 | Not Required by DOW | T471599 | WILKINS | 720 | PVB | 1.000 | 3646774 | N SIDE OF BUILDING
4080 | LYMAN DR | 43026-1212 | Active | 064552 | WATTS | LF009M2QT | RP | 1.500 | 3474044 | W WALL GARAGE OPEN AREA AT WATER METER
4105 | LYMAN DR | 43026-1228 | Active | 11562 | AMES | 3000SS | DCDA | 4.000 | 62928 | NE CORNER OF WAREHOUSE
4105 | LYMAN DR | 43026-1228 | Active | 17082 | AMES | 2000B | DC | 0.750 | 62929 | NE CORNER OF WAREHOUSE
4105 | LYMAN DR | 43026-1228 | Active | W001641 | WILKINS | 975XL | RP | 1.000 | 62930 | MECHANICAL ROOM NORTHSIDE
4150 | LYMAN DR | 43026- | Active | 175628 | WATTS | 909 | RP | 3.000 | 63081 | MECHANICAL ROOM AGAINST EAST WALL NEXT TO METER BOTTOM OF 2
4150 | LYMAN DR | 43026- | Not Required by DOW | 414506 | WATTS | 909M1QT | RP | 2.000 | 63082 | MECHANICAL ROOM ABOVE BOILER #1
4150 | LYMAN DR | 43026- | Not Required by DOW | 418466 | WATTS | 909M1QT | RP | 1.500 | 63083 | MECHANICAL ROOM BETWEEN 75 AND 50 GALLON
4150 | LYMAN DR | 43026- | Replaced | REP590700 | WATTS | 909QT | RP | 1.000 | 63084 | REPLACED- MECHANICAL ROOM SOUTH END OF AERATOR TANK
4150 | LYMAN DR | 43026- | Replaced | REP591065 | WATTS | 909QT | RP | 0.750 | 63085 | REPLACED- MECAHNICAL ROOM NEXT TO AVL 600 EXPANSION TANK
4150 | LYMAN DR | 43026- | Replaced | 591404REP | WATTS | 909QT | RP | 1.000 | 63086 | REPLACED- MECHANICAL ROOM BELOW TANK SITE
4150 | LYMAN DR | 43026- | Not Required by DOW | 590693 | WATTS | 909QT | RP | 1.000 | 63087 | MECHANICAL ROOM ABOVE BOILER
4150 | LYMAN DR | 43026- | Active | N81430 | WILKINS | 350DA | DCDA | 6.000 | 63088 | BOILER ROOM, EAST WALL
4150 | LYMAN DR | 43026- | Active | HC89611 | WILKINS | 950XLD | DC | 0.750 | 63089 | BOILER ROOM/BOWMAN/4718
4150 | LYMAN DR | 43026- | Not Required by DOW | 58910 | WATTS | 919QT | RP | 0.750 | 3611384 | MECAHNICAL ROOM NEXT TO AVL 600 EXPANSION TANK
4150 | LYMAN DR | 43026- | Not Required by DOW | 51038 | WATTS | 919QT | RP | 1.000 | 3611385 | MECHANICAL ROOM BELOW TANK SITE
4150 | LYMAN DR | 43026- | Not Required by DOW | 47917 | WATTS | 919QT | RP | 1.000 | 3611386 | MECHANICAL ROOM SOUTH END OF AERATOR TANK
4150 | LYMAN DR | 43026- | Not Required by DOW | 8595 | WATTS | 909 | RP | 3.000 | 3649590 | DOMESTIC WATER
4150 | LYMAN DR | 43026- | Active | 009763 | WATTS | 909 | RP | 3.000 | 3649591 | AT DOMESTIC METER/ TOP DEVICE
4155 | LYMAN DR | 43026-1228 | Active | 91677 | WATTS | 009M2QT | RP | 1.000 | 3474045 | IN 4155. DOG GROOMERS BY/BEHIND CAGES E WALL AT WATER METER
4252 | LYMAN DR | 43026-1229 | Active | 2821865 | WILKINS | 975XL | RP | 1.500 | 93291 | HOT BOX AT ENTRANCE
4252 | LYMAN DR | 43026-1229 | Active | 151544 | AMES | 3000SS | DCDA | 6.000 | 93337 | HOT BOX AT ENTRANCE
4252 | LYMAN DR | 43026-1229 | Active | 06587 | WATTS | 007M1QT | DC | 0.750 | 93338 | HOT BOX AT ENTRANCE
4252 | LYMAN DR | 43026-1229 | Not Required by DOW | W331907 | WILKINS | 975XLBMS | RP | 1.000 | 93339 | NORTH WALL @WATER SERVICE ENTRY
4340 | LYMAN DR | 43026-1243 | Due Install |  |  |  | RP | 1.500 | 3474048
4340 | LYMAN DR | 43026-1243 | Due Install |  |  |  | DCDA | 4.000 | 3658122
4363 | LYMAN DR | 43026-1242 | Not Required by DOW | T389328 | WILKINS | 720A | PVB | 1.000 | 63813 | SOUTH SIDE OF BUILDING
4363 | LYMAN DR | 43026-1242 | Active | 4934253 | WILKINS | 975XL2 | RP | 1.500 | 3652032 | IN SHOWROOM IN CLOSET AT WATER METER
4363 | LYMAN DR | 43026-1242 | Active | 31894 | WATTS | 007M1PCQT | DC | 0.750 | 3653049 | IN SHOWROOM IN CLOSET AT WATER METER
4363 | LYMAN DR | 43026-1242 | Active | 11021831121 | AMES | 3000CIV | DCDA | 6.000 | 3653050 | IN SHOWROOM IN CLOSET AT WATER METER
4401 | LYMAN DR | 43026-2201 | Active | 62197 | WATTS | 009M1QT | RP | 1.500 | 63937 | NE CORNER OF WAREHOUSE
4555 | LYMAN DR | 43026-1247 | Removed | 08082 | AMES | 4000B | RP | 1.500 | 3474049 | MECH ROOM OFF BREAK ROOM AT WATER METER
4555 | LYMAN DR | 43026-1247 | Removed | WE-1981REM | AMES | COLT 300GV | DCDA | 6.000 | 3650931 | MID EAST WAREHOUSE IN FIRE RISER ROOM
4555 | LYMAN DR | 43026-1247 | LPS - Active |  |  |  | LST |  | 3650934 | FIRE PUMP - MID EAST WAREHOUSE IN FIRE RISER ROOM
4555 | LYMAN DR | 43026-1247 | Removed | 67745REM | AMES | 2000BM3 | DC | 0.750 | 3653534 | MID EAST WAREHOUSE IN FIRE RISER ROOM
4555 | LYMAN DR | 43026-1247 | Active | 33092B | WILKINS | 350ASTDA | DCDA | 8.000 | 3655817 | PUMP ROOM
4555 | LYMAN DR | 43026-1247 | Active | HC71736 | WILKINS | 950XLD | DC | 0.750 | 3655818 | MID EAST WAREHOUSE IN FIRE RISER ROOM
4555 | LYMAN DR | 43026-1247 | Active | 44541C | WILKINS | 375AST | RP | 4.000 | 3656361 | MECH ROOM OFF BREAK ROOM AT WATER METER
4577 | LYMAN DR | 43026-1247 | Active | 00796 | AMES | 2000BM3 | DC | 0.750 | 90582 | RISER ROOM
4577 | LYMAN DR | 43026-1247 | Active | EI-0212 | AMES | 300abf | DCDA | 6.000 | 90862 | RISER ROOM
4577 | LYMAN DR | 43026-1247 | Active | 4973330 | WILKINS | 975 | RP | 1.500 | 3656549 | RISER ROOM
4621 | LYMAN DR | 43026-1249 | Active | 1128830301 | AMES | 3000SS | DCDA | 8.000 | 64536 | 4621 N CENTER MECH/RISER ROOM 4621 BLDG
4621 | LYMAN DR | 43026-1249 | Active | 18962 | AMES | 2000B | DC | 0.750 | 64537 | 4621 N CENTER MECH/RISER ROOM 4621 BLDG
4621 | LYMAN DR | 43026-1249 | Active | 337163 | WATTS | 909M1QT | RP | 1.500 | 64538 | 4621 N CENTER MECH/RISER ROOM AT WATER METER 4621 BLDG
4601 | LYMAN DR UNIT A | 43026-1249 | Active | A69117 | WATTS | 009M3QT | RP | 0.750 | 64535 | 4601 BOILER/MECH ROOM ABOVE HOT WTR TANK 4601 BLDG
4601 | LYMAN DR UNIT A | 43026-1249 | Due Install |  |  |  | RP | 2.000 | 3639397 | 4601 SE CLEANING/MECH ROOM AT WATER METER 4601 BLDG
4301 | LYMAN DR UNIT B | 43026-1242 | Removed | 139496REM | FEBCO | 765 | PVB | 1.000 | 63639 | REMOVED-OUTSIDE SOUTH SIDE (4277 LYMAN DR)
4301 | LYMAN DR UNIT B | 43026-1242 | Active | 4616727 | WILKINS | XL | RP | 1.000 | 3633413 | AT METER IN SHOP
4609 | LYME CT | 43016 | Active | G213722 | WILKINS | 720A | PVB | 0.750 | 64557 | RIGHT SIDE OF HOUSE
4618 | LYME CT | 43016-8293 | Active | F098337 | WILKINS | 720A | PVB | 1.000 | 64586 | LT SIDE
2720 | LYMINGTON RD | 43220-4226 | Active | T133596 | WILKINS | 720A | PVB | 0.750 | 102997 | LEFT SIDE OF HOUSE
2725 | LYMINGTON RD | 43220-4225 | Active | CB854983 | WILKINS | 720A | PVB | 0.750 | 3474052 | front of house
2734 | LYMINGTON RD | 43220-4226 | Active | 677766 | RAINBIRD | AC4000 | PVB | 0.750 | 93840 | FRONT RIGHT OF FRONT DOOR
2794 | LYMINGTON RD | 43220-4226 | Active | 319880 | WILKINS | 720A | PVB | 1.000 | 59294 | FRONT OF HOUSE
846 | LYNBROOK RD | 43235-3306 | Active | T189405 | WILKINS | 720A | PVB | 1.000 | 73886 | (RIGHT) SOUTH SIDE OF HOUSE THROUGH GATE
904 | LYNBROOK RD | 43235-3306 | Active | 6844 | FEBCO | 765 | PVB | 0.750 | 74508 | RIGHT SIDE OF HOUSE
945 | LYNBROOK RD | 43235-3307 | NULL | [5 empty] | 3619813
973 | LYNBROOK RD | 43235-3307 | Removed | CC9982REM | FEBCO | 765 | PVB | 0.750 | 93841 | REAR OF HOUSE
676 | LYNNFIELD DR | 43081-5059 | Active | H245144 | FEBCO | 765 | PVB | 0.750 | 70604 | RIGHT SIDE OF HOUSE
682 | LYNNFIELD DR | 43081-5059 | Active | H096755 | FEBCO | 765 | PVB | 0.750 | 70756 | OUTSIDE
714 | LYNNFIELD DR | 43081-5059 | Active | 190552 | WILKINS | 720A | PVB | 0.750 | 91130 | RIGHT SIDE OF HOUSE
792 | LYNNFIELD DR | 43081-5016 | Active | 198715 | WATTS | 800M4QT | PVB | 1.000 | 72979 | WEST
555 | LYNX DR | 43081-5202 | Removed | CD5183REM | FEBCO | 765 | PVB | 0.750 | 93843 | FRONT
5607 | LYNX DR | 43081-5242 | Active | 835508 | WILKINS | 720A | PVB | 0.750 | 67404 | RIGHT SIDE OF HOUSE
5702 | LYNX LN | 43017-8579 | Active | H588037 | FEBCO | 765 | PVB | 0.750 | 67671 | RT SIDE
5707 | LYNX LN | 43017-8579 | Active | CE0322 | FEBCO | 765 | PVB | 0.750 | 67681 | RIGHT FRONT
5710 | LYNX LN | 43017-8579 | Active | H586862 | FEBCO | 765 | PVB | 0.750 | 98546 | LEFT SIDE
5715 | LYNX LN | 43017-8579 | Active | t199420 | WILKINS | 720A | PVB | 0.750 | 67700 | RH SIDE
5723 | LYNX LN | 43017-8579 | Active | H312095 | FEBCO | 765 | PVB | 0.750 | 67720 | RIGHT HAND SIDE
5726 | LYNX LN | 43017-8579 | Active | H602698 | FEBCO | 765 | PVB | 0.750 | 99063 | SOUTH SIDE OF HOUSE
5731 | LYNX LN | 43017-8579 | Active | CE0629 | FEBCO | 765 | PVB | 0.750 | 67747 | LEFT SIDE OF HOUSE
5734 | LYNX LN | 43017-8579 | Active | H602761 | FEBCO | 765 | PVB | 0.750 | 99025 | LEFT SIDE
5739 | LYNX LN | 43017-8579 | Active | G142561 | WILKINS | 720A | PVB | 0.750 | 100032 | RIGHT SIDE OF HOUSE
5742 | LYNX LN | 43017-8579 | Active | t188087 | Wilkins | 720A | PVB | 0.750 | 67772 | RIGHT HAND SIDE
5747 | LYNX LN | 43017-8579 | Active | CB00374 | WILKINS | 720A | PVB | 0.750 | 67792 | LEFT SIDE OF HOUSE-PREFIX WITH Z
5750 | LYNX LN | 43017 | Active | T372304 | WILKINS | 720A | PVB | 0.750 | 67813 | BACK REAR
5755 | LYNX LN | 43017 | Active | 117754 | FEBCO | 765 | PVB | 1.000 | 67832 | LEFT SIDE OF HOUSE
3744 | LYON DR | 43220-4907 | Active | HE67263 | FEBCO | 765 | PVB | 0.750 | 61638 | RIGHT SIDE OF HOUSE
3758 | LYON DR | 43220-4907 | Active | dh4722 | FEBCO | 765 | PVB | 1.000 | 61682 | RIGHT SIDE OF HOUSE
3788 | LYON DR | 43220-4907 | Active | G217302 | WILKINS | 720A | PVB | 0.750 | 97425 | LEFT SIDE OF HOUSE
3789 | LYON DR | 43220-4906 | Active | 4050 | WATTS | 800M2QT | PVB | 1.000 | 98137 | SOUTH SIDE BY AC UNIT
3817 | LYON DR | 43220-4906 | Active | A13730 | FEBCO | 765 | PVB | 1.000 | 61862 | BACK OF HOUSE BETWEEN GARAGE & DECK
3820 | LYON DR | 43220-4907 | Active | EAG2803 | WILKINS | 720A | PVB | 0.750 | 93845 | RIGHT SIDE OF HOUSE
3830 | LYON DR | 43220-4907 | Active | 586520 | WILKINS | 720A | PVB | 1.000 | 61890 | Left side of the house OUTSIDE
3840 | LYON DR | 43220-4907 | Active | BL7239 | FEBCO | 765 | PVB | 0.750 | 93846 | BACK OF HOUSE
3905 | LYON DR | 43220-4908 | Active | CB431115 | WILKINS | 720 | PVB | 0.750 | 3474350 | LEFT OF HOUSE BY GARAGE
3910 | LYON DR | 43220-4909 | Active | 151841 | WATTS | 800M4QT | PVB | 0.750 | 62196 | LEFT SIDE OF HOME
3924 | LYON DR | 43220-4909 | Active | CB214643 | WILKINS | 720 | PVB | 0.750 | 62224 | LEFT SIDE OF HOUSE
3951 | LYON DR | 43220-4908 | Active | AC03221 | FEBCO | 765 | PVB | 0.750 | 101092 | BACK OF HOUSE
3970 | LYON DR | 43220-4909 | Active | AH8185 | FEBCO | 765 | PVB | 0.750 | 93847 | FRONT RIGHT
4040 | LYON DR | 43220 | Active | CB209113 | WILKINS | 720 | PVB | 0.750 | 3619925 | LEFT SIDE OF HOUSE
4050 | LYON DR | 43220-4911 | Active | G246814 | WILKINS | 720A | PVB | 0.750 | 102600 | FRONT
4055 | LYON DR | 43220-4910 | Active | T450268 | WILKINS | 720A | PVB | 0.750 | 3474362
4070 | LYON DR | 43220-4911 | Active | H480185 | FEBCO | 765 | PVB | 1.000 | 91235 | RIGHT SIDE
4085 | LYON DR | 43220 | Active | H508005 | FEBCO | 765 | PVB | 0.750 | 62854 | FRONT OF HOUSE
4130 | LYON DR | 43220-4402 | Active | H156613 | FEBCO | 765 | PVB | 1.000 | 62995 | LEFT SIDE OF HOUSE
4140 | LYON DR | 43220-4402 | Active | T471600 | WILKINS | 720A | PVB | 1.000 | 63018 | RIGHT FRONT CORNER
4151 | LYON DR | 43220-4401 | Active | 302641 | WATTS | 800QT | PVB | 1.000 | 63097 | NE SIDE OF HOUSE, OUTSIDE
4160 | LYON DR | 43220-4402 | Active | 036089 | WATTS | 800M4QT | PVB | 1.000 | 93848 | RIGHT SIDE
4181 | LYON DR | 43220-4401 | Active | G281114 | WILKINS | 720A | PVB | 1.000 | 63177 | LEFT SIDE OF HOME
4190 | LYON DR | 43220-4402 | Active | CB113912 | WILKINS | 720A | PVB | 0.750 | 3474374 | LEFT SIDE
4259 | LYON DR | 43220-4429 | Active | T481830 | WILKINS | 720A | PVB | 0.750 | 101883 | SOUTH SIDE
4266 | LYON DR | 43220-4430 | Active | CB073685 | WILKINS | 720A | PVB | 0.750 | 3474384 | RIGHT SIDE OF HOUSE
4278 | LYON DR | 43220-4430 | Active | 04870 | FEBCO | 805YR | DC | 1.000 | 93849 | BASEMENT IN CEILING
4310 | LYON DR | 43220-4432 | Active | CAB30828 | WILKINS | 720A | PVB | 0.750 | 95863 | FRONT OF HOUSE
4326 | LYON DR | 43220-4432 | Active | HF40343 | FEBCO | 765 | PVB | 1.000 | 93850 | FRONT OF HOUSE
4341 | LYON DR | 43220-4431 | Active | DL1729 | FEBCO | 765 | PVB | 0.750 | 93851 | LEFT SIDE
4351 | LYON DR | 43220-4431 | Active | 190696 | WILKINS | 720A | PVB | 0.750 | 92382 | REAR OF HOUSE
4361 | LYON DR | 43220-4431 | Active | CAA31030 | WILKINS | 720A | PVB | 1.000 | 3474396 | RIGHT SIDE
4371 | LYON DR | 43220-4431 | Active | H277545 | FEBCO | 765 | PVB | 0.750 | 90841 | FRONT OF HOME WEST FRONT PORCH
4381 | LYON DR | 43220-4431 | Active | G213894 | WILKINS | 720A | PVB | 0.750 | 91673 | FRONT OF HOUSE
8350 | LYRA DR | 43240-2098 | Not Required by DOW | 38373 | WATTS | 919AQT | RP | 0.750 | 73744 | METER ROOM ON N END OF PARKING LOT ON N SIDE OF PIT
8400 | LYRA DR | 43240-2096 | Not Required by DOW | 116135 | WATTS | 009 | RP | 0.500 | 73789 | NEXT TO ICE MAKER ON FOURTH FLOOR
8400 | LYRA DR | 43240-2096 | Not Required by DOW | W399268 | WILKINS | 975XL2 | RP | 0.500 | 73790 | NEXT TO 1st FLOOR ICE MACHINE
8400 | LYRA DR | 43240-2096 | Not Required by DOW | 373266 | WILKINS | 975XL | RP | 0.500 | 73791 | NEXT TO 3RD FLOOR ICE MACHINE
8400 | LYRA DR | 43240-2096 | Active | 133159 | WATTS | 709 | DCDA | 6.000 | 73792 | METER ROOM
8400 | LYRA DR | 43240-2096 | Active | 19448 | WATTS | 007QT | DC | 0.750 | 73793 | METER ROOM
8400 | LYRA DR | 43240-2096 | Active | 23257 | WILKINS | 375AST | RP | 4.000 | 73794 | POOL MECH ROOM
8400 | LYRA DR | 43240-2096 | Not Required by DOW | 10946 | WATTS | 919AQT | RP | 1.500 | 73795 | IN HOT WATER TANK ROOM IN SOUTH CENTER OF BLDG
8400 | LYRA DR | 43240-2096 | Removed | REM84001 | XX | AGAP | AG | 1.000 | 73796 | IN WATER METER ROOM-POOL NROOM IN W END OF BUILDING
8400 | LYRA DR | 43240-2096 | Not Required by DOW | 84002 | XX | AGAP | AG | 1.000 | 73797 | IN WATER METER ROOM & POOL ROOM W END OF BUILDING
8400 | LYRA DR | 43240-2096 | Not Required by DOW | W399265 | WILKINS | 975XL | RP | 0.500 | 73798 | NEXT TO ICE MAKER ON 2nd FLOOR
8400 | LYRA DR | 43240-2096 | LPS - Due Install | [5 empty] | 3629810 | METER ROOM
8420 | LYRA DR | 43240 | Active | 307729 | WATTS | 909M1QT | RP | 1.500 | 73830 | NW CORNER OF BLDG
8420 | LYRA DR | 43240 | Not Required by DOW | 66551 | WILKINS | 720A | PVB | 1.000 | 73831 | NW CORNER OF BLDG INSIDE BY WTR MTR
8440 | LYRA DR | 43240-2096 | Active | 272750603 | AMES | 3000SS | DCDA | 3.000 | 73855 | MECH ROOM
8440 | LYRA DR | 43240-2096 | Active | 182033 | WATTS | 007M3QT | DC | 0.750 | 73856 | OUTSIDE MECHANICAL ROOOM
8440 | LYRA DR | 43240-2096 | Active | 110968 | WATTS | 009M2QT | RP | 1.500 | 73858 | OUTSIDE MECHANICAL ROOM ANTI FREEZE LOOP
8440 | LYRA DR | 43240-2096 | Active | W099989 | WILKINS | 975XLBMS | RP | 2.000 | 73859 | OUTSIDE MECHANICAL ROOM
8440 | LYRA DR | 43240-2096 | Not Required by DOW | ACK5302 | WILKINS | 975XL2 | RP | 1.500 | 73860 | MECH ROOM OUTSIDE SOUTH SIDE OF BUILDING
8460 | LYRA DR | 43240 | Not Required by DOW | 166444 | WATTS | 009M2QT | RP | 1.000 | 73888 | MECH ROOM NE CORNER
8460 | LYRA DR | 43240 | Active | 17199 | AMES | 2000SS | DCDA | 6.000 | 73889 | PIT BY ENTRANCE S/W CORNER OF 8440 PARKING LOT
8460 | LYRA DR | 43240 | Active | 380039 | WATTS | 909M1 | RP | 2.000 | 73890 | MECH ROOM NE CORNER
8460 | LYRA DR | 43240 | Active | 51272 | WATTS | 007QT | DC | 0.750 | 73891 | PIT BY ENTRANCE S/W CORNER OF 8440 PARKING LOT
8460 | LYRA DR | 43240 | Active | 76628 | WATTS | 009M2QT | RP | 1.500 | 73892 | MECHANICAL ROOM
8500 | LYRA DR | 43240-2025 | Active | 914334 | WILKINS | 975XLBMS | RP | 1.500 | 96501 | NEAR WATER METER
8500 | LYRA DR | 43240-2025 | Active | 344730 | WATTS | 909M1QT | RP | 2.000 | 96790 | west wall under staircase
8515 | LYRA DR | 43240-2026 | Active | 178462 | WATTS | 909 | RP | 3.000 | 89428 | MECH/RISER ROOM AT WATER MTR DUAL SETTING
8515 | LYRA DR | 43240-2026 | Not Required by DOW | 4239490 | WILKINS | 975XL | RP | 1.000 | 89438 | MECH ROOM 1ST FLOOR
8515 | LYRA DR | 43240-2026 | Active | 458531005 | AMES | 3000SS | DCDA | 6.000 | 89439 | MECH/RISER ROOM
8515 | LYRA DR | 43240-2026 | Active | 67006 | WATTS | 007M1 | DC | 0.750 | 89440 | MECH/PUMP ROOM
8515 | LYRA DR | 43240-2026 | Not Required by DOW | 13287 | WATTS | 919QT | RP | 1.250 | 89441 | MECH SWIMMING POOL ROOM
8515 | LYRA DR | 43240-2026 | Not Required by DOW | W255193 | WILKINS | 975XL | RP | 1.000 | 91794 | FRONT LEFT OF BLDG
8515 | LYRA DR | 43240-2026 | Active | 178472 | WATTS | 909 | RP | 3.000 | 3628233 | MECH/RISER ROOM AT WATER MTR DUAL SETTING
8515 | LYRA DR | 43240-2026 | LPS - Active |  |  |  | LST |  | 3635190 | LOW PRESSURE SUSTAINING DEVICE FOR BOOSTER PUMP
8535 | LYRA DR | 43240-2026 | Active | 10292530903 | AMES | 3000SS | DCDA | 6.000 | 74021 | FRONT ENTRANCE IN PIT
8535 | LYRA DR | 43240-2026 | Active | 223967 | WATTS | 009QT | RP | 2.000 | 74022 | 083 MECH RM
8535 | LYRA DR | 43240-2026 | Active | 225531 | WATTS | 009QT | RP | 2.000 | 74023 | 083 MECH RM
8535 | LYRA DR | 43240-2026 | Not Required by DOW | 236122 | WATTS | 009M2QT | RP | 2.000 | 74024 | POOL MECH ROOM
8535 | LYRA DR | 43240-2026 | Active | 58244 | WATTS | 007QT | DC | 0.750 | 74025 | FRONT ENTRANCE IN PIT
8535 | LYRA DR | 43240-2026 | Not Required by DOW | 98211 | WATTS | 009M2QT | RP | 2.000 | 74026 | 083 MECH ROOM
8555 | LYRA DR | 43240-2026 | Not Required by DOW | 129539 | FEBCO | 825Y | RP | 1.250 | 74058 | MAINT ROOM
8555 | LYRA DR | 43240-2026 | Active | 3BN0446 | AMES | 3000SS | DCDA | 6.000 | 74059 | PIT
8555 | LYRA DR | 43240-2026 | Not Required by DOW | 27957 | WATTS | 919QT | RP | 1.000 | 74060 | DRYER ROOM
8555 | LYRA DR | 43240-2026 | Active | 35868 | WATTS | 007M1QT | DC | 0.750 | 74061 | IN WATER METER PIT IN DRIVE
8555 | LYRA DR | 43240-2026 | Not Required by DOW | 683037 | WILKINS | 975XL | RP | 0.750 | 74062 | POOL HOUSE
8555 | LYRA DR | 43240-2026 | Not Required by DOW | 683336 | WILKINS | 975XL | RP | 0.750 | 74063 | UNDER SINK COUNTER
8555 | LYRA DR | 43240-2026 | Active | A129539 | FEBCO | 825Y | RP | 3.000 | 3633003 | IN SPRINKLER ROOM S/E CORNER
8555 | LYRA DR | 43240-2026 | Not Required by DOW | 4703193 | WILKINS | 975xl2 | RP | 0.750 | 3652682 | pool house
8585 | LYRA DR | 43240-2026 | Not Required by DOW | 1 | XX | XX | AG | 10.000 | 74099 | IN WASH BAY AT WATER HOLDING TANK
8585 | LYRA DR | 43240-2026 | Not Required by DOW | 1111118585 | HYDRO-GAP | XX | AG | 10.000 | 74100 | ABOVE 3 COMPARTMENT SINK -- AIR GAP
8585 | LYRA DR | 43240-2026 | Active | AMA13043 | WILKINS | 975XL3 | RP | 1.500 | 74101 | NW EXTERIOR BUILDING
8585 | LYRA DR | 43240-2026 | Not Required by DOW | 244262 | WATTS | 009M3QT | RP | 0.750 | 74102 | NW EXTERIOR BUILDING
8585 | LYRA DR | 43240-2026 | Active | AMA13043 | WILKINS | 975XL3 | RP | 1.500 | 3636884
8655 | LYRA DR | 43240 | Active | 1358870704 | AMES | 3000SS | DCDA | 8.000 | 74152 | CORNER OF WAREHOUSE
8655 | LYRA DR | 43240 | Active | 39461 | AMES | 2000B | DC | 0.750 | 74154 | CORNER OF WAREHOUSE
8655 | LYRA DR | 43240 | Active | W149873 | WILKINS | 975XL | RP | 1.500 | 74155 | NEXT TO MAIN WATER METER AND FIRE LINE
8655 | LYRA DR | 43240 | Active | W150030 | WILKINS | 975XL | RP | 1.500 | 74156 | NEXT TO WATER METER
8665 | LYRA DR | 43240 | Active | ACP0009 | WILKINS | 975XL2 | RP | 1.500 | 74164 | rear outside mech rm of 8669
8700 | LYRA DR | 43240-2103 | Active | NEZ80 | APOLLO/CONBRACO | 4020A02 | RP | 4.000 | 95323 | MECH ROOM BY METER
8700 | LYRA DR | 43240-2103 | Active | N0711050706 | FEBCO | 876V | DCDA | 8.000 | 95405 | RISE AND PUMP ROOM
8700 | LYRA DR | 43240-2103 | Active | H010726 | FEBCO | 805YB | DC | 0.750 | 95406 | RISER AND PUMP ROOM
8700 | LYRA DR | 43240-2103 | Not Required by DOW | XF582 | APOLLO/CONBRACO | 40203T2 | RP | 0.500 | 95995 | 7TH FLOOR VENDING
8700 | LYRA DR | 43240-2103 | Not Required by DOW | XF721 | CONBRACO | 40203T2 | RP | 0.500 | 95996 | 6TH FLOOR VENDING
8700 | LYRA DR | 43240-2103 | Not Required by DOW | XF724 | CONBRACO | 40203A2 | RP | 0.500 | 95997 | 5TH FLOOR VENDING
8700 | LYRA DR | 43240-2103 | Not Required by DOW | XF722 | APOLLO/CONBRACO | 40203A2 | RP | 0.500 | 95999 | 4TH FLOOR VENDING
8700 | LYRA DR | 43240-2103 | Not Required by DOW | XF711 | CONBRACO | 40203A2 | RP | 0.500 | 96000 | 3RD FLOOR VENDING
8700 | LYRA DR | 43240-2103 | Not Required by DOW | XF691 | APOLLO/CONBRACO | 40203A2 | RP | 0.500 | 96001 | 2ND FLOOR VENDING ROOM
8700 | LYRA DR | 43240-2103 | Not Required by DOW | J009426 | FEBCO | 825YA | RP | 2.000 | 96002 | WATER PUMP ROOM
8700 | LYRA DR | 43240-2103 | Not Required by DOW | 100432 | CONBRACO | 40207A2 | RP | 1.500 | 96003 | NORTH WALL MAIN MECH ROOM
8700 | LYRA DR | 43240-2103 | Not Required by DOW | 109302 | APOLLO/CONBRACO | 40205A2 | RP | 1.000 | 96004 | POOL EQUIP MECH ROOM
8700 | LYRA DR | 43240-2103 | Not Required by DOW | 116669 | CONBRACO | 40203A2 | RP | 0.500 | 96005 | 9TH FLOOR VENDING ROOM
8700 | LYRA DR | 43240-2103 | Not Required by DOW | 116642 | CONBRACO | 40203A2 | RP | 0.500 | 96006 | 8TH FLOOR VENDING MACH
8700 | LYRA DR | 43240-2103 | Active | NEZ82 | CONBRACO | 4020A02 | RP | 4.000 | 101087 | SPRINKLER ROOM
8700 | LYRA DR | 43240-2103 | LPS - Active |  |  |  | LPC |  | 3629615
8700 | LYRA DR | 43240-2103 | LPS - Active |  |  |  | LST |  | 3629618
8701 | LYRA DR | 43240-2104 | Active | 109831 | AMES | 3000SS | DCDA | 4.000 | 74197 | REAR STOCK ROOM
8701 | LYRA DR | 43240-2104 | Active | ABH3570 | WILKINS | 975XL2 | RP | 1.000 | 74198 | MECHANICAL ROOM/STORAGE ROOM
8701 | LYRA DR | 43240-2104 | Active | 15471 | AMES | 2000B | DC | 0.750 | 74199 | REAR STOCK ROOM
8701 | LYRA DR | 43240-2104 | Active | W005528 | WILKINS | 975XL | RP | 1.50 | 74200 | REAR STOCK ROOM
8735 | LYRA DR | 43240-2104 | Active | 18869 | AMES | 3000SS | DCDA | 4.000 | 74236 | RISER ROOM
8735 | LYRA DR | 43240-2104 | Active | 205838 | WATTS | 009QT | RP | 2.000 | 74237 | MECH ROOM
8735 | LYRA DR | 43240-2104 | Active | 23305 | AMES | 2000B | DC | 0.750 | 74238 | RISER ROOM
8735 | LYRA DR | 43240-2104 | Active | W04595 | WILKINS | 975 | RP | 1.000 | 74239 | METER ROOM
8781 | LYRA DR | 43240-2104 | Active | N0705230720 | FEBCO | 876V | DCDA | 6.000 | 97715 | secon hot box north of building - ben hana
8781 | LYRA DR | 43240-2104 | Active | H024820 | FEBCO | 805YB | DC | 0.750 | 97716 | second hot box north of building beni hana
8781 | LYRA DR | 43240-2104 | Active | A13971 | WATTS | 009M2QT | RP | 1.500 | 97717 | 1st hot box north of Benihana
8781 | LYRA DR | 43240-2104 | Active | N0705230720 | FEBCO | 876V | DCDA | 6.000 | 3659351 | secon hot box north of building - ben hana
8791 | LYRA DR | 43240-2104 | Active | ACE5697 | WILKINS | 975XL2 | RP | 1.500 | 97692 | Second hot box north of Benihana - for Cantina Laredo
8791 | LYRA DR | 43240-2104 | Active | N0904011110 | FEBCO | 876V | DCDA | 6.000 | 97718 | Hot Box #500 on south side of bld.
8791 | LYRA DR | 43240-2104 | Active | H014546 | FEBCO | 805Y | DC | 0.750 | 97769 | HOT BOX #500 ON S SIDE OF BUILDING
8800 | LYRA DR | 43240-2100 | Active | 144794 | WATTS | 009PCQT | RP | 2.000 | 74316 | INSIDE SW CORNER AT WATER METER
8800 | LYRA DR | 43240-2100 | Active | 145394 | WATTS | 009QT | RP | 2.000 | 74317 | INSIDE SW CORNER WATER METER ROOM
8800 | LYRA DR | 43240-2100 | Active | 914332 | WILKINS | 975 | RP | 1.500 | 74318 | SW CORNER OF BUILDING, 1ST FLOOR PUMP ROOM
8800 | LYRA DR | 43240-2100 | Active | 9904201444 | FEBCO | 856 | DCDA | 6.000 | 74319 | METER PIT EAST OF SIX STORY BUILDING ENTRANCE
8800 | LYRA DR | 43240-2100 | Active | 9905241236 | FEBCO | 880V | RP | 4.000 | 74320 | SOUTH WEST SIDE OF BUILDING JUST INSIDE LOADING DOCK
8800 | LYRA DR | 43240-2100 | Active | 10551 | FEBCO | 805YB | DC | 0.750 | 74322 | METER PIT EAST OD SIX STORY BUILDING ENTRANCE
8800 | LYRA DR | 43240-2100 | LPS - Active |  |  |  | LST |  | 3657605 | FIRE BOOSTER PUMP - MECHANICAL ROOM
8801 | LYRA DR | 43240-2106 | Active | A12540 | WATTS | 009M2PCQT | RP | 1.500 | 97732 | HOT BOX NE SIDE OF BUILDING - by Godfry's
8801 | LYRA DR | 43240-2106 | Active | N0705310626 | FEBCO | 876V | DCDA | 6.000 | 97765 | HOT BOX NE SIDE OF BUILDING - by Godfry's
8801 | LYRA DR | 43240-2106 | Active | H014065 | FEBCO | 805Y | DC | 0.750 | 97766 | HOT BOX NE SIDE OF BUILDING by Godfry's
8842 | LYRA DR | 43240 | Active | TH-1168 | AMES | COLT 400 | RP | 3.000 | 3646284 | IN HOTBOX AT S PIT
8842 | LYRA DR | 43240 | Active | TH-0907 | AMES | COLT300GV | DCDA | 8.000 | 3646285 | IN PIT
8842 | LYRA DR | 43240 | Active | 57334 | AMES | 2000BM3 | DC | 0.750 | 3646286 | IN PIT
8842 | LYRA DR | 43240 | LPS - Active |  |  |  | LPC |  | 3646846 | DOMESTIC PUMP - OUTSIDE ENTRANCE SOUTH SIDE OF BUILDING
8842 | LYRA DR | 43240 | Not Required by DOW | J042151 | FEBCO | 825Y | RP | 2.000 | 3649803 | SW MECH W/BOOSTER PUMP
8842 | LYRA DR | 43240 | Not Required by DOW | 172924 | WATTS | LF009M2QT | RP | 2.000 | 3649916 | SW MECH ROOM
8844 | LYRA DR | 43240 | Active | TG-3244 | AMES | COLT 400 | RP | 4.000 | 3646281 | IN HOT BOX AT N PIT
8844 | LYRA DR | 43240 | Active | SG-1177 | AMES | COLT300GV | DCDA | 8.000 | 3646282 | IN PIT
8844 | LYRA DR | 43240 | Active | 52462 | AMES | 200BM3 | DC | 0.750 | 3646283 | IN PIT
8844 | LYRA DR | 43240 | Not Required by DOW | JO42151 | FEBCO | 825Y | RP | 2.000 | 3646840 | SOUTH OF PARKING GARAGE
8844 | LYRA DR | 43240 | LPS - Active |  |  |  | LPC |  | 3651062 | DOMESTIC PUMP - MECHANICAL ROOM, SOUTHWEST CORNER OUTSIDE ENTRANCE
8844 | LYRA DR | 43240 | Not Required by DOW | 172924 | Watts | 009M2QT | RP | 2.000 | 3651063
8844 | LYRA DR | 43240 | Active | AS23252 | AMES | 40 | RP | 3.000 | 3654549
8847 | LYRA DR | 43240 | Not Required by DOW | 4962498 | WILKINS | 975 | RP | 1.500 | 3655133 | MECHANICAL ROOM LAWN IRRIGATION
8847 | LYRA DR | 43240 | Active | XB-3360 | AMES | 3000V | DCDA | 4.000 | 3655134 | PIT OFF LYRA DR FRONT OF 8839 LYRA DR
8847 | LYRA DR | 43240 | Active | 72904 | AMES | 2000BM3 | DC | 0.750 | 3655196 | PIT OFF LYRA DR FRONT OF 8839 LYRA DR
8847 | LYRA DR | 43240 | Active | 188613 | WATTS | LF009M2QT | RP | 2.000 | 3655203 | HOT BOX OFF LYRA DR IN FRONT OF 8839 LYRA DR
8865 | LYRA DR | 43240 | Active | N1302121128 | FEBCO | 856 | DCDA | 8.000 | 3603589 | PIT SE PROPERTY
8865 | LYRA DR | 43240 | Active | H018895 | FEBCO | 805YB | DC | 0.750 | 3609626 | IN PIT SE PROPERTY
8865 | LYRA DR | 43240 | Active | X29259 | WILKINS | 375A | RP | 4.000 | 3609627 | IN HOTBOX AT PIT SE PROPERTY
8865 | LYRA DR | 43240 | Not Required by DOW | 3699332 | WILKINS | 975XL | RP | 1.500 | 3609628 | IN SMALL HOTBOX BY METER PIT
8865 | LYRA DR | 43240 | Not Required by DOW | A379302 | WILKINS | 375 | RP | 1.000 | 3610070 | POOL ROOM MECHANICAL ROOM
8865 | LYRA DR | 43240 | Removed | A326667REM | WILKINS | 375 | RP | 0.750 | 3610155 | *****REMOVED*****IN FOOD PREP AREA BEHIND ICE MACHINE
8865 | LYRA DR | 43240 | Not Required by DOW | A248135 | WILKINS | 375 XL | RP | 0.750 | 3610156 | IN FOOD PREP AREA BEHIND ICE MACHINE
8865 | LYRA DR | 43240 | Not Required by DOW | A369897 | WILKINS | 350XL | DC | 0.750 | 3615363 | POOL MECHANICAL ROOM
8918 | LYRA DR | 43240 | Active | QK-1801 | AMES | COLT 300GV | DCDA | 8.000 | 3621406 | METER PIT OFF LYRA DR - S END OF PROPERTY
8918 | LYRA DR | 43240 | Active | 45883 | AMES | 2000BM3 | DC | 0.750 | 3621407 | METER PIT OFF LYRA DR - S END OF PROPERTY
8918 | LYRA DR | 43240 | Active | QK-0900 | AMES | COLT 400 | RP | 4.000 | 3621408 | METER PIT OFF LYRA DR - S END OF PROPERTY
8918 | LYRA DR | 43240 | Not Required by DOW | B097458 | WILKINS | 375XL | RP | 1.500 | 3628129 | POOL EQPMNT RM CNTR OF BLDG E SIDE 1ST FL
8918 | LYRA DR | 43240 | Not Required by DOW | 29804 | WATTS | 29804 | RP | 2.000 | 3638423
8949 | LYRA DR | 43240 | Active | 49688 | WATTS | 2000BM3 | DC | 0.750 | 3635209 | PIT ON S SIDE OF PARKING LOT ALUMINUM LID FIRE SIDECAR FOR 1551 GEMINI P,
8949 | LYRA DR | 43240 | Active | RK1331 | AMES | COLT3000V | DCDA | 6.000 | 3635210 | PIT ON S SIDE OF PARKING LOT ALUMINUM LID FOR 1551 GEMINI PL
8949 | LYRA DR | 43240 | Active | 105465 | WATTS | LF009M2Q | RP | 2.000 | 3635211 | HOT BOX ON S SIDE OF PARKING LOT FOR 1551 GEMINI PL
8949 | LYRA DR | 43240 | Not Required by DOW | B187572 | WILKINS | 375XL | RP | 2.000 | 3636703 | Inside loading dock / South wall
8974 | LYRA DR | 43240 | Active | QH-1224 | AMES | COLT 400 | RP | 4.000 | 3621409 | HOT BOX CORNER OF GEMINI & LYRA DR
8974 | LYRA DR | 43240 | Active | QK-1439 | AMES | COLT 300GV | DCDA | 8.000 | 3621411 | METER PIT CORNER OF GEMINI & LYRA DR
8974 | LYRA DR | 43240 | Active | 45621 | AMES | 2000BM3 | DC | 0.750 | 3621412 | METER PIT CORNER OF GEMINI & LYRA DR
8974 | LYRA DR | 43240 | Not Required by DOW | 039170 | WATTS | LF800M4FR | PVB | 0.750 | 3629662 | MECHANICAL ROOM
8974 | LYRA DR | 43240 | Not Required by DOW | 35736 | WATTS | 919 | RP | 2.000 | 3640926 | MECHANICAL ROOM
9061 | LYRA DR | 43240 | Active | B195668 | WILKINS | 375XL | RP | 2.000 | 3630189 | RISER ROOM
9061 | LYRA DR | 43240 | Not Required by DOW | 137501 | WATTS | LF009M2QT | RP | 2.000 | 3630190 | RISER ROOM
9061 | LYRA DR | 43240 | Active | 1072430318 | AMES | 5000SS | RPDA | 6.000 | 3630245 | RISER ROOM
9061 | LYRA DR | 43240 | Active | 14372 | AMES | 4000B | RP | 0.750 | 3630246 | RISER ROOM
9090 | LYRA DR | 43240 | Active | 1161910215 | WATTS | 774 | DCDA | 6.000 | 3621124 | METER PIT N.West Corner of Cabelas in grass next to Hot Box
9090 | LYRA DR | 43240 | Active | 25258 | WATTS | 007M1QT | DC | 0.750 | 3621125 | METER PIT
9090 | LYRA DR | 43240 | Active | PJ-1340 | WATTS | 957 | RP | 3.000 | 3621180 | HOT BOX ABOVE GROUND
9090 | LYRA DR | 43240 | Not Required by DOW | 08649 | WATTS | 919 | RP | 0.500 | 3623175 | PREP ROOM
9090 | LYRA DR | 43240 | Not Required by DOW | 044423 | WATTS | 009M2QT | RP | 1.500 | 3623176 | MECH RM E WALL
9100 | LYRA DR | 43240-2116 | Active | 09220 | WILKINS | 375ADA | RP | 4.000 | 97293 | 1ST FLOOR MECH ROOM
9100 | LYRA DR | 43240-2116 | Active | 1636440408 | AMES | 3000SS | DCDA | 6.000 | 97294
9100 | LYRA DR | 43240-2116 | Active | 11724 | WATTS | 007M1QT | DC | 0.750 | 97295 | MECH ROOM 1ST FLOOR
9100 | LYRA DR | 43240-2116 | Not Required by DOW | 2792084 | WILKINS | 975XLBMS | RP | 1.000 | 97296 | POOL MECH ROOM 1ST FLOOR
9100 | LYRA DR | 43240-2116 | Not Required by DOW | 3078053 | WILKINS | 975XL | RP | 1.500 | 97982 | MECH ROOM 1ST FLOOR
9101 | LYRA DR | 43240 | Active | UI-3014 | AMES | 400 | RP | 4.000 | 3648581 | N MECH/RISER ROOM AT WATER METER
9101 | LYRA DR | 43240 | Active | 19538B | WILKINS | 350ASTDA | DCDA | 6.000 | 3648582 | N SIDE MECH/RISER ROOM
9101 | LYRA DR | 43240 | Active | HC39975 | WILKINS | 950XL | DC | 0.750 | 3648583 | N SIDE MECH/RISER ROOM
9101 | LYRA DR | 43240 | Not Required by DOW | ABD0548 | WILKINS | 975XL2 | RP | 1.000 | 3649618 | IN MECHANICAL/RISER ROOM FOR YARD HYD AT DUMPSTERS
9101 | LYRA DR | 43240 | Not Required by DOW | CB878671 | WILKINS | 720A | PVB | 1.000 | 3649619 | N SIDE BLDG AT MECHANICAL/RISER ROOM DOOR
4816 | LYTFIELD DR | 43017-2173 | Active | 209067 | WILKINS | 720A | PVB | 0.750 | 65135 | RH SIDE
4817 | LYTFIELD DR | 43017-2174 | Active | hh59366 | FEBCO | 765 | PVB | 1.000 | 65141 | RIGHT SIDE
4818 | LYTFIELD DR | 43017-2173 | Active | 113156 | WATTS | 800QT | PVB | 1.000 | 65144 | RT SIDE
4820 | LYTFIELD DR | 43017-2173 | Active | BB5166 | FEBCO | 765 | PVB | 0.750 | 65151 | RT SIDE
4824 | LYTFIELD DR | 43017-2173 | Active | HI38013 | FEBCO | 765 | PVB | 1.000 | 65158 | LEFT SIDE OF HOUSE
4835 | LYTFIELD DR | 43017-2175 | Active | 672965 | WILKINS | 720A | PVB | 0.750 | 65185 | LEFT HAND SIDE
4836 | LYTFIELD DR | 43017-2173 | Active | AK2775 | FEBCO | 765 | PVB | 0.750 | 93852 | REAR RIGHT SIDE BY AC.
4845 | LYTFIELD DR | 43017-2175 | Removed | 298386REM | WILKINS | 720A | PVB | 1.000 | 65213 | FRONT RIGHT OF DOOR
4850 | LYTFIELD DR | 43017-2173 | Active | AD5025 | FEBCO | 765 | PVB | 0.750 | 65233 | FRONT OF HOUSE
4855 | LYTFIELD DR | 43017-2175 | Active | 405006 | WILKINS | 420 | PVB | 0.750 | 65257 | OUTSIDE
4862 | LYTFIELD DR | 43017-2173 | Active | CD6550 | FEBCO | 765 | PVB | 0.750 | 65263 | FRONT LEFT OF DOOR
4890 | LYTFIELD DR | 43017-2173 | Active | T178324 | WILKINS | 720A | PVB | 0.750 | 96965 | LEFT OF FRONT DOOR
4906 | LYTFIELD DR | 43017-2173 | Active | 181842 | WILKINS | 720A | PVB | 0.750 | 88958 | RIGHT SIDE
4907 | LYTFIELD DR | 43017-2175 | Active | FC8759 | FEBCO | 765 | PVB | 1.000 | 93853 | LEFT FRONT
4911 | LYTFIELD DR | 43017-2175 | Active | 367517 | FEBCO | 765 | PVB | 1.000 | 65407 | FRONT OF HOUSE
4912 | LYTFIELD DR | 43017 | Active | EAE7390 | WILKINS | 720A | PVB | 1.000 | 65408 | LEFT SIDE OF HOUSE
4913 | LYTFIELD DR | 43017-2175 | Active | DD7879 | FEBCO | 765 | PVB | 1.000 | 65410 | LEFT FRONT
4915 | LYTFIELD DR | 43017-2175 | Active | t417524 | WILKINS | 720A | PVB | 1.000 | 65414 | SOUTH SIDE OF HOUSE
4919 | LYTFIELD DR | 43017-2175 | Active | 07101 | WATTS | 800M3QT | PVB | 0.750 | 65422 | OUTSIDE
3950 | LYTHAM CT | 43220-4848 | Active | T377772 | WILKINS | 720A | PVB | 0.750 | 3474420 | LEFT SIDE OF HOUSE BEHIND AC
2088 | LYTHAM RD | 43220-4632 | Active | T131814 | WILKINS | 720A | PVB | 0.750 | 102953 | REAR OF HOUSE
2099 | LYTHAM RD | 43220-4631 | Active | H893287 | FEBCO | 765 | PVB | 1.000 | 97517 | front of house
2300 | LYTHAM RD | 43220-4638 | Under renovation | 364977 | WATTS | 909HWQT | RP | 0.750 | 57896 | BASEMENT IN BOILER ROOM
2300 | LYTHAM RD | 43220-4638 | Active | 41418 | WATTS | LF-919 | RP | 2.000 | 3632742 | BASEMENT IN BOILER ROOM
2300 | LYTHAM RD | 43220-4638 | Due Install |  |  |  | DCDA | 6.000 | 3633065
2372 | LYTHAM RD | 43220-4640 | Active | CB987100 | WILKINS | 720A | PVB | 0.750 | 3474459 | BACK
2397 | LYTHAM RD | 43220-4671 | Active | 7324 | FEBCO | 765 | PVB | 1.000 | 58144 | REAR OF HOUSE
2441 | LYTHAM RD | 43220-4672 | Active | F082579 | WILKINS | 720A | PVB | 0.750 | 3474464 | FRONT
2488 | LYTHAM RD | 43220-4674 | Active | CB620406 | Wilkins | 720A | PVB | 0.750 | 3474470 | Front of House
2501 | LYTHAM RD | 43220-4672 | Active | 56494 | FEBCO | 765 | PVB | 1.000 | 58506 | N/E CORNER OF HOUSE
4762 | MACALLAN E CT | 43017-8288 | Active | 272307 | WATTS | 800M4QT | PVB | 0.750 | 64976 | NORTH SIDE OF HOUSE LEFT SIDE
4770 | MACALLAN E CT | 43017-8288 | Active | 780296 | WATTS | 800M4FR | PVB | 1.000 | 65001 | FRONT RIGHT IN OFFSET
4775 | MACALLAN E CT | 43017-8288 | Active | H580337 | FEBCO | 765 | PVB | 0.750 | 65019 | LEFT FRONT
4778 | MACALLAN E CT | 43017-8288 | Active | FG8939 | FEBCO | 765 | PVB | 1.000 | 65031 | RIGHT HAND SIDE
4797 | MACALLAN E CT | 43017-8288 | Active | HF60392 | FEBCO | 765 | PVB | 0.750 | 65073 | RIGHT SIDE OF HOUSE CENTER FACES WEST
4813 | MACALLAN W CT | 43017-8289 | Active | EAE8963 | WILKINS | 720A | PVB | 0.750 | 100910 | LEFT SIDE
4825 | MACALLAN W CT | 43017-8289 | Active | CB073727 | WILKINS | 720A | PVB | 0.750 | 3474492 | RIGHT SIDE OF HOME
4826 | MACALLAN W CT | 43017-8289 | [6 empty] | 3657780
4834 | MACALLAN W CT | 43017-8289 | Active | G208811 | WILKINS | 720A | PVB | 0.750 | 95108 | RIGHT SIDE OF HOUSE
4834 | MACALLAN W CT | 43017-8289 | Active | 21321 | WATTS | 919AQT | RP | 0.750 | 97052 | LOCATED IN SUMP PUMP PIT
4837 | MACALLAN W CT | 43017-8289 | Active | H068914 | FEBCO | 765 | PVB | 0.750 | 65191 | LEFT FRONT
7250 | MACBETH DR | 43016 | Replaced | REP572357 | WILKINS | 720A | PVB | 0.750 | 71684 | REPLACED- LEFT REAR OF HOUSE BY AC
7250 | MACBETH DR | 43016 | Active | T303581 | WILKINS | 720A | PVB | 0.750 | 3611544 | LEFT REAR OF HOUSE BY AC
7267 | MACBETH DR | 43016-9178 | Active | 108867 | WATTS | 009M2PCQT | RP | 0.750 | 71710 | IN BASEMENT BY METER
7291 | MACBETH DR | 43016-9178 | Active | 3665571 | WILKINS | 975XL | RP | 0.750 | 71754 | BY METER
7320 | MACBETH DR | 43016 | Active | 75573 | WATTS | 009QT | RP | 0.750 | 71800 | BASEMENT AT WATER METER
7320 | MACBETH DR | 43016 | Active | H086367 | FEBCO | 765 | PVB | 1.000 | 71801 | FRONT OF HOUSE
7325 | MACBETH DR | 43016 | Active | 81094 | WATTS | 009M3QT | RP | 0.750 | 71804 | AT METER
7343 | MACBETH DR | 43016-9179 | Active | 2009 | WILKINS | 975XLBMS | RP | 0.750 | 71836 | IN BASEMENT BY METER
7355 | MACBETH DR | 43016 | Active | 101474 | WATTS | 009QT | RP | 0.750 | 71847 | BACK CORNER OF BASEMENT AT WATER METER
7356 | MACBETH DR | 43016 | Removed | 113452REM | WATTS | 009QT | RP | 0.750 | 71849 | REMOVED - IN BASEMENT BY SUMP PIT
7356 | MACBETH DR | 43016 | Removed | 128186REM | WATTS | 009QT | RP | 0.750 | 71850 | REMOVED - IN BASEMENT
4136 | MACDUFF WAY | 43016 | Active | 148943 | WATTS | 009QT | RP | 0.750 | 63008 | BASEMENT WEST WALL
4143 | MACDUFF WAY | 43016 | Removed | T329063REM | WILKINS | 720A | RP | 0.750 | 63061 | ***REMOVED*** IN BASEMENT AT METER **WELL ABANDONED 9/2/20**
4143 | MACDUFF WAY | 43016 | Active | T329062 | WILKINS | 720A | PVB | 0.750 | 98847 | FRONT LEFT
4148 | MACDUFF WAY | 43016 | Active | 74549 | WATTS | 009QT | RP | 0.750 | 63072 | IN CRAWL SPACE BY METER
4157 | MACDUFF WAY | 43016 | Active | H178429 | FEBCO | 765 | PVB | 0.750 | 92080 | RIGHT FRONT OF HOUSE
4171 | MACDUFF WAY | 43016 | Active | W046950 | WILKINS | 975 | RP | 0.750 | 63147 | BSMNT AT WATER METER
4171 | MACDUFF WAY | 43016 | Not Required by DOW | CB833244 | WILKINS | 720A | PVB | 0.750 | 3648343 | RIGHT REAR
4181 | MACDUFF WAY | 43016 | Removed | 232600REM | WATTS | 009M3QT | RP | 0.750 | 88319 | ***REMOVED*** IN BASEMENT AT WTR MTR
4181 | MACDUFF WAY | 43016 | Removed | CB597675REM | WILKINS | 720A | PVB | 0.750 | 3646881 | LEFT SIDE OF HOUSE
4200 | MACDUFF WAY | 43016 | Removed | W026088REM | WILKINS | 975XL | RP | 0.750 | 63260 | **REMOVED****BASEMENT EAST WALL -SERIAL#W026088
4200 | MACDUFF WAY | 43016 | Removed | 88637REM | FEBCO | 765 | PVB | 1.000 | 63261 | REMOVED-RIGHT SIDE
4227 | MACDUFF WAY | 43016 | Active | 104745 | WATTS | 009M3QT | RP | 0.750 | 63344 | BASEMENT
5929 | MACEWEN CT | 43017 | Active | 2862060 | WILKINS | 975XLBMS | RP | 0.750 | 92831 | RIGHT SIDE
5943 | MACEWEN CT | 43017 | Active | 05941 | FEBCO | 765 | PVB | 1.000 | 68380 | LEFT OF FRONT DOOR
5961 | MACEWEN CT | 43017 | Active | T065329 | WILKINS | 720A | PVB | 1.000 | 68414 | LEFT SIDE OF FRONT DOOR
5968 | MACEWEN CT | 43017 | Active | CAA07512 | WILKINS | 720 | PVB | 0.750 | 3474504 | BACK CENTER
5973 | MACEWEN CT | 43017-9417 | Active | 779334 | WILKINS | 720 | PVB | 1.000 | 3474505 | LEFT OF FRONT DOOR
5984 | MACEWEN CT | 43017 | Active | 22387 | WATTS | 800M2QT | PVB | 1.000 | 68468 | LEFT FRONT
5993 | MACEWEN CT | 43017 | Active | T147959 | WATTS | 800M4FR | PVB | 1.000 | 68488 | LEFT CENTER BY A/C
6001 | MACEWEN CT | 43017 | Active | DE5176 | FEBCO | 765 | PVB | 1.000 | 93945 | RIGHT CENTER
929 | MACGREGOR AVE | 43085-2970 | Active | T126285 | WILKINS | 720A | PVB | 0.750 | 88715 | LEFT SIDE OF HOUSE
941 | MACGREGOR AVE | 43085-2970 | Active | 190478 | WILKINS | 720A | PVB | 0.750 | 74719 | LEFT REAR
112 | MACGREGOR WEST AVE | 43085-2887 | Active | CB794382 | WILKINS | 720A | PVB | 1.000 | 53989
1148 | MACGREGOR WEST AVE | 43085-2887 | Active | 21388 | WATTS | 800QT | PVB | 1.000 | 54052 | FRONT OF HOUSE
1176 | MACGREGOR WEST AVE | 43085-2887 | Active | 20198 | FEBCO | 765 | PVB | 1.000 | 93991 | FRONT OF HOUSE LEFT FRONT DOOR
8258 | MACHA CT | 43016 | Active | CB547121 | WILKINS | 720A | PVB | 0.750 | 3634951 | LEFT FRONT
8266 | MACHA CT | 43016 | Active | T257762 | WILKINS | 720A | PVB | 0.750 | 3613545 | LEFT SIDE
8274 | MACHA CT | 43016 | Active | T293906 | WILKINS | 720A | PVB | 0.750 | 3624811 | RIGHT SIDE
8282 | MACHA CT | 43016 | Active | T293626 | WILKINS | 720A | PVB | 0.750 | 3624938 | LEFT SIDE
8290 | MACHA CT | 43016-6237 | Active | T206117 | WILKINS | 720A | PVB | 0.750 | 3611468 | RIGHT FRONT
8962 | MACINTYRE DR | 43017 | Active | CB659409 | WILKINS | 720A | PVB | 0.750 | 74425 | FRONT RIGHT -OF FRONT DR
8963 | MACINTYRE DR | 43017-8543 | Active | T034218 | WILKINS | 720A | PVB | 0.750 | 100067 | FRONT BY LEFT OF FRONT DOOR
9000 | MACINTYRE DR | 43017 | Replaced | REP22402 | WATTS | 800M2QT | PVB | 1.000 | 74484 | REPLACED- NORTH SIDE OF HOUSE
9000 | MACINTYRE DR | 43017 | Active | CB729870 | WILKINS | 720A | PVB | 1.000 | 3609561 | LEFT REAR
6268 | MACKEN CT | 43016-8515 | Active | 874909 | WILKINS | 720A | PVB | 0.750 | 69524 | RIGHT SIDE
1810 | MACKENZIE DR | 43220-2967 | Active | W87930 | WILKINS | 975XL | RP | 1.000 | 3474557 | ELECTRICAL ROOM
1930 | MACKENZIE DR | 43220-2932 | Active | ACF1413 | WILKINS | 975XL2 | RP | 1.500 | 3474565
1951 | MACKENZIE DR | 43220-2933 | Active | 506104 | RAINBIRD | 100R | PVB | 1.000 | 56733 | FRONT OF HOUSE
2020 | MACKENZIE DR | 43220-2997 | Active | 4928279 | Wilkins | 975XL2 | RP | 2.000 | 57049 | NW CORNER OF BUILDING 2034
2020 | MACKENZIE DR | 43220-2997 | Active | 4974431 | WILKINS | 975XL2 | RP | 2.000 | 57050 | WEST SIDE OF 1964 MACKENZIE
2068 | MACKENZIE DR | 43220-2949 | Active | 530289 | RAINBIRD | 100 | PVB | 1.000 | 93947 | LEFT SIDE OF HOUSE
3248 | MACKINAC DR | 43207- | Active | 116543 | WATTS | 909 | RP | 3.000 | 89098 | METER BUILDING-SIDE OF PROPERTY
3248 | MACKINAC DR | 43207- | Active | 1082010805 | WATTS | 774X | DCDA | 6.000 | 89099 | METER BUILDING - SOUTH SIDE OF PROPERTY
3248 | MACKINAC DR | 43207- | Active | 198147 | WATTS | 007M3QT | DC | 0.750 | 89100 | METER BUILDING-SOUTH SIDE OF PROPERTY
3248 | MACKINAC DR | 43207- | Removed | A254097REM | FEBCO | 825YA | RP | 1.500 | 96799 | In the meter house south of property
3250 | mackinac dr |  | Active | YL - 1436 | AMES | COLT 400 | RP | 4.000 | 3659523
3250 | mackinac dr |  | Active | YF- 123 | AMES | COLT 300GV | DCDA | 6.000 | 3659524
3250 | mackinac dr |  | Active | 78287 | AMES | 2000BM | DC | 0.750 | 3659525 | S END OF DEAD END STREET EAST OF METER SHEAD
655 | MACON ALY | 43206-2289 | Active | CB544541 | WILKINS | 720A | PVB | 0.750 | 3639501 | SOUTH SIDE OF GARAGE
724 | MACON ALY | 43206-2106 | Active | 3690173 | WILKINS | 975XL | RP | 0.750 | 3474650 | BASEMENT
767 | MACON ALY | 43206-2100 | Active | 672579 | WATTS | 800M4FR | PVB | 1.000 | 95625 | LEFT SIDE OF HOUSE NEXT TO GAS METER
767 | MACRENAN LN | 43016-8446 | Active | HE5515 | FEBCO | 765 | PVB | 1.000 | 72476 | RIGHT FRONT
7706 | MACRENAN LN | 43016-8449 | Active | 309170 | WILKINS | 720A | PVB | 0.750 | 72589 | LEFT HAND SIDE
7714 | MACRENAN LN | 43016-8449 | Active | 903332 | WILKINS | 720A | PVB | 0.750 | 72613 | RIGHT HAND SIDE
4242 | MACSWAY AVE | 43232-4257 | Due Install |  |  |  | RP | 1.000 | 3474674
4242 | MACSWAY AVE | 43232-4257 | Due Install |  |  |  | DCDA | 4.000 | 3659446
4245 | MACSWAY AVE | 43232-4247 | Active | 1489300106 | AMES | 2000SS | DC | 4.000 | 3474675 | SPRINKLER RISER ROOM
4245 | MACSWAY AVE | 43232-4247 | Due Install |  |  |  | RP | 6.000 | 3649467
4284 | MACSWAY AVE | 43232-4257 | Inactive | 683191 | WILKINS | 975 | RP | 2.000 | 63534 | IN STORAGE ROOM IN SW CORNER OF BLDG AT WATER METER
4290 | MACSWAY AVE | 43232-4257 | Active | 17956 | WATTS | 919QT | RP | 1.500 | 3605715 | MECHANICAL ROOM BY METER
4300 | MACSWAY AVE | 43232-4207 | Active | 4825258 | WILKINS | 975XL2 | RP | 0.750 | 3474677 | AT WATER METER
1053 | MADISON AVE | 43205- | NULL | [5 empty] | 3474697
4567 | MADISON LN | 43125-9237 | Active | 06468 | WATTS | 007QT | DC | 1.500 | 64363 | BASEMENT MECHANICAL ROOM
4567 | MADISON LN | 43125-9237 | Active | 3861376 | WILKINS | 975XL2 | RP | 2.000 | 3611649 | 4567 FIREHOUSE LN, CLOSET
4575 | MADISON LN | 43125-9237 | Active | 347296 | WILKINS | 975XL | DC | 1.500 | 64380 | BASEMENT BY WATER METER
5401 | MADISON ST | 43026-1456 | Active | A21577 | WATTS | 009QT | RP | 1.500 | 96541 | AT WATER METER
5401 | MADISON ST | 43026-1456 | Not Required by DOW | CB187804 | WILKINS | 720A | PVB | 1.000 | 102103 | NORTH SIDE OF BUILDING
3820 | MAGNOLIA ST | 43123 | Active | 166847 | WATTS | 009M2QT | RP | 1.500 | 3604507 | ON PARK PROPERTY BESIDE POND IN AN INSULATED BOX OFF MAGNOLIA
3866 | MAIDENS LARNE DR | 43221-5822 | Active | W644731 | WILKINS | 720A | PVB | 1.000 | 91302 | right side front
363 | MAIER PL | 43215 | Removed | REM32566 | WATTS | 919AQT | RP | 0.750 | 99563 | AT WATER METER IN SMALL HOT BOX AT END OF MAIER PL (ELECTRIC SUB STATION)
363 | MAIER PL | 43215 | Not Required by DOW | 00202 | WATTS | 008PCQT | SVB | 0.750 | 102797 | UP IN DOG PARK FOR DOG DRINKING FOUNTAIN
363 | MAIER PL | 43215 | Not Required by DOW | 00199 | WATTS | 008PCQT | SVB | 0.750 | 3606235 | UNDER FAKE ROCK BOX BY/FOR DRINKING FOUNTAIN AT END OF MAIER PL
371 | MAIER PL | 43215-5597 | Active | 4926428 | WILKINS | 975XL | RP | 1.000 | 3474990
540 | maier pl |  | Active | ALA58444 | WILKINS | 975XL3 | RP | 1.000 | 3659450
583 | MAIER PL | 43205 | Active | A0500 | AMES | 4000BM2 | RP | 1.000 | 99562 | IN HOT BOX AT WATER METER CENTER ACTIVITY AREA/CLIMB WALL N PARKING LOT
708 | MAIER PL | 43215 | Active | 4855962 | WILKINS | 975XL2 | RP | 1.500 | 103444 | AT WATER METER IN HOT BOX AT ROAD & WALK PATH BY BATHROOMS
708 | MAIER PL | 43215 | Replaced | REP21161 | WATTS | 919AQT | RP | 2.000 | 103445 | REPLACED- 400 W WHITTIER ST, RESTROOM MECHANICAL
708 | MAIER PL | 43215 | Not Required by DOW | 24011 | WATTS | 919AQT | RP | 2.000 | 3611389 | BATHRROOM MECH/BATHROOM CHASE AREA
341 | MAIN ST | 43026- | Active | A07443 | WILKINS | 950 | DC | 8.000 | 60647 | PUMP HOUSE NEXT TO VAULT
3415 | MAIN ST | 43026- | Active | CB059371 | WILKINS | 720A | PVB | 1.000 | 3607752 | LEFT SIDE OF CLUB HOUSE
3415 | MAIN ST | 43026- | Due Install |  |  |  | RP | 8.000 | 3657298 | METER IN VAULT NE CORNER OF PROP
3415 | MAIN ST | 43026- | LPS - Active |  |  |  | LPC |  | 3657304 | DOMESTIC PUMP - PUMP HOUSE NEXT TO VAULT
3499 | MAIN ST | 43026-1319 | Active | 287576 | WATTS | LF009M2QT | RP | 1.000 | 60854 | N WALL OF MECH ROOM
3499 | MAIN ST | 43026-1319 | Active | 877698 | WILKINS | 720A | PVB | 1.000 | 60855 | WEST SIDE OF BLDG.NORTH OF DOOR
3500 | MAIN ST | 43026-1320 | Active | AMA09434 | WILKINS | 975XL3 | RP | 1.500 | 3475010
3511 | MAIN ST | 43026-1319 | Active | 4601213 | WILKINS | 975XL | RP | 0.750 | 3475011 | MIDDLE WALL HYGENE RM #3 METAL DOOR AT WATER METER
3513 | MAIN ST | 43026- | Active | 4601226 | WILKINS | 975 | RP | 0.750 | 3475012 | AT METER
3545 | MAIN ST | 43026-1319 | Active | 340503 | WATTS | LF009M2QT | RP | 1.000 | 61031 | MECHANICAL ROOM IN WOMEN'S RESTROOM
3555 | MAIN ST | 43026-1326 | Active | 25846 | WATTS | 919QT | RP | 2.000 | 3609989 | CENTER BACK MECH/METER ROOM AT WATER METER
3606 | MAIN ST | 43026- | Active | 1712440310 | AMES | 3000SS | DCDA | 6.000 | 98780 | Sprinkler Riser Rm by Front Entrance
3606 | MAIN ST | 43026- | Active | 15937 | WATTS | 007M1QT | DC | 0.750 | 98782 | Sprinkler Riser Rm by Front Entrance
3606 | MAIN ST | 43026- | Active | 3313813 | WILKINS | 975XL | RP | 1.500 | 100125 | Rear Stock Room NE Corner by Electrical
3640 | MAIN ST | 43026-1359 | Due Install |  |  |  | RP | 1.000 | 3475017 | IN LADIES ROOM UNDER SINK AT WATER METER -CRAZY GREEK
3644 | MAIN ST | 43026-1359 | Active | 4777181 | WILKINS | 975XL2 | RP | 0.750 | 3475018 | CABINET SW FRONT WINDOW AT WATER METER
3650 | MAIN ST | 43026-1359 | In Review |  |  |  | RP |  | 3475019
3677 | MAIN ST | 43026-1326 | Active | 47294 | WATTS | 919QT | RP | 0.750 | 3604221 | SW METER ROOM OFF WASH BAY AT WATER METER ENTERPRISE CAR RENTAL
3680 | MAIN ST | 43026-1359 | Active | ALA50454 | WILKINS | 975XL3 | RP | 0.750 | 3475021 | 3678 MAIN STREET IN SE CLOSET BY METER
3685 | MAIN ST | 43026-1326 | Active | 447854 | WATTS | 909M1QT | RP | 1.500 | 100935 | NW STIRAGE AREA BY DOOR AT WATER METER
3685 | MAIN ST | 43026-1326 | Active | H016637 | FEBCO | 805YB | DC | 0.750 | 100956 | NW STOCKROOM BY DOOR
3685 | MAIN ST | 43026-1326 | Active | N1201170827 | FEBCO | 876V | DCDA | 4.000 | 100957 | NW STOCKROOM/STORAGE AREA
3690 | MAIN ST | 43026-1321 | Removed | H304874REMOVED | FEBCO | 765 | PVB | 1.000 | 61474 | SIDE OF BUILDING REMOVED
3690 | MAIN ST | 43026-1321 | Active | AKB5226 | WILKINS | 375XLRP | RP | 1.000 | 3632831 | INSIDE BACK RIGHT
3701 | MAIN ST | 43026-1326 | Active | 158442 | WATTS | 009M2 | RP | 1.000 | 3475022
3734 | MAIN ST | 43026-1321 | Active | 98508 | WATTS | LF 919 | RP | 0.750 | 3475025 | AT WATER METER. OSD REAR OF BEAUTY SALON
3817 | MAIN ST | 43026-1304 | Not Required by DOW | H819310 | FEBCO | 765 | PVB | 0.750 | 93952 | OUTSIDE NORTH SIDE OF BLDG
3817 | MAIN ST | 43026-1304 | Active | AJBI6081 | WILKINS | 375XL | RP | 0.750 | 3636965 | AT METER
3840 | MAIN ST | 43026-1450 | Removed | 226614REM | WATTS | 009M2PCQT | RP | 0.750 | 61927 | NE OIL DRUM STORAGE RM 1st FL BACK OIL STORAGE/EYE WASH ROOM
3840 | MAIN ST | 43026-1450 | Active | 83338 | WATTS | LF919QT | RP | 1.000 | 3656945 | MECHANICAL RM NW CORNER OF BUILDING
3859 | MAIN ST | 43026-1448 | Active | 4099484 | WILKINS | 975XL | RP | 1.000 | 61966 | BOILER ROOM
3859 | MAIN ST | 43026-1448 | Due Install |  |  |  | RP | 3.000 | 3640871 | MECH/BOILER ROOM AT WATER METER THE HUB SCHOOL
3860 | MAIN ST | 43026-1450 | Active | 2280834 | WILKINS | 975XLBMS | RP | 1.500 | 88829 | REAR OF 3866 MECH ROOM
3860 | MAIN ST | 43026-1450 | Not Required by DOW | A3A66720 | WILKINS | 975XL2 | RP | 0.750 | 3656120 | BACK OF 3862 IN CEILING SALON
3971 | MAIN ST | 43026 | Active | 20191 | WATTS | LF919QT | RP | 1.500 | 3614979 | PUMP RM REAR OF BLDG CENTER OF BLDG W/ OWN DOOR KEY AT RESTARAUNT
3980 | MAIN ST | 43026-1451 | Active | 4817061 | WILKINS | 975XL2 | RP | 0.750 | 3475031 | MID S WALL CLOSET AT WATER METER UNDER STEPS
3987 | MAIN ST | 43026-1449 | Active | 4601714 | WILKINS | 975XL2 | RP | 1.000 | 3475035 | BASEMENT AT WATER METER LEGACY BBQ
4004 | MAIN ST | 43026-1423 | Active | 54489 | WATTS | LF919QT | RP | 0.750 | 3475040 | KITCHEN - RIGHT OF SINK
4005 | MAIN ST | 43026-1422 | Not Required by DOW | 566168 | WILKINS | 975 | RP | 0.500 | 62660 | IN CABINET IN LAB ROOM
4005 | MAIN ST | 43026-1422 | Active | 581115 | WILKINS | 975 | RP | 0.750 | 62661 | IN CABINET IN LAB ROOM
4010 | MAIN ST | 43026-1423 | Active | 2776793 | WILKINS | 975XLBMS | RP | 1.000 | 94039 | JANITOR CLOSET
4020 | MAIN ST | 43026 | Active | 3306108 | WILKINS | 975XLD | RP | 0.750 | 102746 | HOT BOX MID BRICK & GATE SERVICE AREA
4021 | MAIN ST | 43026 | Active | 19604 | WATTS | 919QT | RP | 1.500 | 3611798 | BASEMENT PUMP ROOM AT WATER METER
4021 | MAIN ST | 43026 | Not Required by DOW | 52529 | WATTS | 919AQT | RP | 1.000 | 3611944 | BASEMENT PUMP ROOM
4035 | MAIN ST | 43026-1401 | Due Install |  |  |  | RP | 0.750 | 3475043 | MID MECH/ELECTRIC/HWT ROOM AT WATER METER OLD SECTION
4051 | MAIN ST | 43026-1401 | Active | ABE0631 | WILKINS | 975XL | RP | 0.750 | 62778 | SW CABINET IN MENS ROOM AT WATER METER W/GAS MTR ABNER'S RESTAURNT
4055 | MAIN ST | 43026-1401 | Active | ABS9447 | WILKINS | 975XL2 | RP | 0.750 | 3475047 | AT WATER METER BASEMENT OF SUITE 400
4056 | MAIN ST | 43026-1402 | Removed | 266599REM | WATTS | 800M4QT | PVB | 0.750 | 88434 | REMOVED-EAST SIDE OF BLDG
4056 | MAIN ST | 43026-1402 | Active | T291411 | WILKINS | 720A | PVB | 0.750 | 103358 | BACK CENTER BY A/C
4065 | MAIN ST | 43026-1435 | Active | 583524 | WILKINS | 975XL | RP | 0.750 | 62806 | IN KITCHEN BY WATER HEATER
4069 | MAIN ST | 43026-1435 | Not Required by DOW |  |  |  | RP | 0.750 | 3475049 | BACK SW AT WATER METER
4094 | MAIN ST | 43026-3434 | Active | CB338721 | WILKINS | 720A | PVB | 1.000 | 62866 | SOUTH AND WEST SIDE RIGHT SIDE REAR
4094 | MAIN ST | 43026-3434 | Due Install |  |  |  | RP | 0.750 | 3636911
4121 | MAIN ST | 43026-1403 | Active | 55615 | WATTS | LF919QT | RP | 1.000 | 3475060 | MID N CLOSET JUST INSIDE KITCHN SWING DOORS AT WATER METER
4125 | MAIN ST | 43026-3435 | Active | 274367 | WATTS | LF009M3QT | RP | 0.750 | 3555234 | AT METER IN WOMENS RESTROOM
4131 | MAIN ST | 43026-1403 | Active | 368340 | WATTS | LF009M3QT | RP | 0.750 | 3475063 | AT SOUTH WALL
4144 | MAIN ST | 43026-1437 | Active | 19963 | WATTS | 009M3QT | RP | 0.750 | 63062 | IN MECH ROOM
4162 | MAIN ST | 43026- | NULL | [5 empty] | 3475067
3760 | MAIN ST UNIT A | 43026-1321 | Active | 126525 | WATTS | 009QT | RP | 1.000 | 61686 | NEAR SIDE DOOR #1041
3760 | MAIN ST UNIT A | 43026-1321 | Active | 50949 | WATTS | 009QT | RP | 0.750 | 61687 | by meter mop sink
3290 | MAIZE RD | 43224-3207 | Due Install |  |  |  | RP |  | 3475473
3901 | MAIZE RD | 43224-2661 | Active | ABJ5871 | WILKINS | 975XL | RP | 0.750 | 99554 | IN NORTH BOILER ROOM
3901 | MAIZE RD | 43224-2661 | Active | 375450 | WATTS | 009M3QT | RP | 0.750 | 101830 | SOUTH BOILER ROOM
3901 | MAIZE RD | 43224-2661 | In Review |  |  |  | RP |  | 3636485
4141 | MAIZE RD | 43224-1949 | Active | W059684 | WILKINS | 975XLBMS | RP | 1.500 | 63040 | MECH ROOM WEST SIDE OF BUILDING
4141 | MAIZE RD | 43224-1949 | Not Required by DOW | 835613 | WILKINS | 720A | PVB | 0.750 | 103751 | SIDE OF BUILDING
4150 | MAIZE RD | 43224- | Active | ACJ6252 | WILKINS | 975XL2 | RP | 2.000 | 3626921 | STORAGE ROOM/FOOTBALL FIELD
4360 | MAIZE RD | 43224-1064 | Removed | EQ607REM | CONBRACO | 40204A2 | RP | 0.750 | 63806 | BOILER ROOM - Maize E. S.
4360 | MAIZE RD | 43224-1064 | Active | 259330 | WATTS | LF009M2 | RP | 2.000 | 3656946
4625 | MAIZE RD | 43224-1160 | Under renovation | 24235 | WATTS | LF919QT | RP | 1.500 | 3633000 | NW MECH/WATER ROOM AT WATER METER. OUTSIDE DOOR
6624 | MAJOR WAY | 43026 | Active | T461506 | WILKINS | 720A | PVB | 0.750 | 3645964 | RIGHT FRONT
6644 | MAJOR WAY | 43026 | Active | T447578 | WILKINS | 720 | PVB | 0.750 | 3644906 | LEFT FRONT
6654 | MAJOR WAY | 43026 | Removed |  | WILKINS | 720A | PVB | 0.750 | 3646633
6654 | MAJOR WAY | 43026 | Active | EAG6140 | WILKINS | 720A | PVB | 0.750 | 3658705 | RIGHT FRONT
6664 | MAJOR WAY | 43026 | Active | CB921652 | WILKINS | 720A | PVB | 0.750 | 3644799 | RIGHT FRONT
6681 | MAJOR WAY | 43026 | Active | T434763 | WILKINS | 720 | PVB | 0.750 | 3645965 | RIGHT FRONT
6694 | MAJOR WAY | 43026 | Active | T451435 | WILKINS | 720A | PVB | 0.750 | 3644801
1786 | MALLOW LN | 43123- | Active | 1087941106 | WATTS | 774XDCDA | DCDA | 6.000 | 92958 | WEST SIDE OF ROAD BEHIND IN METER PIT
1786 | MALLOW LN | 43123- | Active | 67461 | WATTS | 007M1PCQT | DC | 0.750 | 92965 | WEST SIDE OF ROAD BEHIND WALL IN METER PIT
1786 | MALLOW LN | 43123- | Replaced | REP13445 | WATTS | 909QT | RP | 0.750 | 92966 | REPLACED- WEST SIDE OF ROAD BEHIND WALL
1786 | MALLOW LN | 43123- | Active | GH0936 | WATTS | 957 | RP | 3.000 | 99117 | WEST SIDE OF ROAD BEHIND WALL IN HOT BOX
1786 | MALLOW LN | 43123- | Not Required by DOW | W01786 | WILKINS | 975 | RP | 0.750 | 3610220 | WEST SIDE OF ROAD BEHIND WALL
1863 | MALLOW LN | 43123-5000 | Active | H517253 | FEBCO | 765 | PVB | 0.750 | 95447 | RIGHT SIDE OF HOUSE
1868 | MALLOW LN | 43123 | Active | CB016221 | WILKINS | 720A | PVB | 0.750 | 102972 | LEFT SIDE
1878 | MALLOW LN | 43123 | Active | T380435 | WILKINS | 720A | PVB | 0.750 | 3602893 | LEFT SIDE OF HOUSE
1883 | MALLOW LN | 43123 | Active | T223549 | WILKINS | 720A | PVB | 0.750 | 3603780 | LEFT SIDE - FRONT
1888 | MALLOW LN | 43123 | Active | CB029559 | WILKINS | 720A | PVB | 0.750 | 103674 | RIGHT SIDE
1893 | MALLOW LN | 43123-5000 | Active | CB325645 | WILKINS | 720A | PVB | 0.750 | 3600799 | RIGHT SIDE OF HOUSE
1913 | MALLOW LN | 43123 | Active | CB443292 | WILKINS | 720A | PVB | 0.750 | 3601271 | LEFT SIDE OF HOUSE
1918 | MALLOW LN | 43123-5001 | Active | H016105 | FEBCO | 765 | PVB | 0.750 | 98526 | RIGHT SIDE OF HOUSE
1939 | MALLOW LN | 43123-5001 | Active | CB154182 | WILKINS | 720A | PVB | 0.750 | 97275 | LEFT SIDE
1944 | MALLOW LN | 43123-5001 | Active | F006253 | WILKINS | 720A | PVB | 0.750 | 97646 | RIGHT SIDE
1912 | MALVERN RD | 43221-4125 | Active | EAD4842 | WILKINS | 720A | PVB | 0.750 | 93966 | FRONT LEFT
1943 | MALVERN RD | 43221-4124 | Active | T304605 | WILKINS | 720A | PVB | 0.750 | 56706 | FRONT LEFT OF HOUSE
1984 | MALVERN RD | 43221-4125 | Active | T427483 | WILKINS | 720A | PVB | 0.750 | 92065 | LEFT FRONT
1925 | MANLEY WAY | 43123 | Inactive | 21841 | FEBCO | 765 | PVB | 1.000 | 56651 | MANLEY WAY AND ALKIRE ROAD ON STONE PILLAR
1955 | MANLEY WAY | 43123-3774 | Active not linked | H639450 | FEBCO | 765 | PVB | 0.750 | 100099 | RIGHT SIDE OF HOUSE
4840 | MANNBORO DR | 43220-5413 | Active | CB984378 | WILKINS | 720A | PVB | 1.000 | 93969 | LEFT SIDE OF HOUSE
4850 | MANNBORO DR | 43220-5413 | Active | 017340 | WATTS | 800M4FR | PVB | 1.000 | 65234 | FRONT OF HOUSE
4860 | MANNBORO DR | 43220-5413 | Active | H083750 | FEBCO | 765 | PVB | 1.000 | 87270 | LEFT SIDE OF HOUSE
4865 | MANNBORO DR | 43220-5414 | Active | CB636462 | WILKINS | 720A | PVB | 0.750 | 3476214 | FRONT OF HOUSE
4875 | MANNBORO DR | 43220-5414 | Active | T471857 | WILKINS | 720A | PVB | 1.000 | 65292 | LEFT SIDE OF HOUSE
4880 | MANNBORO DR | 43220-5413 | Active | T048795 | WILKINS | 720A | PVB | 1.000 | 93970 | RIGHT FRONT DOOR
4340 | MANOR E CT | 43017-7101 | Active | A60008 | WATTS | 009QT | RP | 0.750 | 63735 | IN BASEMENT BY FURNACE
4348 | MANOR E CT | 43017 | Active | 100519 | WATTS | 009M3QT | RP | 0.750 | 63763 | IN BASEMENT AT METER
4363 | MANOR E CT | 43017 | Active | W067964 | WILKINS | 975 | RP | 0.750 | 63814 | IN BASEMENT AT METER
4364 | MANOR E CT | 43017 | Active | W068024 | WILKINS | 975 | RP | 1.000 | 63816 | BASEMENT
555 | MANOR PARK DR | 43228 | Active | 27612 | WATTS | LF919AQT | RP | 1.500 | 3652995 | HOT BOX AT DRIVEWAY ENTRANCE
555 | MANOR PARK DR | 43228 | Active | VI-1117 | AMES | COLT 300-GV | DCDA | 6.000 | 3653013 | HOT BOX AT DRIVEWAY ENTRANCE
555 | MANOR PARK DR | 43228 | Active | 111577 | WATTS | LF007M3QT | DC | 0.750 | 3653014 | HOT BOX AT DRIVEWAY ENTRANCE
575 | MANOR PARK DR | 43228-9522 | Not Required by DOW | 111134 | WATTS | 009M3 | RP | 0.500 | 67805 | BACK OF BUILDING INSIDE BY TANKS
575 | MANOR PARK DR | 43228-9522 | Active | 124079 | WATTS | 009M2QT | RP | 1.000 | 67806 | OFFICE WATER METER ROOM
601 | MANOR PARK DR | 43228-9522 | Active | 147259 | WATTS | 009QT | RP | 1.000 | 68694 | SOUTH SIDE OF BUILD NEW ENTRANCE DOOR AT METER
650 | MANOR PARK DR | 43228-9396 | Active | RL-1481 | AMES | 300GV | DCDA | 8.000 | 3476301
650 | MANOR PARK DR | 43228-9396 | Active | 50096 | AMES | 2000BM3 | DC | 0.750 | 3623068 | Fire Pump Room (NW Corner)
650 | MANOR PARK DR | 43228-9396 | Not Required by DOW |  |  |  | RP |  | 3623069
650 | MANOR PARK DR | 43228-9396 | LPS - Active |  |  |  | LST |  | 3654540 | FIRE PUMP - FIRE PUMP ROOM (NW CORNER)
650 | MANOR PARK DR | 43228-9396 | Active | 033700 | WATTS | LF909M1QT | RP | 2.000 | 3656682 | PUMP ROOM
683 | MANOR PARK DR | 43228-9522 | Not Required by DOW | PJ-0488 | WATTS | 957 | RP | 4.000 | 102747 | OVER SPRAYERS, BOILER ROOM
683 | MANOR PARK DR | 43228-9522 | Not Required by DOW | 008042 | WATTS | LF909M1QT | RP | 2.000 | 3616781 | BOILER ROOM
683 | MANOR PARK DR | 43228-9522 | Not Required by DOW | 02010 | WATTS | LF909M1QT | RP | 1.250 | 3616782 | MECHANICAL ROOM
683 | MANOR PARK DR | 43228-9522 | Not Required by DOW | 08385 | WATTS | 008PCQT | SVB | 0.750 | 3616783 | FOAM MACHINE, RAW STAGING CORRIDOR
683 | MANOR PARK DR | 43228-9522 | Active | QD-1384 | WATTS | 957 | RP | 4.000 | 3616784 | AT WATER METER
683 | MANOR PARK DR | 43228-9522 | Active | QA-0689 | AMES | COLT 400 | RP | 6.000 | 3616794 | RISER ROOM
683 | MANOR PARK DR | 43228-9522 | Not Required by DOW | 08390 | WATTS | 008PCQT | SVB | 0.750 | 3622581
683 | MANOR PARK DR | 43228-9522 | Not Required by DOW | 08387 | WATTS | 008PCQT | SVB | 0.750 | 3622582
683 | MANOR PARK DR | 43228-9522 | Not Required by DOW | 08291 | WATTS | 008PCQT | SVB | 0.750 | 3622583
683 | MANOR PARK DR | 43228-9522 | Not Required by DOW | 08382 | WATTS | 008PCQT | SVB | 0.750 | 3622584
683 | MANOR PARK DR | 43228-9522 | Not Required by DOW | 08295 | WATTS | 008PCQT | SVB | 0.750 | 3622585
683 | MANOR PARK DR | 43228-9522 | Not Required by DOW | 08288 | WATTS | 008PCQT | SVB | 0.750 | 3622586
683 | MANOR PARK DR | 43228-9522 | Not Required by DOW | 08389 | WATTS | 008PCQT | SVB | 0.750 | 3622587
683 | MANOR PARK DR | 43228-9522 | Not Required by DOW | 08284 | WATTS | 008PCQT | SVB | 0.750 | 3622588
700 | MANOR PARK DR | 43228-9397 | Removed | 400699REM | WATTS | 909 | RP | 10.000 | 90489 | WEST WALL BY BATTERY CHANGERS
700 | MANOR PARK DR | 43228-9397 | Active | 1319380319 | AMES | 4000SS | RP | 3.000 | 3633536 | AT TURN UP BEHIND OFFICES
700 | MANOR PARK DR | 43228-9397 | Active | 1984490320 | AMES | 3000SS | DCDA | 8.000 | 3644926 | MTR PIT
700 | MANOR PARK DR | 43228-9397 | Active | 83491 | WATTS | 2000B | DC | 0.750 | 3648883 | MTR PIT
727 | MANOR PARK DR | 43228-9522 | Active | 1303451003 | AMES | 3000SS | DCDA | 4.000 | 71716 | rear shop o/s rr
727 | MANOR PARK DR | 43228-9522 | Active | 1507640 | WILKINS | 975XL | RP | 1.000 | 71717 | BY SPRINKLER
727 | MANOR PARK DR | 43228-9522 | Active | 33850 | AMES | 2000B | DC | 0.750 | 71718 | Rear of Shop
777 | MANOR PARK DR | 43228-9522 | Active | 648494 | WATTS | 909QT | RP | 0.750 | 89239 | BOILER ROOM
777 | MANOR PARK DR | 43228-9522 | Due Install |  |  |  | RP | 3.000 | 3629904
777 | MANOR PARK DR | 43228-9522 | Due Install |  |  |  | DCDA | 8.000 | 3629905
800 | MANOR PARK DR | 43228-9640 | Not Required by DOW | 106694 | WATTS | 909 | RP | 2.500 | 73165 | MEZZANINE - BACK WALL BEHIND COMPRESSORS
800 | MANOR PARK DR | 43228-9640 | Active | 145385 | WATTS | 909 | RP | 3.000 | 73166 | NE CORNER OF WEIGHT ROOM AT METER
800 | MANOR PARK DR | 43228-9640 | Active | XK-1762 | WATTS | 957 | RP | 3.000 | 73167 | NE CORNER OF WEIGHT ROOM AT METER
800 | MANOR PARK DR | 43228-9640 | Not Required by DOW | 649825 | WATTS | 909QT | RP | 0.750 | 73168 | NE PRODUCTION ROOM ABOVE WATER FOUNTAIN
800 | MANOR PARK DR | 43228-9640 | Active | 400694 | WATTS | 709 | DC | 10.000 | 73169 | FIRE PUMP ROOM (FRONT OF BUILDING BY OFFICE)
800 | MANOR PARK DR | 43228-9640 | Not Required by DOW | 64567 | WATTS | 009QT | RP | 2.000 | 73171 | COLUMN B-17
800 | MANOR PARK DR | 43228-9640 | Not Required by DOW | 66028 | WATTS | 009QT | RP | 2.000 | 73172 | COLUMN B-13
800 | MANOR PARK DR | 43228-9640 | Not Required by DOW | 66030 | WATTS | 009QT | RP | 2.000 | 73173 | COLUMN B-11
800 | MANOR PARK DR | 43228-9640 | Not Required by DOW | 66079 | WATTS | 009QT | RP | 2.000 | 73174 | MEZZANINE BY COMPRESSOR
800 | MANOR PARK DR | 43228-9640 | Not Required by DOW | 8547 | WATTS | 007QT | DC | 2.000 | 73175 | MEZZANINE ABOVE COMPRESSOR
800 | MANOR PARK DR | 43228-9640 | LPS - Active |  |  |  | LST |  | 3656658 | FIRE PUMP - ROOM (FRONT OF BUILDING BY OFFICE)
800 | MANOR PARK DR | 43228-9640 | Active | XL-1840 | AMES | COLT 400 | RP | 4.000 | 3656985 | NE CORNER OF WEIGHT ROOM AT METER
438 | MANOR W CT | 43017 | Active | 4746541 | WILKINS | 975XL2 | RP | 0.750 | 63860 | BASEMENT @ METER YOKE
4394 | MANOR W CT | 43017 | Active | 102956 | WATTS | 009QT | RP | 0.750 | 63883 | BASEMENT AT WATER METER
4394 | MANOR W CT | 43017 | Not Required by DOW | 813504 | WILKINS | 720A | PVB | 0.750 | 63884 | BACK RIGHT BEHIND A/C NOT REQUIRED
4403 | MANOR W CT | 43017 | Active | 100526 | Watts | 009 | RP | 0.750 | 63940 | IN BASEMENT AT METER
4403 | MANOR W CT | 43017 | Active | 682750 | WATTS | 800M4QT | PVB | 1.000 | 63941 | FRONT OF HOUSE
1139 | MANORWOOD TRACE | 43123 | Active | EAD8320 | WILKINS | 720 | PVB | 0.750 | 3651036 | RIGHT SIDE OF HOUSE
1124 | MANORWOOD TRCE | 43123 | Active | EAF5291 | WILKINS | 720 | PVB | 0.750 | 3651479
1132 | MANORWOOD TRCE | 43123 | Active | T480593 | WILKINS | 720 | PVB | 0.750 | 3656458 | LEFT SIDE
6010 | MANSHIRE CT | 43119-8575 | Active | DK6569 | FEBCO | 765 | PVB | 0.750 | 68697 | RIGHT SIDE OF HOUSE OUTSIDE
6058 | MANSHIRE CT | 43119-8575 | Active | EAB8762 | WILKINS | 720A | PVB | 0.750 | 68823 | LEFT SIDE OF HOUSE
6074 | MANSHIRE CT | 43119-8575 | Active | EAE9687 | WILKINS | 720A | PVB | 0.750 | 3476369 | left side
3309 | MANSION WAY | 43221-1580 | Active | AA6974 | FEBCO | 765 | PVB | 1.500 | 60447 | WEST OF FRONT DOOR--3307 MANSION WAY BLVD
3336 | MANSION WAY | 43221-1573 | Active | 97974 | FEBCO | 765 | PVB | 1.500 | 60496 | RIGHT SIDE OF UNIT BY PORCH
3343 | MANSION WAY | 43221-1574 | Active | AM2027 | FEBCO | 825YA | RP | 1.500 | 60501 | 3345 MANSION WAY BLVD, RIGHT SIDE
6250 | MANTEO DR | 43016-8481 | Active | 55789 | WATTS | 800M4QT | PVB | 0.750 | 93971 | LEFT FRONT
6258 | MANTEO DR | 43016-8481 | Active | T363501 | WILKINS | 720A | PVB | 0.750 | 69498 | FRONT LEFT OF DOOR BY GARAGE
6265 | MANTEO DR | 43016-8482 | Active | G182398 | WILKINS | 720A | PVB | 0.750 | 93972 | RIGHT SIDE OF HOUSE
6266 | MANTEO DR | 43016-8481 | Active | EAC3901 | WILKINS | 720A | PVB | 0.750 | 69519 | RIGHT FRONT
6274 | MANTEO DR | 43016-8481 | Active | T417479 | WILKINS | 720A | PVB | 1.000 | 93973 | LEFT FRONT
6314 | MANTEO DR | 43016-8481 | Active | T253835 | WILKINS | 720A | PVB | 0.750 | 3476384 | RIGHT SIDE OF THE HOUSE
6329 | MANTEO DR | 43016 | Active | 589803 | WILKINS | 720 | PVB | 0.750 | 3476387
5701 | MAPLE CANYON AVE | 43229-3859 | Active | 59741 | WATTS | 919QT | RP | 0.750 | 67665 | AT METER BY BACK DR MOP SINK -HWT KITCHEN SIDE
5735 | MAPLE CANYON AVE | 43229-3859 | Not Required by DOW | 613314 | WATTS | 800QT | PVB | 1.000 | 67753 | AT METER SETTING
5735 | MAPLE CANYON AVE | 43229-3859 | Active | 238949 | WATTS | 009QT | RP | 0.750 | 67754 | AT METER SETTING IN OFFICE
5750 | MAPLE CANYON AVE | 43229-2862 | Active | A12474 | WATTS | 007QT | DC | 2.000 | 87512 | BASEMENT NEXT TO WATER METER (LIMITED FIRE LEG)
5759 | MAPLE CANYON AVE | 43229 | Active | UL-3326 | WATTS | 957 | RP | 4.000 | 3648868 | METER ROOM NORTHEAST SIDE OF PROPERTY NORTHEAST END OF BLDG
5759 | MAPLE CANYON AVE | 43229 | LPS - Active |  |  |  | LPC |  | 3648869 | DOMESTIC PUMP - WATER ROOM ON WEST SIDE OF BUILDING
5759 | MAPLE CANYON AVE | 43229 | Active | VD-1253 | AMES | 300GV | DCDA | 8.000 | 3648870 | METER ROOM NORTHEAST SIDE OF PROPERTY NORTHEAST END OF BLDG
5759 | MAPLE CANYON AVE | 43229 | Active | 64370 | AMES | 2000BM3 | DC | 0.750 | 3648871
5759 | MAPLE CANYON AVE | 43229 | LPS - Active |  |  |  | LST |  | 3648872
5901 | MAPLE CANYON AVE | 43229- | Active | WI-0742 | WATTS | 957 | RP | 4.000 | 3476457 | IN HOT BOX AT PIT
6265 | MAPLE CANYON AVE | 43229 | Active | VF-0420 | AMES | 400 | RP | 4.000 | 3652154 | HOTBOX SE CORNER LEFT OF ENTRANCE
6265 | MAPLE CANYON AVE | 43229 | Active | VE-1073 | AMES | 300GV | DCDA | 8.000 | 3652155 | PIT SE CORNER LEFT OF ENTRANCE
6265 | MAPLE CANYON AVE | 43229 | Active | 65529 | AMES | 2000BM3 | DC | 0.750 | 3652156 | PIT LEFT OF ENTRANCE
5961 | MAPLE CANYON DR | 43229- | Active | L153818 | WILKINS | 375 | RP | 3.000 | 3476481 | HOT BOX
5961 | MAPLE CANYON DR | 43229- | Active | 9810061324 | FEBCO | 856 | DCDA | 6.000 | 3652483 | PIT
5961 | MAPLE CANYON DR | 43229- | Active | 008484 | FEBCO | 805YB | DC | 0.750 | 3652484 | PIT
5535 | MAPLE DELL CT | 43026- | Active | 89927 | WATTS | 009M2QT | RP | 1.500 | 67197 | IN MECH ROOM IN FRONT OF WATER METER SPORTS FIELDS
5622 | MAPLE DELL CT | 43026-7699 | Active | CB451695 | WILKINS | 720A | PVB | 0.750 | 3590006 | RIGHT FRONT
843 | MAPLE HILL BL | 43235-2210 | Active | 672276 | WILKINS | 720A | PVB | 0.750 | 73844 | LEFT SIDE FRONT
851 | MAPLE HILL BL | 43235-2210 | Active | 672953 | WILKINS | 720A | PVB | 0.750 | 74004 | RIGHT SIDE
787 | MAPLE HILL BLVD | 43235-2210 | Active | 902507 | WILKINS | 720A | PVB | 0.750 | 72933 | EAST SIDE OF RESIDENCE
795 | MAPLE HILL BLVD | 43235-2210 | Active | eaf5632 | WILKINS | 720A | PVB | 0.750 | 73066 | EAST SIDE OF HOUSE (FRONT SIDE)
803 | MAPLE HILL BLVD | 43235 | Active | 92768 | WILKINS | 720A | PVB | 0.750 | 73228 | SIDE OF HOUSE
811 | MAPLE HILL BLVD | 43235-2210 | Active | 185333 | WATTS | 800QT | PVB | 0.750 | 73330 | RIGHT SIDE FRONT
819 | MAPLE HILL BLVD | 43235-2210 | Active | 902527 | WILKINS | 720A | PVB | 0.750 | 73485 | RIGHT SIDE FRONT
827 | MAPLE HILL BLVD | 43235 | Active | 792660 | WILKINS | 720A | PVB | 0.750 | 73635 | SIDE OF HOUSE
835 | MAPLE HILL BLVD | 43235 | Active | 792645 | WILKINS | 720A | PVB | 0.750 | 73736 | SIDE OF HOUSE
859 | MAPLE HILL BLVD | 43235-2210 | Active | 185689 | WATTS | 800M4QT | PVB | 0.750 | 74103 | NORTH SIDE OF RESIDENCE
759 | MAPLE TRUNK DR | 43110 | Active | T380319 | WILKINS | 720A | PVB | 0.750 | 3616658 | RIGHT FRONT
7621 | MAPLE TRUNK DR | 43110 | Active | T386400 | Wilkins | 720A | PVB | 0.750 | 3602682
6722 | MAPLEBROOK LN | 43235- | Active | 3883390 | WILKINS | 975 | RP | 0.750 | 3476529 | W SIDE OF PARK CLOSE TO METER PIT
6734 | MAPLEBROOK LN | 43235-2733 | Active | T361207 | Wilkins | 720A | PVB | 0.750 | 3476531 | FRONT RIGHT OF DOOR
6746 | MAPLEBROOK LN | 43235-2733 | Active | T345762 | WILKINS | 720A | PVB | 0.750 | 3476534 | RIGHT CENTER
6795 | MAPLEBROOK LN | 43235-6899 | Active | EAJ6489 | WILKINS | 720A | PVB | 1.000 | 91273 | RIGHT CENTER
7263 | MAPLELEAF BLVD | 43235 | Active | 164616 | WATTS | 009M3QT | RP | 0.750 | 103711 | ON BRICK PILLAR
7328 | MAPLELEAF BLVD | 43235-4220 | Active | T615945 | WILKINS | 420 | PVB | 1.000 | 71806 | RIGHT SIDE OF HOUSE
681 | MAPLERUN LN | 43081-5058 | Removed | A13160REM | FEBCO | 765 | PVB | 0.750 | 70745 | RIGHT CENTER
705 | MAPLERUN LN | 43081-5058 | Active | 426955 | WILKINS | 720A | PVB | 0.750 | 93953 | LEFT SIDE
91 | MAPLEWOOD AVE | 43213-1775 | Not Required by DOW | 034955 | WATTS | LF909QT | RP | 0.750 | 88615 | BOILER ROOM
91 | MAPLEWOOD AVE | 43213-1775 | Due Install |  |  |  | RP | 3.000 | 3638262 | PIT FRONT YARD
91 | MAPLEWOOD AVE | 43213-1775 | Due Install |  |  |  | DCDA | 6.000 | 3638263 | PIT FRONT YARD
27 | MAPLEWOOD DR | 43231-4858 | Active | T055386 | WILKINS | 720A | PVB | 1.000 | 93247 | LEFT SIDE OF HOUSE
2806 | MAPLEWOOD DR | 43231-4858 | Active | CB269881 | WILKINS | 720A | PVB | 1.000 | 96203 | REAR RIGHT BY SUNROOM CORNER
6353 | MAR MIN CT | 43085-7233 | Active | H461668 | FEBCO | 765 | PVB | 0.750 | 94461 | REAR OF CONDO
6354 | MAR MIN CT | 43085-7232 | Active | H461481 | FEBCO | 765 | PVB | 0.750 | 94462 | REAR OF CONDO
2018 | MARBLE CLIFF CROSSING CT | 43204 | Active | T240273 | WILKINS | 720 | PVB | 0.750 | 3613467 | RIGHT SIDE
2019 | MARBLE CLIFF CROSSING CT | 43204-4969 | Active | T240213 | WILKINS | 720 | PVB | 0.750 | 3615332 | LEFT SIDE OF HOUSE
2075 | MARBLE CLIFF OFFICE PK | 43215-1053 | Active | 83972 | WATTS | 009M2QT | RP | 1.500 | 57154 | MECH ROOM EAST SIDE
2100 | MARBLE CLIFF OFFICE PK | 43215-1056 | Active | 13533 | WATTS | 919QT | RP | 1.500 | 3592698 | UTILITY ROOM OF 2100 "A"
2127 | MARBLE CLIFF OFFICE PK | 43215- | Active | 25295 | WATTS | 007M1QT | DC | 0.750 | 88831 | IN MTR PIT S. OF 2150
2127 | MARBLE CLIFF OFFICE PK | 43215- | Active | 1878250316 | AMES | 3000SS | DCDA | 6.000 | 88873 | IN PIT S. OF 2150
2150 | MARBLE CLIFF OFFICE PK | 43215-1056 | Active | 103763 | WATTS | 009M2QT | RP | 1.500 | 57451 | SOUTH WALL OF MECHANICAL ROOM
1821 | MARBLECLIFF CROSSING CT | 43204-4968 | Active | 85372 | WATTS | 800QT | PVB | 0.750 | 56304 | LEFT SIDE OUT HOUSE
1826 | MARBLECLIFF CROSSING CT | 43204-4966 | Active | 95829 | WATTS | 800QT | PVB | 0.750 | 56327 | EAST SIDE OF RESIDENCE
1827 | MARBLECLIFF CROSSING CT | 43204-4968 | Active | 85425 | WATTS | 800M4QT | PVB | 0.750 | 56329 | WEST SIDE OF RESIDENCE
1833 | MARBLECLIFF CROSSING CT | 43204-4968 | Active | 100156 | WATTS | 800QT | PVB | 0.750 | 93954 | LEFT SIDE
1838 | MARBLECLIFF CROSSING CT | 43204-4966 | Active | 81664 | WATTS | 800QT | PVB | 0.750 | 56364 | LEFT SIDE OF HOUSE
1839 | MARBLECLIFF CROSSING CT | 43204-4968 | Active | 100173 | WATTS | 800QT | PVB | 0.750 | 56365 | RIGHT SIDE OF HOUSE-****DUPLICATE #-PREFIXED W/ "Z"****
1850 | MARBLECLIFF CROSSING CT | 43204-4966 | Active | 98330 | WATTS | 800M4QT | PVB | 0.750 | 56414 | EASTSIDE OF RESIDENCE
1851 | MARBLECLIFF CROSSING CT | 43204-4968 | Active | 93336 | WATTS | 800M2QT | PVB | 0.750 | 56421 | BY METER PIT
1851 | MARBLECLIFF CROSSING CT | 43204-4968 | Active | 219063 | FEBCO | 825Y | RP | 1.000 | 95250 | BY METER PIT
1856 | MARBLECLIFF CROSSING CT | 43204-4966 | Active | 98360 | WATTS | 800M4QT | PVB | 0.750 | 56429 | WESTSIDE OF RESIDENCE
1857 | MARBLECLIFF CROSSING CT | 43204-4968 | Active | 93325 | WATTS | 800QT | PVB | 0.750 | 56430 | WEST SIDE OF HOUSE
1863 | MARBLECLIFF CROSSING CT | 43204-4968 | Active | CB105708 | WILKINS | 720A | PVB | 0.750 | 56440 | EAST SIDE OF RESIDENCE
1869 | MARBLECLIFF CROSSING CT | 43204-4968 | Active | F137501 | WILKINS | 720A | PVB | 0.750 | 56454 | WEST SIDE OF RESIDENCE
1875 | MARBLECLIFF CROSSING CT | 43204-4968 | Active | 118446 | WATTS | 800QT | PVB | 0.750 | 56465 | EAST SIDE OF RESIDENCE
1880 | MARBLECLIFF CROSSING CT | 43204-4966 | Active | 103369 | WATTS | 800M4QT | PVB | 0.750 | 56492 | WEST SIDE OF HOUSE
1881 | MARBLECLIFF CROSSING CT | 43204-4968 | Active | 121797 | WATTS | 800QT | PVB | 0.750 | 56495 | NORTH SIDE OF RESIDENCE
1887 | MARBLECLIFF CROSSING CT | 43204-4968 | Active | 672229 | WILKINS | 720A | PVB | 0.750 | 56516 | EAST SIDE
1892 | MARBLECLIFF CROSSING CT | 43204-4966 | Active | 116956 | WATTS | 800M4QT | PVB | 0.750 | 56528 | SOUTH SIDE
1893 | MARBLECLIFF CROSSING CT | 43204-4968 | Active | CB630498 | WILKINS | 720A | PVB | 0.750 | 56531 | WEST SIDE OF RESIDENCE
1899 | MARBLECLIFF CROSSING CT | 43204-4968 | Active | 602208 | WILKINS | 720A | PVB | 0.750 | 56544 | EAST SIDE OF RESIDENCE
1900 | MARBLECLIFF CROSSING CT | 43204-4966 | Active | 277092 | WATTS | 800QT | PVB | 0.750 | 56562 | NORTH SIDE OF RESIDENCE
1904 | MARBLECLIFF CROSSING CT | 43204-4966 | Active | 100192 | WATTS | 800M4QT | PVB | 0.750 | 56579 | EAST SIDE OF RESIDENCE
1905 | MARBLECLIFF CROSSING CT | 43204-4968 | Active | 672242 | WILKINS | 720A | PVB | 0.750 | 56580 | WEST SIDE OF RESIDENCE
1910 | MARBLECLIFF CROSSING CT | 43204-4966 | Active | 104199 | WATTS | 800M4QT | PVB | 0.750 | 56601 | NORTH SIDE OF RESIDENCE
1911 | MARBLECLIFF CROSSING CT | 43204 | Active | G171440 | WILKINS | 720A | PVB | 0.750 | 56605 | LEFT SIDE OF HOUSE
1916 | MARBLECLIFF CROSSING CT | 43204-4966 | Active | 118451 | WATTS | 800M4QT | PVB | 0.750 | 56617 | EAST SIDE OF RESIDENCE
1917 | MARBLECLIFF CROSSING CT | 43204 | Active | 145845 | WATTS | 800M4QT | PVB | 0.750 | 56622 | RIGHT HAND SIDE OF HOUSE
1922 | MARBLECLIFF CROSSING CT | 43204-4966 | Active | 118623 | WATTS | 800M4QT | PVB | 0.750 | 56645 | NORTH SIDE OF RESIDENCE
1923 | MARBLECLIFF CROSSING CT | 43204-4968 | Active | 145860 | WATTS | 800M4QT | PVB | 0.750 | 56647 | LEFT SIDE OF HOUSE
1928 | MARBLECLIFF CROSSING CT | 43204-4966 | Active | 118444 | WATTS | 800QT | PVB | 0.750 | 56656 | EAST SIDE OF RESIDENCE
1929 | MARBLECLIFF CROSSING CT | 43204-4968 | Active | 145828 | WATTS | 800QT | PVB | 0.750 | 56660 | RIGHT HAND SIDE OF HOUSE
1934 | MARBLECLIFF CROSSING CT | 43204-4966 | Active | 118620 | WATTS | 800M4QT | PVB | 0.750 | 56674 | WEST SIDE
1935 | MARBLECLIFF CROSSING CT | 43204 | Active | 146649 | WATTS | 800QT | PVB | 0.750 | 56681 | LEFT SIDE OF HOUSE
1940 | MARBLECLIFF CROSSING CT | 43204-4966 | Active | 125045 | WATTS | 800M4QT | PVB | 0.750 | 56695 | EAST SIDE OF RESIDENCE
1941 | MARBLECLIFF CROSSING CT | 43204 | Active | 145846 | WATTS | 800M4QT | PVB | 0.750 | 56701 | RIGHT HAND SIDE OF HOUSE
1946 | MARBLECLIFF CROSSING CT | 43204-4966 | Active | T363434 | WILKINS | 720A | PVB | 0.750 | 56718 | NORTH SIDE OF RESIDENCE
1947 | MARBLECLIFF CROSSING CT | 43204-4968 | Active | 159446 | WATTS | 800M4QT | PVB | 0.750 | 56721 | LEFT SIDE OF HOUSE
1952 | MARBLECLIFF CROSSING CT | 43204-4966 | Active | 129216 | WATTS | 800QT | PVB | 0.750 | 56735 | EAST SIDE OF RESIDENCE
1953 | MARBLECLIFF CROSSING CT | 43204-4968 | Active | 151684 | WATTS | 800M4QT | PVB | 0.750 | 56736 | NE CORNER
1958 | MARBLECLIFF CROSSING CT | 43204-4966 | Active | 129201 | WATTS | 800M4QT | PVB | 0.750 | 56750 | WEST SIDE OF RESIDENCE
1959 | MARBLECLIFF CROSSING CT | 43204 | Active | 751356 | WILKINS | 720A | PVB | 0.750 | 56752 | EAST SIDE OF RESIDENCE
1964 | MARBLECLIFF CROSSING CT | 43204-4966 | Active | 145855 | WATTS | 800QT | PVB | 0.750 | 56784 | SIDE OF HOUSE
1965 | MARBLECLIFF CROSSING CT | 43204 | Active | 672243 | WILKINS | 720A | PVB | 0.750 | 56787 | WEST SIDE OF RESIDENCE
1971 | MARBLECLIFF CROSSING CT | 43204-4968 | Active | 200289 | WILKINS | 720A | PVB | 0.750 | 56801 | NORTH SIDE OF RESIDENCE
1976 | MARBLECLIFF CROSSING CT | 43204-4966 | Active | 145847 | WATTS | 800QT | PVB | 0.750 | 56821 | SIDE OF HOUSE
1977 | MARBLECLIFF CROSSING CT | 43204-4968 | Active | 168313 | WATTS | 800QT | PVB | 0.750 | 56822 | RIGHT HAND SIDE
1982 | MARBLECLIFF CROSSING CT | 43204-4966 | Active | 145853 | WATTS | 800QT | PVB | 0.750 | 56856 | RIGHT HAND SIDE OF HOUSE
1983 | MARBLECLIFF CROSSING CT | 43204-4968 | Active | 180292 | WATTS | 800QT | PVB | 0.750 | 56858 | LEFT SIDE HOME
1988 | MARBLECLIFF CROSSING CT | 43204-4966 | Active | 145854 | WATTS | 800QT | PVB | 0.750 | 56867 | LT SIDE
1989 | MARBLECLIFF CROSSING CT | 43204-4968 | Active | 183125 | WATTS | 800QT | PVB | 0.750 | 56868 | RT SIDE
1994 | MARBLECLIFF CROSSING CT | 43204-4966 | Active | 76902 | WATTS | 800QT | PVB | 0.750 | 56888 | RIGHT HAND SIDE OF HOUSE
1995 | MARBLECLIFF CROSSING CT | 43204-4968 | Active | 180277 | WATTS | 800M3QT | PVB | 0.750 | 56890 | LEFT SIDE OF HOUSE
2000 | MARBLECLIFF CROSSING CT | 43204 | Active | 135358 | WATTS | 800M4QT | PVB | 0.750 | 56980 | LEFT SIDE OF HOUSE
2001 | MARBLECLIFF CROSSING CT | 43204-4969 | Active | 187885 | WATTS | 800M3QT | PVB | 0.750 | 56998 | RIGHT FRONT SIDE
2006 | MARBLECLIFF CROSSING CT | 43204-4967 | Active | G281132 | WILKINS | 720A | PVB | 1.000 | 57015 | SOUTH SIDE
2007 | MARBLECLIFF CROSSING CT | 43204 | Active | H885908 | FEBCO | 765 | PVB | 0.750 | 3622867 | RIGHT SIDE OF HOUSE
2012 | MARBLECLIFF CROSSING CT | 43204-4967 | Active | 198127 | WATTS | 800QT | PVB | 0.750 | 57023 | LEFTSIDE FRONT
2013 | MARBLECLIFF CROSSING CT | 43204 | Active | H886000 | FEBCO | 765 | PVB | 0.750 | 3622868 | RIGHT SIDE OF HOUSE
1868 | MARBLECLIFF CROSSING ST | 43204-4966 | Active | T441352 | WILKINS | 720A | PVB | 0.750 | 56453 | EAST SIDE OF HOUSE
784 | MARBURN DR | 43214-3418 | Active | A13559 | WILKINS | 720A | PVB | 0.750 | 72894 | FRONT OF HOUSE RT OF SCREENED PORCH
21 | MARCONI BL | 43215 | Active | 287090215 | AMES | 4000SS | RP | 4.000 | 3613369 | METER PIT HOT BOX
12 | MARCONI BLVD | 43215-2376 | Active | 078680 | WATTS | 909QT | RP | 0.750 | 54248 | 9TH FLOOR MECH ROOM
120 | MARCONI BLVD | 43215-2376 | Active | 18892 | WATTS | lf909 | RP | 4.000 | 54249 | AIR HANDLER ROOM #5
120 | MARCONI BLVD | 43215-2376 | Active | 20059 | WATTS | 919QT | RP | 1.500 | 54250 | 9TH FLOOR CEILING NEST TO STAIR
120 | MARCONI BLVD | 43215-2376 | Active | 64016 | AMES | 2000B | DC | 0.750 | 99445 | BASEMENT
120 | MARCONI BLVD | 43215-2376 | Active | 1719740410 | AMES | 3000SS | DCDA | 10.000 | 99446 | BASMENT
170 | MARCONI BLVD | 43215-2315 | Removed | 71476ERMREM | AMES | 2000B | DC | 0.750 | 3477197 | ***REMOVED ***GARAGE RISER ROOM
170 | MARCONI BLVD | 43215-2315 | Removed | 181758REM | AMES | 3000SS | DCDA | 8.000 | 3608248 | ***REMOVED*** GARAGE RISER ROOM
170 | MARCONI BLVD | 43215-2315 | Inactive | 103189 | WATTS | LF009M2QT | RP | 2.000 | 3632975 | HOT BOX NW PARKING (SE SPRING & MARCONI BL) AT WATER METER
274 | MARCONI BLVD | 43215-2363 | Active | 37833 | WILKINS | 350ADA | DCDA | 4.000 | 3633348
274 | MARCONI BLVD | 43215-2363 | Active | AMA01563 | WILKINS | 975 | RP | 1.500 | 3638406
274 | MARCONI BLVD | 43215-2363 | Active | HC79299 | WILKINS | 950 XLD | DC | 0.750 | 3657641
296 | MARCONI BLVD | 43215- | Due Install |  |  |  | RP |  | 3477199
296 | MARCONI BLVD | 43215- | Active | 89793 | APOLLO/CONBRACO | DCDA4SG | DCDA | 6.000 | 3641011 | METER VAULT IN SIDEWALK BY SPRINKLER VALVES
296 | MARCONI BLVD | 43215- | Active | 83698C | APOLLO/CONBRACO | W432100 | DC | 0.500 | 3658660 | METER VAULT IN SIDEWALK BY SPRINKLER VALVES
227 | MARGARET ST | 43219-2652 | Active | ALA52199 | WILKINS | 975XL3 | RP | 0.750 | 3477359 | S/E CORNER OF BUILDING.
6785 | MARGARUM BND | 43054-7046 | Active | H419297 | FEBCO | 765 | PVB | 0.750 | 91555 | LEFT SIDE OF HOUSE
6795 | MARGARUM BND | 43054-7046 | Active | H867325 | FEBCO | 765 | PVB | 0.750 | 3596167 | LEFT SIDE
6815 | MARGARUM BND | 43054-7048 | Active | t338494 | WILKINS | 720A | PVB | 0.750 | 87067 | LEFT SIDE OF HOUSE
6820 | MARGARUM BND | 43054-7045 | Active | CB010566 | WILKINS | 720A | PVB | 0.750 | 70760 | OUTSIDE
6825 | MARGARUM BND | 43054-7048 | Active | 321900 | WATTS | 800M4FR | PVB | 0.750 | 98548 | RIGHT SIDE
6830 | MARGARUM BND | 43054-7045 | Active | H275544 | FEBCO | 765 | PVB | 0.750 | 70783 | LEFT FRONT AT GAS MTR BEHIND BUSH
6835 | MARGARUM BND | 43054-7048 | Active | H275600 | FEBCO | 765 | PVB | 0.750 | 87330 | RIGHT SIDE OF HOUSE
6850 | MARGARUM BND | 43054 | Active | 181985 | WILKINS | 720A | PVB | 0.750 | 70830 | RIGHT CENTER
6855 | MARGARUM BND | 43054-7048 | Active | H275560 | FEBCO | 765 | PVB | 0.750 | 87331 | RIGHT SIDE OF HOUSE
6860 | MARGARUM BND | 43054-7045 | Active | A008670 | WILKINS | 720A | PVB | 0.750 | 70847 | RIGHT SIDE FRONT
6865 | MARGARUM BND | 43054-7048 | Active | CAB13299 | WILKINS | 720A | PVB | 0.750 | 3596853 | RIGHT SIDE OF HOUSE
6870 | MARGARUM BND | 43054-7045 | Active | A008598 | WILKINS | 720A | PVB | 0.750 | 70866 | LEFT SIDE
6880 | MARGARUM BND | 43054-7045 | Active | A138474 | WILKINS | 720A | PVB | 0.750 | 70877 | LEFT SIDE OF HOUSE
6895 | MARGARUM BND | 43054-7048 | Active | T415618 | WILKINS | 720A | PVB | 0.750 | 89190 | RIGHT SIDE
6900 | MARGARUM BND | 43054-7044 | Active | G038425 | WILKINS | 720A | PVB | 0.750 | 87522 | LEFT SIDE OF HOUSE
6905 | MARGARUM BND | 43054-7049 | Active | G036497 | WILKINS | 720A | PVB | 0.750 | 87523 | RIGHT SIDE OF HOUSE
6910 | MARGARUM BND | 43054-7044 | Active | H205899 | FEBCO | 765 | PVB | 0.750 | 87377 | RIGHT SIDE
6915 | MARGARUM BND | 43054-7049 | Active | A135450 | WILKINS | 720A | PVB | 0.750 | 70936 | RIGHT CENTER
6930 | MARGARUM BND | 43054-7044 | Active | CB667905 | WILKINS | 720A | PVB | 0.750 | 87524 | LEFT SIDE OF HOUSE
6935 | MARGARUM BND | 43054-7049 | Active | t230486 | WILKINS | 720A | PVB | 0.750 | 70978 | OUTSIDE
6991 | MARGARUM BND | 43054-7049 | Active | H491835 | FEBCO | 765 | PVB | 0.750 | 95240 | LEFT SIDE
2820 | MARGATE RD | 43221-3062 | Active | 779211 | WILKINS | 720A | PVB | 1.000 | 59382 | MIDDLE LEFT SIDE
599 | MARHURST CT | 43119-8322 | Active | CB010695 | WILKINS | 720A | PVB | 0.750 | 68481 | SIDE OF HOUSE
607 | MARHURST CT | 43119-8322 | Active | H072010 | FEBCO | 765 | PVB | 0.750 | 68912 | SIDE OF HOUSE
617 | MARIA'S POINT LN | 43213-5117 | Active | 791971 | WATTS | 800M4QT | PVB | 0.750 | 93047 | RIGHT SIDE OF HOUSE
6179 | MARIA'S POINT LN | 43213-5117 | Active | 289409 | WATTS | 800M4QT | PVB | 0.750 | 93046 | LEFT SIDE
6222 | MARIAS POINT DR | 43213 | Active | T294088 | WILKINS | 720 | PVB | 0.750 | 3629769 | RIGHT FRONT SIDE OF HOUSE
6149 | MARIAS POINT LN | 43213-5117 | Active | 261325 | WATTS | 800M4QT | PVB | 0.750 | 87730 | RIGHT SIDE OF HOUSE
6155 | MARIAS POINT LN | 43213-5117 | Active | 261148 | WATTS | 800M4QT | PVB | 0.750 | 87732 | LEFT SIDE OF HOUSE
6161 | MARIAS POINT LN | 43213-5117 | Active | HK85507 | FEBCO | 765 | PVB | 0.750 | 89129 | RIGHT SIDE OF HOUSE
6162 | MARIAS POINT LN | 43213 | Active | 276239 | WATTS | 800M4QT | PVB | 0.750 | 69202 | LEFT SIDE OF HOUSE
6167 | MARIAS POINT LN | 43213-5117 | Active | 237125 | WATTS | 800M4FR | PVB | 0.750 | 99630 | LEFT SIDE
6168 | MARIAS POINT LN | 43213 | Active | 216430 | WATTS | 800M4QT | PVB | 0.750 | 69217 | RIGHT SIDE OF HOUSE
6174 | MARIAS POINT LN | 43213-5119 | Active | T051965 | WILKINS | 720A | PVB | 0.750 | 69250 | LEFT SIDE OF HOUSE
6180 | MARIAS POINT LN | 43213-5119 | Active | A006206 | WILKINS | 720A | PVB | 0.750 | 69270 | RIGHT SIDE OF HOUSE
6185 | MARIAS POINT LN | 43213-5117 | Active | 276357 | WATTS | 800M4QT | PVB | 0.750 | 90686 | RIGHT SIDE MID
6186 | MARIAS POINT LN | 43213-5119 | Active | A006788 | WILKINS | 720A | PVB | 0.750 | 69287 | LEFT SIDE MIDDLE
6191 | MARIAS POINT LN | 43213 | Active | 274002 | WATTS | 800M4QT | PVB | 0.750 | 90688 | LEFT SIDE OF HOUSE
6192 | MARIAS POINT LN | 43213-5119 | Active | A006713 | WILKINS | 720A | PVB | 0.750 | 69314 | RIGHT SIDE MID
6198 | MARIAS POINT LN | 43213-5119 | Active | A005972 | WILKINS | 720A | PVB | 0.750 | 69332 | LEFT SIDE MIDDLE
6204 | MARIAS POINT LN | 43213-5119 | Active | AED2513 | WILKINS | 720A | PVB | 0.750 | 69377 | OUTSIDE
6210 | MARIAS POINT LN | 43213 | Active | 355737 | WATTS | 800M4FR | PVB | 0.750 | 69385 | LEFT SIDE OF HOUSE
6216 | MARIAS POINT LN | 43213-5119 | Active | T057728 | WILKINS | 720A | PVB | 0.750 | 69401 | RIGHT SIDE MID
6227 | MARIAS POINT LN | 43213-5118 | Active | 234618 | WATTS | 800M4FR | PVB | 0.750 | 89299 | RIGHT SIDE OF HOUSE
6233 | MARIAS POINT LN | 43213-5118 | Active | 263420 | WATTS | 800CMQT | PVB | 0.750 | 89353 | LEFT SIDE OF HOUSE
6239 | MARIAS POINT LN | 43213 | Active | CB215347 | WILKINS | 720 | PVB | 0.750 | 3626345 | LEFT SIDE OF HOUSE
6245 | MARIAS POINT LN | 43213-5118 | Active | A082424 | WILKINS | 720A | PVB | 1.000 | 87071 | OUTSIDE
6252 | MARIAS POINT LN | 43213-5120 | Active | 291872 | WATTS | 800M4FR | PVB | 0.750 | 92425 | RIGHT SIDE REAR
6253 | MARIAS POINT LN | 43213-5118 | Replaced | REP244004 | WATTS | 800QT | PVB | 0.750 | 87068 | REPLACED- OUTSIDE
6253 | MARIAS POINT LN | 43213-5118 | Active | 385913 | WILKINS | 720A | PVB | 0.750 | 3609445 | LEFT SIDE OF HOUSE
6259 | MARIAS POINT LN | 43213-5118 | Active | 255232 | WATTS | 800M4QT | PVB | 0.750 | 88007 | Right Side of House
6260 | MARIAS POINT LN | 43213-5120 | Active | 191864 | WATTS | 800M4QT | PVB | 0.750 | 69501 | OUTSIDE
6265 | MARIAS POINT LN | 43213-5118 | Active | 003369 | WATTS | 800M4QT | PVB | 0.750 | 88006 | USE 6/3/15 CAG. LEFT SIDE OF GARAGE
6266 | MARIAS POINT LN | 43213-5120 | Active | 223986 | WATTS | 800M4QT | PVB | 0.750 | 69520 | RIGHT SIDE AT GARAGE
6271 | MARIAS POINT LN | 43213-5118 | Active | 253139 | WATTS | 800M4QT | PVB | 0.750 | 88005 | LEFT SIDE OF HOUSE
6272 | MARIAS POINT LN | 43213-5120 | Active | H311962 | FEBCO | 765 | PVB | 0.750 | 90977 | LEFT SIDE
6277 | MARIAS POINT LN | 43213-5118 | Active | 274395 | WATTS | 800M4QT | PVB | 0.750 | 88004 | RIGHT SIDE OF HOUSE
6278 | MARIAS POINT LN | 43213-5120 | Removed | REMA082442 | WILKINS | 720A | PVB | 0.750 | 69548 | RIGHT SIDE OF HOUSE
6284 | MARIAS POINT LN | 43213 | Active | T308648 | WILKINS | 720A | PVB | 0.750 | 3633549 | OUTSIDE
4507 | MARILYN CT | 43123 | Active | XI-0280 | AMES | COLT 400 | RP | 4.000 | 3656189 | HOT BOX
4507 | MARILYN CT | 43123 | Active | 75752 | AMES | 2000BM3 | DC | 0.750 | 3656228 | PIT OFF PRESLEY
4507 | MARILYN CT | 43123 | Active | XJ-295 | AMES | COLT 300GV | DCDA | 6.000 | 3656229 | PIT OFF PRESLEY
2450 | MARILYN LN REAR | 43219 | Active | 49859 | WATTS | 009M2PCQT | RP | 1.500 | 58326 | TELEPHONE ROOM
2450 | MARILYN LN REAR | 43219 | LPS - Active |  |  |  | LST |  | 3626690 | FIRE PUMP - TELEPHONE ROOM
2400 | MARILYN PARK LN | 43219-1721 | Not Required by DOW | 398859 | WATTS | 909QT | RP | 0.750 | 97817 | SE CORNER IN CAGE
2400 | MARILYN PARK LN | 43219-1721 | Active | 34913 | WATTS | 919LFQT | RP | 2.000 | 3636925 | NORTH SIDE MIDDLE OF BUILDING AT WATER METER
2400 | MARILYN PARK LN | 43219-1721 | Active | UI-0059 | AMES | 300GV | DCDA | 6.000 | 3636926 | PIT WEST SIDE OF BUILDING
2400 | MARILYN PARK LN | 43219-1721 | Active | 62300 | AMES | 2000BM3 | DC | 0.750 | 3649563 | PIT WEST SIDE OF BUILDING
521 | MARION RD | 43207-2550 | Active | 47954 | WILKINS | 375AST | RP | 4.000 | 3477584 | BEHIND OFFICE
521 | MARION RD | 43207-2550 | Active | YB-0199 | AMES | 3000GV | DCDA | 8.000 | 3657101 | PIT
521 | MARION RD | 43207-2550 | Active | 76882 | AMES | 2000BM3 | DC | 0.750 | 3657434 | PIT
523 | Marion Rd | 43207 | Due Install |  |  |  | DCDA | 6.000 | 3648270
555 | MARION RD | 43207-2550 | Active | 4929812 | WILKINS | 975XL2 | RP | 2.000 | 67219 | MEN'S BATHROOM BY WATER METER
555 | MARION RD | 43207-2550 | Not Required by DOW | 320937 | WILKINS | 975 | RP | 0.750 | 67220 | PARTS ROOM BY VIBRATING MACHINE
555 | MARION RD | 43207-2550 | Not Required by DOW | 2907336 | WILKINS | 975XLBMS | RP | 1.000 | 67221 | EAST WALL BY CHILLER
555 | MARION RD | 43207-2550 | Due Install |  |  |  | DCDA |  | 3639014
611 | marion rd |  | New Construction | XH-1581 | AMES | 300GV | DCDA | 6.000 | 3657537 | HOT BOX
611 | marion rd |  | New Construction | 71907 | AMES | 2000BM3 | DC | 0.750 | 3659153 | HOT BOX
700 | MARION RD | 43207-2553 | Active | 4690160 | WILKINS | 975XL2 | RP | 0.750 | 3477587 | BEHIND FRONT ENTRY DOOR OF 700 MARION RD
750 | MARION RD | 43207 | Active | UF-1710 | WATTS | 957 | RP | 4.000 | 3648658 | EAST SIDE OF BUILDING
750 | MARION RD | 43207 | Active | 1988510620 | AMES | 3000CIV | DCDA | 10.000 | 3648659 | EAST SIDE OF BUILDING
750 | MARION RD | 43207 | Active | 84046 | AMES | 2000B | DC | 0.750 | 3648660 | EAST SIDE OF BUILDING
750 | MARION RD | 43207 | LPS - Active |  |  |  | LST |  | 3649081 | EAST SIDE OF BUILDING - FIRE PUMP
753 | MARION RD | 43207-2554 | Removed | 1111117533REM | XX | XX | AG | 0.750 | 72183 | NORTH CENTER END OF WAREHOUSE, ABOVE RECYCLED WATER TANK
753 | MARION RD | 43207-2554 | Active | 281380 | WATTS | 909M1QT | RP | 2.000 | 72184 | AT WATER METER
772 | MARION RD | 43207-2553 | Active | 135224 | WILKINS | 975 | RP | 2.000 | 72623 | BASEMENT NEXT TO WATER METER
772 | MARION RD | 43207-2553 | Not Required by DOW | 204396 | WILKINS | 975 | RP | 2.000 | 72624 | BOILER ROOM NW CORNER
772 | MARION RD | 43207-2553 | Not Required by DOW | 2989656 | WILKINS | 975XLBMS | RP | 0.750 | 72625 | ABOVE BOILER - BOILER ROOM
772 | MARION RD | 43207-2553 | Not Required by DOW | 3814131 | WILKINS | 975 | RP | 2.000 | 72626 | TANK ROOM
772 | MARION RD | 43207-2553 | Active | 1G1837 | WATTS | 757A | DCDA | 6.000 | 95760 | METER PIT BY ROAD
772 | MARION RD | 43207-2553 | Active | 200750 | WATTS | 007M3QT | DC | 0.750 | 95761 | METER PIT BY ROAD
795 | MARION RD | 43207-2554 | Active | 71729 | WATTS | 919QT | RP | 0.750 | 73067 | IN UTILITY ROOM OF LAB BEHIND WATER HEATER
805 | MARION RD | 43207-2555 | Active | W1331061 | WILKINS | 975XL | RP | 0.500 | 73253 | IN BACK BATHROOM AT WATER METER
809 | MARION RD | 43207-2555 | Not Required by DOW |  |  |  | RP |  | 3632419
101 | MARION RD | 43207-2558 | Not Required by DOW | 2HL1394 | AMES | 2000SS | DC | 8.000 | 53622 | OUTSIDE
1015 | MARION RD | 43207-2558 | Active | YJ-1251 | AMES | 300GV | DCDA | 8.000 | 3638269 | MTR PIT
1015 | MARION RD | 43207-2558 | Active | 115969 | WATTS | LF009 | RP | 1.500 | 3638270 | NORTHWEST CORNER HOT BOX
1015 | MARION RD | 43207-2558 | LPS - Active |  |  |  | LST |  | 3657428 | PUMP ROOM
1015 | MARION RD | 43207-2558 | Active | 79359 | AMES | 2000 | DC | 0.750 | 3658760 | MTR PIT
1226 | MARION RD | 43207-2140 | Active | 356128 | WATTS | 009M3-FP | RP | 0.750 | 3477610 | In restroom in cabinet
1228 | MARION RD | 43207-2140 | Due Install |  |  |  | RP | 0.750 | 3477611
1234 | MARION RD | 43207-2140 | Active | 90026 | WATTS | 909QT | RP | 0.750 | 3477612 | AT METER
1316 | MARION RD | 43207-2141 | Active | ACA1130 | WILKINS | 975XL | RP | 2.000 | 3477614 | BACK OF BUILDING MECH ROOM TO LEFT
1352 | MARION RD | 43207-5436 | Active | ACA2189 | WILKINS | 975XL | RP | 1.500 | 3477616 | DOOR NEXT TO APARTMENT C IN MECHANICAL ROOM
1355 | MARION RD | 43207-2142 | Active | 397401 | WATTS | 009M3QT | RP | 0.750 | 3477617 | IN RESTOOM
1365 | MARION RD | 43207-2142 | Active | XG-0957 | AMES | 300GV | DCDA | 6.000 | 3605717 | N WALL MIDDLE
1365 | MARION RD | 43207-2142 | Active | 73013 | AMES | 2000BM3 | DC | 0.750 | 3655079 | N WALL MIDDLE
1392 | MARION RD | 43207-5405 | Active | 4846598 | WILKINS | 975XL | RP | 1.500 | 3477620 | IN MECH ROOM BETWEEN BUILDINGS C AND D
1436 | MARION RD | 43207-5408 | Active | 4829661 | WILKINS | 975XL | RP | 1.500 | 3477622 | IN MECH ROOM BETWEEN C & D
797 | MARION RD UNIT A | 43207-2554 | Active | 26293 | WATTS | 009M2PCQT | RP | 0.750 | 73080 | 0 USE 6/3/15 CAG. 2ND ROOM OF MIDDLE BUILDING
797 | MARION RD UNIT A | 43207-2554 | Due Install |  |  |  | RP | 6.000 | 3656846
860 | MARION RD UNIT A | 43207-2556 | Due Install |  |  |  |  | 1.000 | 3477594
140 | MARION ST | 43017 | Active | 153451 | WATTS | LF009M3QT | RP | 0.750 | 3622950 | IN CLOSET BSMNT OFFICE AT WATER METER
657 | MARISSA ST | 43110- | Active | T405243 | WILKINS | 720A | PVB | 1.000 | 3637982 | OUTSIDE
6597 | MARISSA ST | 43110- | Active | EAF6238 | WILKINS | 720A | PVB | 0.750 | 3636749 | RIGHT SIDE
7280 | MARIST LN | 43017 | Active | CB072599 | WILKINS | 720 | PVB | 0.750 | 3605784 | RIGHT SIDE
7283 | MARIST LN | 43017 | Active | T182359 | WILKINS | 720A | PVB | 0.750 | 3606002 | LEFT FRONT
7293 | MARIST LN | 43017 | Active | T146568 | WILKINS | 720A | PVB | 0.750 | 3604438 | FRONT LEFT CORNER
7296 | MARIST LN | 43017 | Active | CB092885 | WILKINS | 720A | PVB | 0.750 | 3618575 | FRONT CENTER
7304 | MARIST LN | 43017 | Active | CB597714 | WILKINS | 720A | PVB | 0.750 | 3616487 | LEFT FRONT
7309 | MARIST LN | 43017 | Active | T132359 | WILKINS | 720A | PVB | 0.750 | 3602901 | RIGHT OF FRONT DOOR
7312 | MARIST LN | 43017 | Active | T199297 | WILKINS | 720A | PVB | 0.750 | 3606288 | LEFT SIDE OF HOUSE
7317 | MARIST LN | 43017 | Active | CB076689 | WILKINS | 720 | PVB | 0.750 | 3603272 | RIGHT SIDE
7320 | MARIST LN | 43017 | Active | T145867 | WILKINS | 720A | PVB | 0.750 | 3603025 | FRONT RIGHT IN COVE
3538 | MARK TWAIN DR | 43026-5700 | Active | F031612 | WILKINS | 720A | PVB | 0.750 | 97181 | RIGHT SIDE
170 | MARKET ST | 43054- | Active | 113110201 | AMES | 3000SS | DCDA | 6.000 | 55867 | 180 Market - Meter Pit on Patio SW Corner (Rusty Bucket)
170 | MARKET ST | 43054- | Active | 48981 | WATTS | 007QT | DC | 0.750 | 55868 | 180 Market - Meter Pit on Pation SW Corner (Rusty Bucket)
180 | MARKET ST | 43054-9030 | Not Required by DOW | 1069722 | WILKINS | 975 | RP | 1.500 | 56166 | MECHANICAL ROOM
180 | MARKET ST | 43054-9030 | Active | 1126004 | WILKINS | 975XLBMS | RP | 2.000 | 56167 | 180 MARKET ST - Water Rm @ FACP/Elevator Room
200 | MARKET ST | 43054 | Active | 1227040902 | AMES | 3000SS | DCDA | 4.000 | 56947 | MECH ROOM
200 | MARKET ST | 43054 | Active | 195670 | WATTS | 009QT | RP | 2.000 | 56948 | NE SIDE OF BUILDING
200 | MARKET ST | 43054 | Active | 28161 | AMES | 2000B | DC | 0.750 | 56949 | FIRE SPRINKLER SYSTEM
200 | MARKET ST | 43054 | Active | W074852 | WILKINS | 975 | RP | 1.000 | 56950 | MECH ROOM UP
206 | MARKET ST | 43054 | Active | 070141 | WATTS | 009 | RP | 1.500 | 3644575 | IN HOTBOX NW CORNER OF NEW ALBANY LIBRARY IN DUMPSTER CORRAL
208 | MARKET ST | 43054 | Active | 256157 | WATTS | 009 | RP | 0.750 | 3644576 | IN HOT BOX NE CORNER OF NEW ALBANY LIBRARY OFF PARKING LOT
220 | MARKET ST | 43054-9031 | Not Required by DOW | 1211954 | WILKINS | 975 | RP | 1.500 | 56168 | MECHANICAL ROOM
220 | MARKET ST | 43054-9031 | Removed | 1169004REM | WILKINS | 975XLBMS | RP | 2.000 | 57589 | *****REMOVED*****MECH ROOM
220 | MARKET ST | 43054-9031 | Removed | 1069727REM | WILKINS | 975XLBMS | RP | 2.000 | 57590 | *****REMOVED*****MECH ROOM - 180 MARKET ST
220 | MARKET ST | 43054-9031 | Active | 1169011 | WILKINS | 975XL | RP | 1.500 | 102356 | MAINTENANCE ROOM EAST SIDE OUTSIDE MAIN DOOR
240 | MARKET ST | 43054 | Active | 1289703 | WILKINS | 975 | RP | 1.500 | 58154 | NORTH ENTRANCE EAST WALL
240 | MARKET ST | 43054 | Not Required by DOW | W055996 | WILKINS | 975 | RP | 0.750 | 58155 | N ENTRANCE EAST WALL
260 | MARKET ST | 43054 | Not Required by DOW | 06227 | AMES | 4000B | RP | 1.500 | 3607408 | 1ST FLOOR EAST ABOVE CEILING
260 | MARKET ST | 43054 | Active | N1401080606 | FEBCO | LF880V | RP | 3.000 | 3607890 | MECHANICAL ROOM
260 | MARKET ST | 43054 | Not Required by DOW | 46170 | WATTS | 919QT | RP | 1.000 | 3607891 | MECHANICAL ROOM
260 | MARKET ST | 43054 | Active | 182680 | AMES | 3000SS | DCDA | 4.000 | 3607892 | MECHANICAL ROOM 1ST FLOOR
260 | MARKET ST | 43054 | Active | 71842 | AMES | 2000B | DC | 0.750 | 3607893 | MECHANICAL ROOM 1ST FLOOR
260 | MARKET ST | 43054 | Not Required by DOW | 18574 | WATTS | 919AQT | RP | 1.500 | 3619718 | UPSTAIRS CLOSET IN DENTAL OFFICE
260 | MARKET ST | 43054 | Not Required by DOW | A454005 | WILKINS | 975 | RP | 0.750 | 3619719 | CEILING OF HUDSON RESTAURANT BY TANKLESS WATER HEATERS IN ATTIC
439 | MARKETING PL | 43125-9556 | Active | 36734 | WILKINS | 375ASTR | RP | 3.000 | 63889 | KITCHEN -- WASHER ROOM
4395 | MARKETING PL | 43125-9556 | Active | 29919 | WILKINS | 350 | DCDA | 8.000 | 3639139 | MTR RISER ROOM S/E
4395 | MARKETING PL | 43125-9556 | Active | HC61677 | WILKINS | 950 | DC | 0.750 | 3653686 | MTR RISER ROOM S/E
4400 | MARKETING PL | 43125-9347 | Active | 103681 | WATTS | LF009M2QT | RP | 1.500 | 3477749
4400 | MARKETING PL | 43125-9347 | Active | WD-2073 | AMES | COLT 300BF | DCDA | 6.000 | 3651055
4400 | MARKETING PL | 43125-9347 | Active | 69120 | AMES | 2000B | DC | 0.750 | 3652481 | FIRE RISER ROOM SUITE B
4405 | MARKETING PL | 43125-9556 | Not Required by DOW | 351650 | WATTS | 909QT | RP | 0.750 | 63944 | MAINTENANCE WEST WALL
4405 | MARKETING PL | 43125-9556 | Active | 15725 | WATTS | LF909M1QT | RP | 1.500 | 3635630 | N/E PAT OF WAREHOUSE S OF FIRE
4405 | MARKETING PL | 43125-9556 | Active | 102174121 | AMES | 3000SS | DCDA | 6.000 | 3635631 | N/E CORNER INSIDE
4405 | MARKETING PL | 43125-9556 | Active | 31914 | WATTS | 007M1PCQT | DC | 0.750 | 3654626 | MAINTENANCE
4411 | MARKETING PL | 43125-9556 | Active | W069410 | WILKINS | 975XL | RP | 1.500 | 63967 | FRONT WALL IN WAREHOUSE NEXT TO MENS RESTROOM
4411 | MARKETING PL | 43125-9556 | Active | 67470 | AMES | 2000BM3 | DC | 0.750 | 3624944
4411 | MARKETING PL | 43125-9556 | Active | WK2083 | AMES | 3000B | DCDA | 6.000 | 3653962
4425 | MARKETING PL | 43125-9556 | Active | ACF8830 | WILKINS | 975XL2 | RP | 1.500 | 3477750 | STOCKROOM
4425 | MARKETING PL | 43125-9556 | Active | WC-0631 | WATTS | 757 | DCDA | 6.000 | 3650829 | METER PIT BY DRIVEWAY
4425 | MARKETING PL | 43125-9556 | Active | 231472 | WATTS | 007M3QT | DC | 0.750 | 3653662 | METER PIT BY DRIVEWAY
4431 | MARKETING PL | 43125-9556 | Active | 60964 | WATTS | 009M1QT | RP | 2.000 | 63991 | MECHANICAL RM NORTH SIDE OF KITCHEN ABOVE WATER METER
4465 | MARKETING PL | 43125-9556 | Due Install |  |  |  | RP | 1.000 | 3477752
4465 | MARKETING PL | 43125-9556 | Due Install |  |  |  | DCDA | 10.000 | 3652603
579 | MARKISON AVE | 43207 | Active | 178714 | WATTS | 909 | RP | 3.000 | 91303 | Boiler Room - Lincoln Park E. S.
579 | MARKISON AVE | 43207 | Not Required by DOW | 2862453 | WILKINS | 975XLBMS | RP | 1.000 | 91404 | Boiler Room - Lincoln Park E. S.
579 | MARKISON AVE | 43207 | Active | 1150617 | AMES | 3000SS | DCDA | 8.000 | 91721 | MECH ROOM - Lincoln Park E. S.
579 | MARKISON AVE | 43207 | Active | 48953 | AMES | 2000B | DC | 0.750 | 91722 | MECH ROOM - Lincoln Park E. S.
845 | MARKISON AVE | 43207-1388 | Active | 1730531010 | AMES | 3000SS | DCDA | 8.000 | 100455 | SE BSMNT PUMP ROOM S/E
845 | MARKISON AVE | 43207-1388 | Active | 65743 | AMES | 2000B | DC | 0.750 | 100456 | SE BSMNT PUMP ROOM
845 | MARKISON AVE | 43207-1388 | Active | VE-0334 | AMES | COLT 400 OS&Y | RP | 4.000 | 101630 | SE BASEMENT ALONG WALL
845 | MARKISON AVE | 43207-1388 | LPS - Active |  |  |  | LST |  | 3636941 | FIRE BOOSTER PUMP SE BSMNT
670 | MARKWOOD ST | 43085-2483 | Active | ZJ564 | CONBRACO | PVB | PVB | 1.000 | 92270 | LEFT SIDE
6777 | MARKWOOD ST | 43085-2482 | Active | AG1478 | FEBCO | 765 | PVB | 1.000 | 70661 | FRONT OF HOUSE
819 | MARLAND S DR | 43224-1923 | Active | T060772 | WILKINS | 720A | PVB | 1.000 | 93958 | FRONT OF HOUSE
366 | MARLANE DR | 43123-8895 | Active | 282643 | WATTS | 009M2QT | RP | 1.000 | 88027 | SOUTHSIDE-MECHANICAL ROOM
3705 | MARLANE DR | 43123-8895 | Active | 173275 | WATTS | 009M2QT | RP | 2.000 | 61540 | UTILITY ROOM @ WATER METER, N/W ISH
3705 | MARLANE DR | 43123-8895 | Active | N2211151136 | FEBCO | LF886V | RPDA | 6.000 | 3654041 | HOT BOX
3705 | MARLANE DR | 43123-8895 | Active | 05271 | WATTS | LF619 | RP | 0.750 | 3654067 | HOT BOX
3805 | MARLANE DR | 43123-9224 | Active | 194106 | WATTS | LF009M2QT | RP | 2.000 | 3605719 | SOUTH STAIR WELL UNDER STEPS
3805 | MARLANE DR | 43123-9224 | Active | WC-0069 | WATTS | 757 | DCDA | 6.000 | 3651068 | SOUTH SIDE OF BUILDING BY DOCK DOOR 1
3805 | MARLANE DR | 43123-9224 | Active | 230806 | WATTS | 007M3QT | DC | 0.750 | 3653681 | SOUTH SIDE OF BUILDING BY DOCK DOOR 1
4029 | MARLANE DR | 43123-9742 | Active | 111816 | WATTS | LF009M2QT | RP | 2.000 | 3478115 | FRONT LOBBY BY METER
4065 | MARLANE DR | 43123-2937 | Replaced | REP126870 | WATTS | 009M2QT | RP | 1.000 | 62807 | REPLACED - OUTSIDE MECH. ROOM
4065 | MARLANE DR | 43123-2937 | Replaced | REPT180157 | WILKINS | 720A | PVB | 1.000 | 62808 | REPLACED- WEST SIDE OF BUILDING
4065 | MARLANE DR | 43123-2937 | Active | 084678 | WATTS | 009M2QT | RP | 1.500 | 62809 | OUTSIDE ACCESS UTILITY ROOM
4065 | MARLANE DR | 43123-2937 | Removed | 05848REM | AMES | 4000BM2 | RP | 1.000 | 3613104 | OUTSIDE MECH ROOM. LMITED FIRE REMOVED
4140 | MARLANE DR | 43123-2925 | Active | W055975 | WILKINS | 975 | RP | 0.750 | 63019 | ABOVE WATER METER IN OUTSIDE ROOM
4140 | MARLANE DR | 43123-2925 | Due Install |  |  |  | RP | 0.750 | 3638128 | ABOVE WATER METER IN OUTSIDE ROOM
4197 | MARLANE DR | 43123-2937 | Active | ABX7460 | WILKINS | 975XL | RP | 0.750 | 63207 | Mechanical / riser room
4197 | MARLANE DR | 43123-2937 | Active | 283171 | WATTS | 909M1QT | RP | 2.000 | 63208 | MECHANICAL ROOM
4197 | MARLANE DR | 43123-2937 | Active | 8193 | WILKINS | 375ASTDA | RPDA | 4.000 | 3636945 | RISER ROOM
4210 | MARLANE DR | 43123-2969 | Removed | W69093REM | WILKINS | 550 | DC | 2.000 | 100866 | MECHANIC ROOM
4210 | MARLANE DR | 43123-2969 | Active | 02211 | WATTS | 719QT | DC | 0.750 | 3622945 | MECH ROOM N/W
4210 | MARLANE DR | 43123-2969 | Active | N1704270517 | FEBCO | 876V | DCDA | 6.000 | 3622952 | MECH ROOM N/W
4210 | MARLANE DR | 43123-2969 | Not Required by DOW | 4572305 | WILKINS | 950XLT2 | DC | 2.000 | 3631413 | MECH ROOM
4210 | MARLANE DR | 43123-2969 | Active | 30087 | WATTS | LF919-QT | RP | 1.500 | 3638606 | MECH ROOM N/W
1220 | MARLYN DR | 43220-3938 | Active | AB3143 | FEBCO | 765 | PVB | 1.000 | 93960 | FRONT RIGH OF DOOR
1240 | MARLYN DR | 43220-3938 | Active | W588121 | WILKINS | 720A | PVB | 1.000 | 87136 | FRONT OF HOUSE
1250 | MARLYN DR | 43220-3938 | Active | H004435 | FEBCO | 765 | PVB | 0.750 | 54445 | FRONT OF HOUSE RIGHT OF FRONT DOOR
1270 | MARLYN DR | 43220-3938 | Active | 645379 | WATTS | 800M4QT | PVB | 1.000 | 54488 | FRONT OF HOUSE
1280 | MARLYN DR | 43220-3938 | Active | cb513946 | WILKINS | 720A | PVB | 0.750 | 54522 | LEFT SIDE OF HOUSE
1290 | MARLYN DR | 43220-3938 | Active | 93862 | RAINBIRD | 100 | DC | 1.000 | 54539 | IN BASEMENT
1300 | MARLYN DR | 43220-3974 | Active | CB674760 | WILKINS | 720 | PVB | 0.750 | 3478140 | BACK OF THE HOUSE
1305 | MARLYN DR | 43220-3972 | Active | H974497 | FEBCO | 765 | PVB | 1.000 | 102043 | BACK OF HOME
1320 | MARLYN DR | 43220-3974 | Active | 877053 | WILKINS | 720A | PVB | 1.000 | 91686 | LEFT SIDE
1349 | MARLYN DR | 43220-3973 | Active | DH4812 | FEBCO | 765 | PVB | 1.000 | 54761 | WEST SIDE OF HOUSE
1360 | MARLYN DR | 43220-3974 | Active | T065569 | WILKINS | 720A | PVB | 1.000 | 91993 | OUTSIDE BEHIND GARAGE
1361 | MARLYN DR | 43220-3973 | Active | DH5248 | FEBCO | 765 | PVB | 1.000 | 54810 | BACK SIDE OF HOUSE
5659 | MARMION DR | 43016 | Not Required by DOW | T236024 | WILKINS | 720A | PVB | 0.750 | 3618642 | 6991 WATER EDGE DR, LEFT FRONT
5659 | MARMION DR | 43016 | Not Required by DOW | T235976 | WILKINS | 720A | PVB | 0.750 | 3618643 | 6996 WATER EDGE DR
5659 | MARMION DR | 43016 | Active | QH-0058 | WATTS | 957 | RP | 3.000 | 3619716 | HOT BOX AT PIT - NW MARMION & CHURCHMAN
5659 | MARMION DR | 43016 | Active | 1163591016 | WATTS | 774 | DCDA | 8.000 | 3621117 | IN PIT - NW MARMION & CHURCHMAN
5659 | MARMION DR | 43016 | Active | 21630 | WATTS | 007M2QT | DC | 0.750 | 3621118 | IN PIT - NW MARMION & CHURCHMAN
5659 | MARMION DR | 43016 | Not Required by DOW | CB153188 | WILKINS | 720A | PVB | 0.750 | 3621373 | 5655 MARMION DR, LEFT SIDE OF THE HOUSE
5674 | MARMION DR | 43016- | Active | 1397960105 | AMES | 3000SS | DCDA | 8.000 | 87997 | METER PIT NW CHURCHMAN & MORMION
5674 | MARMION DR | 43016- | Active | 42394 | AMES | 2000B | DC | 0.750 | 88478 | METER PIT
5674 | MARMION DR | 43016- | Active | QH-0058 | WATTS | 957 | RP | 3.000 | 88479 | HOT BOX @ METER PIT NW OF CHURCHMAN & MARMION
1676 | MARSHLYN CT | 43220-3145 | Active | 238025 | WATTS | LF009M3QT | RP | 0.750 | 3638670 | IN BASEMENT AT WATER METER
3457 | MARSHRUN DR | 43123-1882 | Active | 009590 | WATTS | 800M4FR | PVB | 1.000 | 93961 | EASTSIDE OF HOUSE
6481 | MARSHVIEW DR | 43026 | Active | CB325137 | WILKINS | 720A | PVB | 0.750 | 3616489 | RIGHT SIDE OF HOUSE
6491 | MARSHVIEW DR | 43026 | Active | T329098 | WILKINS | 720A | PVB | 0.750 | 3620061 | RIGHT SIDE
6501 | MARSHVIEW DR | 43026 | Active | CAA54850 | WILKINS | 720A | PVB | 0.750 | 3646989 | RIGHT SIDE OF HOUSE
6510 | MARSHVIEW DR | 43026 | Active | CB092709 | WILKINS | 720A | PVB | 0.750 | 3618106 | RIGHT SIDE
6511 | MARSHVIEW DR | 43026 | Active | T272751 | WILKINS | 720A | PVB | 0.750 | 3619828 | RIGHT SIDE OF HOUSE
6530 | MARSHVIEW DR | 43026 | Active | CB544448 | WILKINS | 720A | PVB | 0.750 | 3633025 | LEFT SIDE OF HOUSE BY AC UNITS
6531 | MARSHVIEW DR | 43026 | Active | CB316489 | WILKINS | 720A | PVB | 0.750 | 3622644
6540 | MARSHVIEW DR | 43026 | Active | T396178 | WILKINS | 720 | PVB | 0.750 | 3641354 | LEFT SIDE OF HOUSE
6541 | MARSHVIEW DR | 43026 | Active | CB773460 | WILKINS | 720A | PVB | 0.750 | 3637998 | LEFT SIDE OF HOUSE
6550 | MARSHVIEW DR | 43026 | Active | CB597828 | WILKINS | 720A | PVB | 0.750 | 3635826 | RIGHT SIDE
6551 | MARSHVIEW DR | 43026 | Active | T271053 | WILKINS | 720A | PVB | 0.750 | 3618584 | RIGHT SIDE OF HOUSE
6560 | MARSHVIEW DR | 43026 | Active | CB333267 | WILKINS | 720A | PVB | 0.750 | 3623099 | LEFT SIDE OF HOUSE
6561 | MARSHVIEW DR | 43026 | Active | CB672993 | WILKINS | 720A | PVB | 0.750 | 3649476 | RIGHT SIDE OF HOUSE
6570 | MARSHVIEW DR | 43026 | Active | T382091 | WILKINS | 720A | PVB | 0.750 | 3646357 | LEFT SIDE
6571 | MARSHVIEW DR | 43026 | Active | T315378 | WILKINS | 720A | PVB | 0.750 | 3644770 | RIGHT SIDE
6580 | MARSHVIEW DR | 43026 | Active | CB597765 | WILKINS | 720A | PVB | 0.750 | 3633833 | LEFT SIDE
6590 | MARSHVIEW DR | 43026 | Active | CB597741 | WILKINS | 720A | PVB | 0.750 | 3636896 | LEFT SIDE OF HOUSE
6601 | MARSHVIEW DR | 43026 | Active | T410528 | WILKINS | 720A | PVB | 0.750 | 3641358 | RIGHT SIDE OF HOUSE
6620 | MARSHVIEW DR | 43026 | Active | CB154408 | WILKINS | 720A | PVB | 0.750 | 3609405 | FRONT OF HOUSE
6630 | MARSHVIEW DR | 43026 | Active | CB154422 | WILKINS | 720 | PVB | 0.750 | 3611631 | LEFT SIDE
7457 | MARSTON LN | 43016-7022 | Active | T484407 | WILKINS | 720A | PVB | 0.750 | 72026 | LEFT SIDE
7498 | MARSTON LN | 43016-7021 | Removed | T418227REM | WILKINS | 720A | PVB | 0.750 | 72106 | RIGHT SIDE OF HOUSE
7505 | MARSTON LN | 43016-7028 | Active | A151007 | WILKINS | 720A | PVB | 0.750 | 91593 | LEFT FRONT
7513 | MARSTON LN | 43016 | Active | CB203642 | WILKINS | 720A | PVB | 0.750 | 72149 | RIGHT SIDE OF HOUSE
7520 | MARSTON LN | 43016-7029 | Removed | F136437REM | WILKINS | 720A | PVB | 0.750 | 100393 | RIGHT SIDE
2739 | MARTHA CT | 43123-2114 | Active | T126250 | WILKINS | 720A | PVB | 0.750 | 102476 | LEFT SIDE OF HOUSE
2427 | MARTHAS WOOD | 43123-8481 | Active | 262963 | WILKINS | 420 | PVB | 0.750 | 101355 | LEFT SIDE OF HOUSE
2434 | MARTHAS WOOD | 43123 | Active | H115536 | FEBCO | 765 | PVB | 0.750 | 95156 | REAR OF HOUSE
2437 | MARTHAS WOOD | 43123-8481 | Replaced | REP108731 | WATTS | 800M4QT | PVB | 0.750 | 93962 | REPLACED- NE CORNER OF HOUSE
2437 | MARTHAS WOOD | 43123-8481 | Active | EAF5169 | WILKINS | 720A | PVB | 0.750 | 3609505 | NE CORNER OF HOUSE, LEFT SIDE
2444 | MARTHAS WOOD | 43123-8546 | Active | HG13883 | FEBCO | 765 | PVB | 0.750 | 93963 | RIGHT SIDE
2447 | MARTHAS WOOD | 43123-8481 | Active | 041319 | WATTS | LF800M4QT | PVB | 0.750 | 93964 | LEFT FRONT OF HOUSE AT REMOTE
2454 | MARTHAS WOOD | 43123-8546 | Active | G251932 | WILKINS | 720A | PVB | 0.750 | 58336 | OUTSIDE HOUSE-RIGHT SIDE
2457 | MARTHAS WOOD | 43123-8481 | Active | G045396 | WILKINS | 720A | PVB | 0.750 | 87733 | RIGHT FRONT
2474 | MARTHAS WOOD | 43123-8546 | Active | G246813 | WILKINS | 720A | PVB | 0.750 | 98708 | FRONT OF HOUSE
2424 | MARTHAS WOOD CT | 43123-8546 | Active | F021248 | WILKINS | 720A | PVB | 0.750 | 97763 | RIGHT SIDE OF HOUSE - 2424 MARTHAS WOOD
275 | MARTIN LUTHER KING BLVD | 43203 | Active | 3841615 | WILKINS | 975XL2 | RP | 1.500 | 99325 | HOT BOX E SIDE OF 765 MT VERNON - SERVES 265-273 MARTIN LUTHER KING JR BLVD
275 | MARTIN LUTHER KING BLVD | 43203 | Not Required by DOW | 336796 | WATTS | 800CMQT | PVB | 0.750 | 101531 | IN HOT BOX
275 | MARTIN LUTHER KING BLVD | 43203 | Removed | 4895REM | AMES | 4000B | RP | 1.500 | 103015 | REMOVED- HOT BOX NE CORNER OF LOT
640 | MARTIN PL | 43017-1444 | Active | 1952168 | WILLKINS | 975XL2 | RP | 0.750 | 3654321 | BASEMENT N/W CORNER WELL CONVERSION KEPT WELL SEPARATED FROM SVC LINE
6449 | MARTIN PL | 43017 | Active | 44068 | WATTS | 919AQT | RP | 0.750 | 102751 | BSMNT AT WATER METER
2707 | MARTIN RD | 43017- | Active | 249880 | WATTS | 909M1QT | RP | 2.000 | 59066 | 2711 CK E CHEESE NE MECH RM (OUTSIDE DR) AT WATER MTR
2707 | MARTIN RD | 43017- | Active | 40504 | WILKINS | 350ASTDA | DCDA | 6.000 | 3636606
2707 | MARTIN RD | 43017- | Active | HC86945 | WILKINS | 950 | DC | 0.750 | 3658398
2787 | MARTIN RD | 43017 | Active | 4151303 | WILKINS | 975XL2 | RP | 1.500 | 59288 | BACK MECH/METER ROOM BEHIND 2800 OUTSIDE DR
3207 | MARTIN RD | 43017 | Active | 421718 | WATTS | 800QT | PVB | 1.000 | 87070 | FRONT OF HOUSE LEFT OF FRONT DOOR OFFSET
3321 | MARTIN RD | 43017 | Active | 4750193 | WILKINS | 975XL | RP | 0.750 | 60464 | BY METER PIT
2900 | MARTIN RD UNIT A | 43017 | Removed | 773855REM | WATTS | 800M4FR | PVB | 1.000 | 59553 | REMOVED-OUTSIDE NW WALL BY DOORS TO CHURCH
2900 | MARTIN RD UNIT A | 43017 | Active | W096723 | WILKINS | 975XL | RP | 0.750 | 59554 | AT BAPISTRY
2900 | MARTIN RD UNIT A | 43017 | Removed | 684715REM | WATTS | 800M4FR | PVB | 1.000 | 3606338 | ***REMOVED*** OUTSIDE NW WALL BY DOORS TO CHURCH
4055 | MARYANNE PL | 43123-3361 | Due Install |  |  |  | RP | 2.000 | 3478645 | LAUNDRY ROOM NEXT TO OFFICE
2998 | MARYLAND AVE | 43209- | Active | 225460 | WATTS | 009M3QT | RP | 0.750 | 87266 | IN BASEMENT BY WATER METER - IRRIGATION IN FRONT
2998 | MARYLAND AVE | 43209- | Active | ACJ8773 | WILKINS | 975XL | RP | 1.500 | 3652445 | IN BASEMENT BY WATER METER - IRRIGATION IN FRONT
3039 | MARYLAND AVE | 43209-1538 | Active | 100456 | AMES | 4000SS | RP | 4.000 | 59847 | IN BASEMENT--BOILER RM @ WTR MTR - BROADLEIGH E.S.
3039 | MARYLAND AVE | 43209-1538 | Not Required by DOW | 501235 | WATTS | 909QT | RP | 0.750 | 59848 | BOILER ROOM-BROADLEIGH E.S.
3228 | MARYLAND AVE | 43209- | Active | 74597 | APOLLO | 2019 | RP | 12.000 | 3478729 | METER HOUSE
7203 | MARYLEBURY SQ | 43054-9355 | Active | H178225 | FEBCO | 765 | PVB | 0.750 | 87701 | RIGHT SIDE OF HOUSE
7210 | MARYLEBURY SQ | 43054-9355 | Active | H049579 | FEBCO | 765 | PVB | 0.750 | 71632 | RIGHT SIDE
7216 | MARYLEBURY SQ | 43054-9355 | Active | 562486 | WILKINS | 720A | PVB | 0.750 | 71639 | LEFT SIDE OF HOUSE
7219 | MARYLEBURY SQ | 43054-9355 | Active | t301934 | WILKINS | 720A | PVB | 0.750 | 71643 | FRONT OF HOUSE
7222 | MARYLEBURY SQ | 43054-9355 | Active | H012333 | FEBCO | 765 | PVB | 0.750 | 71651 | RT SIDE
7227 | MARYLEBURY SQ | 43054-9355 | Active | 375312 | WILKINS | 720A | PVB | 0.750 | 71656 | SIDE OF HOME
7228 | MARYLEBURY SQ | 43054-9355 | Active | T340893 | WILKINS | 720A | PVB | 0.750 | 71660 | LEFT SIDE OF HOUSE
6555 | MASEFIELD ST | 43085-3032 | Active | CB629250 | WILKINS | 720A | PVB | 0.750 | 3478760 | REAR OF HOUSE
6655 | MASEFIELD ST | 43085-3077 | Active | T272797 | WILKINS | 720A | PVB | 0.750 | 3478777 | LEFT FRONT
6677 | MASEFIELD ST | 43085-3067 | Active | AG3477 | FEBCO | 765 | PVB | 1.000 | 70474 | RIGHT SIDE OF HOUSE
6179 | MAXTON PL | 43085-3184 | Active | 190682 | WILKINS | 720A | PVB | 0.750 | 95042 | RIGHT SIDE OF HOUSE
5495 | MAXWELL PL | 43228-8958 | Active | 13422 | WATTS | 007M1QT | DC | 0.750 | 98184 | MECH ROOM - S END AT WALL
5495 | MAXWELL PL | 43228-8958 | Active | 1669760908 | AMES | 3000SS | DCDA | 6.000 | 98413 | MECH ROOM - S END OF BUILDING
5495 | MAXWELL PL | 43228-8958 | Active | 187897 | WATTS | 909 | RP | 3.000 | 98414 | METER ROOM 1ST FLOOR SOUTH
5495 | MAXWELL PL | 43228-8958 | LPS - Active | 1416DBP | Grundfos |  | LPC |  | 3628050 | DOMESTIC PUMP -
5520 | MAXWELL PL | 43228 | Active | X46790 | WILKINS | 375A | RP | 3.000 | 101683 | RISER ROOM
5520 | MAXWELL PL | 43228 | Active | N1105031239 | FEBCO | 876 | DCDA | 6.000 | 101746 | RISER ROOM
5520 | MAXWELL PL | 43228 | Active | H017443 | FEBCO | 805Y | DC | 0.750 | 101773 | RISER ROOM
5520 | MAXWELL PL | 43228 | Not Required by DOW | A146207 | WILKINS | 375 | RP | 1.000 | 102344 | POOL EQUIPMENT ROOM
5520 | MAXWELL PL | 43228 | Not Required by DOW | 417547 | WATTS | 800QT | PVB |  | 3651321
4393 | MAY APPLE CT | 43016 | Active | G108014 | WILKINS | 720A | PVB | 1.000 | 93094 | LEFT SIDE
4410 | MAY APPLE CT | 43016 | Active | 07429 | Febco | 765I | PVB | 1.000 | 3479049 | Left Side
2633 | MAYBURY RD | 43232-6608 | Active | 650689 | WATTS | 909QT | RP | 0.750 | 58830 | BOILER ROOM BY BOILERS, Maybury E.S.
3281 | MAYFAIR PARK PL | 43213-2282 | Not Required by DOW | 586458 | WATTS | 909HWQT | RP | 1.000 | 88467 | COOLING MAKE UP WATER - Fairmoor E. S.
3281 | MAYFAIR PARK PL | 43213-2282 | Active | L27002 | WILKINS | 375 | RP | 3.000 | 88468 | Boiler Room - Fairmoor E. S.
3281 | MAYFAIR PARK PL | 43213-2282 | Active | 67428 | WATTS | 007QT | DC | 0.750 | 88750 | MECH RM - Fairmoor E. S.
3281 | MAYFAIR PARK PL | 43213-2282 | Active | 1434561105 | AMES | 3000SS | DCDA | 6.000 | 88751 | MECH RM - Fairmoor E. S.
1941 | MAYFLOWER CIR | 43123-9277 | Active | eaf5110 | WILKINS | 720A | PVB | 0.750 | 56702 | LEFT FRONT
1948 | MAYFLOWER CIR | 43123 | Active | H009753 | FEBCO | 765 | PVB | 0.750 | 56722 | SIDE OF HOUSE
1968 | MAYFLOWER CIR | 43123 | Active | H658278 | FEBCO | 765 | PVB | 0.750 | 98985 | RIGHT SIDE
2121 | MAYFLOWER CIR | 43123-8651 | Active | T047837 | WILKINS | 720A | PVB | 0.750 | 57366 | RIGHT SIDE OF HOUSE
2131 | MAYFLOWER CIR | 43123-8651 | Active | 792785 | WILKINS | 720A | PVB | 0.750 | 57406 | BEHIND HOUSE
7023 | MAYNARD E PL | 43054-8881 | Active | T034300 | WILKINS | 720A | PVB | 0.750 | 71290 | LEFT SIDE OF HOUSE
7030 | MAYNARD E PL | 43054 | Active | CAA31028 | WILKINS | 720A | PVB | 0.750 | 71300 | SIDE OF HOUSE
7066 | MAYNARD E PL | 43054-8879 | Active | EAE7488 | WILKINS | 720A | PVB | 1.000 | 91741 | RIGHT SIDE OF HOUSE
7068 | MAYNARD E PL | 43054-8879 | Active | 576045 | WATTS | 800M4QT | PVB | 1.000 | 88517 | LEFT SIDE OF HOUSE
7070 | MAYNARD E PL | 43054-8879 | Active | CB481459 | WILKINS | 720A | PVB | 0.750 | 92096 | LEFT SIDE
7072 | MAYNARD E PL | 43054 | Active | 181267 | WILKINS | 420 | PVB | 1.000 | 71371 | LEFT SIDE OF HOUSE
7048 | MAYNARD PL | 43054-8883 | Active | T423989 | WILKINS | 720A | PVB | 0.750 | 3584409 | LEFT SIDE OF HOUSE
7065 | MAYNARD PL | 43054-8880 | Active | A135547 | WILKINS | 720A | PVB | 0.750 | 71356 | RIGHT SIDE OF HOUSE FROM STREET
7072 | MAYNARD PL | 43054-8879 | Active | F022877 | WILKINS | 720A | PVB | 0.750 | 101942 | LEFT SIDE
7075 | MAYNARD PL | 43054-8880 | Active | 779592 | WILKINS | 720A | PVB | 0.750 | 88948 | RIGHT SIDE
7076 | MAYNARD PL | 43054-8879 | Active | CB453937 | WILKINS | 720A | PVB | 1.000 | 97384 | WEST SIDE OF HOUSE
7077 | MAYNARD PL | 43054-8880 | Active | 239506 | WATTS | 800M4QT | PVB | 0.750 | 71375 | REAR OF HOUSE
7080 | MAYNARD PL | 43054-8879 | Active | F136498 | WILKINS | 720A | PVB | 0.750 | 71379 | LEFT FRONT BEHIND GRASS
7084 | MAYNARD PL | 43054-8879 | Active | 243479 | WATTS | 800M4QT | PVB | 0.750 | 71386 | LEFT FRONT
7086 | MAYNARD PL | 43054-8879 | Active | 877693 | WILKINS | 720A | PVB | 1.000 | 95055 | LEFT SIDE OF HOUSE
7417 | MAYNOOTH DR | 43017-8294 | Active | T034345 | WILKINS | 720A | PVB | 0.750 | 100017 | LEFT SIDE
7433 | MAYNOOTH DR | 43017-8294 | Active | H789361 | FEBCO | 765 | PVB | 0.750 | 93977 | left side
7448 | MAYNOOTH DR | 43017-8291 | Active | 228583 | WILKINS | 720A | PVB | 0.750 | 93978 | RIGHT SIDE
7513 | MAYNOOTH DR | 43017-8295 | Active | HC60287 | FEBCO | 765 | PVB | 1.000 | 100816 | LEFT FRONT CORNER OF HOUSE
7520 | MAYNOOTH DR | 43017-8292 | Active | 371475 | WATTS | 800M4FR | PVB | 1.000 | 72171 | LEFT SIDE
4105 | MAYSTAR WAY | 43026-3012 | Active | T647899 | WILKINS | 720A | PVB | 1.000 | 62931 | RIGHT FRONT CORNER ON SIDE
4111 | MAYSTAR WAY | 43026-3012 | Active | H178626 | FEBCO | 765 | PVB | 0.750 | 62949 | RIGHT SIDE OF HOUSE
4123 | MAYSTAR WAY | 43026-3012 | Replaced | REP779335 | WILKINS | 720A | PVB | 1.000 | 62976 | REPLACED- RIGHT SIDE
4123 | MAYSTAR WAY | 43026-3012 | Active | CB092977 | WILKINS | 720A | PVB | 1.000 | 3611576 | RIGHT CENTER
4129 | MAYSTAR WAY | 43026-3012 | Active | T133483 | WILKINS | 720A | PVB | 0.750 | 62988 | SOUTHWEST CORNER OF HOUSE
4137 | MAYSTAR WAY | 43026-3012 | Active | G190776 | WILKINS | 720A | PVB | 0.750 | 63011 | BACK OF HOUSE
4166 | MAYSTAR WAY | 43026-3011 | Active | A19105 | FEBCO | 765 | PVB | 1.000 | 63129 | OUTSIDE
4173 | MAYSTAR WAY | 43026-3012 | Active | T196809 | WILKINS | 720 | PVB | 0.750 | 63150 | FRONT OF HOUSE
4174 | MAYSTAR WAY | 43026-3011 | Active | CB806673 | WILKINS | 720A | PVB | 1.000 | 63152 | LEFT FRONT
4177 | MAYSTAR WAY | 43026-3012 | Active | AF1302 | FEBCO | 765 | PVB | 1.000 | 63165 | EAST SIDE OF HOUSE
4178 | MAYSTAR WAY | 43026-3011 | Active | G216811 | WILKINS | 720A | PVB | 0.750 | 96917 | RIGHT SIDE FRONT
4179 | MAYSTAR WAY | 43026-3012 | Active | 631382 | WATTS | 800M4QT | PVB | 1.000 | 63172 | NE CORNER
4181 | MAYSTAR WAY | 43026-3012 | Active | G080934 | WILKINS | 720A | PVB | 0.750 | 91829 | FRONT LEFT
4188 | MAYSTAR WAY | 43026-3011 | Active | T047568 | WILKINS | 720A | PVB | 0.750 | 101899 | RIGHT SIDE FRONT CORNER
4190 | MAYSTAR WAY | 43026-3011 | Active | H301873 | FEBCO | 765 | PVB | 0.750 | 3479636 | RIGHT FRONT
4198 | MAYSTAR WAY | 43026-3011 | Active | CB029272 | WILKINS | 720A | PVB | 0.750 | 103576 | FRONT OF HOUSE BEHIND WALK
4201 | MAYSTAR WAY | 43026-3026 | Replaced | REP04321 | WATTS | 800QT | PVB | 1.000 | 63277 | REPLACED- LEFT HAND SIDE
4201 | MAYSTAR WAY | 43026-3026 | Removed | T212081REM | WATTS | 800QT | PVB | 1.000 | 3609587 | REMOVED - LEFT HAND SIDE
4205 | MAYSTAR WAY | 43026-3026 | Active | 595160 | WILKINS | 720A | PVB | 0.750 | 63289 | LEFT SIDE OF HOME
1958 | MCALLISTER AVE | 43205- | Active | ABA35696 | WILKINS | 975XL2 | RP | 0.750 | 3479719
1967 | MCALLISTER AVE | 43205-1614 | Active | 79585 | WATTS | LF919QT | RP | 0.750 | 56791 | NORTH SIDE OF BUILDING NEXT TO REST ROOM -- AT WATER METER
1967 | MCALLISTER AVE | 43205-1614 | Active | 281405 | WILKINS | 975 | RP | 0.750 | 56792 | NORTH CENTER OF BUILDING NEXT TO RESTROOM--AT WATER METER
4883 | MCBANE ST | 43220-3177 | Active | EAF5469 | WILKINS | 720A | PVB | 0.750 | 95715 | LEFT SIDE OF HOUSE
6603 | MCBURNEY PL | 43085 | Active | G241352 | WILKINS | 720A | PVB | 0.750 | 99315 | LEFT SIDE
6608 | MCBURNEY PL | 43085 | Active | G213934 | WILKINS | 720A | PVB | 0.750 | 95835 | FRONT OF HOUSE
6616 | MCBURNEY PL | 43085 | Active | G217226 | WILKINS | 720A | PVB | 0.750 | 95834 | FRONT OF HOUSE
6617 | MCBURNEY PL | 43085 | Active | CBO15667 | wilkins | 720-a | PVB | 0.750 | 3602887 | RIGHT SIDE
6624 | MCBURNEY PL | 43085 | Active | H587258 | FEBCO | 765 | PVB | 0.750 | 98464 | LEFT HAND SIDE
6653 | MCBURNEY PL | 43085 | Active | T230846 | WILKINS | 720A | PVB | 0.750 | 3613855
792 | MCCALL CT | 43235-2165 | Active | CB026827 | WILKINS | 720A | PVB | 0.750 | 3479829 | FRONT OF HOUSE RIGHT OF DOOR
747 | MCCARTHY CT | 43017-8219 | Active | 99862 | FEBCO | 765 | PVB | 1.000 | 72068 | RIGHT HAND SIDE OF HOUSE
7488 | MCCARTHY CT | 43017 | Active | 669880 | WATTS | 800M2QT | PVB | 1.000 | 72091 | RIGHT HAND SIDE OF HOUSE
7489 | MCCARTHY CT | 43017-8219 | Active | H158703 | FEBCO | 765 | PVB | 1.000 | 72093 | RIGHT FRONT
1181 | MCCLEARY CT | 43235-2195 | Active | CAB50086 | WILKINS | 720A | PVB | 0.750 | 87066 | RIGHT FRONT
1200 | MCCLEARY CT | 43235-2195 | Active | F022355 | WILKINS | 720A | PVB | 0.750 | 97309 | LEFT SIDE
1212 | MCCLEARY CT | 43235-2195 | Active | H312397 | FEBCO | 765 | PVB | 0.750 | 87381 | RIGHT SIDE OF HOUSE
1224 | MCCLEARY CT | 43235-2195 | Active | 598564 | RAINBIRD | 100R | PVB | 1.000 | 93981 | RIGHT SIDE
1233 | MCCLEARY CT | 43235-2195 | Active | 17601 | FEBCO | 765 | PVB | 1.000 | 54375 | RIGHT SIDE OF HOUSE
1236 | MCCLEARY CT | 43235-2195 | Active | F05766 | FEBCO | 765 | PVB | 1.000 | 3479959 | Front of House
1245 | MCCLEARY CT | 43235-2195 | Active | T472458 | WILKINS | 720A | PVB | 1.000 | 93982 | LEFT REAR
9120 | MCCLELLAN DR | 43054 | Active | CB029137 | WILKINS | 720A | PVB |  | 3603019 | LEFT SIDE
9140 | MCCLELLAN DR | 43054 | Active | 778261 | WATTS | 800M4QT | PVB | 1.000 | 101040 | LEFT SIDE OF HOUSE
9150 | MCCLELLAN DR | 43054 | Active | T147041 | WILKINS | 720A | PVB | 0.750 | 3603474 | LEFT
9160 | MCCLELLAN DR | 43054 | Active | T041434 | WILKINS | 720A | PVB | 0.750 | 101224 | RIGHT SIDE OF HOUSE
9170 | MCCLELLAN DR | 43054 | Active | T147399 | WILKINS | 720A | PVB | 0.750 | 3602708 | LEFT SIDE OF HOUSE
9180 | MCCLELLAN DR | 43054 | Active | H782338 | FEBCO | 765 | PVB | 0.750 | 3605814 | RIGHT OF FRONT DOOR
9190 | MCCLELLAN DR | 43054 | Active | T070617 | WILKINS | 720A | PVB | 0.750 | 101563 | LEFT FRONT
9200 | MCCLELLAN DR | 43054 | Active | CB078642 | WILKINS | 720 | PVB | 0.750 | 3603393 | LEFT FRONT
9220 | MCCLELLAN DR | 43054 | Active | T134302 | WILKINS | 720A | PVB | 0.750 | 102593 | RIGHT CORNER
9230 | MCCLELLAN DR | 43054-7122 | Active | H379949 | FEBCO | 765 | PVB | 0.750 | 89468 | LEFT FRONT ORNER OF HOUSE
9240 | MCCLELLAN DR | 43054-7122 | Active | 190497 | WILKINS | 720A | PVB | 0.750 | 98855 | LEFT SIDE OF HOUSE
9250 | MCCLELLAN DR | 43054 | Active | T230709 | WILKINS | 720A | PVB | 0.750 | 3616638
9280 | MCCLELLAN DR | 43054 | Active | CB078648 | WILKINS | 720A | PVB | 0.750 | 102838 | LEFT SIDE
1011 | MCCLELLAND AVE | 43211-2915 | Not Required by DOW | [5 empty] | 3479970
1231 | MCCLISH CT | 43123 | Active | CB026727 | WILKINS | 720 | PVB | 0.750 | 3639230 | RIGHT MIDDLE
1246 | MCCLISH CT | 43123 | Active | T386992 | WILKINS | 720A | PVB | 0.750 | 3629452 | LEFT FRONT
1251 | MCCLISH CT | 43123 | Active | T386275 | WILKINS | 720A | PVB | 0.750 | 3624379 | RIGHT FRONT
6851 | MCCORD ST | 43085-2927 | Active | CB638376 | WILKINS | 720A | PVB | 0.750 | 3479977 | RIGHT FRONT
6860 | MCCORD ST | 43085-2969 | Active | 415667 | WILKINS | 420 | PVB | 0.750 | 70848 | FRONT -RIGHT OF DOOR
6863 | MCCORD ST | 43085-2927 | Active | 586562 | WILKINS | 720A | PVB | 1.000 | 70854 | LEFT FRONT
6887 | MCCORD ST | 43085-2927 | Active | CAA33882 | WILKINS | 720A | PVB | 1.000 | 70883 | RIGHT SIDE OF HOUSE
200 | MCCORMICK BLVD | 43213 | Active | 1319670204 | AMES | 3000SS | DCDA | 8.000 | 56951 | MECH ROOM-Fire pump room
200 | MCCORMICK BLVD | 43213 | Active | 138190205 | AMES | 3000SS | DCDA | 6.000 | 56952 | IN PIT NEAR STREET AT CORNER OF BRICE ROAD AND MCCORMICK
200 | MCCORMICK BLVD | 43213 | Active | 36598 | AMES | 2000SS | DC | 0.750 | 56953 | MECH ROOM
200 | MCCORMICK BLVD | 43213 | Active | 64302 | WATTS | 007QT | DC | 0.750 | 56954 | PARALLEL WITH 6" DCDA
200 | MCCORMICK BLVD | 43213 | Active | W149860 | WILKINS | 975XL | RP | 1.500 | 56955 | SPRINKLER ROOM
300 | MCCORMICK BLVD | 43213-1550 | Active | 299916 | WATTS | 909M1QT | RP | 1.500 | 59712 | NEXT TO WATER METER
300 | MCCORMICK BLVD | 43213-1550 | Due Install |  |  |  | DCDA | 6.000 | 3638496
333 | MCCORMICK BLVD | 43213-1526 | Active | E6077 | APOLLO/CONBRACO | 4020502 | RP | 1.000 | 93985 | NEXT TO SERVICE METER NEXT TO SHOP OFFICE
333 | MCCORMICK BLVD | 43213-1526 | Due Install |  |  |  | RP | 1.000 | 3638636
350 | MCCORMICK BLVD | 43213-1550 | Removed | 015605REM | WATTS | 800QT | PVB | 1.500 | 60872 | REMOVED-OUTSIDE NE CORNER BLDG
350 | MCCORMICK BLVD | 43213-1550 | Active | RH-0280 | WATTS | 957 | RP | 4.000 | 60873 | WATER METER BLDG IN FRONT CORNER
350 | MCCORMICK BLVD | 43213-1550 | Active | VC-0644 | AMES | COLT 400 | RP | 4.000 | 60874 | WATER METER BLDG IN FRONT CORNER
350 | MCCORMICK BLVD | 43213-1550 | Not Required by DOW | B278014 | WILKINS | 375XL | RP | 2.000 | 60875 | WATER METER BLDG FRONT CORNER
350 | MCCORMICK BLVD | 43213-1550 | Not Required by DOW | 1042280501 | AMES | 4000SS | RP | 4.000 | 60876 | WALL NEXT TO STORE ROOM
350 | MCCORMICK BLVD | 43213-1550 | Not Required by DOW | 1046260501 | AMES | 4000SS | RP | 4.000 | 60877 | WALL NEXT TO STORE ROOM
350 | MCCORMICK BLVD | 43213-1550 | Not Required by DOW | 1210010308 | AMES | 4000SS | RP | 4.000 | 60878 | WEST WALL NEXT TO STORE ROOM
350 | MCCORMICK BLVD | 43213-1550 | Active | SF-2335 | AMES | COLT 500-GV | RPDA | 10.00 | 60879 | ELECTRIC FIRE PUMP HOUSE
350 | MCCORMICK BLVD | 43213-1550 | Active | 75409 | WATTS | 919QT | RP | 0.750 | 60880 | ELECTRIC FIRE PUMP HOUSE
350 | MCCORMICK BLVD | 43213-1550 | Removed | A26936REM | WATTS | 009QT | RP | 0.500 | 90470 | REMOVED-BEHIND FREEZE IN BREAK ROOM
350 | MCCORMICK BLVD | 43213-1550 | Removed | 366316REM | WATTS | 909M1HWQT | RP | 2.000 | 102353 | REMOVED-AOD PUMPS, TANK FARM ROOM
350 | MCCORMICK BLVD | 43213-1550 | Not Required by DOW | 142459 | WATTS | LF009QT | RP | 0.500 | 104177 | OFFICE WATER, OLD TANK FARM ROOM
350 | MCCORMICK BLVD | 43213-1550 | LPS - Active |  |  |  | LST |  | 3628290 | LOW PRESSURE SUSTAINING DEVICE FOR BOOSTER PUMP
432 | MCCORMICK BLVD | 43213-1525 | Active | VB-0728 | AMES | 400 | RP | 3.000 | 3479981 | heated enclosure
432 | MCCORMICK BLVD | 43213-1525 | Active | TH-1149 | WATTS | 757 | DCDA | 6.000 | 3626490 | HEATED ENCLOSURE
432 | MCCORMICK BLVD | 43213-1525 | Active | 222298 | WATTS | 007M3QT | DC | 0.750 | 3649987 | HEATED ENCLOSURE
432 | MCCORMICK BLVD | 43213-1525 | LPS - Active |  |  |  | LST |  | 3649989 | FIRE PUMP - NORTH SIDE WAREHOUSE FIRE PUMP ROOM
432 | MCCORMICK BLVD | 43213-1525 | Not Required by DOW | L155577 | WILKINS | 375 | RP | 3.000 | 3656125 | Interior Wall, 4” above Finish Floor
445 | MCCORMICK BLVD | 43213-1526 | Active | 69449 | AMES | 2000B | DC | 0.750 | 3479982
445 | MCCORMICK BLVD | 43213-1526 | Active | WD-0339 | AMES | 300 | DCDA | 8.000 | 3628291
445 | MCCORMICK BLVD | 43213-1526 | Active | 43523 | WATTS | 919 | RP | 2.000 | 3628292
450 | MCCORMICK BLVD | 43213-1525 | Active | 195446 | WILKINS | 975 | RP | 2.000 | 64199 | ON METER PIT IN HOT BOX
450 | MCCORMICK BLVD | 43213-1525 | Due Install |  |  |  | DCDA |  | 3638622
450 | MCCORMICK BLVD | 43213-1525 | LPS - Active |  |  |  | LST |  | 3638623
470 | MCCORMICK BLVD | 43213-1525 | Active | 15350 | AMES | 4000B | RP | 0.750 | 3546365
470 | MCCORMICK BLVD | 43213-1525 | Active | VK-1336 | AMES | COLT-GV | DCDA | 4.000 | 3649658
470 | MCCORMICK BLVD | 43213-1525 | Active | 85637 | AMES | 2000B | DC | 0.750 | 3651694
283 | MCCOY AVE | 43085 | Active | T442447 | WILKINS | 720A | PVB | 0.750 | 3654485 | RIGHT FRONT
126 | MCCOY RD | 43220-4963 | Active | 17036 | WATTS | 919AQT | RP | 1.000 | 96214 | IN BASEMENT BY WATER METER
1482 | MCCOY RD | 43220-4931 | Active | 279571 | WILKINS | 720A | PVB | 0.750 | 93986 | RIGHT SIDE OF HOUSE
1530 | MCCOY RD | 43220-4969 | Active | T240662 | WILKINS | 720 | PVB | 0.750 | 3480002 | FRONT
1540 | MCCOY RD | 43220-4969 | Active | 580632 | WILKINS | 720A | PVB | 1.000 | 92207 | LEFT FRONT
1560 | MCCOY RD | 43220-4932 | Active | T021225 | WILKINS | 720A | PVB | 0.750 | 3480003 | RIGHT SIDE OF HOUSE
1610 | MCCOY RD | 43220-4932 | Active | 122700 | WATTS | 800QT | PVB | 1.000 | 87408 | REAR OF HOUSE
1727 | MCCOY RD | 43220-4405 | Active | 47382 | WATTS | 800M4QT | PVB | 1.000 | 93987 | left of house
1956 | MCCOY RD | 43220-4434 | Active | 298694 | WATTS | 800QT | PVB | 0.750 | 95509 | RIGHT SIDE OF HOUSE TOWARD BACK
1961 | MCCOY RD | 43220-4433 | Active | 669018 | WILKINS | 720A | PVB | 0.750 | 90952 | LEFT OF BLDG
2160 | MCCOY RD | 43220-4352 | Active | H616713 | FEBCO | 765 | PVB | 0.750 | 87490 | LEFT SIDE OF HOUSE
2284 | MCCOY RD | 43220-4352 | Active | 792843 | WILKINS | 720A | PVB | 0.750 | 88308 | LEFT OF FRONT DOOR
2777 | MCCOY RD | 43220-4236 | Active | 323519 | WATTS | 909M1QT | RP | 1.500 | 59273 | BASEMENT MECHANICAL ROOM AT WATER METER
4467 | MCCULLOUGH LN | 43026 | Active | H178247 | FEBCO | 765 | PVB | 0.750 | 91808 | LEFT SIDE OF HOUSE
4484 | MCCULLOUGH LN | 43026 | Active | 201704 | WATTS | 800M4QT | PVB | 0.750 | 64150 | FRONT LEFT OF DOOR
4074 | mccune ave |  | New Construction |  |  |  | RP | 4.000 | 3659578
4074 | mccune ave |  | New Construction |  |  |  | DCDA | 6.000 | 3659579
4074 | mccune ave |  | New Construction |  |  |  | DC | 0.750 | 3659580
4241 | MCCUNE AVE | 43017 | Active | RD-1550 | WATTS | 957 | RP | 4.000 | 3622668 | Bldg # 16 (4239) Sprinkler-Meter Rm in Hallway
4241 | MCCUNE AVE | 43017 | Active | 1910350317 | AMES | 3000SS | DCDA | 4.000 | 3622669 | Bldg # 16 (4239) Sprinkler-Meter Rm in Hallway
4241 | MCCUNE AVE | 43017 | Active | 77912 | AMES | 2000B | DC | 0.750 | 3622670 | Bldg # 16 (4239) Sprinkler-Meter Rm in Hallway
4242 | MCCUNE AVE | 43017 | Active | QL-0060 | WATTS | 957 | RP | 4.000 | 3621476 | Bldg # 14 (4250) Sprinkler-Meter Rm in Hallway
4242 | MCCUNE AVE | 43017 | Active | 1903641116 | AMES | 3000SS | DCDA | 4.000 | 3621477 | Bldg # 14 (4250) Sprinkler-Meter Rm in Hallway
4242 | MCCUNE AVE | 43017 | Active | 77497 | AMES | 2000B | DC | 0.750 | 3621478 | Bldg # 14 (4250) Sprinkler-Meter Rm in Hallway
4652 | MCCURDY DR | 43054-9630 | Active | 262970 | WILKINS | 420 | PVB | 0.750 | 64694 | RT FRT CORNER
4653 | MCCURDY DR | 43054-9631 | Active | T299949 | WILKINS | 720A | PVB | 0.750 | 64699 | LEFT SIDE OF HOUSE
4664 | MCCURDY DR | 43054-9630 | Active | 287221 | WATTS | 800M4QT | PVB | 0.750 | 64733 | RIGHT FRONT
4665 | MCCURDY DR | 43054-9631 | Active | CD5132 | FEBCO | 765 | PVB | 0.750 | 64746 | NW COR OF HSE
4676 | MCCURDY DR | 43054-9630 | Active | EAF5548 | WILKINS | 720A | PVB | 1.000 | 64769 | RIGHT FRONT
4677 | MCCURDY DR | 43054-9631 | Active | G097990 | WILKINS | 720A | PVB | 0.750 | 64774 | NORTHSIDE OF HOUSE
3362 | MCCUTCHEON CROSSING DR | 43219-5048 | Active | G242350 | WILKINS | 720A | PVB | 0.750 | 95920 | LEFT SIDE
3178 | MCCUTCHEON PL | 43219 | Active | T223663 | WILKINS | 720A | PVB | 0.750 | 3611749 | left side
2306 | MCCUTCHEON RD | 43219- | Inactive | 3637423 | WILKINS | 975XL | RP | 0.750 | 93042 | WEST SIDE OF MAIN ENTRY @ METER PIT
2315 | MCCUTCHEON RD | 43219 | Active | 4738478 | WILKINS | 975A | RP | 0.750 | 57923 | BY METER PIT 15 FT S OF MCCUTCHEON ON MCCUTCHEON CROSSING
2362 | MCCUTCHEON RD | 43219-3200 | Active | CB076733 | WILKINS | 720 | PVB | 0.750 | 58082 | BASEMENT, SOUTH WALL
2451 | MCCUTCHEON RD | 43219-3336 | Not Required by DOW |  |  |  | RP |  | 3649024 | AT METER
2500 | MCCUTCHEON RD | 43219-3338 | Removed | H837776REM | FEBCO | 765 | PVB | 0.750 | 98626 | LH side
2500 | MCCUTCHEON RD | 43219-3338 | Active | ABU5542 | WILKINS | 975XL2 | RP | 1.000 | 3653423 | FURNACE ROOM
2580 | MCCUTCHEON RD | 43219-3338 | Active | 561024 | WATTS | 909QT | RP | 0.750 | 58674 | MECH ROOM ON EAST SIDE CHILLER ROOM
2580 | MCCUTCHEON RD | 43219-3338 | Removed | 420165REM | WATTS | 909HWQT | RP | 0.750 | 97961 | REMOVED-MECH ROOM ON E SIDE OF CHILLER ROOM
2600 | MCCUTCHEON RD | 43219-3340 | Active | 233399 | WATTS | 009M2QT | RP | 1.000 | 99388 | METER ROOM
2881 | MCCUTCHEON RD | 43219- | Active | FI1597 | WATTS | 957 | RP | 6.000 | 90524 | HOT BOX AT PIT NW OF COMPLEX PARK AT REGALDO & CAMBRON
2881 | MCCUTCHEON RD | 43219- | Not Required by DOW | T075159 | WILKINS | 720A | PVB | 0.750 | 95090 | 2869 ACARIE DR, UNIT IN REAR NEXT TO WHITE FENCE
2881 | MCCUTCHEON RD | 43219- | Not Required by DOW | G245408 | WILKINS | 720A | PVB | 0.750 | 99723 | LEFT SIDE - 3950 MIDDLEMORE DR
2881 | MCCUTCHEON RD | 43219- | Not Required by DOW | T231667 | WILKINS | 720A | PVB | 0.750 | 99724 | LEFT SIDE - 3938 MIDDLEMORE DR
3240 | MCCUTCHEON RD | 43230-4813 | Due Install |  |  |  | RP | 1.500 | 3604222 | AT WATER METER - FIRE STATION # 28
3841 | MCDANNALD DR | 43230-1120 | Active | 2270912 | WILKINS | 975XLBMS | RP | 0.750 | 88022 | FRONT WALL OF HOUSE BASEMENT AT SERVICE ENTRANCE
3607 | MCDERMOT CT | 43228-7074 | Active | H025087 | FEBCO | 765 | PVB | 1.000 | 97453 | left side of house
3608 | MCDERMOT CT | 43228-7074 | Active | 587236 | WILKINS | 720A | PVB | 0.750 | 93988 | RIGHT SIDE FRONT
3615 | MCDERMOT CT | 43228-7074 | Active | T065607 | WILKINS | 720A | PVB | 1.000 | 100180 | LEFT SIDE OF HOUSE
3616 | MCDERMOT CT | 43228-7074 | Active | A152232 | WILKINS | 720A | PVB | 0.750 | 92141 | RIGHT SIDE FRONT
6840 | MCDEVITT CT | 43017-8653 | Active | 903102 | WILKINS | 720A | PVB | 0.750 | 70803 | RIGHT HAND SIDE OF HOUSE
6841 | MCDEVITT CT | 43017-8653 | Active | 190664 | WILKINS | 720A | PVB | 0.750 | 70804 | LEFT FRONT
6849 | MCDEVITT CT | 43017-8653 | Active | G151926 | WILKINS | 720A | PVB | 0.750 | 92017 | FRONT OF HOUSE
6857 | MCDEVITT CT | 43017-8653 | Active | 229722 | WATTS | 800M4QT | PVB | 0.750 | 70843 | LEFT SIDE OF HOUSE
6832 | MCDEVITT DR | 43017-8650 | Active | CB072529 | WILKINS | 720A | PVB | 0.750 | 70787 | RIGHT FRONT
6833 | MCDEVITT DR | 43017-8651 | Active | 263488 | WILKINS | 420 | PVB | 1.000 | 70791 | LEFT SIDE OF HOUSE
6810 | MCDOUGAL CT | 43017-8898 | Active | A107151 | WILKINS | 720A | PVB | 0.750 | 87254 | RIGHT SIDE OF HOUSE CENTER
6818 | MCDOUGAL CT | 43017-8898 | Active | 548903 | WATTS | 800M4QT | PVB | 1.000 | 70754 | RIGHT SIDE OF HOUSE
6826 | MCDOUGAL CT | 43017-8898 | Active | 468229 | APOLLO/CONBRACO | PVB4A | PVB | 0.750 | 70774 | LEFT SIDE OF HOUSE
6839 | MCDOUGAL CT | 43017 | Active | A107194 | WILKINS | 720A | PVB | 0.750 | 70798 | LEFT FRONT
6842 | MCDOUGAL CT | 43017-8898 | Active | 903224 | WILKINS | 720A | PVB | 0.750 | 70808 | OUTSIDE
6843 | MCDOUGAL CT | 43017-8898 | Active | H039222 | FEBCO | 765 | PVB | 0.750 | 70813 | SIDE OF HOUSE (SERIAL #H039222)
6850 | MCDOUGAL CT | 43017-8898 | Active | H580874 | FEBCO | 765 | PVB | 0.750 | 70831 | LEFT SIDE
6866 | MCDOUGAL CT | 43017-8898 | Active | T405429 | WILKINS | 720A | PVB | 0.750 | 95334 | RIGHT SIDE OF HOUSE
6867 | MCDOUGAL CT | 43017-8898 | Active | H010743 | FEBCO | 765 | PVB | 0.750 | 70859 | LEFT SIDE
3377 | MCDOWELL RD | 43123- | Active | 141220 | WATTS | 009QT | RP | 0.750 | 60545 | UTILITY ROOM ON OUTSIDE OF BUILDING
3377 | MCDOWELL RD | 43123- | Not Required by DOW | 147089 | WATTS | 009M3QT | RP | 0.750 | 87175 | NW CORNER OF BUILDING IN MECH ROOM
3797 | MCDOWELL RD | 43123-4023 | Active | 214537 | WATTS | LF009M2QT | RP | 1.000 | 93989 | IN METER
3800 | MCDOWELL RD | 43123-4022 | Active | 264992 | WATTS | 909M1QT | RP | 2.000 | 61804 | WEST END OF BLDG BY METER
3800 | MCDOWELL RD | 43123-4022 | Active | UA-1455 | AMES | COLT300GV | DCDA | 6.000 | 3634979 | WEST WALL
3800 | MCDOWELL RD | 43123-4022 | Active | 59973 | AMES | 2000BM3 | DC | 0.750 | 3649323 | WEST WALL
4026 | MCDOWELL RD | 43123-3942 | Active | 259114 | WILKINS | 975 | RP | 1.000 | 62705 | IN STORAGE ROOM
4026 | MCDOWELL RD | 43123-3942 | Due Install |  |  |  | DCDA | 4.000 | 3632754
4170 | MCDOWELL RD | 43123-3902 | Active | 15947 | WATTS | 919QT | RP | 2.000 | 63139 | BASEMENT WEST WALL BY METER
4170 | MCDOWELL RD | 43123-3902 | Removed | REMW125511 | WILKINS | 975XL | RP | 1.500 | 63140 | BASEMENT NORTH WALL, CENTER TOP REMOVED
4176 | MCDOWELL RD | 43123- | Active | W047136 | WILKINS | 975XL | RP | 1.000 | 3480190 | MECH ROOM BEHIND OFFICE
4196 | MCDOWELL RD | 43123-3909 | Active | 19038 | WATTS | LF909MI | RP | 1.500 | 3480191 | MTR IN MECH ROOM
4218 | MCDOWELL RD | 43123-3909 | Active | 19032 | WATTS | LF909M1 | RP | 1.500 | 3480192 | RISER ROOM
4240 | MCDOWELL RD | 43123-3909 | Active | 19036 | WATTS | LF909 | RP | 1.500 | 3480193 | mtr in mech. room
4267 | MCDOWELL RD | 43123- | Due Install |  |  |  | RP | 6.000 | 3480194
4268 | MCDOWELL RD | 43123-3909 | Active | 20268 | AMES | 2000B | DC | 1.500 | 96540 | CENTER MECH ROOM
4268 | MCDOWELL RD | 43123-3909 | Active | 2776633 | WILKINS | 975XLBMS | RP | 1.000 | 96562 | CENTER MECH ROOM
4268 | MCDOWELL RD | 43123-3909 | Due Install |  |  |  | DCDA | 2.500 | 3639272 | CENTER MECH ROOM
34 | MCDOWELL ST | 43215 | Active | X-50543 | WILKINS | 375A | RP | 3.000 | 3656169 | WATER ROOM NORTH WEST END OF BUILDING, NEXT TO ELEVATOR GLASS DOOR
34 | MCDOWELL ST | 43215 | Active | 11034471022 | AMES | 3000SS | DCDA | 4.000 | 3656186 | RISER ROOM S/W CORNER OF BLDG
34 | MCDOWELL ST | 43215 | Active | 87365 | AMES | 2000B | DC | 0.750 | 3656191 | RISER ROOM S/W CORNER OF BLDG
60 | MCDOWELL ST | 43215 | Active | 302077 | WATTS | LF009M2QT | RP | 1.000 | 3650353 | INSIDE BUILDING AT WATER METER
60 | MCDOWELL ST | 43215 | Active | 279333 | WATTS | LF009M2QT | RP | 1.000 | 3650354 | TEMPORARY METER AT JOB TRAILER - 54 S MAY ST
77 | MCDOWELL ST | 43215 | Active | 42074C | WILKINS | 375 | RP | 4.000 | 3656473 | MECHANICAL ROOM 1ST FLOOR
77 | MCDOWELL ST | 43215 | Active | 88582 | AMES | 2000B | DC | 0.750 | 3656502 | riser room
77 | MCDOWELL ST | 43215 | Active | 105159 | AMES | 3000SS | DCDA | 4.000 | 3656601 | MECHANICAL ROOM 1ST FLOOR
25 | MCELHINNY LN | 43035 | Active | CB431981 | WILKINS | 720A | PVB | 0.750 | 3605890 | LEFT SIDE
323 | MCELHINNY LN | 43035 | Active | T239698 | WILKINS | 720A | PVB | 0.750 | 3605883 | RIGHT SIDE OF THE HOUSE
380 | MCGRATH DR | 43016-4172 | Active | 23745 | WATTS | 800M2QT | PVB | 1.000 | 61828 | WEST SIDE OF HOUSE BY MTR REMOTES
4711 | MCGREEVY CT | 43017-8572 | Active | G045431 | WILKINS | 720A | PVB | 0.750 | 87691 | LEFT FRONT
4720 | MCGREEVY CT | 43017-8572 | Active | G036427 | WILKINS | 720A | PVB | 0.750 | 93992 | LEFT SIDE
4735 | MCGREEVY CT | 43017-8572 | Replaced | REPG185516 | WILKINS | 720A | PVB | 0.750 | 94662 | REPLACED- RIGHT CENTER BY AC.
4735 | MCGREEVY CT | 43017-8572 | Active | T178644 | WILKINS | 720A | PVB | 0.750 | 3611537 | RIGHT CENTER BY AC.
4736 | MCGREEVY CT | 43017-8572 | Active | T304948 | WILKINS | 720A | PVB | 0.750 | 64916 | RIGHT SIDE OF HOUSE
4767 | MCGREEVY CT | 43017-8572 | Active | 146202 | WILKINS | 420 | PVB | 0.750 | 64986 | LEFT FRONT
4783 | MCGREEVY DR | 43017-8648 | Active | 672172 | WILKINS | 720A | PVB | 0.750 | 65043 | LEFT SIDE
4791 | MCGREEVY DR | 43017-8648 | Active | 234140 | FEBCO | 765 | PVB | 0.750 | 91247 | LEFT SIDE OF HOUSE
4792 | MCGREEVY DR | 43017-8655 | Active | T231721 | Wilkins | 720A | PVB | 0.750 | 65063 | LEFT SIDE
2623 | MCGUFFEY RD | 43211- | Active | W074851 | WILKINS | 975XL | RP | 1.000 | 100615 | IN BASEMENT, FRONT OF BUILDING - 2625 MCGUFFEY RD
2623 | MCGUFFEY RD | 43211- | Not Required by DOW |  |  |  | AG |  | 3636187
2632 | MCGUFFEY RD | 43211-1237 | Active | 215030 | WATTS | 909M1QT | RP | 0.750 | 58827 | WATER TREATMENT RM CAHS
2632 | MCGUFFEY RD | 43211-1237 | Active | 95779 | WATTS | 909M1QT | RP | 1.250 | 58828 | BOILER ROOM CAHS
2632 | MCGUFFEY RD | 43211-1237 | Due Install |  |  |  | RP |  | 3630206
5910 | MCHINE WAY | 43081 | Active | T418168 | WILKINS | 720A | PVB | 0.750 | 3616647 | RIGHT SIDE OF HOUSE (EXT)
814 | MCKINLEY AVE | 43222- | Active | 274138 | WATTS | 909M1QT | RP | 1.500 | 73365 | SW CORNER OF BUILDING BY WATER METER
823 | MCKINLEY AVE | 43222- | Active | ACL2941 | WILKINS | 975XL2 | RP | 1.500 | 73738 | BLDG 12 N WALL AT WATER METER CHLORINE STORAGE BLDG
823 | MCKINLEY AVE | 43222- | Active | 411326 | WATTS | 909QT | RP | 0.750 | 73775 | BLDG 15 SOUTH WALL AT WATER METER
823 | MCKINLEY AVE | 43222- | Active | ABJ7836 | WILKINS | 975XL2 | RP | 0.750 | 74005 | OFFICES MID MECH/FURNACE ROOM AT WATER METER
823 | MCKINLEY AVE | 43222- | Active | 152149 | WATTS | 909 | RP | 2.500 | 74240 | SW CORNER OF BLDG AT WATER METER
823 | MCKINLEY AVE | 43222- | Active | 114418 | WATTS | LF009M2QT | RP | 1.500 | 74401 | BLDG 2 NW CORNER MAGY BLDG CAGE AT WATER METER
823 | MCKINLEY AVE | 43222- | Active | 349171 | WILKINS | 975XL | RP | 1.500 | 74535 | BLDG 8 MECH/RISER AREA AT WATER METER (S# 349171)
823 | MCKINLEY AVE | 43222- | Active | ACF8874 | WILKINS | 975XL2 | RP | 2.000 | 100593 | BLDG 1 WAREHSE AT WATER METER MIDDLE COURT
823 | MCKINLEY AVE | 43222- | Active | AG-835-1 |  |  | AG | 2.000 | 3636722 | AIT GAP ON TANK FOR CAUSTIC FUMES/SCRUBER
823 | MCKINLEY AVE | 43222- | Active | 5323D | WILKINS | 375ASTDA | RPDA | 3.000 | 3640807 | BLDG 8 MECH/METER AREA
823 | MCKINLEY AVE | 43222- | Active | AG-835-2 |  |  | AG | 2.000 | 3640949 | AIT GAP ON TANK FOR CAUSTIC FUMES/SCRUBER
823 | MCKINLEY AVE | 43222- | Active | 4847836 | WILKINS | 975XL2 | RP | 0.750 | 3648464 | BLDG 8 MECH/METER AREA
856 | MCKINLEY AVE | 43222- | Not Required by DOW | 306102 | WATTS | 909QT | RP | 0.750 | 74072 | N WALL BEHIND BOILER ROOM #2
856 | MCKINLEY AVE | 43222- | Active | 356791 | WILKINS | 975XL | RP | 0.750 | 74073 | SW CORNER OF BUILDING BY WATER METER
856 | MCKINLEY AVE | 43222- | Not Required by DOW | 455707 | WATTS | 909PCHWQT | RP | 0.750 | 89374 | BLDG B05 E WALL BEHIND DRYER
856 | MCKINLEY AVE | 43222- | Not Required by DOW | 349244 | WILKINS | 975XL | RP | 0.750 | 89375 | Bldg B05 BOTTLE ROOM EAST WALL
856 | MCKINLEY AVE | 43222- | Not Required by DOW | 576829 | WATTS | 909PCQT | RP | 1.000 | 89377 | Bldg B05 ON WALL INSIDE DOOR TO LEFT -BOILER ROOM, MTR IN SW CORNER
886 | MCKINLEY AVE | 43222-1151 | Removed | 262710REM | WATTS | 909M1QT | RP | 1.500 | 74363 | SE CORNER OF MAINT BLDG - REAR
886 | MCKINLEY AVE | 43222-1151 | Removed | 648282REM | WATTS | 909HWQT | RP | 0.750 | 74364 | SE CORNER OF MAINT BLDG -REAR
886 | MCKINLEY AVE | 43222-1151 | Removed | 431368REM | WATTS | 800M4QT | PVB | 1.000 | 74365 | SE CORNER OF MAINT BLDG -REAR
979 | MCKINLEY AVE | 43222- | Inactive | [5 empty] | 3480635 | AT WATER METER WELL ON PREMISE - NEED RP WHEN T/ON
100 | MCKINLEY AVE | 43222 | Active | 21464 | WATTS | 919QT | RP | 1.500 | 103872 | S WALL E END OF BLDG, AT WATER METER AT GARAGE DOOR
1037 | MCKINLEY AVE | 43222-1136 | Active | 3770981 | WILKINS | 975XL | RP | 0.750 | 103452 | NE CLOSET CORNER FRONT ENTRANCE
1061 | MCKINLEY AVE | 43222-1136 | Active | 390970 | WATTS | 009M3QT | RP | 0.750 | 3480638 | BASEMENT AT METER
1094 | MCKINLEY AVE | 43222-1111 | Active | 82729 | WATTS | 919QT | RP | 1.000 | 3480639 | S WALL MID BUILDING
1150 | MCKINLEY AVE | 43222-1113 | Due Install | [5 empty] | 3480641
1221 | MCKINLEY AVE | 43222-1114 | Due Install |  |  |  | RP | 0.750 | 3480643 | BATHROOM WALL
1231 | MCKINLEY AVE | 43222-1114 | Active | 287712 | WATTS | 909M1QT | RP | 1.500 | 54374 | BASEMENT FURNACE ROOM BY WATER METER
1241 | MCKINLEY AVE | 43222-1114 | Active | 22629 | WATTS | LF919QT | RP | 1.500 | 3480644
1260 | MCKINLEY AVE | 43222 | Active | TG-1996 | AMES | 300GV | DCDA | 4.000 | 3640768 | SE CORNER OF WAREHOUSE
1260 | MCKINLEY AVE | 43222 | Active | 57526 | AMES | 2000BM3 | DC | 0.750 | 3640769 | SE CORNER OF WAREHOUSE
1260 | MCKINLEY AVE | 43222 | Active | 4730534 | WILKINS | 975 | RP | 2.000 | 3640771 | SE CORNER OF WAREHOUSE
1260 | MCKINLEY AVE | 43222 | Not Required by DOW | 4619684 | WILKINS |  | RP | 1.000 | 3640772 | SE CORNER OF WAREHOUSE
1260 | MCKINLEY AVE | 43222 | Not Required by DOW | B304298 | WILKINS |  | RP | 1.500 | 3646516 | WASH BAY
1320 | MCKINLEY AVE | 43222-1155 | Active | 560090 | WATTS | 800M4FR | PVB | 1.000 | 54674 | MECHANICAL ROOM FRONT RIGHT ROOM OF BUILDING
1320 | MCKINLEY AVE | 43222-1155 | Active | 178869 | AMES | 3000SS | DCDA | 4.000 | 102828 | RISER ROOM
1320 | MCKINLEY AVE | 43222-1155 | Active | 69025 | AMES | 2000B | DC | 0.750 | 102829 | RISER ROOM
1320 | MCKINLEY AVE | 43222-1155 | Due Install |  |  |  | RP | 1.500 | 3657988 | MECHANICAL ROOM FRONT RIGHT ROOM OF BUILDING
1330 | MCKINLEY AVE | 43222-1115 | Active | 4630979 | WILKINS | 975 | RP | 1.000 | 3480645 | OFFICE BY METER
1355 | MCKINLEY AVE | 43222-1116 | Not Required by DOW | 26712 | WATTS | 919QT | RP | 2.000 | 3613387 | MECHANICAL ROOM BUILDING B
1355 | MCKINLEY AVE | 43222-1116 | Not Required by DOW | 19603 | WATTS | 919QT | RP | 1.500 | 3613388 | WATER METER UTILITY ROOM BUILDING G
1355 | MCKINLEY AVE | 43222-1116 | Active | 48217 | WATTS | 919QT | RP | 1.000 | 3613389 | MECHANICAL ROOM BUILDING C
1355 | MCKINLEY AVE | 43222-1116 | Not Required by DOW | 26846 | WATTS | 919QT | RP | 2.000 | 3613390 | NW CORNER BUILDING F
1355 | MCKINLEY AVE | 43222-1116 | Not Required by DOW | 19712 | WATTS | 919QT | RP | 1.500 | 3613391 | MECHANICAL ROOM BUILDING E
1355 | MCKINLEY AVE | 43222-1116 | Not Required by DOW | 26844 | WATTS | 919QT | RP | 2.000 | 3613449 | BRINE TANK ROOM
1355 | MCKINLEY AVE | 43222-1116 | Not Required by DOW | 27475 | WATTS | 919QT | RP | 2.000 | 3616584 | NW MECHANICAL ROOM BLDG G
1396 | MCKINLEY AVE | 43222 | Active | RC-1233 | AMES | COLT 500-GV | RPDA | 8.000 | 3624764 | Green Hot Box near McKinley Ave.
1396 | MCKINLEY AVE | 43222 | Active | 67488 | WATTS | 919QT | RP | 0.750 | 3624765 | Green Hot Box near McKinley Ave.
1559 | MCKINLEY AVE | 43222-1045 | Active | 4973879 | WILKINS | 975XL2 | RP | 0.750 | 3480654 | FURNACE/MECH ROOM AT WATER METER. N/W CORNER OF BUILDING
1600 | MCKINLEY AVE | 43222-1002 | Not Required by DOW | X31697 | WILKINS | 375A LF | RP | 4.000 | 55544 | REMOVED DO TO REMODEL..NO LONGER USED
1600 | MCKINLEY AVE | 43222-1002 | Not Required by DOW | 26221 | WATTS | 909 | RP | 2.500 | 55545 | BOILER ROOM
1600 | MCKINLEY AVE | 43222-1002 | Not Required by DOW | 67514 | WATTS | LF 919-QT | RP | 0.750 | 55546 | West Side Of Old Bus Wash Garage At Ceiling
1600 | MCKINLEY AVE | 43222-1002 | Not Required by DOW | X31696 | WILKINS | 375 LF | RP | 4.000 | 55547 | AT SERVICE ENTRANCE TO BUILDING, SE CORNER
1600 | MCKINLEY AVE | 43222-1002 | Removed | REM298889 | WATTS | 009M3QT | RP | 0.750 | 55548 | REMOVED....EYE WASH STATION NOW
1600 | MCKINLEY AVE | 43222-1002 | Not Required by DOW | 52443 | WATTS | 919ZQT | RP | 0.750 | 55553 | BUS POWER WASHING BAY
1600 | MCKINLEY AVE | 43222-1002 | Not Required by DOW | AH8734 | FEBCO | 825YA | RP | 2.000 | 55554 | EAST END NEAR MAIN METER
1600 | MCKINLEY AVE | 43222-1002 | Not Required by DOW | 15796 | WATTS | 919QT | RP | 1.500 | 102534 | NE CORNER OF BUS GARAGE
1600 | MCKINLEY AVE | 43222-1002 | Removed | 115837REM | WATTS | 774DCDA | DCDA | 8.000 | 3607745 | DEVICES HAS BEEN REMOVED FOR REMODEL..NO LONGER HERE
1600 | MCKINLEY AVE | 43222-1002 | Removed | 20941REM | WATTS | 007M2QT | DC | 0.750 | 3607746 | DEVICED HAS BEEN REMOVED FOR REMODEL..NO LONDER HERE
1600 | MCKINLEY AVE | 43222-1002 | Not Required by DOW | 67699 | WATTS | LF 919-QT | RP | 0.750 | 3607797 | NE WALL IN BUS REPAIR GARAGE
1600 | MCKINLEY AVE | 43222-1002 | Not Required by DOW | X31744 | WILKINS | 375A | RP | 3.00 | 3609508 | NEW BUS WASH N.E corner of building
1600 | MCKINLEY AVE | 43222-1002 | Removed | REM48774 | WILKINS | 975XL2 | RP | 0.750 | 3614935 | THIS DEVICE IS NO LONGER HERE....DO TO RENOVATION REMOVED
1600 | MCKINLEY AVE | 43222-1002 | Removed | REM4868776 | WILKINS | 975XL2 | RP | 0.750 | 3615160 | THIS DEVICE IS NO LONGER HERE....DO TO RENOVATION REMOVED
1600 | MCKINLEY AVE | 43222-1002 | Active | 90533 | WATTS | 919QT | RP | 0.750 | 3652269 | BIG HOTBOX BETWEEN FOUNTAIN AND STREET
1600 | MCKINLEY AVE | 43222-1002 | Active | VE-1083 | AMES | COLT 200 | RPDA | 8.00 | 3652270 | BIG HOTBOX BETWEEN FOUNTAIN AND STREET
1600 | MCKINLEY AVE | 43222-1002 | Active | WE-2130 | AMES | COLT 400 | RP | 4.000 | 3652271 | Small Hot Box between fountain and street
1601 | MCKINLEY AVE | 43222-1045 | Active | 28702 | WATTS | 919AQT | RP | 1.500 | 55566 | MECHANICAL ROOM AT WATER METER
1733 | MCKINLEY AVE | 43222-1050 | Active | 323305 | WATTS | LF009M2QT | RP | 1.000 | 102357 | RESTROOM AT WATER METER
1733 | MCKINLEY AVE | 43222-1050 | Active | XJ-0239 | AMES | 300 | DCDA | 6.000 | 3656775 | N/E CORNER OF WAREHOUSE
1733 | MCKINLEY AVE | 43222-1050 | Active | 75364 | AMES | 2000BM3 | DC | 0.750 | 3656776 | N/E CORNER OF WAREHOUSE
1812 | MCKINLEY AVE | 43222-1004 | Active | ABN8102 | WILKINS | 975XL2 | RP | 1.000 | 3480659 | BEHIND OFFICES BY RESTROOM
1825 | MCKINLEY AVE | 43222 | Not Required by DOW | W055963 | WILKINS | 975XLBMS | RP | 0.750 | 56308 | SW WAREHOUSE
1825 | MCKINLEY AVE | 43222 | Not Required by DOW | W067913 | WILKINS | 975 | RP | 0.750 | 56309 | SE WAREHOUSE
1825 | MCKINLEY AVE | 43222 | Active | 74738 | WILKINS | 975 | RP | 1.000 | 56310 | NE MECH AREA OF WAREHOUSE AT WATER METER
1850 | MCKINLEY AVE | 43222-1004 | Active | 7912 | WATTS | 009QT | RP | 0.750 | 56415 | IN FURNANCE ROOM
1877 | MCKINLEY AVE | 43222-1003 | Not Required by DOW | H02311 | FEBCO | 860 | RP | 0.500 | 56471 | MECHANICAL ROOM
1877 | MCKINLEY AVE | 43222-1003 | Active | 206905 | WATTS | LF009M2QT | RP | 1.000 | 3649122 | WEST SIDE MECH/BATHROOM AT WATER METER
1887 | MCKINLEY AVE | 43222-1003 | Active | 24876 | WATTS | 009M2 | RP | 1.250 | 3480662 | AT METER
1887 | MCKINLEY AVE | 43222-1003 | Due Install |  |  |  | RP | 1.000 | 3649133 | AT METER
1897 | MCKINLEY AVE | 43222 | Active | 55287 | WATTS | LF919QT | RP | 0.750 | 3609679 | OFFICE AREA W END OF BUILDING, BATHROOM
1900 | MCKINLEY AVE | 43222-1006 | Active | 459268 | WATTS | LF009M3QT | RP | 0.750 | 3480664 | AT WATER METER
2170 | MCKINLEY AVE | 43204-3417 | Removed | 260545REM | WILKINS | 975 | RP | 0.750 | 57506 | DIRECTLY ABOVE WATER METER IN OVEN ROOM REMOVED
2170 | MCKINLEY AVE | 43204-3417 | Removed | 260593REM | WILKINS | 975 | RP | 0.750 | 57507 | DIRECTLY ABOVE WATER METER IN OVEN ROOM REMOVED
2170 | MCKINLEY AVE | 43204-3417 | Active | 171148 | WATTS | LF009M3QT | RP | 0.750 | 3628121 | Storage Room at water meter
2182 | MCKINLEY AVE | 43204-3417 | Active not linked | 95999 | WATTS | 009M3QT | RP | 0.750 | 3480666 | RESTROOM
2607 | MCKINLEY AVE | 43204- | Due Install |  |  |  | RP | 0.750 | 3480673 | POLICE COMPLEX IN HORSE BARN
2609 | MCKINLEY AVE | 43204-3646 | Not Required by DOW | 478280 | WILKINS | 975XL | RP | 1.000 | 58754 | BASEMENT BOILER ROOM
2609 | MCKINLEY AVE | 43204-3646 | Not Required by DOW | W005570 | WILKINS | 375XL | RP | 1.500 | 58755 | AIR HANDLER ROOM FOR RANGE
2609 | MCKINLEY AVE | 43204-3646 | Not Required by DOW | A43507 | WATTS | 009M3QT | RP | 0.750 | 90907 | APPARATUS BAY IN BAR JOIST
2609 | MCKINLEY AVE | 43204-3646 | Active | LG-0037 | WATTS | 957 | RP | 4.000 | 91776 | hot box
2609 | MCKINLEY AVE | 43204-3646 | Active | 16204 | WATTS | 007QT | DC | 0.500 | 92157 | METER PIT
2609 | MCKINLEY AVE | 43204-3646 | Active | 1100310906 | WATTS | 774 | DCDA | 8.000 | 92158 | METER PIT
2609 | MCKINLEY AVE | 43204-3646 | Not Required by DOW | 59988 | WATTS | 009QT | RP | 0.750 | 96183 | MECH ROOM BACK DOOR OF BLDG
2609 | MCKINLEY AVE | 43204-3646 | Not Required by DOW | A00277 | WATTS | 009M2QT | RP | 1.250 | 96651 | SOUTHEAST WALL ABOVE CIELING IN KENNEL
2609 | MCKINLEY AVE | 43204-3646 | Due Install |  |  |  | RP | 3.000 | 3654130 | IN BACK BLDG BASEMENT
2679 | MCKINLEY AVE | 43204-3646 | Active | 33167 | WATTS | LF919QT | RP | 2.000 | 3480675 | NW AT WATER METER
2679 | MCKINLEY AVE | 43204-3646 | Active | 33163 | WATTS | LF919QT | RP | 2.000 | 3652132 | NW AT WATER METER
2700 | MCKINLEY AVE | 43204-3647 | Removed | 02885REM | WATTS | 009QT | RP | 1.250 | 59004 | BLDG RAZED - 1ST FLOOR MECHANICAL ROOM REMOVED
2722 | MCKINLEY AVE | 43204- | Active | 1389851104 | AMES | 3000SS | DCDA | 6.000 | 92575 | IN METER PIT IN FRONT OF PROPERTY
2722 | MCKINLEY AVE | 43204- | Active | 62871 | WATTS | 007M1PCQT | DC | 0.750 | 92605 | IN METER PIT IN FRONT OF PROPERTY
2722 | MCKINLEY AVE | 43204- | Active | 1133311004 | AMES | 4000SS | RP | 3.000 | 92606 | IN HOT BOX OUT IN FRONT OF PROPERTY BY METER PIT
2722 | MCKINLEY AVE | 43204- | Not Required by DOW | ABM0085 | WILKINS | 975XL | RP | 1.000 | 95198 | NEXT TO METER
2863 | MCKINLEY AVE | 43204 | Inactive | 01189 | AMES | 4000B | RP | 1.500 | 98186 | IN HOT BOX RIGHT OF DRIVE
2863 | MCKINLEY AVE | 43204 | New Construction |  |  |  | RP | 8.000 | 3658832 | INSIDE BUILDING
2966 | MCKINLEY AVE | 43204-3651 | Active | 1222084 | WILKINS | 975XLBMS | RP | 2.000 | 59622 | REAR OF STOREROOM
2966 | MCKINLEY AVE | 43204-3651 | Not Required by DOW | 248045 | FEBCO | 825YA | RP | 2.000 | 59623 | REAR OF STORE ROOM
2966 | MCKINLEY AVE | 43204-3651 | Removed | 229132REM | WATTS | 009M3QT | RP | 0.750 | 102857 | REMOVED-BACKFLOW IN 3036 BUILDING OUTSIDE OF RESTROOMS
3030 | MCKINLEY AVE | 43204 | Not Required by DOW | 22618 | WATTS | 919AQT | RP | 0.750 | 93156 | IN 3036 BUILDING OUTSIDE OF RESTROOM
3030 | MCKINLEY AVE | 43204 | Active | B007793 | WILKINS | 375XL | RP | 1.000 | 3611905 | WEST OUTSIDE WALL
3160 | MCKINLEY AVE | 43204- | Active | 0001360 | AMES | 2000B | DC | 2.000 | 60089 | 2550 QUARRY LAKE DR, SPRINKLER MECH ROOM, BLDG 9 ODD 1801-1811
3160 | MCKINLEY AVE | 43204- | Removed | 00066REM | AMES | 4000B | RP | 2.000 | 60090 | 2417 GARDEN HILL DR, BUILDING 4 NEXT TO #2026
3160 | MCKINLEY AVE | 43204- | Active | 039015 | WATTS | 007M1QT | DC | 2.000 | 60091 | 2610 - 2644 QUARRY LAKE (BLDG 5) - SPR RM ON BACK OF BLDG
3160 | MCKINLEY AVE | 43204- | Active | 00754 | AMES | 4000B | RP | 2.000 | 60092 | 2417 GARDEN HILL DR, CLOSET RT OF MAIN ENTRANCE, BLDG 28 ODD 2645-2669
3160 | MCKINLEY AVE | 43204- | Active | 00755 | AMES | 4000B | RP | 2.000 | 60093 | 2417 GARDEN HILL DR, CLOSET NEXT TO APT, BLDG 29 ODD 2585-2609
3160 | MCKINLEY AVE | 43204- | Active | 00798 | AMES | 4000B | RP | 2.000 | 60094 | 2417 GARDEN HILL/2550 QUARRY LK DR SPR RM OUTSIDE CLOSET BLDG 27 ODD 2705-2729
3160 | MCKINLEY AVE | 43204- | Active | 00801 | AMES | 4000B | RP | 2.000 | 60095 | 1948 QUARRY CREST/2417 GARDEN HILL SPR RM/GARAGE CLOSET BLDG 23 EVEN 1940-1970
3160 | MCKINLEY AVE | 43204- | Active | 00802 | AMES | 4000B | RP | 2.000 | 60096 | 2417 GARDEN HILL DR/2550 QAURRY LK DR CLOSET NEXT TO 1986 BLDG 24 EVEN 1980-2010
3160 | MCKINLEY AVE | 43204- | Active | 08471 | AMES | 2000B | DC | 2.000 | 60097 | 2550 QUARRY LAKE DR, SPRINKLER MECH RM, BLDG 10
3160 | MCKINLEY AVE | 43204- | Active | 10287 | WILKINS | 950XL | DC | 2.000 | 60098 | 2550 QUARRY LAKE DR, FIRE UTILITY ROOM K BUILDING 12, EVEN 1816-1850
3160 | MCKINLEY AVE | 43204- | Active | 01691 | AMES | LF2000BM3 | DC | 0.750 | 60099 | 2417 GARDEN HILL/2550 QUARRY LK DR FIRE SPR RM BLDG 2101 WORKOUT POOL
3160 | MCKINLEY AVE | 43204- | Active | 2LM1657 | AMES | 2000SS | DC | 4.000 | 60100 | 2417 GARDEN HILL/2550 QUARRY LK DR SPR RM/FIRE UTIL RM CLUB HOUSE I
3160 | MCKINLEY AVE | 43204- | Active | 3306 | AMES | 4000B | RP | 2.000 | 60101 | 2417 GARDEN HILL DR SPR RM FIRE UTIL RM BLDG 22 EVEN 1900-1930
3160 | MCKINLEY AVE | 43204- | Active | 3HN1283 | AMES | 3000 | DCDA | 4.000 | 60103 | 2417 GARDEN HILL/2550 QUARRY LAKE FIRE SPR RM BLDG 2101 WORK OUT/POOL RM
3160 | MCKINLEY AVE | 43204- | Active | 4641674 | WILKINS | 950XLT2 | DC | 2.000 | 60104 | 2550 QUARRY LAKE DR, SPRINKLER MECH ROOM, BLDG 17
3160 | MCKINLEY AVE | 43204- | Active | 591373 | WILKINS | 950XL | DC | 2.000 | 60105 | 2417 GARDEN HILL DR/2431-2465 QUARRY, SPRINKLER MECH ROOM, BLDG 2
3160 | MCKINLEY AVE | 43204- | Active | 591380 | WILKINS | 950XL | DC | 2.000 | 60106 | 2545-2579 QUARRY LAKE DR, SPRINKLER MECH RM, BLDG 19
3160 | MCKINLEY AVE | 43204- | Active | AEA4474 | WILKINS | 950XLT2 | DC | 2.000 | 60107 | 2460-2494 QUARRY, SPRINKLER MECH RM, BLDG 3
3160 | MCKINLEY AVE | 43204- | Active | 106755 | WATTS | 007M1QT | DC | 2.000 | 60108 | 2550 QAURRY LAKE DR, SPRINKLER MECH RM, BLDG 20
3160 | MCKINLEY AVE | 43204- | Active | 74015 | WATTS | 007M1QT | DC | 2.000 | 60111 | 2417 GARDEN HILL DR/2550 QUARRY LAKE DR, SPR/MECH RM E SIDE BLDG 37
3160 | MCKINLEY AVE | 43204- | Active | 8473 | AMES | 2000B | DC | 2.000 | 60112 | BUILDING 8
3160 | MCKINLEY AVE | 43204- | Active | 106659 | WATTS | 007M1 | DC | 2.000 | 60113 | 2417 GARDEN HILL/2271-2297 QUARRY VAL, BUILDING #34 RISER ROOM
3160 | MCKINLEY AVE | 43204- | Active | 91266 | WATTS | 007M1QT | DC | 2.000 | 60114 | 2417 GARDEN HILL/2391-2417 QUARRY VAL FIRE SPR CLOSET BLDG3 PH3, BLDG 32
3160 | MCKINLEY AVE | 43204- | Removed | 96986REM | WATTS | 007QT | DC | 2.000 | 60115 | FIRE SPRINKLER CLOSET NORTH END BUILD 7 PHASE III
3160 | MCKINLEY AVE | 43204- | Active | 10288 | WATTS | 719QT | DC | 2.000 | 60116 | 2417 GARDEN HILL/2550 QUARRY LK DR SPR RM FIRE SYS CLOSET BLDG 30
3160 | MCKINLEY AVE | 43204- | Active | 97010 | WATTS | 007M1QT | DC | 2.000 | 60117 | 2417 GARDEN HILL/2337 QUARRY, SPR RM, PH3 N END BLDG FIRE SPR CLOSET, BLDG 33
3160 | MCKINLEY AVE | 43204- | Active | 97016 | WATTS | 007M1QT | DC | 2.000 | 60118 | 2417 GARDEN HILL/2457 QUARY VAL RD SPR RM BLDG 2 PHASE II BLDG 31
3160 | MCKINLEY AVE | 43204- | Active | F1543 | CONBRACO | 40-108-02 | DC | 2.000 | 60119 | 2550 QUARRY LAKE DR, OUTSIDE CLOSET, BLDG 18
3160 | MCKINLEY AVE | 43204- | Removed | FI544REM | CONBRACO | 40-108-02 | DC | 2.000 | 60120 | 2610-2644 QUARRY, SPRINKLER RM, BLDG 5 REMOVED
3160 | MCKINLEY AVE | 43204- | Active | FE819 | CONBRACO | 40-108-A2T | DC | 2.000 | 60121 | 2560-2606 QUARRY, SPRINKLER MECH RM, BLDG 4
3160 | MCKINLEY AVE | 43204- | Active | FV347 | CONBRACO | 40-108-02 | DC | 2.000 | 60122 | 2682-2728 QUARRY, SPRINKLER RM, BLDG 6
3160 | MCKINLEY AVE | 43204- | Active | G1991 | CONBRACO | 40-108-02 | DC | 2.000 | 60123 | 2550 QUARRY LAKE DR, OUTSIDE CLOSET ON BACK SIDE, BLDG 11
3160 | MCKINLEY AVE | 43204- | Active | GD638 | CONBRACO | 40-108-02 | DC | 2.000 | 60124 | 2734-2768 QUARRY, OUTSIDE - CLOSET, FIRE SPRINKLER RM, BLDG 7
3160 | MCKINLEY AVE | 43204- | Active | 12103 | AMES | 2000B | DC | 2.000 | 60125 | 2417 GARDEN HILL/2217 QUARRY VAL SPR RM, FIRE SPR SYS CLOSET BLDG 35
3160 | MCKINLEY AVE | 43204- | Removed | 1985638REM | WILKINS | 975XLBMS | RP | 1.000 | 95036 | REMOVED-JUST SOUTH OF ENTRANCE OFF MCKINLEY
3160 | MCKINLEY AVE | 43204- | Active | 10072 | WATTS | LF719QT | DC | 2.000 | 97990 | 2417 GARDEN HILL DR, SPRINKLER RM, 2778-2824 QUARRY POINT, BLDG 21
3160 | MCKINLEY AVE | 43204- | Active | 01221 | AMES | 2000B | DC | 2.000 | 100605 | 2417 GARDEN HILL DR/2121-2173 QUARRY SPR RM FIRE SPR RM BLDG 36
3160 | MCKINLEY AVE | 43204- | Removed | 3537373REM | WILKINS | 975XL | RP | 1.500 | 103481 | REMOVED- 2550 QUARRY LANE BY FLAG POLE
3160 | MCKINLEY AVE | 43204- | Active | 00966 | AMES | 4000B | RP | 2.000 | 3605904 | BLDG 25 (2020-2050)
3160 | MCKINLEY AVE | 43204- | Active | 00112 | AMES | 4000B | RP | 2.000 | 3605905 | BLDG 26
3160 | MCKINLEY AVE | 43204- | Removed | 353046REM | WILKINS | 975XL | RP | 1.000 | 3606041 | 2550 OUTSIDE BUSHES OF CLUBHOUSE
3160 | MCKINLEY AVE | 43204- | Active | 10286 | WATTS | LF719QT | DC | 2.000 | 3607758 | BLDG 30
3160 | MCKINLEY AVE | 43204- | Due Install |  |  |  | RP | 8.000 | 3638387
3231 | MCKINLEY AVE | 43204 | Active | 79406 | WATTS | LF919QT | RP | 0.750 | 3641030 | 3231 SE GARAGES E END METER/RISER ROOM
3231 | MCKINLEY AVE | 43204 | Active | TB-0979 | WATTS | 957 | RP | 8.00 | 3641031 | 3231 SE GARAGES E END METER/RISER ROOM
3231 | MCKINLEY AVE | 43204 | Active | TC-0286 | WATTS | 957 | RP | 4.000 | 3641331 | 3231 SE GARAGES E END METER/RISER ROOM AT WATER METER
3231 | MCKINLEY AVE | 43204 | Not Required by DOW | J031663 | FEBCO | 825Y | RP | 1.500 | 3643541 | 3231 SE GARAGES E END AT IRRIGATION METER
3231 | MCKINLEY AVE | 43204 | LPS - Active |  |  |  | LPC |  | 3643542 | DOMESTIC PUMP - 3231 SE GARAGES E END METER/RISER ROOM
3231 | MCKINLEY AVE | 43204 | LPS - Active |  |  |  | LST |  | 3643543 | 3231 FIRE BOOSTR PUMP SE GARAGES E END METER/RISER ROOM
3231 | MCKINLEY AVE | 43204 | Not Required by DOW | 37258 | WATTS | 919QT | RP | 2.000 | 3646907 | POOL EQUIPMENT SOUTHWEST CORNER OF POOL AREA
3231 | MCKINLEY AVE | 43204 | Not Required by DOW | B350351 | WILKINS | 375XL | RP | 1.000 | 3646908 | NORTH TOWER FIRST FLOOR JANITORS CLOSET ACROSS FROM ROOM 140
3231 | MCKINLEY AVE | 43204 | Not Required by DOW | B339970 | WILKINS | 375XL | RP | 1.000 | 3646909 | FIRST FLOOR SOUTH END OF BUILDING IN CLOSET ACROSS FROM ROOM 118
3235 | MCKINLEY AVE | 43204 | Active | SH-0902 | WATTS | 957 | RP | 4.000 | 3635399 | 3235 SE GARAGES W END METER/RISER ROOM AT WATER METER
3235 | MCKINLEY AVE | 43204 | Active | SH-1889 | WATTS | 957 | RPDA | 8.000 | 3635696 | 3235 SE GARAGES W END METER/RISER ROOM
3235 | MCKINLEY AVE | 43204 | Active | 76433 | WATTS | 919QT | RP | 0.750 | 3635697 | 3235 SE GARAGES W END METER/RISER ROOM
3235 | MCKINLEY AVE | 43204 | LPS - Active |  |  |  | LPC |  | 3649596 | DOMESTIC PUMP - SE GARAGES W END METER/RISER ROOM
3235 | MCKINLEY AVE | 43204 | LPS - Active |  |  |  | LST |  | 3649597 | FIRE PUMP SE GARAGES W END METER/RISER ROOM
3235 | MCKINLEY AVE | 43204 | Not Required by DOW | 4885493 |  | XLTCU | RP | 2.000 | 3649995 | POOL PUMP HOUSE
3042 | MCKINLEY AVE UNIT A | 43204-3653 | Active | YC-2688 | WATTS | 957 | RP | 3.000 | 3480678
1355 | MCKINLEY AVE UNIT A | 43222-1116 | Active | 1852791214 | AMES | 3000CIV | DCDA | 6.000 | 3613384 | METER PIT
1355 | MCKINLEY AVE UNIT A | 43222-1116 | Active | 23633 | WATTS | 007M1PCQT | DC | 0.750 | 3613385 | METER PIT
1355 | MCKINLEY AVE UNIT A | 43222-1116 | Active | 1287060215 | AMES | 4000CIV | RP | 4.000 | 3613386 | HOT BOX AT METER PIT
816 | MCKINLEY AVE UNIT R | 43222-1107 | Removed | W255014REM | WILKINS | 975XLBMS | RP | 1.500 | 73442 | REMOVED-250 N HARTFORD AVE, AT FRONT GATE OF OFFICE COMPLEX INSIDE A HOT BOX
596 | MCNAUGHTEN GROVE LN | 43213-5105 | Active | 792729 | WATTS | 800M2QT | PVB | 0.750 | 68415 | NORTH SIDE OF RESIDENCE
5965 | MCNAUGHTEN GROVE LN | 43213-5105 | Active | 792766 | WATTS | 800M2QT | PVB | 0.750 | 68422 | LT SIDE
5969 | MCNAUGHTEN GROVE LN | 43213-5105 | Active | 672846 | WATTS | 800M2QT | PVB | 0.750 | 68427 | NORTH SIDE OF HOUSE
5973 | MCNAUGHTEN GROVE LN | 43213-5105 | Active | 672942 | WILKINS | 720A | PVB | 0.750 | 68445 | OUTSIDE IRRIGATION
5977 | MCNAUGHTEN GROVE LN | 43213-5105 | Active | 672140 | WILKINS | 720A | PVB | 0.750 | 68452 | OUTISDE
5981 | MCNAUGHTEN GROVE LN | 43213 | Active | 674339 | WILKINS | 720A | PVB | 0.750 | 68461 | OUTSIDE IRRIGATION
5985 | MCNAUGHTEN GROVE LN | 43213-5105 | Active | 672216 | WILKINS | 720A | PVB | 0.750 | 68474 | EAST SIDE OF RESIDENCE
5986 | MCNAUGHTEN GROVE LN | 43213-5104 | Active | 118441 | WATTS | 800M2QT | PVB | 0.750 | 68475 | NORTH SIDE OF RESIDENC
5989 | MCNAUGHTEN GROVE LN | 43213-5105 | Active | 672202 | WILKINS | 720A | PVB | 0.750 | 91125 | LEFT SIDE
5990 | MCNAUGHTEN GROVE LN | 43213-5104 | Active | 120977 | WATTS | 800M2QT | PVB | 0.750 | 68483 | SOUTH SIDE OF RESIDENCE
5993 | MCNAUGHTEN GROVE LN | 43213-5105 | Active | 672225 | WILKINS | 720A | PVB | 0.750 | 68489 | RIGHT HAND SIDE
5997 | MCNAUGHTEN GROVE LN | 43213-5105 | Active | 120983 | WATTS | 800M2QT | PVB | 0.750 | 68498 | EAST SIDE OF RESIDENCE
6001 | MCNAUGHTEN GROVE LN | 43213-5106 | Active | 129193 | WATTS | 800M2QT | PVB | 0.750 | 68580 | WEST SIDE OF RESIDENCE
6005 | MCNAUGHTEN GROVE LN | 43213-5106 | Active | 125055 | WATTS | 800M2QT | PVB | 0.750 | 68684 | PRE-FIX SER # WITH "Z
6009 | MCNAUGHTEN GROVE LN | 43213 | Active | 145824 | WATTS | 800M4 | PVB | 0.750 | 3654524
6010 | MCNAUGHTEN GROVE LN | 43213-5103 | Active | 672249 | WILKINS | 720A | PVB | 0.750 | 68698 | WEST SIDE OF RESIDENCE
6013 | MCNAUGHTEN GROVE LN | 43213 | Active | 145849 | WATTS | 800M2QT | PVB | 0.750 | 68708 | EAST SIDE OF RESIDENCE
6014 | MCNAUGHTEN GROVE LN | 43213-5103 | Active | 672160 | WILKINS | 720A | PVB | 0.750 | 68709 | EAST SIDE OF RESIDENCE
6017 | MCNAUGHTEN GROVE LN | 43213-5106 | Active | T364091 | WILKINS | 720A | PVB | 0.750 | 68715 | WEST SIDE OF RESIDENCE
6018 | MCNAUGHTEN GROVE LN | 43213-5103 | Active | 672232 | WILKINS | 720A | PVB | 0.750 | 68718 | WEST SIDE OF RESIDENCE
6021 | MCNAUGHTEN GROVE LN | 43213-5106 | Active | 145863 | WATTS | 800M2QT | PVB | 0.750 | 68722 | EAST SIDE OF RESIDENCE
6022 | MCNAUGHTEN GROVE LN | 43213-5103 | Active | 672234 | WATTS | 800M2QT | PVB | 0.750 | 68723 | EAST SIDE OF RESIDENCE
6025 | MCNAUGHTEN GROVE LN | 43213-5106 | Active | 672231 | WILKINS | 720A | PVB | 0.750 | 68729 | NORTHSIDE OF RESIDENCE
6026 | MCNAUGHTEN GROVE LN | 43213 | Active | 143650 | WATTS | 800M2QT | PVB | 0.750 | 68733 | SIDE OF HOUSE
6029 | MCNAUGHTEN GROVE LN | 43213-5106 | Active | 120804 | WATTS | 800M2QT | PVB | 0.750 | 68735 | SIDE OF RESIDENCE
6030 | MCNAUGHTEN GROVE LN | 43213 | Active | 143627 | WATTS | 800M2QT | PVB | 0.750 | 68741 | RH SIDE
6033 | MCNAUGHTEN GROVE LN | 43213-5106 | Active | 4750902 | WILKINS | 975XL | RP | 0.750 | 68749 | SOUTH SIDE OF RESIDENCE
6034 | MCNAUGHTEN GROVE LN | 43213-5103 | Active | 121776 | WATTS | 800M2QT | PVB | 0.750 | 68755 | WEST SIDE OF RESIDENCE
6037 | MCNAUGHTEN GROVE LN | 43213-5106 | Active | 124854 | WATTS | 800M2QT | PVB | 0.750 | 68763 | NORTH SIDE OF RESIDENCE
6038 | MCNAUGHTEN GROVE LN | 43213-5103 | Active | 115099 | WATTS | 800M2QT | PVB | 0.750 | 68764 | OUTSIDE IRRIGATION
6041 | MCNAUGHTEN GROVE LN | 43213 | Active | 140111 | WATTS | 800M4QT | PVB | 0.750 | 68772 | WEST SIDE OF RESIDENCE
6042 | MCNAUGHTEN GROVE LN | 43213-5103 | Active | 129187 | WATTS | 800M2QT | PVB | 0.750 | 68775 | WEST SIDE OF RESIDENCE
6045 | MCNAUGHTEN GROVE LN | 43213 | Active | 149112 | WATTS | 800QT | PVB | 0.750 | 91124 | LEFT SIDE
6046 | MCNAUGHTEN GROVE LN | 43213-5103 | Active | 129196 | WATTS | 800M2QT | PVB | 0.750 | 68783 | RIGHT SIDE
6049 | MCNAUGHTEN GROVE LN | 43213-5106 | Active | 624369 | WILKINS | 720A | PVB | 0.750 | 68792 | RIGHT SIDE OF HOUSE
6050 | MCNAUGHTEN GROVE LN | 43213-5103 | Active | 120986 | WATTS | 800CMQT | PVB | 0.750 | 68802 | LEFT SIDE OF HOUSE
6053 | MCNAUGHTEN GROVE LN | 43213-5106 | Active | 78512 | WATTS | 800CMQT | PVB | 0.750 | 68812 | EAST SIDE OF RESIDENCE
6054 | MCNAUGHTEN GROVE LN | 43213-5103 | Active | 118443 | WATTS | 800M2QT | PVB | 0.750 | 68814 | EAST SIDE OF RESIDENCE
6057 | MCNAUGHTEN GROVE LN | 43213-5106 | Active | 129177 | WATTS | 800M2QT | PVB | 0.750 | 68819 | RIGHT SIDE OF HOUSE
6058 | MCNAUGHTEN GROVE LN | 43213-5103 | Active | 487368 | WATTS | 800M2QT | PVB | 0.750 | 68824 | LEFT SIDE OF HOUSE
6061 | MCNAUGHTEN GROVE LN | 43213-5106 | Active | 76336 | WATTS | 800M2QT | PVB | 0.750 | 68834 | LEFT SIDE OF HOUSE
6062 | MCNAUGHTEN GROVE LN | 43213-5103 | Active | 129206 | WATTS | 800M2QT | PVB | 0.750 | 68835 | EAST SIDE OF HOUSE
6065 | MCNAUGHTEN GROVE LN | 43213-5106 | Active | H025569 | FEBCO | 765 | PVB | 0.750 | 68840 | WEST SIDE
6066 | MCNAUGHTEN GROVE LN | 43213-5103 | Active | 111801 | WATTS | 800M2QT | PVB | 0.750 | 68844 | WEST SIDE OF RESIDENCE
6069 | MCNAUGHTEN GROVE LN | 43213-5106 | Active | 120973 | WATTS | 800M2QT | PVB | 0.750 | 68849 | EAST SIDE OF RESIDENCE
6070 | MCNAUGHTEN GROVE LN | 43213-5103 | Active | H665400 | FEBCO | 765 | PVB | 1.000 | 68913 | NORTH SIDE OF RESIDENCE
6073 | MCNAUGHTEN GROVE LN | 43213-5106 | Active | 118442 | WATTS | 800M2QT | PVB | 0.750 | 68915 | WEST SIDE OF RESIDENCE
6074 | MCNAUGHTEN GROVE LN | 43213-5103 | Active | 111806 | WATTS | 800M2QT | PVB | 0.750 | 68920 | EASTSIDE OF RESIDENCE
6077 | MCNAUGHTEN GROVE LN | 43213-5106 | Active | 118445 | WATTS | 800M2QT | PVB | 0.750 | 68932 | EAST SIDE OF RESIDENCE
6078 | MCNAUGHTEN GROVE LN | 43213-5103 | Active | 111799 | WATTS | 800M2QT | PVB | 0.750 | 68935 | WEST SIDE OF RESIDENCE, OUTSIDE IRRIGATION
6081 | MCNAUGHTEN GROVE LN | 43213-5106 | Active | 118450 | WATTS | 800M2QT | PVB | 0.750 | 68945 | WEST SIDE OF RESIDENCE
6082 | MCNAUGHTEN GROVE LN | 43213-5103 | Active | 103752 | WATTS | 800M2QT | PVB | 0.750 | 68947 | OUTSIDE
6085 | MCNAUGHTEN GROVE LN | 43213-5106 | Active | 118433 | WATTS | 800M2QT | PVB | 0.750 | 68950 | OUTSIDE IRRIGATION
6086 | MCNAUGHTEN GROVE LN | 43213-5103 | Active | 103742 | WATTS | 800M2QT | PVB | 0.750 | 68951 | OUTSIDE
6089 | MCNAUGHTEN GROVE LN | 43213-5106 | Active | 105553 | WATTS | 800M2QT | PVB | 0.750 | 68955 | WEST SIDE
6090 | MCNAUGHTEN GROVE LN | 43213-5103 | Active | 098143 | WATTS | 800M2QT | PVB | 0.750 | 68958 | WEST SIDE OF HOUSE
6093 | MCNAUGHTEN GROVE LN | 43213-5106 | Active | 267814 | WATTS | 800M2QT | PVB | 0.750 | 68970 | EAST SIDE OF HOUSE
6094 | MCNAUGHTEN GROVE LN | 43213-5103 | Active | 95509 | WATTS | 800M2QT | PVB | 0.750 | 68973 | EAST SIDE OF HOUSE
6097 | MCNAUGHTEN GROVE LN | 43213-5106 | Active | 102811 | WATTS | 800M2QT | PVB | 0.750 | 68982 | EAST SIDE OF HOUSE
6098 | MCNAUGHTEN GROVE LN | 43213-5103 | Active | 85437 | WATTS | 800M2QT | PVB | 0.750 | 68983 | BP-0801
6101 | MCNAUGHTEN GROVE LN | 43213-5107 | Active | 102934 | WATTS | 800M2QT | PVB | 0.750 | 69009 | OUTSIDE IRRIGATION
6102 | MCNAUGHTEN GROVE LN | 43213-5102 | Active | 85422 | WATTS | 800M2QT | PVB | 0.750 | 69014 | EAST SIDE OF RESIDENCE
6105 | MCNAUGHTEN GROVE LN | 43213-5107 | Active | 102949 | WATTS | 800M2QT | PVB | 0.750 | 69016 | WEST SIDE OF HOUSE
6109 | MCNAUGHTEN GROVE LN | 43213-5107 | Active | T459154 | WILKINS | 720 | PVB | 0.750 | 91704 | LEFT SIDE OF HOUSE
6113 | MCNAUGHTEN GROVE LN | 43213-5107 | Active | 103247 | WATTS | 800M2QT | PVB | 0.750 | 69043 | West SIDE OF RESIDENCE
6117 | MCNAUGHTEN GROVE LN | 43213-5107 | Active | 103357 | WATTS | 800M2QT | PVB | 0.750 | 69053 | WEST SIDE OF RESIDENCE
6121 | MCNAUGHTEN GROVE LN | 43213-5107 | Active | H387777 | FEBCO | 765 | PVB | 0.750 | 69069 | WEST SIDE OF RESIDENCE
6122 | MCNAUGHTEN GROVE LN | 43213-5102 | Active | 95848 | WATTS | 800M2QT | PVB | 0.750 | 69075 | EAST SIDE OF RESIDENCE
6125 | MCNAUGHTEN GROVE LN | 43213-5107 | Active | H663084 | FEBCO | 765 | PVB | 0.750 | 69086 | EAST SIDE OF RESIDENCE
6126 | MCNAUGHTEN GROVE LN | 43213-5102 | Active | 85381 | WATTS | 800M2QT | PVB | 0.750 | 69090 | RIGHT SIDE
6129 | MCNAUGHTEN GROVE LN | 43213-5107 | Active | 83952 | WATTS | 800M2QT | PVB | 0.750 | 69097 | NORTH SIDE OF RESIDENCE
6133 | MCNAUGHTEN GROVE LN | 43213-5107 | Active | 85440 | WATTS | 800M2QT | PVB | 0.750 | 69101 | NORTH SIDE OF RESIDENCE
6137 | MCNAUGHTEN GROVE LN | 43213-5107 | Active | 75475 | WATTS | 800M2QT | PVB | 0.750 | 69116 | SOUTH SIDE OF RESIDENCE
6141 | MCNAUGHTEN GROVE LN | 43213-5107 | Active | H665380 | FEBCO | 765 | PVB | 0.750 | 69124 | OUTSIDE IRRIGATION
6145 | MCNAUGHTEN GROVE LN | 43213-5107 | Active | 111805 | WATTS | 800M2QT | PVB | 0.750 | 69134 | SOUTH SIDE OF RESIDENCE
6146 | MCNAUGHTEN GROVE LN | 43213-5102 | Active | 67370 | WATTS | 800M2QT | PVB | 0.750 | 69139 | SOUTH SIDE OF RESIDENCE
6149 | MCNAUGHTEN GROVE LN | 43213-5107 | Active | 111807 | WATTS | 800M2QT | PVB | 0.750 | 69142 | NORTH SIDE OF RESIDENCE
6150 | MCNAUGHTEN GROVE LN | 43213-5102 | Active | 85337 | WATTS | 800M2QT | PVB | 0.750 | 69152 | NORTH SIDE OF RESIDENCE
6152 | MCNAUGHTEN GROVE LN | 43213-5101 | Active | 84561 | WATTS | 800M2QT | PVB | 0.750 | 69162 | LEFTSIDE OF HOUSE
6153 | MCNAUGHTEN GROVE LN | 43213-5107 | Active | C43147 | APOLLO/CONBRACO | PVB4A | PVB | 0.750 | 69164 | RIGHT SIDE OF HOUSE
6157 | MCNAUGHTEN GROVE LN | 43213-5107 | Active | 124895 | WATTS | 800M2QT | PVB | 0.750 | 69178 | WEST SIDE OF RESIDENCE
6160 | MCNAUGHTEN GROVE LN | 43213-5101 | Active | 312837 | WATTS | 800M2QT | PVB | 0.750 | 69185 | RIGHT SIDE OF HOUSE
6165 | MCNAUGHTEN GROVE LN | 43213-5107 | Active | 98351 | WATTS | 800M2QT | PVB | 0.750 | 69204 | RIGHT SIDE OF HOUSE
6168 | MCNAUGHTEN GROVE LN | 43213-5101 | Active | 83937 | WATTS | LF800M4QT | PVB | 0.750 | 69218 | RIGHT SIDE OF HOUSE
6173 | MCNAUGHTEN GROVE LN | 43213-5107 | Active | 124883 | WATTS | 800M2QT | PVB | 0.750 | 69247 | RIGHT SIDE OF HOUSE
6176 | MCNAUGHTEN GROVE LN | 43213-5101 | Active | 129208 | WATTS | 800M2QT | PVB | 0.750 | 69264 | RIGHT SIDE OF HOUSE
6181 | MCNAUGHTEN GROVE LN | 43213-5107 | Active | H480980 | FEBCO | 765 | PVB | 1.000 | 69274 | RIGHT SIDE OF HOUSE
6184 | MCNAUGHTEN GROVE LN | 43213-5101 | Active | 129199 | WATTS | 800M2QT | PVB | 0.750 | 69278 | RIGHT SIDE OF HOUSE
6189 | MCNAUGHTEN GROVE LN | 43213-5107 | Active | T459152 | WILKINS | 720 | PVB | 0.750 | 69295 | RIGHT SIDE OF HOUSE
6192 | MCNAUGHTEN GROVE LN | 43213-5101 | Active | 105558 | WATTS | 800M2QT | PVB | 0.750 | 69315 | RIGHT SIDE OF HOUSE
6197 | MCNAUGHTEN GROVE LN | 43213-5107 | Active | 108159 | WATTS | 800M4QT | PVB | 0.750 | 69327 | RIGHT SIDE OF HOUSE
6200 | MCNAUGHTEN GROVE LN | 43213-5101 | Active | CAA67175 | WILKINS | 720A | PVB | 0.750 | 69362 | RIGHT SIDE OF HOUSE
50 | MCNAUGHTEN RD | 43213-2120 | Active | 97319 | WATTS | 009M2QT | RP | 0.750 | 65583 | MECH ROOM WEST SIDE OF BUILDING SURGICAL MECHANIC ROOM
50 | MCNAUGHTEN RD | 43213-2120 | Active | 203457 | WILKINS | 950XL | DC | 1.000 | 90481 | MECH ROOM 1ST FLOOR BY RESTROOMS
50 | MCNAUGHTEN RD | 43213-2120 | Due Install |  |  |  | RP | 2.000 | 3638076 | MECH ROOM WEST SIDE OF BUILDING SURGICAL MECHANIC ROOM
51 | MCNAUGHTEN RD | 43213-5129 | Active | A03787 | WATTS | 009M2PCQT | RP | 1.500 | 92574 | S WALL OF MECH
51 | MCNAUGHTEN RD | 43213-5129 | Not Required by DOW | 33505 | WATTS | 919AQT | RP | 0.750 | 100667 | UNDER HOT WATER HEATER IN KITCHEN AT BACK OF STORE
85 | MCNAUGHTEN RD | 43213 | Active | 0108161300 | FEBCO | 856 | DCDA | 6.000 | 73905 | McNaughten Entrance NE in Pit
85 | MCNAUGHTEN RD | 43213 | Not Required by DOW | A11085 | WATTS | 009QT | RP | 1.000 | 73906 | Suite 140 - Ceiling of Water Treatment Room
85 | MCNAUGHTEN RD | 43213 | Not Required by DOW | 171758 | WATTS | 009M2QT | RP | 1.000 | 73907 | Suite 140 - Ceiling of Water Treatment Room
85 | MCNAUGHTEN RD | 43213 | Active | 017289 | FEBCO | 805 | DC | 0.750 | 73908 | McNaughten Entrance NE in Pit
85 | MCNAUGHTEN RD | 43213 | Active | 16739 | WATTS | 909M1QT | RP | 1.500 | 73909 | McNaughten Entrance NE by Pit
85 | MCNAUGHTEN RD | 43213 | Active | L04467 | WILKINS | 375 | RP | 3.000 | 73910 | 1st Flr - Mechanical Room Lobby
21 | MCNAUGHTEN RD | 43213-2140 | Active | A00138 | WATTS | 007M2QT | DC | 1.250 | 87511 | ABOVE METER, TO THE LEFT
235 | MCNAUGHTEN RD | 43213-2140 | Not Required by DOW | [5 empty] | 3480721
235 | MCNAUGHTEN RD | 43213-2140 | Due Install |  |  |  | DCDA | 6.000 | 3627999
356 | MCNAUGHTEN RD | 43213- | Active | ABA98433 | WILKINS | 975XL | RP | 0.750 | 61068 | NORTH SIDE OF ENTRY AT MARIAS POINT LN
409 | MCNAUGHTEN RD | 43213-2141 | Active | 14357 | WATTS | 919QT | RP | 1.500 | 100732 | MECHANICAL ROOM
409 | MCNAUGHTEN RD | 43213-2141 | Not Required by DOW | 37164 | WATTS | 919AQT | RP | 0.750 | 100734 | UNDER SINK BESIDE BAPTISMAL
461 | MCNAUGHTEN RD | 43213- | Active | CE0310 | FEBCO | 765 | PVB | 0.750 | 95081 | SOUTH SIDE OF ENTRY
489 | MCNAUGHTEN RD | 43213- | Active | W197836 | WILKINS | 975XL | RP | 2.000 | 93249 | HOT BOX SOUTH SIDE ENTRANCE
489 | MCNAUGHTEN RD | 43213- | Active | 1369860804 | AMES | 3000CIV | DCDA | 6.000 | 97269 | IN VAULT TO RIGHT OF ENTRANCE
489 | MCNAUGHTEN RD | 43213- | Active | AMA07851 | WILKINS | 975XL3 | RP | 2.000 | 97565 | hot box south of entrance by gate
489 | MCNAUGHTEN RD | 43213- | Active | 62356 | WATTS | 007SSQT | DC | 0.750 | 97572 | meter pit
549 | MCNAUGHTEN RD | 43213 | Active | 63822 | AMES | 2000B | DC | 0.750 | 3654593 | METER PIT ON DCDA
549 | MCNAUGHTEN RD | 43213 | Active | XL-1096 | AMES | COLT 400 | RP | 3.000 | 3654594 | HOT BOX ENTRANCE TO PROPERTY
549 | MCNAUGHTEN RD | 43213 | Active | UL-2193 | AMES | COLT 300GV | DCDA | 8.000 | 3654595 | In Meter Pit at Entrance
620 | MCNAUGHTEN RD | 43213- | Active | 754062 | WATTS | 800M4FR | PVB | 1.000 | 69347 | FRONT ENTRANCE ABOVE METER PIT
620 | MCNAUGHTEN RD | 43213- | Active | 757063 | WILKINS | 975 | RP | 1.000 | 69348 | IN POOL MECH ROOM AT 6000 ELM BLUFF WAY CLUB HOUSE
709 | MCNAUGHTEN RD | 43213- | Active | 1130150804 | AMES | 4000SS | RP | 3.000 | 71398 | HOT BOX AT ENTRANCE
709 | MCNAUGHTEN RD | 43213- | Active | 1360260904 | AMES | 3000SS | DCDA | 6.000 | 71399 | IN PIT AT ENTRY
709 | MCNAUGHTEN RD | 43213- | Active | 62809 | WATTS | 007QT | DC | 0.750 | 71400 | PIT AT ENTRANCE
709 | MCNAUGHTEN RD | 43213- | Not Required by DOW | 3925293 | WILKINS | 975XL2 | RP | 1.500 | 88511 | By meter pit
800 | MCNAUGHTEN RD | 43213-2147 | Active | LL-0818 | AMES | COLT 300 | DCDA | 8.000 | 101582 | MECHANICAL ROOM ADJACENT FROM GYMNASIUM - Olde Orchard E.S.
800 | MCNAUGHTEN RD | 43213-2147 | Active | 24579 | AMES | 2000B | DC | 0.750 | 101583 | MECHANICAL ROOM ADJACENT FROM GYMNASIUM - Olde Orchard E. S.
800 | MCNAUGHTEN RD | 43213-2147 | Active | 22936 | WILKINS | 375DA | RP | 3.000 | 101753 | BASEMENT NORTH MECH ROOM/ Olde Orchard
800 | MCNAUGHTEN RD | 43213-2147 | Not Required by DOW | 34876 | WATTS | 919ZQT | RP | 1.000 | 101754 | BASEMENT NORTH MECHANICAL ROOM/Olde Orchrad
914 | MCNAUGHTEN RD | 43213- | Active | T065436 | WILKINS | 720A | PVB | 1.000 | 101215 | 6025 CRANBERRY CT FRONT OF HOUSE, LEFT OF FRONT DOOR
105 | MCNAUGHTEN RD | 43213-3379 | Not Required by DOW | [5 empty] | 3480759
1099 | MCNAUGHTEN RD | 43213-3367 | Due Install |  |  |  | RP | 3.000 | 3480763
1099 | MCNAUGHTEN RD | 43213-3367 | Due Install |  |  |  | DCDA | 6.000 | 3651044
1126 | MCNAUGHTEN RD | 43213-3368 | Active | 55609 | WATTS | 909QT | RP | 0.750 | 54012 | CHILLER MECHANICAL ROOM
1349 | MCNAUGHTEN RD | 43232-1678 | Active | 33201 | WATTS | 919AQT | RP | 0.750 | 54762 | NE CORNER OF BASEMENT
1480 | MCNAUGHTEN RD | 43232- | Active | 11261 | WATTS | 919 QT | RP | 2.000 | 93994 | in meter pit at front of complex
1480 | MCNAUGHTEN RD | 43232- | Active | 4196969 | WILKINS | 975XL2 | RP | 1.500 | 97551 | INSIDE FENCED AREA BETWEEN POOL HOUSE AND POOL DECK
1480 | MCNAUGHTEN RD | 43232- | Active | J34031 | BEECO | BARRACUDA 40 | RP | 6.000 | 3638078 | IN METER PIT FRONT YARD
1566 | MCNAUGHTEN RD | 43232 | Active | VI-2696 | AMES | COLT 400 | RP | 3.000 | 3652928
1566 | MCNAUGHTEN RD | 43232 | Active | VL-0629 | AMES | COLT 300 | DCDA | 8.000 | 3652930 | METER HOUSE
1566 | MCNAUGHTEN RD | 43232 | Active | 67638 | AMES | 2000BM3 | DC | 0.750 | 3652931
5717 | MCNEVEN CT | 43017 | Replaced | REP792643 | WILKINS | 720A | PVB | 0.750 | 67704 | REPLACED- SIDE OF HOUSE
5717 | MCNEVEN CT | 43017 | Active | CB987490 | WILKINS | 720A | PVB | 0.750 | 3351173 | LEFT FRONT
4852 | MCNULTY ST | 43123 | Active | G242270 | WILKINS | 720A | PVB | 0.750 | 99629 | LEFT SIDE
4882 | MCNULTY ST | 43123 | Active | CB000209 | WILKINS | 720A | PVB | 0.750 | 102852 | LEFT SIDE OF HOUSE
4957 | MCNULTY ST | 43123 | Active | CB079363 | WILKINS | 720A | PVB | 0.750 | 3601548 | LEFT SIDE
6700 | MCVEY BLVD | 43235-2820 | Not Required by DOW | 363992 | WATTS | 909M1QT | RP | 1.250 | 70515 | BOILER ROOM - Brookside E. S.
6700 | MCVEY BLVD | 43235-2820 | Active | 56645C | WILKINS | 375 | RP | 3.000 | 3638151 | BOILER ROOM - Brookside E. S. AT WATER METER
6415 | MEADOW BROOK CIR | 43085-2864 | Active | T417947 | WILKINS | 720 | PVB | 0.750 | 3481061 | FRONT LEFT OF DOOR
6420 | MEADOW BROOK CIR | 43085-2864 | Active | EAK6873 | WILKINS | 720A | PVB | 0.750 | 3481062 | LEFT SIDE OF HOUSE
6435 | MEADOW BROOK CIR | 43085-2864 | Active | EAE9949 | WILKINS | 720A | PVB | 0.750 | 3481065 | FRONT
6445 | MEADOW BROOK CIR | 43085-2864 | Active | T293853 | WILKINS | 720A | PVB | 0.750 | 69941 | OUTSIDE
6465 | MEADOW BROOK CIR | 43085-2864 | Active | H088341 | FEBCO | 765 | PVB | 0.750 | 69997 | LT SIDE
6520 | MEADOW BROOK CIR | 43085-2813 | [6 empty] | 3658406
8797 | MEADOW GRASS LN | 43035-7226 | Active | A072904 | WILKINS | 720A | PVB | 0.750 | 74294 | LEFT SIDE OF HOUSE
5300 | MEADOW GROVE DR | 43123-8778 | Active | DJ1775 | FEBCO | 765 | PVB | 0.750 | 66620 | REAR OF HOUSE SE CORNER
5432 | MEADOW GROVE DR | 43123-8860 | Active | 5725 | WILKINS | 720A | PVB | 0.750 | 66897 | OUTSIDE
5580 | MEADOW GROVE DR | 43123-8861 | Active | G245484 | WILKINS | 720A | PVB | 0.750 | 98639 | RIGHT SIDE
5645 | MEADOW GROVE DR | 43123-8537 | Active | H562370 | FEBCO | 765 | PVB | 0.750 | 67483 | OUTSIDE
5650 | MEADOW GROVE DR | 43123-8536 | Active | C10869 | APOLLO | PVB4A | PVB | 0.750 | 3481131
2997 | MEADOW POND CT | 43123 | Active | 62605 | WATTS | 919QT | RP | 1.000 | 3630350 | BASEMENT AFTER METER SETTING
2997 | MEADOW POND CT | 43123 | Not Required by DOW | CB451687 | WILKINS | 720A | PVB | 1.000 | 3632477 | GRASS AREA BETWEEN VALVOLINE AND STARBUCKS
3000 | MEADOW POND CT | 43123-9827 | Active | 1391381104 | AMES | 3000SS | DCDA | 4.000 | 88508 | MECH RM SOUTH OUTSIDE DOOR
3000 | MEADOW POND CT | 43123-9827 | Active | 87531 | AMES | 2000B | DC | 0.750 | 88509 | MECH ROOM SOUTH OUTSIDE DOOR
3000 | MEADOW POND CT | 43123-9827 | Active | W242285 | WILKINS | 975XL | RP | 2.000 | 88510 | MECH ROOM SOUTH OUTSIDE DOOR
3000 | MEADOW POND CT | 43123-9827 | Removed | 2277937REM | WILKINS | 975XLBMS | RP | 0.750 | 88601 | REMOVED-Imaging room
3000 | MEADOW POND CT | 43123-9827 | Removed | 2277935REM | WILKINS | 975A | RP | 0.750 | 88830 | REMOVED-DARK ROOM
3000 | MEADOW POND CT | 43123-9827 | Not Required by DOW | W401003 | WILKINS | 975XL | RP | 0.500 | 89012 | SUITE 400 - PHOTO LAB
3015 | MEADOW POND CT | 43123 | Active | 078565 | WATTS | LF009M2QT | RP | 2.000 | 3622673 | HOT BOX REAR OF PROPERTY N/W OF BUILDING
3015 | MEADOW POND CT | 43123 | Not Required by DOW | A456938 | WILKINS | 375 | RP | 1.000 | 3622674 | RIGHT SIDE OF BLDG NEAR REAR
3015 | MEADOW POND CT | 43123 | Not Required by DOW | B140792 | WILKINS | 375XL | RP | 2.000 | 3622675 | MECHANICAL ROOM IN BACK OF UNIT
3015 | MEADOW POND CT | 43123 | Not Required by DOW | 0858 | WATTS | 919QT | RP | 0.500 | 3622972 | CHIPOTLE BACK OF UNIT AFTER METER
3015 | MEADOW POND CT | 43123 | Not Required by DOW | B127477 | WILKINS | 375XL | RP | 2.000 | 3646841 | MECHANICAL ROOM IN BACK OF UNIT
1514 | MEADOW RD | 43212-2509 | Removed | REMCAA69373 | WILKINS | 720A | PVB | 0.750 | 3481041 | LEFT SIDE OF HOUSE
549 | MEADOWAY PK | 43085-3735 | Active | G214506 | WILKINS | 720A | PVB | 0.750 | 97432 | EAST SIDE OF HOUSE
577 | MEADOWBROOK LN | 43026-7340 | Active | T134772 | WILKINS | 720A | PVB | 0.750 | 102758 | LEFT SIDE
5782 | MEADOWBROOK LN | 43026-7340 | Active | T146537 | WILKINS | 720A | PVB | 0.750 | 3481262 | LEFT SIDE OF HOUSE
5790 | MEADOWBROOK LN | 43026-7340 | Replaced | REP181358 | WILKINS | 420 | PVB | 1.000 | 67960 | REPLACED- RIGHT SIDE OF HOUSE
5790 | MEADOWBROOK LN | 43026-7340 | Active | H723865 | FEBCO | 765 | PVB | 1.000 | 3609958 | RIGHT SIDE OF HOUSE
345 | MEADOWLARK LN | 43214-1244 | Replaced | REPAA3539 | FEBCO | 765 | PVB | 1.000 | 91488 | REPLACED- LEFT SIDE
345 | MEADOWLARK LN | 43214-1244 | Active | T189408 | WILKINS | 720A | PVB | 1.000 | 3611297 | LEFT SIDE
513 | MEADOWSVIEW LN | 43026 | Active | 422234 | WILKINS | 420 | PVB | 1.000 | 3646503
5162 | MEADOWSVIEW LN | 43026 | Active | T315591 | WILKINS | 720 | PVB | 0.750 | 3646457 | RIGHT SIDE
5163 | MEADOWSVIEW LN | 43026 | Active | T449741 | WILKINS | 720A | PVB | 0.750 | 3644810 | RIGHT FRONT
5170 | MEADOWSVIEW LN | 43026 | Active | T411358 | WILKINS | 720A | PVB | 0.750 | 3648984 | RIGHT FRONT
5182 | MEADOWSVIEW LN | 43026 | Active | T361203 | WILKINS | 720 | PVB | 0.750 | 3646580 | RIGHT FRONT
5194 | MEADOWSVIEW LN | 43026 | Active | EAC4950 | WILKINS | 720A | PVB | 0.750 | 3646717 | RIGHT FRONT
5195 | MEADOWSVIEW LN | 43026 | Active | T339539 | Wilkins | 720A | PVB | 0.750 | 3648740 | RIGHT FRONT
5200 | MEADOWSVIEW LN | 43026 | Active | CAB50058 | WILKINS | 720A | PVB | 0.750 | 3648646 | LEFT SIDE OF HOUSE
5211 | MEADOWSVIEW LN | 43026 | Active | T410656 | WILKINS | 720A | PVB | 0.750 | 3648741 | RIGHT FRONT
5219 | MEADOWSVIEW LN | 43026 | Active | CAB30903 | WILKINS | 720A | PVB | 0.750 | 3647033 | LEFT FRONT
5227 | MEADOWSVIEW LN | 43026 | Active | T307680 | WILKINS | 720A | PVB | 0.750 | 3647035 | LEFT FRONT
5235 | MEADOWSVIEW LN | 43026 | Active | T385670 | WILKINS | 720A | PVB | 0.750 | 3646723 | RIGHT FRONT
5243 | MEADOWSVIEW LN | 43026 | Active | T380522 | WILKINS | 720 | PVB | 0.750 | 3646409 | LEFT FRONT
5251 | MEADOWSVIEW LN | 43026 | Active | CB620385 | WILKINS | 720A | PVB | 0.750 | 3646413 | RIGHT FRONT
5259 | MEADOWSVIEW LN | 43026 | Active | T449747 | WILKINS | 720 | PVB | 0.750 | 3646876 | RIGHT FRONT
5267 | MEADOWSVIEW LN | 43026 | Active | CB620289 | WILKINS | 720A | PVB | 0.750 | 3644910 | RIGHT FRONT
1000 | MEADOWVIEW DR | 43224-1934 | Removed | H723808REM | FEBCO | 765 | PVB | 1.000 | 3481480 | LEFT SIDE OF HOUSE
1000 | MEADOWVIEW DR | 43224-1934 | Active | VAA0111 | WILKINS | 720 | PVB | 0.750 | 3658848 | LEFT SIDE
4852 | MEADWAY DR | 43054- | Active | 3372634 | WILKINS | 975XL | RP | 0.750 | 65251 | EAST SIDE
4881 | MEADWAY DR | 43054-8602 | Active | T437711 | WILKINS | 720A | PVB | 1.000 | 65320 | NORTH SIDE OF HOUSE
4893 | MEADWAY DR | 43054-8602 | Active | CB597894 | WILKINS | 720A | PVB | 0.750 | 95343 | RIGHT SIDE OF HOUSE
4931 | MEADWAY DR | 43054-9697 | Active | 181722 | WILKINS | 720A | PVB | 0.750 | 89176 | RIGHT SIDE
4963 | MEADWAY DR | 43054-9697 | Active | H174487 | FEBCO | 765 | PVB | 0.750 | 65507 | LEFT SIDE OF HOUSE - 4960 CADOGAN
4983 | MEADWAY DR | 43054-9697 | Active | 757481 | WILKINS | 720A | PVB | 0.750 | 65541 | LEFT SIDE OF HOUSE
5003 | MEADWAY DR | 43054-9463 | Active | CAA79849 | WILKINS | 720A | PVB | 1.000 | 65693 | RIGHT SIDE OF HOUSE
2500 | MEDARY AVE | 43202-2643 | Not Required by DOW | 630536 | WATTS | 909QT | RP | 0.750 | 58496 | BOILER ROOM, Medary E.S.
2500 | MEDARY AVE | 43202-2643 | Active | 129363 | WATTS | LF009M2 | RP | 2.000 | 3635213 | AT METER
158 | MEDICK WAY | 43085-3018 | Active | T277366 | WILKINS | 720A | PVB | 0.750 | 3481728 | RIGHT SIDE OF HOUSE
171 | MEDICK WAY | 43085-3089 | Active | T300363 | WILKINS | 720A | PVB | 1.000 | 55917 | RIGHT SIDE BY AC UNIT
197 | MEDICK WAY | 43085-3089 | Active | 19390 | WATTS | 800M4QT | PVB | 0.750 | 93998 | FRONT
211 | MEDICK WAY | 43085-3062 | Active | T072791 | WILKINS | 720A | PVB | 0.750 | 101394 | RIGHT OF FRONT PICTURE WINDOW
214 | MEDICK WAY | 43085-3018 | Active | 148756 | WILKINS | 720A | PVB | 0.750 | 93999 | FRONT RIGHT OF DOOR
235 | MEDICK WAY | 43085-3062 | Active | CB615960 | WILKINS | 720A | PVB | 0.750 | 3481733
269 | MEDICK WAY | 43085-3062 | Active | T424048 | WILKINS | 720A | PVB | 1.000 | 94000 | LEFT SIDE OF HOUSE
320 | MEDICK WAY | 43085-3034 | Active | G217956 | WILKINS | 720A | PVB | 0.750 | 96220 | RIGHT SIDE BY PATIO
330 | MEDICK WAY | 43085-3034 | Active | T339990 | WILKINS | 720A | PVB | 1.000 | 94002 | FRONT OF HOUSE
365 | MEDICK WAY | 43085-3062 | Active | 4104178 | Wilkins | 975XL | RP | 1.000 | 61366 | FRONT OF HOUSE
365 | MEDICK WAY | 43085-3062 | Replaced | REP121323 | WILKINS | 975XL2 | RP | 1.000 | 3611322 | REPLACED - FRONT OF HOUSE
380 | MEDICK WAY | 43085-3034 | Active | EAG2976 | WILKINS | 720A | PVB | 0.750 | 61799 | FRONT OF HOUSE
440 | MEDICK WAY | 43085-3086 | Active | D18385 | FEBCO | 765 | PVB | 1.000 | 63907 | BACK OF HOUSE
460 | MEDICK WAY | 43085-3086 | Active | H343402 | FEBCO | 765 | PVB | 0.750 | 64445 | FRONT OF HOUSE
480 | MEDICK WAY | 43085-3086 | Active | 510658 | WATTS | 800M2QT | PVB | 1.000 | 65084 | OUTSIDE, LEFT OF THE FRONT DOOR
932 | MEDINAH TER | 43235-5027 | Active | 42120 | WATTS | 800QT | PVB | 0.750 | 74673 | RIGHT SIDE NEAR BAY WINDOW NEXT TO METER REMOTES
933 | MEDINAH TER | 43235-5028 | Active | VAA3330 | WILKINS | 720A | PVB | 0.750 | 74680 | LEFT CENTER
934 | MEDINAH TER | 43235-5027 | Active | 58547 | WATTS | 800QT | PVB | 0.750 | 74685 | LEFT SIDE OF HOUSE
935 | MEDINAH TER | 43235-5028 | Active | 61227 | WATTS | 800QT | PVB | 0.750 | 74691 | W. SIDE OF HOUSE @ REMOTE METER READER (NORTH SIDE)
938 | MEDINAH TER | 43235-5027 | Active | 61235 | WATTS | 800QT | PVB | 0.750 | 74699 | SOUTH OUTSIDE WALL BY WINDOW WELL (IRRIGATION)
940 | MEDINAH TER | 43235-5027 | Active | 61253 | WATTS | 800QT | PVB | 0.750 | 74715 | NORTH OUTSIDE WALL NEXT TO HOSEBIBB
941 | MEDINAH TER | 43235-5028 | Active | 287860 | WATTS | 800QT | PVB | 0.750 | 74720 | ON OUTSIDE WALL NEAR GAS METER
943 | MEDINAH TER | 43235-5028 | Active | 61241 | WATTS | 800QT | PVB | 0.750 | 74733 | ON OUTSIDE BY BAY WINDOW OFF OF DRIVEWAY
944 | MEDINAH TER | 43235-5027 | Replaced | REP279502 | WILKINS | 720A | PVB | 0.750 | 74736 | REPLACED- OUTSIDE SOUTH SIDE OF HOUSE
944 | MEDINAH TER | 43235-5027 | Active | T188382 | WILKINS | 720A | PVB | 0.750 | 3609746 | OUTSIDE SOUTH SIDE OF HOUSE
946 | MEDINAH TER | 43235-5027 | Active | 279503 | WILKINS | 720A | PVB | 0.750 | 74741 | NORTH SIDE OF HOUSE
950 | MEDINAH TER | 43235-5027 | Active | 67216 | WATTS | 800QT | PVB | 0.750 | 74761 | SOUTH SIDE OF RESIDENCE
952 | MEDINAH TER | 43235-5027 | Active | 67375 | WATTS | 800QT | PVB | 0.750 | 74779 | LEFT CENTER
953 | MEDINAH TER | 43235-5028 | Active | 279581 | WILKINS | 720A | PVB | 0.750 | 74782 | SOUTH SIDE OF HOUSE (LEFT SIDE MIDDLE)
955 | MEDINAH TER | 43235-5028 | Active | 209062 | WILKINS | 720A | PVB | 0.750 | 74784 | NORTH SIDE OF HOUSE (RIGHT BY BYA WINDOW)
956 | MEDINAH TER | 43235-5027 | Active | 314100 | APOLLO/CONBRACO | 4050402 | PVB | 0.750 | 74789 | SOUTH SIDE OF HOUSE
958 | MEDINAH TER | 43235-5027 | Replaced | REP67207 | WATTS | 800QT | PVB | 0.750 | 74792 | REPLACED- NORTH SIDE OF HOUSE
958 | MEDINAH TER | 43235-5027 | Active | 562925 | APOLLO | PVB | PVB | 0.750 | 3609745 | NORTH SIDE OF HOUSE
962 | MEDINAH TER | 43235-5027 | Active | 68297 | WATTS | 800QT | PVB | 0.750 | 74823 | RIGHT SIDE
963 | MEDINAH TER | 43235-5028 | Active | t340573 | WILKINS | 720A | PVB | 0.750 | 74824 | E SIDE OF HOUSE NEXT TO REMOTE READER
964 | MEDINAH TER | 43235-5027 | Active | 68388 | WATTS | 800QT | PVB | 0.750 | 74826 | NORTH SIDE OF RESIDENCE
965 | MEDINAH TER | 43235-5028 | Active | 64379 | WATTS | 800QT | PVB | 0.750 | 74828 | RIGHT HAND SIDE OF HOUSE
968 | MEDINAH TER | 43235-5027 | Active | 44764 | WATTS | 800QT | PVB | 0.750 | 74838 | ON OUTSIDE BY BAY WINDOW OFF DRIVEWAY (EASTSIDE)
969 | MEDINAH TER | 43235-5028 | Active | 68465 | WATTS | 800QT | PVB | 0.750 | 74844 | LEFT SIDE OF HOUSE
970 | MEDINAH TER | 43235-5027 | Active | 42058 | WATTS | 800QT | PVB | 0.750 | 74863 | RIGHTSIDE CENTER
971 | MEDINAH TER | 43235-5028 | Active | 73278 | WATTS | 800QT | PVB | 0.750 | 74865 | WEST SIDE OF HOUSE - LOT 149B
974 | MEDINAH TER | 43235-5027 | Active | 68245 | WATTS | 800QT | PVB | 0.750 | 74875 | EAST SIDE OF HOUSE
975 | MEDINAH TER | 43235-5028 | Active | 834116 | WATTS | 800QT | PVB | 0.750 | 74879 | LT SIDE
976 | MEDINAH TER | 43235-5027 | Active | 73088 | WATTS | 800QT | PVB | 0.750 | 74888 | WEST SIDE OF HOUSE
977 | MEDINAH TER | 43235-5028 | Active | 82909 | WATTS | 800QT | PVB | 0.750 | 74890 | RIGHT SIDE OF RESIDENCE
980 | MEDINAH TER | 43235-5027 | Active | 71323 | WATTS | 800QT | PVB | 0.750 | 74905 | RIGHT SIDE OF RESIDENCE
981 | MEDINAH TER | 43235-5028 | Active | 83057 | WATTS | 800QT | PVB | 0.750 | 74907 | LEFT SIDE OF RESIDENCE
982 | MEDINAH TER | 43235-5027 | Active | 68321 | WATTS | 800QT | PVB | 0.750 | 74908 | LEFT SIDE OF HOUSE
983 | MEDINAH TER | 43235-5028 | Active | 79775 | WATTS | 800QT | PVB | 0.750 | 74910 | NORTH SIDE OF RESIDENCE (RIGHT SIDE)
986 | MEDINAH TER | 43235-5027 | Active | 7035 | WATTS | 800QT | PVB | 0.750 | 74920 | NEXT TO GAS METER RIGHT SIDE
987 | MEDINAH TER | 43235-5028 | Active | 68194 | WATTS | 800QT | PVB | 0.750 | 74923 | LEFT SIDE OF RESIDENCE
988 | MEDINAH TER | 43235-5027 | Active | 42156 | WATTS | 800QT | PVB | 0.750 | 74924 | WEST SIDE NEXT TO GAS METER
989 | MEDINAH TER | 43235-5028 | Active | 73280 | WATTS | 800QT | PVB | 0.750 | 74926 | NORTH SIDE OF RESIDENCE
992 | MEDINAH TER | 43235-5027 | Active | 67254 | WATTS | 800QT | PVB | 0.750 | 74942 | NORTH SIDE OF HOUSE NEXT TO REMOTE READER
993 | MEDINAH TER | 43235-5028 | Active | 73005 | WATTS | 800QT | PVB | 0.750 | 74946 | SOUTH SIDE OF RESIDENCE
994 | MEDINAH TER | 43235-5027 | Active | 67234 | WATTS | 800QT | PVB | 0.750 | 74951 | SOUTH SIDE OF HOUSE NEXT TO REMOTE READER
995 | MEDINAH TER | 43235-5028 | Active | 67376 | WATTS | 800QT | PVB | 0.750 | 74955 | NORTH SIDE OF RESIDENCE
283 | MEDITATION LN | 43235-1458 | Active | AG3506 | FEBCO | 765 | PVB | 1.000 | 59405 | BACK OF HOUSE
286 | MEDITATION LN | 43235-1457 | Active | 8347 | Febco | 765 | PVB | 1.000 | 59455 | FRONT OF HOUSE -- RIGHT OF ENTRY
289 | MEDITATION LN | 43235-1458 | Active | 436040 | WILKINS | 420 | PVB | 1.000 | 59522 | FRONT OF HOUSE
292 | MEDITATION LN | 43235-1457 | Active | 257460 | WILKINS | 420 | PVB | 0.750 | 59577 | RIGHT SIDE OF HOUSE --- OUTSIDE
301 | MEDITATION LN | 43235-4601 | Active | 140504 | WATTS | 800M4QT | PVB | 1.000 | 94004 | FRONT RIGHT OF DOOR
313 | MEDITATION LN | 43235-4601 | Active | 580518 | WILKINS | 720A | PVB | 1.000 | 60022 | FRONT LEFT OF DOOR
378 | MEDITATION LN | 43235-1456 | Active | T529765 | WILKINS | 720A | PVB | 0.750 | 61761 | FRONT OF HOUSE
394 | MEDITATION LN | 43235-1456 | Active | T065606 | WILKINS | 720A | PVB | 1.000 | 62277 | FRONT OF HOUSE , TO THE RIGHT OF PORCH
426 | MEDITATION LN | 43235-8407 | Active | T171937 | WILKINS | 720A | PVB | 1.000 | 3481984 | Front of House
427 | MEDITATION LN | 43235-4601 | Active | B097229 | WATTS | 800M4QT | PVB | 1.000 | 63467 | FRONT OF HOUSE LEFT OF FRONT DOOR
439 | MEDITATION LN | 43235-4601 | Active | H36110 | FEBCO | 825Y | RP | 1.000 | 3622589 | BASEMENT
440 | MEDITATION LN | 43235-8407 | Active | G005479 | WILKINS | 720A | PVB | 1.000 | 93214 | FRONT COURT YARD
464 | MEDITATION LN | 43235-8407 | Active | A047873 | FEBCO | 765 | PVB | 1.000 | 64656 | FRONT OF HOUSE
478 | MEDITATION LN | 43235-8407 | Active | T474151 | WILKINS | 720A | PVB | 1.000 | 3481985 | Front
899 | MEDITERRA PL | 43016-6098 | Active | EAF6309 | WILKINS | 720A | PVB | 0.750 | 91737 | RIGHT SIDE FROM STREET... NEXT TO DRIVEWAY
9002 | MEDITERRA PL | 43016-6099 | Active | G045307 | WILKINS | 720A | PVB | 0.750 | 88514 | Left side of house
9003 | MEDITERRA PL | 43016-6103 | Active | G185947 | WILKINS | 720A | PVB | 0.750 | 91531 | LEFT FRONT
9010 | MEDITERRA PL | 43016-6099 | Active | T291417 | WILKINS | 720A | PVB | 0.750 | 91713 | LEFT FRONT
9018 | MEDITERRA PL | 43016-6099 | Active | G046613 | WILKINS | 720A | PVB | 0.750 | 95340 | RIGHT SIDE
9019 | MEDITERRA PL | 43016-6103 | Active | T146415 | WILKINS | 720A | PVB | 0.750 | 3598214 | LEFT SIDE FRONT OF HOUSE
9034 | MEDITERRA PL | 43016-6099 | Active | G045411 | WILKINS | 720A | PVB | 0.750 | 88515 | RIGHT SIDE
9042 | MEDITERRA PL | 43016-6099 | Active | T272944 | WILKINS | 720A | PVB | 0.750 | 88425 | LEFT SIDE OF HOUSE
9043 | MEDITERRA PL | 43016-6103 | Active | T308593 | WILKINS | 720A | PVB | 0.750 | 3632493 | LEFT SIDE OF HOUSE
9050 | MEDITERRA PL | 43016-6099 | Active | A072882 | WILKINS | 720A | PVB | 0.750 | 91581 | LEFT FRONT
9051 | MEDITERRA PL | 43016-6103 | Active | G043912 | WILKINS | 720A | PVB | 0.750 | 92750 | LEFT SIDE OF HOUSE
9058 | MEDITERRA PL | 43016-6099 | Active | A082518 | WILKINS | 720A | PVB | 0.750 | 89378 | LRFT SIDE OF HOUSE
9059 | MEDITERRA PL | 43016-6103 | Active | CB154544 | WILKINS | 720A | PVB | 0.750 | 3613031 | RIGHT FRONT
9066 | MEDITERRA PL | 43016-6099 | Replaced | REPF137532 | WILKINS | 720A | PVB | 0.750 | 97828 | REPLACED- RIGHT FRONT
9066 | MEDITERRA PL | 43016-6099 | Active | t257827 | WILKINS | 720A | PVB | 0.750 | 3611316 | RIGHT FRONT
9074 | MEDITERRA PL | 43016-6099 | Active | G208817 | WILKINS | 720A | PVB | 0.750 | 93045 | FRONT OF HOUSE
9082 | MEDITERRA PL | 43016-6099 | Active | CB674934 | WILKINS | 720A | PVB | 0.750 | 92749 | RIGHT CENTER
9083 | MEDITERRA PL | 43016-6103 | Active | G215314 | WILKINS | 720A | PVB | 0.750 | 87399 | RIGHT SIDE OF HOUSE
9090 | MEDITERRA PL | 43016-6099 | Active | CB081476 | WILKINS | 720A | PVB | 0.750 | 87400 | RIGHT FRONT
9098 | MEDITERRA PL | 43016-6099 | Active | A133940 | WILKINS | 720A | PVB | 0.750 | 87401 | WEST SIDE OF HOUSE
975 | MEDITERRANEAN AVE | 43229-2541 | Active | 1535820 | WILKINS | 975XL2 | RP | 2.000 | 3481986 | REAR OF 1011 @ METER
103 | MEDITERRANEAN AVE | 43229- | Not Required by DOW | 58780 | RAINBIRD | 100 | DC | 0.750 | 94007 | MECH ROOM-2ND DEVICE FOR IRRG BACK OF BLDG ACROSS PARKING LOT
1035 | MEDITERRANEAN AVE | 43229- | Active | 4647808 | WILKINS | 975XL | RP | 1.500 | 3633411 | REAR OF 1041 @ METER
1100 | MEDITERRANEAN AVE | 43229-2500 | Active | 294027 | WATTS | 800M4FR | PVB | 0.750 | 3481987 | 5' OFF FLOOR BEHIND COMMERCIAL WASHING MACHINES
1100 | MEDITERRANEAN AVE | 43229-2500 | Active | 293672 | WATTS | 800M4 | PVB | 0.750 | 3658672 | 5' OFF OF FLOOR BEHIND COMMERCIAL WASHNG MACHINE
1100 | MEDITERRANEAN AVE | 43229-2500 | Due Install |  |  |  | RP |  | 3658735 | METER ROOM OFF OF FITNESS ROOM
1111 | MEDITERRANEAN AVE | 43229-2509 | Active | 158455 | WATTS | 909 | RP | 3.000 | 53947 | MRT/POOL EQUIPMENT ROOM
1111 | MEDITERRANEAN AVE | 43229-2509 | Active | 3C00910 | AMES | 3000SS | DCDA | 4.000 | 53948 | SWIMMING POOL EQUIPMENT ROOM
1111 | MEDITERRANEAN AVE | 43229-2509 | Active | 4LN0677 | AMES | 4000SS | RP | 3.000 | 53949 | 1ST FLOOR WEST MECH ROOM
1111 | MEDITERRANEAN AVE | 43229-2509 | Removed | 500118REM | WILKINS | 720A | PVB | 1.500 | 53950 | REMOVED - BACK OF BUILDING
1111 | MEDITERRANEAN AVE | 43229-2509 | Active | B09441 | WATTS | 007M3QT | DC | 0.750 | 53951 | SWIMMING POOL EQUIPMENT ROOM
3450 | MEDWAY AVE | 43213-1631 | Removed | 644673REM | WATTS | 909HWQT | RP | 0.750 | 60776 | BOILER ROOM-EASTMOOR M.S.
3450 | MEDWAY AVE | 43213-1631 | Due Install |  |  |  | RP | 4.000 | 3657849
4175 | MEDWAY AVE | 43213-2371 | Active | 1966110 | WILKINS | 975XL2 | RP | 0.750 | 3482031
900 | MEEKLYNN DR | 43235-3435 | Active | 1594997 | WILKINS | 975XLBMS | RP | 0.750 | 74470 | BASEMENT AT WATER MTR
906 | MEEKLYNN DR | 43235-3435 | Active | 540936 | WATTS | 909QT | RP | 0.750 | 74519 | BASEMENT AT WATER METER
949 | MEEKLYNN DR | 43235-3434 | Active | 110064 | WATTS | 909QT | RP | 0.750 | 74750 | BSMNT AT METER WELL
100 | MEEKLYNN DR | [7 empty] | 3659640
290 | MELBOURNE PL | 43085-3901 | Active | 779594 | WILKINS | 720A | PVB | 0.750 | 59542 | REAR OF HOUSE
315 | MELBOURNE PL | 43085-3902 | Replaced | REP190445 | WILKINS | 720A | PVB | 0.750 | 91473 | REPLACED- FRONT OF HOUSE
315 | MELBOURNE PL | 43085-3902 | Active | T188404 | WILKINS | 720A | PVB | 0.750 | 3610039 | FRONT OF HOUSE
311 | MELBURY DR | 43221-4932 | Active | H178789 | FEBCO | 765 | PVB | 0.750 | 59997 | LEFT HAND SIDE
3117 | MELBURY DR | 43221-4934 | Active | 677080 | RAINBIRD | 100 | PVB | 0.750 | 60004 | RIGHT SIDE OF HOUSE
3126 | MELBURY DR | 43221-4932 | Active | H156697 | FEBCO | 765 | PVB | 1.000 | 60019 | EAST SIDE
3140 | MELBURY DR | 43221-4932 | Active | AG4552 | FEBCO | 765 | PVB | 0.750 | 60037 | NORTH SIDE OF HOUSE
3151 | MELBURY DR | 43221-4934 | Active | D18425 | FEBCO | 745 | PVB | 0.750 | 60067 | OUTSIDE
3154 | MELBURY DR | 43221-4933 | Active | BL7188 | FEBCO | 765 | PVB | 0.750 | 60074 | LEFT SIDE
3157 | MELBURY DR | 43221-4935 | Active | 12190 | WATTS | 800M4 | PVB | 0.750 | 60080 | LEFT SIDE OF HOUSE
3163 | MELBURY DR | 43221-4935 | Active | H016291 | FEBCO | 765 | PVB | 0.750 | 99046 | RIGHT OF HOUSE
3165 | MELBURY DR | 43221-4935 | Active | H115165 | FEBCO | 765 | PVB | 1.000 | 60132 | OUTSIDE
3166 | MELBURY DR | 43221-4933 | Active | T240289 | WILKINS | 720A | PVB | 0.750 | 60138 | LEFT SIDE OF HOUSE
3176 | MELBURY DR | 43221-4933 | Active | T385948 | WILKINS | 720A | PVB | 0.750 | 3595609 | LEFT SIDE OF GARAGE
3185 | MELBURY DR | 43221-4935 | Active | A13707 | FEBCO | 765 | PVB | 1.000 | 60161 | BACK OF HOUSE
7717 | MELLACENT DR | 43235 | Active | T042174 | WILKINS | 720A | PVB | 0.750 | 100892 | LEFT SIDE
7724 | MELLACENT DR | 43235 | Active | T097024 | WILKINS | 720A | PVB | 0.750 | 102745 | RIGHT SIDE
7725 | MELLACENT DR | 43235 | Replaced | REPT070822 | WILKINS | 720A | PVB | 0.750 | 101344 | REPLACED- LEFT FRONT
7725 | MELLACENT DR | 43235 | Active | CAA64503 | WILKINS | 720A | PVB | 0.750 | 3611957 | LEFT FRONT
7732 | MELLACENT DR | 43235 | Replaced | REPT070853 | WILKINS | 720A | PVB | 0.750 | 101201 | REPLACED- RIGHT SIDE OF HOUSE
7732 | MELLACENT DR | 43235 | Active | T179612 | WILKINS | 720A | PVB | 0.750 | 3609752 | RIGHT FRONT
7733 | MELLACENT DR | 43235 | Active | T070584 | WILKINS | 720A | PVB | 0.750 | 101174 | LEFT FRONT
7740 | MELLACENT DR | 43235 | Active | EAK2134 | WILKINS | 720A | PVB | 0.750 | 101202 | RIGHT FRONT
7741 | MELLACENT DR | 43235 | Active | T081654 | WILKINS | 720A | PVB | 0.750 | 101586 | RIGHT SIDE OF HOUSE
7757 | MELLACENT DR | 43235 | Active | T034235 | WILKINS | 720A | PVB | 0.750 | 101203 | RIGHT SIDE OF HOUSE
7765 | MELLACENT DR | 43235 | Active | T304606 | WILKINS | 720A | PVB | 0.750 | 100504 | RIGHT
7772 | MELLACENT DR | 43235 | Active | CAA07460 | WILKINS | 720 | PVB | 0.750 | 3602534
7773 | MELLACENT DR | 43235 | Active | CB288643 | WILKINS | 720 | PVB | 0.750 | 3601649 | RIGHT SIDE
7781 | MELLACENT DR | 43235 | Active | T146570 | WILKINS | 720A | PVB | 0.750 | 101205 | RIGHT SIDE OF HOUSE
7788 | MELLACENT DR | 43235 | Active | T074577 | WILKINS | 720A | PVB | 0.750 | 101204 | LEFT FRONT
7796 | MELLACENT DR | 43235 | Active | T363409 | WILKINS | 720 | PVB | 0.750 | 3601758 | LEFT SIDE OF HOUSE
7797 | MELLACENT DR | 43235 | Active | T034729 | WILKINS | 720A | PVB | 0.750 | 101206 | RIGHT FRONT
7804 | MELLACENT DR | 43235 | Active | T074650 | WILKINS | 720A | PVB | 0.750 | 101207 | LEFT FRONT
1783 | MELROSE AVE | 43224-4456 | Active | ALA23066 | WILKINS | 975 | RP | 0.750 | 3482467
4972 | MEMORIAL DR | 43017 | Active | 1289111214 | AMES | 4000SS | RP | 3.000 | 3615075 | HOT BOX AT PIT WEST OF THE ENTRANCE
4972 | MEMORIAL DR | 43017 | Active | 1864980515 | AMES | 3000SS | DCDA | 6.000 | 3615437 | IN PIT W OF ENTRANCE
4972 | MEMORIAL DR | 43017 | Active | 23799 | WATTS | 007M1QT | DC | 0.750 | 3615446 | IN PIT W OF ENTRANCE
4972 | MEMORIAL DR | 43017 | Not Required by DOW | 52943 | WATTS | LF919QT | RP | 1.000 | 3616825 | S OF 4944 PESARO WAY ISLAND 6' S OF HYD
4972 | MEMORIAL DR | 43017 | Not Required by DOW | 52527 | WATTS | LF919QT | RP | 1.000 | 3616826 | W END OF ISLAND AT PESARO & LUCERA
4972 | MEMORIAL DR | 43017 | Not Required by DOW | 026457 | WATTS | 800 | PVB | 1.000 | 3616827 | 8528 LUCERA LOOP, LEFT FRONT
4972 | MEMORIAL DR | 43017 | Not Required by DOW | T181266 | WILKINS | 720A | PVB | 0.750 | 3623021 | 4904 PESARO WAY LEFT SIDE OF HOUSE
4972 | MEMORIAL DR | 43017 | Not Required by DOW | T181256 | WILKINS | 720A | PVB | 0.750 | 3623022 | 4908 PESARO WAY LEFT SIDE OF HOUSE
4972 | MEMORIAL DR | 43017 | Not Required by DOW | T181219 | WILKINS | 720A | PVB | 0.750 | 3623023 | 4936 PESARO WAY LEFT SIDE OF HOUSE
4972 | MEMORIAL DR | 43017 | Not Required by DOW | T181377 | WILKINS | 720A | PVB | 0.750 | 3623024 | 4958 PESARO WAY LEFT SIDE OF HOUSE
4972 | MEMORIAL DR | 43017 | Not Required by DOW | T181335 | WILKINS | 720A | PVB | 0.750 | 3623025 | 4947 PESARO WAY RIGHT SIDE OF HOUSE
4972 | MEMORIAL DR | 43017 | Not Required by DOW | T181369 | WILKINS | 720A | PVB | 0.750 | 3623026 | 4963 PESARO WAY RIGHT SIDE OF HOUSE
4972 | MEMORIAL DR | 43017 | Not Required by DOW | T199241 | WILKINS | 720A | PVB | 0.750 | 3623027 | 4982 PESARO WAY RIGHT SIDE OF HOUSE
4972 | MEMORIAL DR | 43017 | Not Required by DOW | T181386 | WILKINS | 720A | PVB | 0.750 | 3623028 | 4994 PESARO WAY RIGHT SIDE OF HOUSE
4972 | MEMORIAL DR | 43017 | Not Required by DOW | T181361 | WILKINS | 720A | PVB | 0.750 | 3623029 | 8510 LUCERA LOOP LEFT SIDE OF HOUSE
4972 | MEMORIAL DR | 43017 | Not Required by DOW | T271153 | WILKINS | 720A | PVB | 0.750 | 3623030 | 8532 LUCERA LOOP LEFT SIDE OF HOUSE
4972 | MEMORIAL DR | 43017 | Not Required by DOW | T181325 | WILKINS | 720A | PVB | 0.750 | 3623031 | 8540 LUCERA LOOP LEFT SIDE OF HOUSE
4972 | MEMORIAL DR | 43017 | Not Required by DOW | 67151 | WATTS | LF919AQT | RP | 0.750 | 3623170 | 4963 PESARO WAY, IN BASEMENT AT SUMP PUMP
4972 | MEMORIAL DR | 43017 | Not Required by DOW | T181382 | WILKINS | 720A | PVB | 0.750 | 3624790 | 4986 PESARO WAY, RIGHT SIDE OF THE HOUSE NEXT TO THE A/C UNIT
4972 | MEMORIAL DR | 43017 | Not Required by DOW | 032726 | WATTS | LF800M4 | PVB | 1.000 | 3630197 | 4922 PESARO WAY LEFT SIDE OF HOUSE
4972 | MEMORIAL DR | 43017 | Not Required by DOW | T295470 | WILKINS | 720A | PVB | 0.750 | 3630200 | 4912 PESARO WAY RIGHT SIDE OF HOUSE
4972 | MEMORIAL DR | 43017 | Not Required by DOW | 044018 | WATTS | LF800M4 | PVB | 1.000 | 3632452 | 4928 PESARO WAY LEFT SIDE OF HOUSE
4972 | MEMORIAL DR | 43017 | Not Required by DOW | 044020 | WATTS | LF800M4 | PVB | 1.000 | 3632453 | 4901 PESARO WAY RIGHT SIDE OF HOUSE
4972 | MEMORIAL DR | 43017 | Not Required by DOW | 047684 | WATTS | LF800M4QT | PVB | 1.000 | 3633438 | 4979 PESARO WAY LEFT SIDE OF HOUSE
4972 | MEMORIAL DR | 43017 | Not Required by DOW | 050278 | WATTS | LF800M4 | PVB | 1.000 | 3638949 | 4997 PESARO WAY LEFT SIDE OF HOUSE
4972 | MEMORIAL DR | 43017 | Not Required by DOW | 050259 | WATTS | LF800M4 | PVB | 1.000 | 3638961 | 8522 Lucera Loop LEFT SIDE OF HOUSE
4972 | MEMORIAL DR | 43017 | Not Required by DOW | 0480074 | WATTS | LF800M4 | PVB | 1.000 | 3639002 | LEFT SIDE OF 4969 PESARO WAY
4972 | MEMORIAL DR | 43017 | Not Required by DOW | 4239262 | WILKINS | 975XL | RP | 0.750 | 3639100 | WEST SIDE OF ENTRANCE
4972 | MEMORIAL DR | 43017 | Not Required by DOW | 99554 | WATTS | LF800 | PVB | 1.000 | 3639282 | 4923 PESARO WAY RIGHT SIDE OF HOUSE
4972 | MEMORIAL DR | 43017 | Not Required by DOW | CAA77668 | WATTS | LF800M4QT | PVB | 1.000 | 3639405 | 4996 PESARO WAY LEFT SIDE OF HOUSE
4972 | MEMORIAL DR | 43017 | Not Required by DOW | 609966 | WATTS | LF800M4 | PVB | 1.000 | 3639406 | 4909 Pesaro Way Right Side of House
4972 | MEMORIAL DR | 43017 | Not Required by DOW | T181384 | WILKINS | 720 | PVB | 0.750 | 3639409 | 4986 PESARO WAY RIGHT SIDE OF HOUSE
4972 | MEMORIAL DR | 43017 | Not Required by DOW | 046183 | WATTS | 800 | PVB | 1.000 | 3639410 | 4973 PESARO WAY LEFT SIDE OF HOUSE
4972 | MEMORIAL DR | 43017 | Not Required by DOW | 048063 | WATTS | 800 | PVB | 1.000 | 3639411 | 4952 PESARO WAY LEFT SIDE OF HOUSE
4972 | MEMORIAL DR | 43017 | Not Required by DOW | 051517 | WATTS | 800 | PVB | 1.000 | 3639412 | 4917 PESARO WAY RIGHT SIDE OF HOUSE
4972 | MEMORIAL DR | 43017 | Not Required by DOW | 609266 | WATTS | 800QT | PVB | 1.000 | 3639413 | 4909 PESARO WAY RIGHT SIDE OF HOUSE
4972 | MEMORIAL DR | 43017 | Not Required by DOW | T280936 | WILKINS | 720 | PVB | 0.750 | 3639414 | 8516 LUCERA LOOP LEFT SIDE OF HOUSE
4972 | MEMORIAL DR | 43017 | Not Required by DOW | B012009 | WATTS | 800 | PVB | 0.750 | 3646446 | 4983 PESARO WAY RIGHT SIDE OF HOUSE
4972 | MEMORIAL DR | 43017 | Not Required by DOW | T181255 | WILKINS | 720A | PVB | 0.750 | 3646619 | 4944 PESARO LEFT SIDE
4972 | MEMORIAL DR | 43017 | Not Required by DOW | B017586 | WATTS | 800M4 | PVB | 1.000 | 3646740 | LEFT SIDE OF HOUSE AT 8548 LUCERA LOOP
4972 | MEMORIAL DR | 43017 | Not Required by DOW | B007923 | WATTS | 800M4QT | PVB | 0.750 | 3648448 | 4987 PESARO WAY LEFT CENTER
4972 | MEMORIAL DR | 43017 | Not Required by DOW | 003665 | WATTS | 800M4 | PVB | 1.000 | 3648713 | 4966 PESARO WAY RIGHT SIDE
4972 | MEMORIAL DR | 43017 | Not Required by DOW | B007931 | WATTS | 800 | PVB | 1.000 | 3649799 | RIGHT SIDE 4959 PESARO
4972 | MEMORIAL DR | 43017 | Not Required by DOW | B003962 | WATTS | 800 | PVB | 1.000 | 3649800 | RIGHT SIDE 4955 PESARO
4972 | MEMORIAL DR | 43017 | Not Required by DOW | B003684 | WATTS | 800 | PVB | 1.000 | 3649801 | LEFT SIDE 4991 PESARO
4972 | MEMORIAL DR | 43017 | Not Required by DOW | B028372 | WATTS | 800 | PVB | 1.000 | 3649802 | LEFT SIDE 4933 PESARO
5760 | MEMORIAL DR | 43017 | Not Required by DOW | 105663 | WATTS | 009M2PCQT | RP | 0.750 | 67859 | 5760 MEMORIAL PAVILION -LAUNDRY ABOVE HOT WATER TANKS
5760 | MEMORIAL DR | 43017 | Duplicate | 105663 | WATTS | 909QT | RP | 0.750 | 90681 | 5760 MEMORIAL PAVILION LAUNDRY RM ABOVE HOT WATER HEATR
5760 | MEMORIAL DR | 43017 | Active | B08423 | WILKINS | 975XL | RP | 3.000 | 90682 | 5760 MEMORIAL PAVILION THRU LAUNDRY RM AT WATER METER
5760 | MEMORIAL DR | 43017 | Not Required by DOW | 214846 | WATTS | 919AQT | RP | 0.750 | 102765 | 5760 MEMORIAL PAVILION #2038 FOR BALL HUT AT CORP SUITS
5760 | MEMORIAL DR | 43017 | Due Install |  |  |  | DCDA | 6.000 | 3633885 | 5760 MEMORIAL PAVIILON THRU LAUNDRY AT FIRE LINE
5770 | MEMORIAL DR | 43017 | Active | 08867 | WATTS | LF909M1QT | RP | 1.500 | 3638545 | MECH ROOM MEMORIAL TOURNAMENT HEADWTRS AT WATER METER
5770 | MEMORIAL DR | 43017 | Not Required by DOW | 4710164 | WILKINS | 975XL2 | RP | 0.750 | 3638556 | MECH ROOM MEMORIAL TOURN HEADWTRS BY WTR METER ON WALL
5777 | MEMORIAL DR | 43017 | Active | 601632 | WILKINS | 720A | PVB | 0.750 | 67933 | SOUTH SIDE OF MEMORIAL DRIVE
6000 | MEMORIAL DR | 43017-9767 | Removed | T002480REM | WILKINS | 720A | PVB | 1.250 | 94008 | SOUTH SIDE OF BLDG
6000 | MEMORIAL DR | 43017-9767 | Active | 27975B | WILKINS | 350ASTDA | DCDA | 6.000 | 3655080 | LOWER LEVEL CLOSET
6000 | MEMORIAL DR | 43017-9767 | Active | HC59479 | WILKINS | 950XLD | DC | 0.750 | 3655081 | LOWER LEVEL CLOSET
6000 | MEMORIAL DR | 43017-9767 | Active | 113903 | WATTS | LF009M2QT | RP | 1.500 | 3658838 | GREEN HOT BOX IN GRASS L SIDE BLDG
6001 | MEMORIAL DR | 43017-8902 | Active | 23559 | WILKINS | 950 | DC | 2.000 | 68581 | IN 6105 MEMORIAL- EYE DR. -BEHIND WORK BENCH (CAN'T RD #) (LIMITED FIRE)
6001 | MEMORIAL DR | 43017-8902 | Active | 08693 | WATTS | 007QT | DC | 2.000 | 68583 | 6135 MEMORIAL SUITE 103 MECH/EQUIP RM (LIMITED FIRE) C&A BUIS SERVICES
6001 | MEMORIAL DR | 43017-8902 | Due Install |  |  |  | RP | 8.000 | 3638473 | IN HOT BOX AT PIT E ENTRANCE ON MEMORIAL
6001 | MEMORIAL DR | 43017-8902 | Active | 3143307 | WILKINS | 975 | RP | 1.000 | 3638901 | Muirfield vet clinic
6001 | MEMORIAL DR | 43017-8902 | Active | 113903 | WATTS | 009M2QT | RP | 1.500 | 3654907
6150 | MEMORIAL DR | 43017 | Active | 22351 | WATTS | 800 | PVB | 1.000 | 69153 | LEFT SIDE OF HOUSE CENTER
6160 | MEMORIAL DR | 43017 | Active | AH8309 | FEBCO | 765 | PVB | 0.750 | 69186 | RIGHT SIDE OF HOUSE
6165 | MEMORIAL DR | 43017 | Active | 764634 | WATTS | 800M4QT | PVB | 1.000 | 69205 | RIGHT FRONT
6174 | MEMORIAL DR | 43017 | Active | FE6575 | FEBCO | 765 | PVB | 1.000 | 69251 | RT SIDE
6180 | MEMORIAL DR | 43017 | Active | 3761 | FEBCO | 765 | PVB | 1.000 | 69271 | FRONT LEFT OF DOOR
6181 | MEMORIAL DR | 43017 | Active | T396555 | WILKINS | 720A | PVB | 1.000 | 69275 | FRONT - RIGHT FRONT
6188 | MEMORIAL DR | 43017-8244 | Active | EAK1722 | WILKINS | 720A | PVB | 0.750 | 69292 | RIGHT FRONT
6193 | MEMORIAL DR | 43017-9000 | Active | T418151 | WILKINS | 720A | PVB | 1.000 | 69321 | LEFT FRONT
6194 | MEMORIAL DR | 43017-8244 | Active | CB485734 | WILKINS | 720A | PVB | 1.000 | 69323 | RIGHT SIDE
6199 | MEMORIAL DR | 43017-9000 | Active | G045413 | WILKINS | 720A | PVB | 0.750 | 69335 | LEFT OF DOOR IN CORNER
6202 | MEMORIAL DR | 43017 | Active | CB083104 | WILKINS | 720A | PVB | 0.750 | 69374 | RIGHT SIDE
6208 | MEMORIAL DR | 43017-8911 | Active | 359706 | WATTS | 800M4QT | PVB | 0.750 | 3482619 | LEFT FRONT
6216 | MEMORIAL DR | 43017 | Active | HA37576 | FEBCO | 765 | PVB | 0.750 | 69402 | RIGHT HAND SIDE
6217 | MEMORIAL DR | 43017 | Active | 012137 | WATTS | 800M4QT | PVB | 1.000 | 3482620 | FRONT LEFT SIDE, ON OUTSIDE
6222 | MEMORIAL DR | 43017 | Active | CB357867 | WILKINS | 720A | PVB | 0.750 | 3482621 | RIGHT FRONT
6223 | MEMORIAL DR | 43017 | Active | 877837 | WILKINS | 720A | PVB | 0.750 | 69412 | LH SIDE CENTER BY GAS
6229 | MEMORIAL DR | 43017 | Active | HA63857 | FEBCO | 765 | PVB | 0.750 | 69425 | LEFT SIDE
6235 | MEMORIAL DR | 43017 | Active | G208721 | WILKINS | 720A | PVB | 0.750 | 92391 | RIGHT SIDE
6244 | MEMORIAL DR | 43017 | Active | 190020 | WILKINS | 720A | PVB | 1.000 | 69464 | RIGHT SIDE OF HOUSE
6247 | MEMORIAL DR | 43017 | Active | 051497 | WATTS | 800M4QT | PVB | 1.000 | 69469 | OUTSIDE
6250 | MEMORIAL DR | 43017 | Active | 56609 | FEBCO | 765 | PVB | 1.000 | 69476 | FRONT LT SIDE
6258 | MEMORIAL DR | 43017 | Active | 117528 | FEBCO | 765 | PVB | 1.000 | 69499 | LEFT SIDE OF HOUSE MIDDLE
6278 | MEMORIAL DR | 43017 | Active | 6195 | RAINBIRD | 100 | PVB | 1.000 | 69549 | RIGHT SIDE OF HOUSE BEHIND FIREPLACE
6286 | MEMORIAL DR | 43017 | Active | HJ68336 | FEBCO | 765 | PVB | 1.000 | 69561 | BACK OF HOUSE BY GARAGE DOOR
6292 | MEMORIAL DR | 43017 | Active | T024261 | WILKINS | 720A | PVB | 1.000 | 69572 | RIGHT FRONT
6299 | MEMORIAL DR | 43017-8792 | Active | 542798 | WILKINS | 720A | PVB | 0.750 | 69584 | LEFT SIDE OF HOUSE
6300 | MEMORIAL DR | 43017 | Active | AB0331 | FEBCO | 765 | PVB | 1.000 | 69604 | LEFT HAND SIDE
6306 | MEMORIAL DR | 43017 | Active | T339511 | WILKINS | 720A | PVB | 1.000 | 3482625 | FRONT OF HOUSE
6327 | MEMORIAL DR | 43017 | Active | T40581 | WILKINS | 720A | PVB | 0.750 | 3482628 | REAR OF HOUSE
6335 | MEMORIAL DR | 43017 | Active | T459107 | WILKINS | 720A | PVB | 0.750 | 90911 | RIGHT SIDE OF HOUSE NEAR A/C
6350 | MEMORIAL DR | 43017-8883 | Removed | F022376REM | WILKINS | 720A | PVB | 0.750 | 101281 | REMOVED-RIGHT SIDE
6350 | MEMORIAL DR | 43017-8883 | Active | T231385 | WILKINS | 720A | PVB | 0.750 | 3607387 | RIGHT SIDE
8409 | MEMORIAL DR | 43016- | Active | T181392 | WILKINS | 720A | PVB | 0.750 | 92813 | BEHIND WALL -NW MEMORIAL AND DUBLIN -AT METER BOX
5750 | MEMORIAL DR UNIT A | 43017 | Active | L92658 | WILKINS | 375 | RP | 6.000 | 67814 | 5750 A MEMORIAL SE MECH ROOM BOTTM DEVICE -CLUBHOUSE FIRE LINE
5750 | MEMORIAL DR UNIT A | 43017 | Removed | 047087REM | WILKINS | 975 | RP | 1.000 | 67816 | REMOVED-MECHANICAL ROOM EAST - 5616 DUNNIKER PARK
5750 | MEMORIAL DR UNIT A | 43017 | Not Required by DOW | 152314 | WILKINS | 975XL | RP | 1.000 | 87214 | 5750 "A" MEMORIAL -MECH RM BY HOT TUB FILTER & STEAM RM
5750 | MEMORIAL DR UNIT A | 43017 | Active | LK-0245 | WATTS | 957 | RP | 4.000 | 102119 | 5750 "A" MEMORIAL SE MECH RM TOP DEVICE CLUB HOUSE DOMESTIC WTR
5750 | MEMORIAL DR UNIT A | 43017 | Not Required by DOW | 42869 | WATTS | 919QT | RP | 0.750 | 102461 | 5750 A MEMORIAL -MECH RM FITNESS CTR LOWER LVL
5750 | MEMORIAL DR UNIT A | 43017 | Not Required by DOW | 43325 | WATTS | 919QT | RP | 0.750 | 102462 | 5750 A MEMORIAL -MECH RM FITNESS CTR LOWER LVL
5750 | MEMORIAL DR UNIT A | 43017 | Not Required by DOW | 42999 | WATTS | 919QT | RP | 0.750 | 102463 | 5750 A MEMORIAL CLUB RM FITNESS CTR LOWER LVL -CLOSET
5750 | MEMORIAL DR UNIT A | 43017 | Not Required by DOW | 20714 | WATTS | 919QT | RP | 2.000 | 102763 | 5750 A MEMORIAL -CLUB HSE LOWER LVL #1185
5750 | MEMORIAL DR UNIT A | 43017 | Not Required by DOW | 03169 | WATTS | 919QT | RP | 0.500 | 102764 | 5750 A MEMORIAL -CLUB HSE KITCHEN ON STEAMER
5750 | MEMORIAL DR UNIT B | 43017 | Active | ACB2296 | WILKINS | 975XL | RP | 2.000 | 67815 | 5616 DUNNIKR PARK -VILLA BLDG THE LODGE
5750 | MEMORIAL DR UNIT B | 43017 | Active | 14877 | AMES | 2000B | DC | 2.000 | 96942 | 5616 DUNNIKER PARK DR-VILLA BLDG FOR LIMITED FIRE THE LODGE
5750 | MEMORIAL DR UNIT B | 43017 | Not Required by DOW | W047087 | WILKINS | 975XL | RP | 1.000 | 98337 | 5616 DUNNIKR -LODGE WEST JANITORS CLOSET
1910 | MEMORY LN | 43209-2737 | Not Required by DOW |  |  |  | RP |  | 3482634
1245 | MEMORY N LN | 43209-2736 | Due Install | [5 empty] | 3482636
1297 | MEMORY N LN | 43209-2736 | Active | 550079 | WATTS | LF919QT | RP | 0.750 | 3482638 | RIGHT SIDE OF THE DOOR
849 | MENDES CT | 43235-3506 | Active | A008535 | WILKINS | 720A | PVB | 0.750 | 73902 | LEFT SIDE OF HOUSE
852 | MENDES CT | 43235-3506 | Active | A106951 | WILKINS | 720A | PVB | 0.750 | 87480 | RIGHT SIDE
855 | MENDES CT | 43235 | Active | A008730 | WILKINS | 720A | PVB | 0.750 | 74043 | RIGHT SIDE OF HOUSE
856 | MENDES CT | 43235-3506 | Active | A006796 | WILKINS | 720A | PVB | 0.750 | 74074 | LEFT SIDE OF HOUSE
859 | MENDES CT | 43235-3506 | Active | A022762 | WILKINS | 720A | PVB | 0.750 | 87417 | LEFT SIDE OF HOUSE
860 | MENDES CT | 43235-3506 | Active | cb303203 | WILKINS | 720A | PVB | 0.750 | 87570 | RIGHT SIDE
863 | MENDES CT | 43235-3506 | Active | A135572 | WILKINS | 720A | PVB | 0.750 | 87481 | RIGHT SIDE OF HOME
864 | MENDES CT | 43235-3506 | Active | A006823 | WILKINS | 720A | PVB | 0.750 | 74140 | LEFT SIDE OF HOUSE
868 | MENDES CT | 43235-3506 | Active | A135584 | WILKINS | 720 | PVB | 0.750 | 87479 | RIGHT SIDE OF HOME
872 | MENDES CT | 43235-3506 | Active | A006551 | WILKINS | 720A | PVB | 0.750 | 74217 | LEFT SIDE OF HOUSE
876 | MENDES CT | 43235-3506 | Active | A006581 | WILKINS | 720A | PVB | 0.750 | 87478 | RIGHT SIDE OF HOME
880 | MENDES CT | 43235-3506 | Active | EAD4837 | WILKINS | 720A | PVB | 0.750 | 74307 | LEFT SIDE OF HOUSE
884 | MENDES CT | 43235-3506 | Active | A006780 | WILKINS | 720A | PVB | 0.750 | 87477 | RIGHT SIDE OF HOME
888 | MENDES CT | 43235-3506 | Active | A107230 | WILKINS | 720 | PVB | 0.750 | 87476 | LEFT SIDE OF HOME
892 | MENDES CT | 43235-3506 | Active | H107590 | FEBCO | 765 | PVB | 0.750 | 74406 | RIGHT SIDE OF HOUSE
893 | MENDES CT | 43235-3506 | Active | A107250 | WILKINS | 720A | PVB | 0.750 | 87482 | LEFT SIDE OF HOUSE
896 | MENDES CT | 43235-3506 | Active | A006842 | WILKINS | 720A | PVB | 0.750 | 74423 | LEFT SIDE OF HOUSE
897 | MENDES CT | 43235-3506 | Active | A006663 | WILKINS | 720A | PVB | 0.750 | 74428 | RIGHT SIDE OF HOUSE
900 | MENDES CT | 43235-3506 | Active | A135622 | WILKINS | 720A | PVB | 0.750 | 87411 | RIGHT SIDE OF HOUSE
904 | MENDES CT | 43235-3506 | Active | A135497 | WILKINS | 720A | PVB | 0.750 | 87416 | LEFT SIDE
571 | MENEREY LN | 43230 | Active | UI-3236 | AMES | COLT 400 | RP | 4.000 | 3648704 | IN METER BLDG SOUTHEAST SECTION OF PROPERTY
5711 | MENEREY LN | 43230 | Not Required by DOW | 55065 | AMES | 2000B | DC | 2.000 | 3652198 | NORTH WING MECH ROOM
3139 | MENZOLA DR | 43228-9008 | Active | H785041 | FEBCO | 765 | PVB | 0.750 | 91879 | LEFT SIDE OF HOUSE
6702 | MERINO CT | 43016-9002 | Active | T442451 | WILKINS | 720A | PVB | 0.750 | 3482907 | LEFT FRONT
6711 | MERINO CT | 43016-9002 | Active | 723916 | WATTS | 800M4FR | PVB | 1.000 | 99610 | RIGHT SIDE OF HOUSE
1733 | MERRICK RD | 43212-3314 | Active | VAA2808 | WILKINS | 720A | PVB | 0.750 | 3482916 | RIGHT SIDE
1757 | MERRICK RD | 43212-3314 | Active | A082440 | WILKINS | 720A | PVB | 0.750 | 56044 | NW CORNER OUTSIDE
1783 | MERRIWEATHER DR | 43221-1326 | Active | CB150675 | WILKINS | 720-A | PVB | 1.000 | 91688 | BACK OF HOUSE
2041 | MERRYHILL DR | 43219-2996 | Active | CE9020 | FEBCO | 765 | PVB | 0.750 | 57096 | RIGHT SIDE OF HOME
1097 | MERSTON DR | 43235 | Active | CB597663 | WILKINS | 720A | PVB | 0.750 | 98958 | LEFT SIDE
1100 | MERSTON DR | 43235 | Active | T329100 | WILKINS | 720A | PVB | 0.750 | 98702 | LEFT SIDE REAR NORTH WEST
1109 | MERSTON DR | 43235 | Active | 318449 | APOLLO/CONBRACO | PVB | PVB | 0.750 | 101231 | LEFT SIDE OF HOUSE
1110 | MERSTON DR | 43235-4587 | Active | G208700 | WILKINS | 720A | PVB | 0.750 | 92935 | RIGHT FRONT
1124 | MERSTON DR | 43235 | Active | 809848 | APOLLO/CONBRACO | PVB4A | PVB | 0.750 | 3601547 | RIGHT SIDE OF HOUSE
1132 | MERSTON DR | 43235 | Active | 562954 | APOLLO/CONBRACO | PVB | PVB | 0.750 | 3601661 | LEFT SIDE OF HOUSE
1141 | MERSTON DR | 43235 | Active | T166295 | WILKINS | 720A | PVB | 0.750 | 3605966 | LEFT FRONT
1148 | MERSTON DR | 43235 | Active | T271050 | WILKINS | 720 | PVB | 0.750 | 100377 | RIGHT SIDE OF HOUSE
1156 | MERSTON DR | 43235 | Active | T230555 | WILKINS | 720 | PVB | 0.750 | 3602304 | RIGHT
6626 | MERWIN RD | 43235-2842 | Active | T386331 | WILKINS | 720A | PVB | 0.750 | 94013 | LEFT FRONT
6642 | MERWIN RD | 43235-2842 | Removed | H124029REM | FEBCO | 765 | PVB | 0.750 | 70414 | BACK OF HOUSE
6646 | MERWIN RD | 43235-2842 | Active | G215246 | WILKINS | 720A | PVB | 0.750 | 95373 | LEFT SIDE OF HOUSE
6673 | MERWIN RD | 43235-2841 | Not Required by DOW | T065347 | WILKINS | 720A | PVB | 1.000 | 94015 | LEFT OF FRONT DOOR **IRRIG BACKFLOW NOT ON CITY WTR**
6673 | MERWIN RD | 43235-2841 | Active | 327438 | WATTS | LF009M3QT | RP | 0.750 | 3650421 | BSMNT AT WATER METER
2517 | MESA DR | 43026-7961 | Active | 817446 | WILKINS | 720A | PVB | 0.750 | 58529 | LT SIDE
400 | METRO N PL | 43017-3378 | Active | W21899 | WILKINS | 575 (MOD-III) | RP | 2.000 | 62541 | Garage Fire Pump Room - SE
400 | METRO N PL | 43017-3378 | Due Install |  |  |  | RP | 3.000 | 3639104 | SE PARKING GARAGE MECH/RISER ROOM AT WATER METER
400 | METRO N PL | 43017-3378 | Due Install |  |  |  | DCDA | 6.000 | 3639105 | SE PARKING GARAGE MECH/RISER ROOM
425 | METRO N PL | 43017-5325 | Active | 404394 | WILKINS | 720A | PVB | 1.500 | 63418 | SOUTH OF FRONT ENTANCE
425 | METRO N PL | 43017-5325 | Active | 10137 | WATTS | 919QT | RP | 1.500 | 97896 | Penthouse (Roof) Mechanical Room
425 | METRO N PL | 43017-5325 | Due Install |  |  |  | RP | 6.000 | 3639090 | IN HOT BOX AT PIT E SIDE OF METRO N ENTRANCE
425 | METRO N PL | 43017-5325 | LPS - Active |  |  |  | LST |  | 3639107 | FIRE BOOSTER PUMP - 1ST FL MECH ROOM
450 | METRO N PL | 43017-1348 | Active | 125687 | WATTS | 007M2QT | DC | 0.750 | 64200 | 1ST FL MECH/RISER RM OFF LOBBY
450 | METRO N PL | 43017-1348 | Active | 151825 | WATTS | 909 | RP | 3.000 | 64201 | 1ST FL MECH/RISER RM OFF LOBBY-AT WATER METER
450 | METRO N PL | 43017-1348 | Active | 3JM0444 | AMES | 3000SS | DCDA | 6.000 | 64202 | 1ST FL MECH/RISER RM OFF LOBBY
450 | METRO N PL | 43017-1348 | Not required by DOW | 4349 | WATTS | 800M4 | PVB | 1.500 | 64203 | 1ST FL MECHROOM BY WATER METER
500 | METRO N PL | 43017-5328 | Not required by DOW | 111861 | WATTS | 009M2QT | RP | 1.000 | 65618 | HILTON GARDEN INN -POOL ROOM
500 | METRO N PL | 43017-5328 | Active | 12766 | FEBCO | 805 | DC | 0.750 | 65619 | IN PIT
500 | METRO N PL | 43017-5328 | Not required by DOW | 129808 | FEBCO | 825Y | RP | 1.500 | 65620 | HILTON GARDEN INN -MECH ROOM NW CORNER OF BLDG
500 | METRO N PL | 43017-5328 | Active | 160400 | WATTS | 909 | RP | 3.000 | 65621 | NW MECH ROOM AT WATER ENTRANCE -HILTON GARDEN
500 | METRO N PL | 43017-5328 | Not required by DOW | 38126 | WATTS | 919AQT | RP | 0.750 | 65622 | KITCHEN (ICE MAKER)
500 | METRO N PL | 43017-5328 | Active | 9912011322 | FEBCO | 856 | DCDA | 6.000 | 65623 | HILTON GARDEN INN -PIT/VAULT N/E
500 | METRO N PL | 43017-5328 | LPS - Active |  |  |  | LST |  | 3659327 | FIRE PUMP - PUMP ROOM/BACKF OF BUILDING
555 | METRO N PL | 43017- | Active | 331480 | WILKINS | 720A | PVB | 1.500 | 67222 | TO RIGHT AT FRONT DOOR
555 | METRO N PL | 43017- | Active | 11886 | WATTS | 919AQT | RP | 1.500 | 67223 | MECHANICAL ROOM ON ROOF
555 | METRO N PL | 43017- | Due Install |  |  |  | RP | 6.000 | 3639088 | IN HOT BOX AT PIT N ENTRANCE?
555 | METRO N PL | 43017- | LPS - Active |  |  |  | LST |  | 3639089 | FIRE PUMP - 1ST FL MECH
570 | METRO N PL | 43017-5317 | Active | 08157 | AMES | 4000B | RP | 0.750 | 67633 | 1ST FLOOR, REAR OF BLDG, MECHANICAL ROOM INSIDE ABOVE DOOR
570 | METRO N PL | 43017-5317 | Due Install |  |  |  | RP | 2.000 | 3636902 | IN HOT BOX AT PIT E OF ENTRANCE AT WATER METER
570 | METRO N PL | 43017-5317 | Active | 11062650724 | AMES | 3000SS | DCDA | 6.000 | 3636903 | IN PIT E OF ENTRANCE
570 | METRO N PL | 43017-5317 | Active | 34239 | WATTS | 007M1-QT | DC | 0.750 | 3658751 | IN PIT E OF ENTRANCE
572 | METRO N PL | 43017 | Active | 33535 | WATTS | LF919QT | RP | 2.000 | 3636175 | SE MECH/METER ROOM OF N UNIT AT WATER METER MID E DUBLIN DENTAL
600 | METRO N PL | 43017-5317 | Active | 254081 | FEBCO | 825Y | RP | 1.500 | 68525 | NW PARKING LOT AT METER PIT
600 | METRO N PL | 43017-5317 | Active | CB112526 | WILKINS | 720A | PVB | 1.000 | 68526 | COURTYARD
600 | METRO N PL | 43017-5317 | Due Install |  |  |  | RP | 8.000 | 3635118 | IN HOT BOX AT PIT PIT 1/2 WAY DOWN W PROP LINE
600 | METRO N PL | 43017-5317 | LPS - Active |  |  |  | LST |  | 3639106 | FIRE PUMP
435 | METRO S PL | 43017- | Active | 13733 | WATTS | 007QT | DC | 2.000 | 63772 | 2ND FLOOR MAINT. POD #2
435 | METRO S PL | 43017- | Active | J20984H0928 | AMES | 2000SS | DC | 4.000 | 63773 | RISER ROOM/CLOSET OFF CHECK/IN DINNING AREA
435 | METRO S PL | 43017- | Active | 210591013 | AMES | 3000SS | DC | 4.000 | 63774 | POD 12 - 2ND FLOOR MAINT ROOM
435 | METRO S PL | 43017- | Removed | 2478REM | WATTS | 009QT | RP | 1.250 | 63775 | REMOVED - LAUNDRY ROOM BEHIND DRYER
435 | METRO S PL | 43017- | Active | 8608 | WATTS | 007QT | DC | 2.000 | 63776 | 2ND FLOOR MECHANICAL RM POD #16
435 | METRO S PL | 43017- | Active | 8789 | WATTS | 007QT | DC | 2.000 | 63777 | 2ND FLOOR MACH. POD #5
435 | METRO S PL | 43017- | Active | 8790 | WATTS | 007QT | DC | 2.000 | 63778 | 2ND FLOOR WATER HEATER RM POD #9
435 | METRO S PL | 43017- | Active | 92511 | AMES | 4000SS | RP | 3.000 | 63779 | LAUNDRY FM IN CAGE 8" HIGH
435 | METRO S PL | 43017- | Active | 5004637XLTCU | WILKINS | 975XL2 | RP | 2.000 | 63780 | POOL HOUSE
435 | METRO S PL | 43017- | Due Install |  |  |  | RP | 6.000 | 3635943 | IN HOT BOX AT PIT
475 | METRO S PL | 43017- | Not Required by DOW | 12946 | WATTS | 800M4QT | PVB | 1.250 | 64944 | 1ST FL MECH RM NEXT TO COLUMN BY WINDOWS
475 | METRO S PL | 43017- | Not Required by DOW | 1804 | WATTS | 009M2QT | RP | 1.250 | 64945 | 1ST FLOOR MECHANICAL
475 | METRO S PL | 43017- | Active | XE-1046 | WATTS | 957 | RP | 4.000 | 3636201 | MECH/RISER/PUMP ROOM BY ELEVATORS AT WATER METER
475 | METRO S PL | 43017- | Active | 11047490723 | AMES | 3000SS | DCDA | 6.000 | 3636202 | 1ST FL MECH/RISER/PUMP ROOM
475 | METRO S PL | 43017- | Active | 33345 | WATTS | 007M1QT | DC | 0.750 | 3657945 | 1ST FL MECH/RISER/PUMP ROOM
475 | METRO S PL | 43017- | LPS - Active |  |  |  | LST |  | 3657996 | 1ST FL MECH/RISER/PUMP ROOM
485 | METRO S PL | 43017-5332 | Active | 12968 | WILKINS | 975XL3 | RP | 1.500 | 65223 | 5TH FLOOR CEILING OF JANITOR CLOSET ON N SIDE OF BLDG
485 | METRO S PL | 43017-5332 | Active | 3858401 | WILKINS | 975XL | RP | 1.000 | 65224 | JANITOR'S ROOM, TOP FLOOR
485 | METRO S PL | 43017-5332 | Active | 02736 | WATTS | 009QT | RP | 2.000 | 65225 | FIRE PUMP ROOM
485 | METRO S PL | 43017-5332 | Due Install |  |  |  | RP | 6.000 | 3635163 | BACK FIRE PUMP RISER ROOM AT COMBO WATER METER
485 | METRO S PL | 43017-5332 | LPS - Active |  |  |  | LPC |  | 3635164 | DOMESTIC PUMP -
485 | METRO S PL | 43017-5332 | LPS - Active |  |  |  | LST |  | 3635754 | FIRE BOOSTER PUMP - MECHANICAL ROOM
495 | METRO S PL | 43017-5331 | Active | 114823 | WATTS | 709 | DCDA | 6.000 | 65481 | METER IN PIT - N OF NW OF BLDG
495 | METRO S PL | 43017-5331 | Active | B15516 | WILKINS | 975 | RP | 3.000 | 65482 | IN NW MECH/RISER ROOM AT WATER ENTRY
495 | METRO S PL | 43017-5331 | Not Required by DOW | 16081 | WATTS | 009M2QT | RP | 1.500 | 65483 | NW CORNER OF MECHANICAL ROOM
495 | METRO S PL | 43017-5331 | Removed | 30234REM | WATTS | 709 | DC | 6.000 | 65484 | **REMOVED*****METER PIT
495 | METRO S PL | 43017-5331 | Active | 30231 | WATTS | 007M1QT | DC | 0.750 | 98648 | METER IN PIT -N OF NW OF BLDG
495 | METRO S PL | 43017-5331 | LPS - Active |  |  |  | LPC |  | 3640931 | DOMESTIC PUMP - NW MECH/RISER ROOM
525 | METRO S PL | 43017-5342 | Active | 110653 | WATTS | 909 | RP | 1.500 | 66489 | MECH RM AT IRRIG MTR AT FLOOR
525 | METRO S PL | 43017-5342 | Active | CH430 | CONBRACO | 40207A2 | RP | 1.500 | 93015 | MECH ROOM FOR BOILER-UP HIGH
525 | METRO S PL | 43017-5342 | Due Install |  |  |  | RP | 3.000 | 3635406 | 1ST FL MECH ROOM AT WATER METER
535 | METRO S PL | 43017-5316 | Not Required by DOW | 000900 | WATTS | LF800M4 | PVB | 1.500 | 66702 | RIGHT OF BACK ENTRANCE BY ELECTRIC MTR
535 | METRO S PL | 43017-5316 | Due Install |  |  |  | RP | 1.000 | 3651965 | AT WATER METER
545 | METRO S PL | 43017-5316 | Not Required by DOW | 128424 | WATTS | 009M2QT | RP | 2.000 | 66923 | GARAGE LEVEL PUMP ROOM
545 | METRO S PL | 43017-5316 | Active | 2JN0035 | AMES | 2000SS | DC | 6.000 | 66924 | PUMP ROOM PARKING GARAGE--
545 | METRO S PL | 43017-5316 | Active | B21836 | WILKINS | 975 | RP | 2.500 | 66925 | NE MECH/RISER ROOM AT WATER RISER
545 | METRO S PL | 43017-5316 | Not Required by DOW | ACN7713 | WILKINS | 975XL2 | RP | 1.250 | 66926 | 5TH FLOOR PUMP ROOM
545 | METRO S PL | 43017-5316 | LPS - Active |  |  |  | LPC |  | 3635501 | DOMESTIC PUMP -
545 | METRO S PL | 43017-5316 | LPS - Active |  |  |  | LST |  | 3635502 | FIRE PUMP
545 | METRO S PL | 43017-5316 | Due Install |  |  |  | DCDA | 6.000 | 3640932 | IN PIT E LEFT OF ENTRANCE IN TREES
565 | METRO S PL | 43017-5351 | Not Required by DOW | 32147 | WATTS | 919QT | RP | 2.000 | 67492 | Garage Fire Pump Room - NW
565 | METRO S PL | 43017-5351 | Not Required by DOW | A10241 | WATTS | 009M2QT | RP | 1.250 | 67493 | Penthouse - North Wall - Along Floor
565 | METRO S PL | 43017-5351 | Active | 2D00214 | AMES | 2000SS | DC | 6.000 | 67494 | Garage Fire Pump Room - NW
565 | METRO S PL | 43017-5351 | Not Required by DOW | 950971 | WILKINS | 975XLBMS | RP | 0.750 | 67495 | 1st Floor (Center) Mechanical Room
565 | METRO S PL | 43017-5351 | Not Required by DOW | 950998 | WILKINS | 975XLBMS | RP | 0.750 | 67496 | 2nd Floor (Center) Mechanical Room
565 | METRO S PL | 43017-5351 | Not Required by DOW | 953043 | WILKINS | 975XLBMS | RP | 1.000 | 67497 | Garage Fire Pump Room - NW
565 | METRO S PL | 43017-5351 | Active | 14205 | WATTS | 009 | RP | 2.500 | 67498 | Garage Fire Pump Room - NW
565 | METRO S PL | 43017-5351 | Due Install |  |  |  | DCDA | 6.000 | 3635452 | ON FIRE LINE BEFORE HYD'S
565 | METRO S PL | 43017-5351 | LPS - Active |  |  |  | LPC |  | 3639220 | DOMESTIC PUMP - IN GARAGE MECH/PUMP ROOM
565 | METRO S PL | 43017-5351 | LPS - Active |  |  |  | LST |  | 3639221 | FIRE PUMP - IN GARAGE MECH/PUMP ROOM
651 | METRO S PL | 43017 | Active | J033966 | FEBCO | 825Y | RP | 1.500 | 3624490 | IN UNHEATED HOT BOX - BEHIND 655 BTWN DUMPSTER & FREEWAY
651 | METRO S PL | 43017 | LPS - Active |  |  |  | LPC |  | 3629906 | DOMESTIC PUMP - BY HOT BOX - BEHIND 655 BTWN DUMPSTER & FREEWAY
655 | METRO S PL | 43017 | Active | 4786140 | WILKINS | 975XL | RP | 1.50 | 70222 | Lower Level - Fire Pump Room
655 | METRO S PL | 43017 | Active | 214723 | WATTS | 009QT | RP | 2.000 | 70223 | 8th Floor - Mechanical Rm - by Elevator
655 | METRO S PL | 43017 | Active | 199600 | WATTS | 009M2QT | RP | 1.500 | 70224 | Lower Level - Swimming Pool Equip - Water Rm
655 | METRO S PL | 43017 | Due Install |  |  |  | RP |  | 3635165 | IN HOT BOX AT PIT BK OF BLDG BY DUMPSGTERS
655 | METRO S PL | 43017 | LPS - Active |  |  |  | LPC |  | 3635166 | DOMESTIC PUMP - BSMNT PUMP ROOM
655 | METRO S PL | 43017 | LPS - Active |  |  |  | LST |  | 3635167 | FIRE BOOSTER PUMP - BSMNT PUMP ROOM
467 | MICHAEL PL | 43123-9459 | Active | H492866 | FEBCO | 765 | PVB | 0.750 | 95114 | RIGHT SIDE
709 | MICHAEL VIEW CT | 43085-5876 | Active | 45609 | WATTS | LF919AQT | RP | 0.750 | 3483289 | BASEMENT
572 | MICHAELA CT | 43235-3503 | Active | G208094 | WILKINS | 720A | PVB | 0.750 | 92837 | LEFT FRONT
5732 | MICHAELA CT | 43235-3503 | Active | H973287 | FEBCO | 765 | PVB | 1.000 | 103724 | LEFT SIDE
5737 | MICHAELA CT | 43235-3503 | Active | 174957 | WATTS | 800M4QT | PVB | 0.750 | 67761 | OUTSIDE ON EAST SIDE OF RESIDENCE
1113 | MICHIGAN AV | 43201 | Inactive | 51883 | WATTS | 009QT | RP | 0.750 | 53978 | WATER METER NE CORNER OF BUILDING
1113 | MICHIGAN AV | 43201 | Active not linked | 199750 | WATTS | LF009M2QT | RP | 2.000 | 3654579
1113 | MICHIGAN AV | 43201 | Active not linked | TJ-1002 | WATTS | 757 | DC | 4.000 | 3654580
777 | MICHIGAN AVE | 43215-1106 | Inactive |  |  |  | RP |  | 3483355
815 | MICHIGAN AVE | 43215-1106 | Removed | 276265 REM | WATTS | 909QT | RP | 0.750 | 73421 | SE CORNER OF WAREHOUSE NEXT TO METER
815 | MICHIGAN AVE | 43215-1106 | Due Install |  |  |  | RP |  | 3629892 | SE CORNER OF WAREHOUSE NEXT TO METER
815 | MICHIGAN AVE | 43215-1106 | Due Install |  |  |  | DCDA | 6.000 | 3629893 | SE CORNER OF WAREHOUSE NEXT TO METER
839 | MICHIGAN AVE | 43215-1108 | Active | 1162741 | WILKINS | 975XL | RP | 1.000 | 73776 | AT WATER METER SETTING
839 | MICHIGAN AVE | 43215-1108 | Active | H020650 | FEBCO | 765 | PVB | 0.750 | 98445 | FRONT OUTSIDE OF BUILDING
850 | MICHIGAN AVE | 43215-1109 | Removed | 4IJ3075REM | AMES | 4000SS | RP | 1.000 | 73980 | REMOVED - UNDER STAIRWAY FRONT ENTRANCE OF BUILDING
850 | MICHIGAN AVE | 43215-1109 | Not Required by DOW | 583367 | WATTS | 909QT | RP | 0.750 | 3623086 | UTILITY CLOSET (2nd fl.)
850 | MICHIGAN AVE | 43215-1109 | Active | 4805895 | WILKINS | 975XL2 | RP | 1.000 | 3626357 | CLOSET UNDER STAIRS AT WATER METER
870 | MICHIGAN AVE | 43215-1109 | Not Required by DOW | 358952 | WATTS | 909QT | RP | 1.000 | 95508 | BASMENT BOILER ROOM
870 | MICHIGAN AVE | 43215-1109 | Active | 3980627 | WILKINS | 975XL2 | RP | 2.000 | 3632678 | SE BSMNT MECH ROOM AT WATER METER
870 | MICHIGAN AVE | 43215-1109 | Active | 1919940617 | AMES | 3000SS | DCDA | 4.000 | 3633221 | BSMNT MECH ROOM
870 | MICHIGAN AVE | 43215-1109 | Active | 78472 | AMES | 2000B | DC | 0.750 | 3633222 | SE BSMNT MECH ROOM
875 | MICHIGAN AVE | 43215-1108 | Active | 4482003 | WILKINS | 975XL2 | RP | 2.000 | 3483357 | SOUTH EAST MECH. ROOM
875 | MICHIGAN AVE | 43215-1108 | Active | 11043860423 | AMES | 3000SS | DCDA | 4.000 | 3655474 | SOUTH EAST MECH. ROOM
875 | MICHIGAN AVE | 43215-1108 | Active | 87767 | AMES | 2000B | DC | 0.750 | 3655475 | SOUTH EAST MECH. ROOM
900 | MICHIGAN AVE | 43215-1165 | Active | CB179932 | Wilkins | 720A | PVB | 1.000 | 74471 | LEFT SIDE OF ENTRANCE BEHIND WALL
909 | MICHIGAN AVE | 43215-1108 | Active | 13526 | WATTS | 919AQT | RP | 1.500 | 74536 | MECHANICAL - BOILER ROOM
909 | MICHIGAN AVE | 43215-1108 | Active | 30499 | WATTS | 919AQT | RP | 0.750 | 101006 | ICE CREAM MACHINE - PRODUCTION ROOM
909 | MICHIGAN AVE | 43215-1108 | Removed | 34018REM | WATTS | 919AQT | RP | 1.000 | 101008 | ICE CREAM MACHINE - PRODUCTION ROOM
909 | MICHIGAN AVE | 43215-1108 | Active | 57819 | WATTS | LF919QT | RP | 0.750 | 3609492 | PRODUCTION ROOM NORTH WALL
909 | MICHIGAN AVE | 43215-1108 | Active | 57923 | WATTS | LF919QT | RP | 0.750 | 3609493 | FOAM MACHINE FOR FLOOR, DRY STORAGE AREA BY WIC DOOR (ON FOAM MACHINE)
909 | MICHIGAN AVE | 43215-1108 | Active | 57922 | WATTS | LF919QT | RP | 0.750 | 3609494 | FLOOR FOAMER, DRY STORAGE W SIDE BY WIC DOOR
909 | MICHIGAN AVE | 43215-1108 | Active | 57811 | WATTS | LF919QT | RP | 0.750 | 3609495 | FOAM DISPENSERS, PREP WIC S WALL BY FOAMER
909 | MICHIGAN AVE | 43215-1108 | Removed | REM57820 | WATTS | LF919QT | RP | 0.750 | 3609496 | REMOVED FLOOR FOAMER, PREP WIC E WALL BY SCALE
909 | MICHIGAN AVE | 43215-1108 | Active | 57810 | WATTS | LF919QT | RP | 0.750 | 3609497 | FLOOR FOAMER, S WALL OF RECEIVING DOCK BY FOAMER
909 | MICHIGAN AVE | 43215-1108 | Removed | REM57812 | WATTS | LF919QT | RP | 0.750 | 3613532 | REMOVED ON WALL BEFORE HAND WASH STATION
909 | MICHIGAN AVE | 43215-1108 | Active | 57708 | WATTS | LF919QT | RP | 0.750 | 3613533 | WALL BEHIND 3 COMPARTMENT SINK
909 | MICHIGAN AVE | 43215-1108 | Due Install |  |  |  | AG |  | 3635637 | AIR GAP FOR SANITIZING CHEMICAL USE
120 | MICHIGAN AVE | 43201-3390 | Not Required by DOW | BZ954 | CONBRACO | 4020802 | RP | 2.000 | 54264 | NEAR CEILING ABOVE MOP SINK IN TRASH COMPACTOR ROOM (S#BZ594)
1200 | MICHIGAN AVE | 43201-3390 | Active | ACM0034 | WILKINS | 975XL2 | RP | 2.000 | 3652140 | BASEMENT CLOSET WEST WALL
1221 | MICHIGAN AVE | 43201-3115 | Active | T390841 | WILKINS | 720A | PVB | 0.750 | 3483431 | LEFT SIDE
494 | MID DR | 43085-3822 | Active | T417677 | WILKINS | 720A | PVB | 0.750 | 3483478 | FRONT OF HOUSE
444 | MIDDLE ASPINWALL | 43054-9663 | Active | 203023 | WATTS | 800QT | PVB | 0.750 | 64011 | LEFT SIDE
4445 | MIDDLE ASPINWALL | 43054-9664 | Active | CAA30832 | WILKINS | 720A | PVB | 0.750 | 3579502 | FRONT RIGHT
4480 | MIDDLE ASPINWALL | 43054 | Active | CAB79232 | WILKINS | 720A | PVB | 0.750 | 3585850 | LEFT SIDE OF HOUSE
4481 | MIDDLE ASPINWALL | 43054-9664 | Active | CAA67171 | WILKINS | 720A | PVB | 0.750 | 64145 | FRONT LEFT
4433 | MIDDLE ASPINWLL | 43054-9664 | Active | 47897 | WATTS | 800QT | PVB | 0.750 | 63994 | FRONT OF HOUSE
4493 | MIDDLE ASPINWLL | 43054-9664 | Active | 11446 | WILKINS | 720A | PVB | 0.750 | 64168 | RIGHT FRONT
3261 | MIDDLEBORO WAY | 43017-1728 | Active | H204429 | FEBCO | 765 | PVB | 0.750 | 101935 | LEFT SIDE OF HOUSE
860 | MIDDLEBURY DR | 43085-3479 | Active | T086485 | WILKINS | 720A | PVB | 0.750 | 102614 | BACK OF HOUSE NORTH EAST BY A/C
924 | MIDDLEBURY DR | 43085-3466 | Active | 32013 | WATTS | 800QT | PVB | 0.750 | 94018 | RIGHT SIDE
615 | MIDDLEBURY E DR | 43085- | Active | CAB30837 | WILKINS | 720A | PVB | 0.750 | 3483615 | Front of House
6143 | MIDDLEBURY W DR | 43085- | Active | CB548651 | WILKINS | 720A | PVB | 0.750 | 3483645 | RIGHT SIDE OF HOUSE
5733 | MIDDLEBY DR | 43026-7899 | Active | 223932 | WILKINS | 420 | PVB | 1.000 | 67749 | LEFT SIDE OF HOUSE
5770 | MIDDLEBY DR | 43026-7914 | Active | T472092 | WILKINS | 720A | PVB | 0.750 | 94019 | RIGHT SIDE OF HOUSE
1616 | MIDDLECOFF CT | 43228-7040 | Active | T474160 | WILKINS | 720A | PVB | 0.750 | 55613 | RIGHT SIDE OF HOUSE
2345 | MIDDLEHURST DR | 43219- | Active | 1086871105 | WATTS | 774DCDA | DCDA | 6.000 | 93292 | PIT AT ENTRANCE - South Mifflin E. S.
2345 | MIDDLEHURST DR | 43219- | Active | 67736 | WATTS | 007M1QT | DC | 0.750 | 93340 | PIT SIDEWALKS ENTRANCE - South Mifflin E. S.
2345 | MIDDLEHURST DR | 43219- | Active | 2592877 | WILKINS | 975 | RP | 0.750 | 102965 | Mechanical room 145
2345 | MIDDLEHURST DR | 43219- | Active | 37871 | WILKINS | 375 | RP | 3.000 | 102966 | MECHANICAL ROOM 160 So Mifflin
2355 | MIDDLEHURST DR | 43219-1303 | Inactive | 2690872 | WILKINS | 975XL | RP | 0.750 | 92631 | MECH ROOM ABOVE PUMPS
2355 | MIDDLEHURST DR | 43219-1303 | Inactive | L37871 | WILKINS | 375 | RP | 3.000 | 92632 | MECH ROOM SOUTH SIDE
1165 | MIDDLEPORT DR | 43235-4060 | Active | 874826 | WILKINS | 720A | PVB | 0.750 | 97327 | LEFT SIE OF HOUSE
2152 | MIDDLESEX RD | 43220-4642 | Active | 218930 | WATTS | 800M4QT | PVB | 1.000 | 57461 | FRONT
2290 | MIDDLESEX RD | 43220-4646 | Active | T085811 | WILKINS | 720A | PVB | 0.750 | 102840 | RIGHT SIDE
2490 | MIDDLESEX RD | 43220-4651 | Active | T459162 | WILKINS | 720A | PVB | 0.750 | 58445 | FRONT JUST LEFT OF DOOR
2500 | MIDDLESEX RD | 43220-4651 | Active | CB100434 | WILKINS | 720A | PVB | 1.000 | 94020 | FRONT LEFT
2501 | MIDDLESEX RD | 43220-4650 | Active | CB016524 | WILKINS | 720A | PVB | 0.750 | 3483810 | RIGHT FRONT
2533 | MIDDLESEX RD | 43220-4650 | Active | 82796 | WATTS | 009QT | RP | 1.000 | 58568 | RIGHT OF FRONT DOOR
2579 | MIDDLESEX RD | 43220-4652 | Active | 417387 | WATTS | 800M4QT | PVB | 1.000 | 93382 | Right side of house
433 | MIDGARD RD | 43202-1408 | Active | AD9109 | FEBCO | 765 | PVB | 0.750 | 63687 | LT FRONT HSE
45 | MIDLAND AVE | 43223- | Active | 3176644 | WILKINS | 975XL | RP | 0.750 | 98041 | boiler room
11 | MILEPOST DR | 43228-9389 | Active | 353077 | WILKINS | 975XL | RP | 1.000 | 53952 | WAREHOUSE SE CORNER
1111 | MILEPOST DR | 43228-9389 | Active | 37233 | WATTS | 007M1 | DC | 0.750 | 53953 | S.E. CORNER OF BUILDING
1111 | MILEPOST DR | 43228-9389 | Active | 3DN2135 | AMES | 3000SS | DCDA | 6.000 | 53954 | SE CORNER OF WAREHOUSE
1195 | MILEPOST DR | 43228-9389 | Active | 71921 | WATTS | LF919QT | RP | 1.000 | 54221 | 1199 milepost IN L&E STONE/ KITCHEN SHOP WAREHOUSE BY RESTROOM
1200 | MILEPOST RD | 43228-9862 | Active | 103027 | FEBCO | 805 | DC | 0.750 | 54265 | METER PIT FRONT OF BUILDING
1200 | MILEPOST RD | 43228-9862 | Active | 1041101 | FEBCO | 856 | DCDA | 6.000 | 54266 | IN METER PIT IN FRONT OF BLDG
1200 | MILEPOST RD | 43228-9862 | Active | 143917 | WATTS | 009QT | RP | 2.000 | 54267 | MECH ROOM
1200 | MILEPOST RD | 43228-9862 | Not Required by DOW | 31263 | WATTS | 009M3QT | RP | 0.750 | 54268 | WATER & COMPRESSOR ROOM
1200 | MILEPOST RD | 43228-9862 | Not Required by DOW | H170587 | FEBCO | 765 | PVB | 1.000 | 54269 | OUTSIDE NORTH WALL
3311 | MILL MEADOW DR | 43026-9088 | Active | 70349 | WATTS | LF909QT | RP | 1.000 | 3484421 | 3315 ADDRESS BACK WATER/MECH ROOM AT METER
3311 | MILL MEADOW DR | 43026-9088 | Active | 15980B | WILKINS | 350ASTDA | DCDA | 4.000 | 3624870 | 3315 ADDRESS BACK WATER/MECH ROOM
3311 | MILL MEADOW DR | 43026-9088 | Active | HC29421 | WILKINS | 950XLD | DC | 0.750 | 3650372 | BACK WATER/MECH ROOM
3333 | MILL MEADOW DR | 43026-9088 | Active | 138511 | WATTS | LF009 | RP | 1.500 | 3484422 | IN WEST COURTS FRONT WALL BEHIND CUTAIN
3333 | MILL MEADOW DR | 43026-9088 | Active | XF-0040 | AMES | COLT 300-GV | DCDA | 3.000 | 3635985 | IN WEST COURTS FRONT WALL BEHIND CUTAIN
3333 | MILL MEADOW DR | 43026-9088 | Active | 73996 | AMES | 2000BM3 | DC | 0.750 | 3657299 | IN WEST COURTS FRONT WALL BEHIND CUTAIN
3140 | MILL RUN DR | 43026-9077 | Active | 4701088 | WILKINS | 975XL2 | RP | 1.000 | 87998 | POOL EQUIP ROOM
3280 | MILL RUN DR | 43026 | Not Required by DOW | 28572 | AMES | 2000B | DC | 2.000 | 99627 | AT 3680-3736 LACEY WOODS - RISER RM IN HALLWAY NEXT TO 3712
3280 | MILL RUN DR | 43026 | Not Required by DOW | 28772 | AMES | 2000B | DC | 2.000 | 99721 | 3401-3457 BLUEMONT PARK - LOCATED IN HALLWAY DOOR
3280 | MILL RUN DR | 43026 | Not Required by DOW | 28864 | AMES | 2000B | DC | 2.000 | 99732 | 3390-3446 BLUEMONT PK - RISER RM IN HALLWAY, 1ST HALLWAY BY 3394
3280 | MILL RUN DR | 43026 | Not Required by DOW | 11375 | AMES | 4000B | RP | 2.000 | 99825 | HALLWAY BY DOOR 3458/ANTIFREEZE GARAGE AT 3456-3610 BLUEMONT DR
3280 | MILL RUN DR | 43026 | Not Required by DOW | 28498 | AMES | 2000B | DC | 2.000 | 99947 | 3646-3672 LACEY WOODS
3280 | MILL RUN DR | 43026 | Not Required by DOW | 27295 | AMES | 2000B | DC | 2.000 | 99948 | RISER ROOM - 3410-3466 BARCROFT
3280 | MILL RUN DR | 43026 | Not Required by DOW | 11339 | AMES | 4000B | RP | 2.000 | 99949 | 3441-3495 BARCROFT MECHANIC ROOM MAIN FLOOR
3280 | MILL RUN DR | 43026 | Not Required by DOW | 11149 | AMES | 4000B | RP | 2.000 | 99958 | HALLWAY CLOSET BY DOOR AT 3369 BLUEMONT UNIT DOOR ANTIFREEZE
3280 | MILL RUN DR | 43026 | Not Required by DOW | 11473 | AMES | 4000B | RP | 2.000 | 100061 | AT BUILDING #193278-3329 BLUEMONT PARK (ANTIFREEZE)
3280 | MILL RUN DR | 43026 | Not Required by DOW | 28783 | AMES | 2000B | DC | 2.000 | 100062 | BY DOOR 3276 IN HALLWAY AT 3272-3328 BLUEMONT PARK BUILDING #21
3280 | MILL RUN DR | 43026 | Not Required by DOW | 28705 | AMES | 2000B | DC | 2.000 | 100284 | HALLWAY BY DOOR IN MECHANIC ROOM AT 3211-3267
3280 | MILL RUN DR | 43026 | Active | 1242370910 | AMES | 4000SS | RP | 8.000 | 100303 | MECHANICAL ROOM IN BUILDING #26 AT WATER METER
3280 | MILL RUN DR | 43026 | Not Required by DOW | 3028412 | WILKINS | 975XL | RP | 1.500 | 100806 | CLUB HOUSE
3399 | MILL RUN DR | 43026-9078 | Active | 12898 | WILKINS | 975 | RP | 4.000 | 60586 | WEST MECHANICAL ROOM (SPRINKLER ROOM)
3399 | MILL RUN DR | 43026-9078 | Active | 31L0330 | AMES | 3000SS | DCDA | 6.000 | 60587 | SPRINKLER RISER ROOM
3399 | MILL RUN DR | 43026-9078 | Not Required by DOW | 399343 | WILKINS | 975 | RP | 2.000 | 60588 | WEST MECHANICAL ROOM (SPRINKLER ROOM)
3399 | MILL RUN DR | 43026-9078 | Active | 90237 | WATTS | 007QT | DC | 0.750 | 60589 | SPRINKLER RISER ROOM
3399 | MILL RUN DR | 43026-9078 | Not Required by DOW | J060129 | FEBCO | 825Y | RP | 1.000 | 99975 | SPRINKLER ROOM WEST END OF BUILDING
3401 | MILL RUN DR | 43026-9078 | Inactive | 125690 | WATTS | 007QT | DC | 0.750 | 60623 | METER PIT AT ROAD RIGHT OF DRIVE
3401 | MILL RUN DR | 43026-9078 | Inactive | REM152965 | WATTS | 909 | RP | 3.000 | 60624 | 1ST FLOOR MECHANICAL ROOM
3401 | MILL RUN DR | 43026-9078 | Inactive | 3JM0443 | AMES | 3000SS | DCDA | 6.000 | 60625 | METER PIT RT OF DRIVE
3401 | MILL RUN DR | 43026-9078 | Not Required by DOW | 449666 | WATTS | 909QT | RP | 1.000 | 60626 | MECHANICAL ROOM 2ND FLOOR
3455 | MILL RUN DR | 43026-9078 | Active | 135368 | WILKINS | 975 | RP | 2.000 | 60786 | NW PARKING GARAGE PUMP ROOM IN SW CORNER -ANTIFEEEZE LOOP
3455 | MILL RUN DR | 43026-9078 | Active | 195189 | WATTS | 909QTFDA | RP | 4.000 | 60787 | PARKING GARAGE NW MECH ROOM
3455 | MILL RUN DR | 43026-9078 | Not Required by DOW | 218461 | WATTS | 909QT | RP | 0.750 | 60788 | PENTHOUSE BOILER ROOM
3455 | MILL RUN DR | 43026-9078 | Removed | 358146 | WATTS | 909M1QT | RP | 2.000 | 60789 | ***REMOVED*** PARKING GARAGE NW MECH ROOM
3455 | MILL RUN DR | 43026-9078 | Not Required by DOW | 547396 | WATTS | 909QT | RP | 0.750 | 60790 | PENTHOUSE BOILER ROOM
3455 | MILL RUN DR | 43026-9078 | Active | VK-0165 | AMES | COLT 300BF | DCDA | 8.000 | 3633773
3455 | MILL RUN DR | 43026-9078 | Active | 67062 | AMES | 2000BM3 | DC | 0.750 | 3654555
3455 | MILL RUN DR | 43026-9078 | LPS - Active |  |  |  | LST |  | 3654591 | FIRE PUMP - LOWER LEVEL PARKING GARAGE, FIRE PUMP ROOM
3500 | MILL RUN DR | 43026-7770 | Active | YH-2160 | WATTS | 957 | RP | 4.000 | 60902 | METER ROOM IN BASEMENT (RM # 1016)
3500 | MILL RUN DR | 43026-7770 | Active | 2D01506 | AMES | 2000SS | DC | 8.000 | 60903 | CENTER OF BLDG DOWNSTAIRS IN FRONT OF STAIRWELL ROOM 1016
3500 | MILL RUN DR | 43026-7770 | Not Required by DOW | T086489 | WILKINS | 720A | PVB | 0.750 | 3611926 | N SIDE OF BUILDING
6705 | MILL SPRINGS CT | 43016-8014 | Active | h874602 | febco | 765 | PVB | 0.750 | 95302 | LEFT SIDE
6706 | MILL SPRINGS CT | 43016-8014 | Active | H496728 | FEBCO | 765 | PVB | 0.750 | 95301 | RIGHT SIDE OF HOUSE
6730 | MILL SPRINGS CT | 43016-8014 | Active | G242353 | WILKINS | 720A | PVB | 0.750 | 100183 | LEFT FRONT
6747 | MILL SPRINGS CT | 43016-8014 | Active | H713522 | FEBCO | 765 | PVB | 0.750 | 103196 | FRONT RIGHT
6754 | MILL SPRINGS CT | 43016-8014 | Active | A072872 | WILKINS | 720A | PVB | 0.750 | 70596 | LEFT SIDE OF HOME
7515 | MILL SPRINGS DR | 43016 | Active | T432118 | WILKINS | 720A | PVB | 0.750 | 3653023 | RIGHT SIDE OF HOUSE
7539 | MILL SPRINGS DR | 43016 | Active | ABA645 | WILKINS | 710 | PVB | 0.750 | 3653163
7547 | MILL SPRINGS DR | 43016 | Active | AAU243 | WILKINS | 710 | PVB | 0.750 | 3653032 | LEFT SIDE OF HOUSE
7579 | MILL SPRINGS DR | 43016 | Active | CAD744 | WILKINS | 710 | PVB | 0.750 | 3653029 | LEFT SIDE OF HOUSE
7610 | MILL SPRINGS DR | 43016-8017 | Active | HA57379 | FEBCO | 765 | PVB | 0.750 | 3596604 | RIGHT FRONT
7618 | MILL SPRINGS DR | 43016-8017 | Active | T060417 | WILKINS | 720A | PVB | 0.750 | 102824 | RIGHT SIDE OF HOUSE
7619 | MILL SPRINGS DR | 43016-8019 | Active | CB003004 | WILKINS | 720A | PVB | 0.750 | 103150 | LEFT SIDE OF HOUSE
7626 | MILL SPRINGS DR | 43016-8017 | Active | A151014 | WILKINS | 720A | PVB | 0.750 | 88385 | LEFT SIDE OF HOUSE
7627 | MILL SPRINGS DR | 43016-8019 | Active | 185323 | WILKINS | 720A | PVB | 0.750 | 88461 | RIGHT FRONT
7634 | MILL SPRINGS DR | 43016-8017 | Active | H023620 | FEBCO | 765 | PVB | 0.750 | 100953 | LEFT SIDE OF HOUSE
7650 | MILL SPRINGS DR | 43016-8017 | Active | A152279 | WILKINS | 720A | PVB | 0.750 | 89113 | RIGHT SIDE OF HOUSE
7651 | MILL SPRINGS DR | 43016-8019 | Active | cb288735 | WILKINS | 720A | PVB | 0.750 | 88536 | RIGHT SIDE OF HOUSE
7658 | MILL SPRINGS DR | 43016-8017 | Active | H461560 | FEBCO | 765 | PVB | 1.000 | 88719 | LEFT SIDE OF HOUSE
7659 | MILL SPRINGS DR | 43016-8019 | Active | CB597612 | WILKINS | 720A | PVB | 0.750 | 88613 | RIGHT SIDE OF HOUSE
7664 | MILL SPRINGS DR | 43016-8017 | Active | 446764 | WATTS | 800M2QT | PVB | 0.750 | 91578 | LEFT FRONT
7674 | MILL SPRINGS DR | 43016-8017 | Active | CB003469 | WILKINS | 720A | PVB | 0.750 | 103148 | LEFT SIDE OF HOUSE
7025 | MILLBROOK FARM DR | 43054 | Active | EAJ6174 | WILKINS | 720A | PVB | 0.750 | 3633241
7065 | MILLBROOK FARM DR _ RSV- B | 43054 | Inactive | 4765511 | WILKINS | 975 | RP | 1.000 | 3618659 | BEHIND FENCE @ ENTRANCE, IRRIGATION ONLY TAP
4675 | MILLBURN PL | 43054 | Active | CAB28902 | WILKINS | 720A | PVB | 1.000 | 3650734 | LEFT SIDE OF HOUSE
4679 | MILLBURN PL | 43054 | Active | T386103 | WILKINS | 720A | PVB | 0.750 | 3647083 | RIGHT SIDE CENTER
4684 | MILLBURN PL | 43054 | Active | CB992677 | Wilkins | 720A | PVB | 0.750 | 3650338 | LEFT FRONT
4687 | MILLBURN PL | 43054 | Active | HA60891 | FEBCO | 765 | PVB | 1.000 | 3649216 | RIGHT SIDE OF HOUSE
4688 | MILLBURN PL | 43054 | Active | T569020 | WILKINS | 720A | PVB | 1.000 | 3652549 | LEFT CENTER
4691 | MILLBURN PL | 43054 | Active | CB992644 | WILKINS | 720A | PVB | 1.000 | 3650028 | RIGHT SIDE OF HOUSE
4692 | MILLBURN PL | 43054 | Active | B106691 | WATTS | 800M4FR | PVB | 1.000 | 3653808 | RIGHT SIDE OF HOUSE
4695 | MILLBURN PL | 43054 | Not Required by DOW | 086496 | WATTS | 800M4 | PVB | 1.000 | 3652378
4695 | MILLBURN PL | 43054 | Not Required by DOW | 97741 | WATTS | LF919QT | RP | 0.750 | 3652449 | RIGH CENTER
4695 | MILLBURN PL | 43054 | Active | 361578 | WATTS | LF009M3QT | RP | 0.750 | 3652473
4696 | MILLBURN PL | 43054 | Active | B114613 | WATTS | 800M4QT | PVB | 1.000 | 3654462 | LEFT CENTER
4699 | MILLBURN PL | 43054 | Active | T568954 | WILKINS | 720A | PVB | 1.000 | 3652882 | LEFT SIDE OF HOUSE
4700 | MILLBURN PL | 43054 | Active | B114608 | WATTS | 800M4QT | PVB | 1.000 | 3654463 | LEFT CENTER
4703 | MILLBURN PL | 43054 | Active | B094436 | WATTS | 800M4FR | PVB | 1.000 | 3653507 | LEFT
4704 | MILLBURN PL | 43054 | Active | B106677 | WATTS | 800M4FR | PVB | 1.000 | 3654084 | LEFT SIDE OF HOUSE
4707 | MILLBURN PL | 43054 | Active | T621701 | WILKINS | 720 | PVB | 1.000 | 3655498 | RIGHT SIDE OF HOUSE
4708 | MILLBURN PL | 43054 | Active | T568558 | WILKINS | 720A | PVB | 1.000 | 3652756 | LEFT SIDE OF HOUSE
4711 | MILLBURN PL | 43054 | Active | T568547 | WILKINS | 720A | PVB | 1.000 | 3650729 | LEFT SIDE OF HOUSE
4712 | MILLBURN PL | 43054 | Active | CAB73387 | WILKINS | 720A | PVB | 1.000 | 3648686 | LEFT CENTER OF THE HOUSE
4715 | MILLBURN PL | 43054 | Active | CAA76649 | WILKINS | 720A | PVB | 1.000 | 3655773 | LEFT SIDE OF HOUSE
4716 | MILLBURN PL | 43054 | Active | T484921 | WILKINS | 720A | PVB | 0.750 | 3654732 | LEFT SIDE OF HOUSE
4719 | MILLBURN PL | 43054 | Active | B083275 | WATTS | 800M4 | PVB | 0.750 | 3651706 | RIGHT CENTER
4720 | MILLBURN PL | 43081 | Active | B123101 | WATTS | 800M4FR | PVB | 1.000 | 3654900
3237 | MILLBURY AVE | 43017-1912 | Active | FB6348 | FEBCO | 765 | PVB | 1.000 | 92163 | FRONT RIGHT OF WINDOW
1148 | MILLCREEK CT | 43220 | Active | H974311 | FEBCO | 765 | PVB | 1.000 | 95234 | OUTSIDE FRONT LEFT CORNER
1150 | MILLCREEK CT | 43220-4948 | Active | 26552 | WATTS | 800QT | PVB | 1.000 | 54062 | REAR OF HOUSE
1155 | MILLCREEK CT | 43220-4948 | Active | 3784450 | WILKINS | 975XL | RP | 0.750 | 103188 | BASEMENT NEAR SUMP PUMP
1121 | MILLCREEK LN | 43220-4949 | Active | 220346 | WATTS | 800QT | PVB | 1.000 | 87142 | FRONT OF HOUSE
1133 | MILLCREEK LN | 43220-4949 | Active | CAA25707 | WILKINS | 720A | PVB | 1.000 | 3484468 | LEFT SIDE OF HOME, SERIAL NUMBER ILLEGIBLE
1140 | MILLCREEK LN | 43220-4950 | Active | H107586 | FEBCO | 765 | PVB | 0.750 | 54045 | FRONT OF HOUSE
1145 | MILLCREEK LN | 43220-4949 | Active | 902673 | WILKINS | 720A | PVB | 0.750 | 54051 | EAST SIDE OF HOUSE
1157 | MILLCREEK LN | 43220-4949 | Removed | G169943REM | WILKINS | 720A | PVB | 1.000 | 91076 | FRONT OF HOUSE REMOVED
1157 | MILLCREEK LN | 43220-4949 | Active | G169943 | WILKINS | 720A | PVB | 1.000 | 3657128 | FRONT OF HOUSE
1160 | MILLCREEK LN | 43220-4950 | Active | T631513 | WILKINS | 720 | PVB | 1.000 | 3484469
1166 | MILLCREEK LN | 43220-4952 | Active | 6595 | FEBCO | 765 | PVB | 1.000 | 54123 | FRONT OF HOUSE, LEFT OF DOOR
1167 | MILLCREEK LN | 43220-4949 | Active | CR1167 | RAINBIRD | 100R | PVB | 0.750 | 94022 | RIGHT SIDE
1173 | MILLCREEK LN | 43220-4949 | Active | 340938 | FEBCO | 765 | PVB | 1.000 | 3484472 | LEFT SIDE
1178 | MILLCREEK LN | 43220-4952 | Active | 585591 | WILKINS | 720A | PVB | 1.000 | 54185 | BY REAR DOOR
1181 | MILLCREEK LN | 43220-4951 | Active | 398314 | WATTS | LF009M3QT | RP | 0.750 | 97593 | BASEMENT AFTER WATER METER
1190 | MILLCREEK LN | 43220-4952 | Active | 287229 | WILKINS | 720A | PVB | 0.750 | 94023 | LEFT SIDE
1204 | MILLCREEK LN | 43220-4961 | Active | 236509 | WILKINS | 420 | PVB | 1.000 | 91075 | right front corner
3374 | MILLENIUM CT | 43219 | Active | 78755 | AMES | 2000B | DC | 0.750 | 3624770
3374 | MILLENIUM CT | 43219 | Active | 1923870817 | AMES | 3000SS | DCDA | 8.000 | 3624771
3374 | MILLENIUM CT | 43219 | Active | B165034 | WILKINS | 375XL | RP | 2.000 | 3624874 | WATER RISER ROOM/MECHANICAL ROOM
3374 | MILLENIUM CT | 43219 | Not Required by DOW | B198450 | WILKINS | 375XL | RP | 2.000 | 3635793 | BY FIRE SPRINKLER RISERS
3436 | MILLENIUM CT | 43219-5551 | Active | 1071831004 | WATTS | 774 | DCDA | 8.000 | 60737 | DRIVE ENTRANCE IN PIT
3436 | MILLENIUM CT | 43219-5551 | Active | 10815 | WATTS | 007QT | DC | 0.750 | 60738 | DRIVE ENTRANCE IN PIT
3436 | MILLENIUM CT | 43219-5551 | Active | W149852 | WILKINS | 975XL | RP | 1.500 | 60739 | WAREHOUSE AT METER
3436 | MILLENIUM CT | 43219-5551 | Not Required by DOW | 386302 | WILKINS | 720A | PVB | 1.500 | 92905 | WAREHOUSE AT METER
3445 | MILLENIUM CT | 43219-5550 | Active | 1002270 | WILKINS | 975XL | RP | 2.000 | 60757 | METER ROOM
3445 | MILLENIUM CT | 43219-5550 | Active | 114462 | AMES | 2000SS | DC | 8.000 | 60758 | South Exterior Fire Pump-Water Rm
3445 | MILLENIUM CT | 43219-5550 | Not Required by DOW | A09077 | FEBCO | 765 | PVB | 1.500 | 60759 | South by Entrance Above Pit
3445 | MILLENIUM CT | 43219-5550 | Not Required by DOW | 44512 | WATTS | 919AQT | RP | 1.000 | 3615056 | 3455 MILLENNIUM CT - IN MECH RM
3445 | MILLENIUM CT | 43219-5550 | Due Install |  |  |  | DCDA | 8.000 | 3635885 | IN MECHANICAL ROOM ON FIRE LINE
3445 | MILLENIUM CT | 43219-5550 | LPS - Active |  |  |  | LST |  | 3635886 | FIRE BOOSTER PUMP - FIRE PUMP
8212 | MILLHOUSE LN | 43016-8286 | Active | HA29863 | FEBCO | 765 | PVB | 0.750 | 73537 | RIGHT FRONT
8221 | MILLHOUSE LN | 43016-8287 | Active | EAF4594 | WILKINS | 720A | PVB | 0.750 | 73550 | RIGHT FRONT
8228 | MILLHOUSE LN | 43016-8286 | Active | 813122 | WILKINS | 720A | PVB | 0.750 | 73566 | FRONT OF HOUSE
8229 | MILLHOUSE LN | 43016 | Active | GE7732 | FEBCO | 765 | PVB | 0.750 | 73567 | NE SIDE CORNER OF HOUSE BY GAS METER
8236 | MILLHOUSE LN | 43016-8286 | Active | 236511 | WILKINS | 420 | PVB | 1.000 | 73580 | RH SIDE
8237 | MILLHOUSE LN | 43016-8287 | Active | EH6542 | FEBCO | 765 | PVB | 1.000 | 73581 | LEFT CENTER BY GARAGE SIDE DR
8244 | MILLHOUSE LN | 43016 | Active | DK3138 | FEBCO | 765 | PVB | 1.000 | 73592 | RIGHT FRONT
8252 | MILLHOUSE LN | 43016-8286 | Active | 427074 | WILKINS | 720A | PVB | 0.750 | 73610 | FRONT JUST LEFT OF FRT DOOR
8253 | MILLHOUSE LN | 43016-8287 | Active | 146226 | WILKINS | 420 | PVB | 0.750 | 73613 | FRONT OF HOUSE JUST LEFT OF DOOR
8260 | MILLHOUSE LN | 43016-8286 | Active | 601540 | WILKINS | 720A | PVB | 0.750 | 73626 | FRONT OF HOUSE
8261 | MILLHOUSE LN | 43016-8287 | Active | CH2165 | FEBCO | 765 | PVB | 0.750 | 73629 | FRONT OF HOUSE
8268 | MILLHOUSE LN | 43016 | Active | CB915424 | WILKINS | 720A | PVB | 0.750 | 3586707 | WEST SIDE TO THE RIGHT OF FROMT DOOR
8269 | MILLHOUSE LN | 43016-8287 | Active | B035435 | WATTS | 800QT | PVB | 1.000 | 73631 | RIGHT FRONT
8276 | MILLHOUSE LN | 43016-8286 | Active | CB288619 | Wilkins | 720A | PVB | 0.750 | 73636 | LEFT SIDE OF HOUSE
2303 | MILLIGAN GRV | 43123-8545 | Active | 146722 | WATTS | 800QT | PVB | 1.000 | 57909 | SOUTH SIDE
2315 | MILLIGAN GRV | 43123-8545 | Active | F136434 | WILKINS | 720A | PVB | 0.750 | 57924 | NE CORNER OF BLDG IN FRONT
2324 | MILLIGAN GRV | 43123-8624 | Active | 020837 | WATTS | 800M4FR | PVB | 0.750 | 3595880 | WEST SIDE OF HOUSE
2327 | MILLIGAN GRV | 43123-8545 | Active | 243458 | WATTS | 800M4QT | PVB | 0.750 | 57977 | LEFT SIDE OF HOUSE
2339 | MILLIGAN GRV | 43123-8545 | Active | 98649 | WATTS | 800M4QT | PVB | 0.750 | 58008 | EAST SIDE OF HOUSE
2371 | MILLIGAN GRV | 43123-8622 | Active | T304850 | WILKINS | 720A | PVB | 0.750 | 98965 | OUTSIDE OF HOUSE ON RIGHT SIDE
2376 | MILLIGAN GRV | 43123-8624 | Active | CB029136 | WILKINS | 720A | PVB | 0.750 | 103388 | RIGHT SIDE OF HOUSE
2388 | MILLIGAN GRV | 43123 | Active | T204974 | Wilkins | 720A | PVB | 0.750 | 94026 | LEFT SIDE NEAR REAR
2397 | MILLIGAN GRV | 43123-8622 | Active | 73425 | WATTS | 800QT | PVB | 0.750 | 58145 | FRONT SIDE OF HOUSE
2400 | MILLIGAN GRV | 43123-8625 | Active | EAG2975 | WILKINS | 720A | PVB | 0.750 | 58192 | LEFT SIDE OF HOME
2412 | MILLIGAN GRV | 43123-8625 | Active | CB655374 | WILKINS | 720A | PVB | 0.750 | 92450 | RIGHT SIDE
2442 | MILLIGAN GRV | 43123-8625 | Active | T023631 | WILKINS | 720A | PVB | 0.750 | 94027 | LEFT SIDE
2456 | MILLIGAN GRV | 43123-8625 | Active | cb363211 | WILKINS | 720A | PVB | 0.750 | 94028 | LEFT SIDE
2461 | MILLIGAN GRV | 43123-8623 | Active | t363689 | WILKINS | 720A | PVB | 0.750 | 94029 | RIGHT SIDE
2473 | MILLIGAN GRV | 43123-8623 | Active | T076641 | WILKINS | 720A | PVB | 0.750 | 101279 | RIGHT SIDE
2485 | MILLIGAN GRV | 43123-8623 | Active | 026209 | WATTS | 800M4QT | PVB | 1.000 | 94030
2488 | MILLIGAN GRV | 43123- | Active | CB157547 | Wilkins | 720A | PVB | 1.000 | 58438 | NE HOOVER RD & MILLIGAN GROVE, ENTR WAY BY FORD BOX-E SIDE OF N WALL
3500 | MILLIKIN CT | 43228-9196 | Active | 589303 | WILKINS | 975 | RP | 1.000 | 60904 | NORTHWEST CORNER
3560 | MILLIKIN CT | 43228-9765 | Not Required by DOW | 20980 | WATTS | 007M1QT | DC | 2.000 | 61104 | MECH ROOM - FOR LIMITED FIRE SYS REMOVED
3560 | MILLIKIN CT | 43228-9765 | Not Required by DOW | 78000 | WATTS | 800M2QT | PVB | 1.500 | 3633492 | NORTH SIDE OF BLDG
3560 | MILLIKIN CT | 43228-9765 | Removed | REMAG3560 |  |  | AG | 2.00 | 3633493 | AT TANK FILL STATION
3560 | MILLIKIN CT | 43228-9765 | Active | 117871 | WATTS | LF009M2QT | RP | 2.000 | 3633511 | AFTER THE DOMESTIC WATER METER
5417 | MILLINGTON RD | 43235-4064 | Active | T042115 | WILKINS | 720A | PVB | 0.750 | 100981 | RIGHT FRONT
5560 | MILLINGTON RD | 43235-4066 | Active | CAA34670 | WILKINS | 720A | PVB | 1.000 | 98666 | RIGHT SIDE
5568 | MILLINGTON RD | 43235-4066 | Active | 696986 | WATTS | 800M4FR | PVB | 1.000 | 98675 | REAR MIDDLE
1768 | MILLWOOD DR | 43221-1414 | Active | H115835 | FEBCO | 765 | PVB | 0.750 | 56070 | FRONT OF HOUSE
8595 | MILMICHAEL CT | 43017 | Replaced | REP570201 | WILKINS | 720A | PVB | 1.000 | 102813 | RIGHT SIDE OF GARAGE
8595 | MILMICHAEL CT | 43017 | Active | T209648 | WILKINS | 720A | PVB | 1.000 | 3610068 | LEFT SIDE OF GARAGE
8598 | MILMICHAEL CT | 43017 | Replaced | REP294053 | WILKINS | 720A | PVB | 0.750 | 74109 | REPLACED- LEFT FRONT
8598 | MILMICHAEL CT | 43017 | Active not linked | T146754 | WILKINS | 720A | PVB | 0.750 | 3608256 | LEFT FRONT
8607 | MILMICHAEL CT | 43017-9609 | Active | F006254 | WILKINS | 720A | PVB | 0.750 | 95333 | NORTH WEST CORNER
8610 | MILMICHAEL CT | 43017 | Active | T520371 | WATTS | 800M4QT | PVB | 1.000 | 74118 | FRONT LEFT IN COVE
7363 | MILTON CT | 43054-9038 | Active | G186731 | WILKINS | 720A | PVB | 0.750 | 93043 | REAR OF HOUSE
7365 | MILTON CT | 43054-9038 | Active | FAK2412 | WILKINS | 720A | PVB | 0.750 | 71857 | RIGHT SIDE OF HOUSE
7376 | MILTON CT | 43054 | Active | 779697 | WILKINS | 720A | PVB | 0.750 | 71871 | FRONT OF HOUSE
7379 | MILTON CT | 43054-9038 | Active | H275797 | FEBCO | 765 | PVB | 0.750 | 71873 | LEFT SIDE OF HOME
7393 | MILTON CT | 43054 | Active | CB084302 | WILKINS | 720 | PVB | 0.750 | 3603032 | FRONT OF HOUSE
7398 | MILTON CT | 43054-9038 | Active | A133482 | WILKINS | 720A | PVB | 0.750 | 89132 | FRONT OF HOUSE
7409 | MILTON CT | 43054-9038 | Active | H492895 | FEBCO | 765 | PVB | 0.750 | 96222 | FRONT OF HOUSE RIGHT SIDE FRONT DOOR
7414 | MILTON CT | 43054-9038 | Active | G086203 | WILKINS | 720A | PVB | 0.750 | 89499 | LEFT SIDE
312 | MIMRING RD | 43202-1416 | Active | cb073867 | WILKINS | 720A | PVB | 0.750 | 94033 | backyard rear of house
282 | MINERVA LAKE RD | 43231-4820 | Active | ABW9434 | WILKINS | 975XL | RP | 0.750 | 3485346 | LOWER LEVEL LOCKER ROOM CLOSET ABOVE METER
3150 | MINERVA LAKE RD | 43231- | Active | 143224 | AMES | 3000SS | DCDA | 6.000 | 60059 | PIT 5100 FAIRVIEW RD
3150 | MINERVA LAKE RD | 43231- | Not Required by DOW | 147146 | WATTS | 909QT | RP | 0.750 | 60060 | BASEMENT MECH ROOM ABOVE AIR COMPRESSOR
3150 | MINERVA LAKE RD | 43231- | Active | 167188 | WATTS | 909 | RP | 3.000 | 60061 | WEST SIDE BASEMENT MECH ROOM
3150 | MINERVA LAKE RD | 43231- | Active | 65919 | AMES | 2000B | DC | 0.750 | 60062 | PIT
5530 | MIRAGE DR | 43026-7964 | Active | 589814 | WILKINS | 720A | PVB | 0.750 | 67184 | Left side
1 | MIRANOVA PL | 43215-5072 | Not Required by DOW | 001162 | WATTS | 909 | RP | 2.500 | 53438 | PENTHOUSE MECH ROOM
1 | MIRANOVA PL | 43215-5072 | Not Required by DOW | 156659 | WATTS | 909 | RP | 3.000 | 53439 | BASEMENT MECH ROOM
1 | MIRANOVA PL | 43215-5072 | Active | 252975 | WATTS | 909 | RP | 6.000 | 53440 | BASEMENT MECH ROOM
1 | MIRANOVA PL | 43215-5072 | Not Required by DOW | 358133 | WATTS | 909M1QT | RP | 2.000 | 53441 | POOL HOUSE PUMP ROOM
1 | MIRANOVA PL | 43215-5072 | Active | 3GN0463 | AMES | 3000SE | DCDA | 8.000 | 53442 | BASEMENT FIRE PUMP ROOM
1 | MIRANOVA PL | 43215-5072 | Active | 37831 | WATTS | 007QT | DC | 0.750 | 53443 | BASEMENT FIRE PUMP ROOM
1 | MIRANOVA PL | 43215-5072 | LPS - Active |  |  |  | LPC |  | 3633707 | DOMESTIC PUMP - WATER ROOM
1 | MIRANOVA PL | 43215-5072 | LPS - Active |  |  |  | LST |  | 3633708 | FIRE PUMP - PUMP ROOM
2 | MIRANOVA PL | 43215-5078 | Not Required by DOW | 1050533 | WILKINS | 975XLBMS | RP | 2.000 | 56911 | South East Corner of Basement
2 | MIRANOVA PL | 43215-5078 | Active | ACS8944 | WILKINS | 975XL | RP | 2.000 | 56912 | Basement - Fire Pump - Dry System Rm
2 | MIRANOVA PL | 43215-5078 | Not Required by DOW | 1050550 | WILKINS | 975 | RP | 2.000 | 56913 | Penthouse - HVAC Room - East
2 | MIRANOVA PL | 43215-5078 | Active | 37910 | WATTS | 719 | DC | 0.750 | 56914 | South East Corner of Basement
2 | MIRANOVA PL | 43215-5078 | Active | 32773 | WILKINS | 975 | RP | 6.000 | 56915 | South East Corner of Basement
2 | MIRANOVA PL | 43215-5078 | Active | 0008041219 | FEBCO | 856 | DCDA | 6.000 | 56916 | SOUTH EAST CORNER OF BASEMENT
2 | MIRANOVA PL | 43215-5078 | Not Required by DOW | 2256939 | WILKINS | 975XLBMS | RP | 2.000 | 101001 | Basement Kitchen Cooler - Mech Room
2 | MIRANOVA PL | 43215-5078 | LPS - Active |  |  |  | LST |  | 3633043 | FIRE PUMP - FIRE PUMP ROOM
7 | MISSY PARK CT | 43017 | Active | HC2021 | FEBCO | 765 | PVB | 1.000 | 3485844 | REAR OF THE HOUSE
6291 | MISTY COVE LN | 43231-1674 | Active | T418180 | WILKINS | 720A | PVB | 0.750 | 3485908 | FRONT OF HOUSE, RIGHT OF FRONT DOOR
6303 | MISTY COVE LN | 43231-1686 | Active | HI40728 | FEBCO | 765 | PVB | 1.000 | 69612 | RIGHT SIDE OF HOME
9191 | MISTY DAWN DR | 43240-6009 | Active | HH24803 | FEBCO | 765 | PVB | 1.000 | 90988 | LEFT FRONT
9240 | MISTY DAWN DR | 43240-6024 | Active | 162301 | WILKINS | 420 | PVB | 1.000 | 74636 | LEFT SIDE OF HOUSE
2620 | MITZI DR | 43209-3262 | Active | HH32839 | FEBCO | 765 | PVB | 1.000 | 93086 | RIGHT SIDE
2646 | MITZI DR | 43209-3262 | Active | 007080 | WATTS | 800M4FR | PVB | 0.750 | 103270 | EAST SIDE OF HOUSE
2655 | MITZI DR | 43209-3263 | Active | G230910 | WILKINS | 720A | PVB | 1.000 | 101894 | RIGHT SIDE
2666 | MITZI DR | 43209-3262 | Active | T642152 | WILKINS | 720A | PVB | 1.000 | 3486224 | RIGHT FRONT
2680 | MITZI DR | 43209-3262 | Active | 4633 | FEBCO | 765 | PVB | 0.750 | 94034 | REAR OF HOUSE
2692 | MITZI DR | 43209-3262 | Active | A6288 | FEBCO | 765 | PVB | 0.750 | 94035 | FRONT
2730 | MITZI DR | 43209-3262 | Active | HB52910 | FEBCO | 765 | PVB | 1.000 | 59129 | FRONT CENTER LEFT OF FRT DOOR
4438 | MOBILE DR | 43220-3764 | Removed | W580706REM | WILKINS | 720A | PVB | 1.500 | 94036 | FRONT RIGHT OF ENTRANCE
4438 | MOBILE DR | 43220-3764 | Active | 2960077 | WILKINS | 975XL | RP | 1.000 | 101095 | 4446 MOBILE DRIVE POOL PUMP ROOOM
4438 | MOBILE DR | 43220-3764 | Active | W115703 | WILKINS | 975XL | RP | 0.750 | 101099 | 4400 MOBILE DRIVE BOILER ROOM 3RD FLOOR
5149 | MOCCASIN PL | 43081-4497 | Replaced | REP200000277 | FEBCO | 765 | PVB | 0.750 | 66130 | REPLACED- FRONT OF HOUSE
5149 | MOCCASIN PL | 43081-4497 | Active | AK2771 | FEBCO | 765 | PVB | 0.750 | 3609467 | FRONT OF HOUSE, RIGHT OF FRONT DOOR
2112 | MOCK RD | 43219-1259 | Due Install |  |  |  | RP | 1.000 | 3486279
2177 | MOCK RD | 43219-1258 | Not Required by DOW | 327870 | WATTS | 009 | RP | 0.500 | 57535 | IN ROOM UNDER BAPTISMAL
2177 | MOCK RD | 43219-1258 | Active | 393801 | WATTS | 909M1QT | RP | 1.500 | 57536 | IN FRONT IN CLOSET BY WATER METER
2181 | MOCK RD | 43219-1258 | Not Required by DOW |  |  |  | RP |  | 3629889
2200 | MOCK RD | 43219-1261 | Active | 71336 | WATTS | LF919QT | RP | 1.000 | 3486285 | AT METER
2210 | MOCK RD | 43219-1261 | In Review | [5 empty] | 3486286
2220 | MOCK RD | 43219-1261 | Due Install |  |  |  | RP | 0.750 | 3486287 | BACK WALL AT WATER MTR JUST OUTSIDE BATHROOM
2234 | MOCK RD | 43219-1261 | Due Install |  |  |  | RP |  | 3639085
2244 | MOCK RD | 43219-1261 | Not Required by DOW | [5 empty] | 3486290
2334 | MOCK RD | 43219-1380 | Active | 1297181003 | AMES | 3000SS | DCDA | 4.000 | 57999 | MECH ROOM NW CORNER (Basement)
2334 | MOCK RD | 43219-1380 | Active | 32482 | AMES | 2000B | DC | 0.750 | 58000 | MECH ROOM NW CORNER (Basement)
2334 | MOCK RD | 43219-1380 | Due Install |  |  |  | RP | 1.000 | 3658808
2399 | MOCK RD | 43219-1384 | Not Required by DOW | 615434 | WATTS | 909PCHWQT | RP | 0.750 | 91936 | MECH ROOM
2399 | MOCK RD | 43219-1384 | Active | HA0450 | WATTS | 957 | RP | 3.000 | 91941 | MECH ROOM
2399 | MOCK RD | 43219-1384 | Active | 1504150606 | AMES | 3000SS | DCDA | 6.000 | 91942 | MECH ROOM
2399 | MOCK RD | 43219-1384 | Active | 06888 | WATTS | 007M1QT | DC | 0.750 | 93429 | MECH ROOM
2399 | MOCK RD | 43219-1384 | Not Required by DOW | CB544394 | WILKINS | 720A | PVB | 0.750 | 3613482 | OUTSIDE BOILER ROOM ON WEST SIDE
2400 | MOCK RD | 43219-5300 | Removed | 351529REM | WATTS | 909QT | RP | 0.750 | 58193 | BOILER ROOM-ARLINGTON PARK E.S.
2400 | MOCK RD | 43219-5300 | Active | AMA12605 | WILKINS | 975 | RP | 2.000 | 3630049 | BOILER ROOM NORTH WALL
2400 | MOCK RD | 43219-5300 | Active | YB-0559 | AMES | COLT 300GV | DCDA | 8.000 | 3659520 | HEATED ENCLOSURE
2400 | MOCK RD | 43219-5300 | Active | 76905 | AMES | 2000BM3 | DC | 0.750 | 3659521 | HEATED ENCLOSURE
2501 | MOCK RD | 43219-1351 | Inactive |  |  |  | RP | 1.000 | 3486292 | JANITORS ROOM
360 | MOGUL DR | 43119 | Active | HF34853 | FEBCO | 765 | PVB | 0.750 | 3601501 | RIGHT SIDE
616 | MOHAWK ST | 43206-1153 | Active | H809321 | FEBCO | 765 | PVB | 0.750 | 3486325 | RIGHT SIDE OF HOUSE
625 | MOHAWK ST | 43206-1151 | Active | EAA0717 | WILKINS | 720A | PVB | 0.750 | 3486331
629 | MOHAWK ST | 43206-1151 | Active | ABT7603 | WILKINS | 975 | RP | 0.750 | 3486333 | BASEMENT
635 | MOHAWK ST | 43206-1151 | Active | T340075 | WILKINS | 720A | PVB | 0.750 | 3486337 | LEFT SIDE OF HOUSE
639 | MOHAWK ST | 43206-1151 | Active | CAA46422 | WILKINS | 720A | PVB | 0.750 | 3486338 | FRONT RIGHT
648 | MOHAWK ST | 43206-1153 | Active | 88282 | WATTS | LF919QT | RP | 0.750 | 3486340 | BY HOTWATER TANK IN BASEMENT
652 | MOHAWK ST | 43206-1153 | Duplicate | CB544541DUP | WILKINS | 720A | PVB | 0.750 | 3486341 | RIGHT SIDE OF GARAGE
672 | MOHAWK ST | 43206-2109 | Active | 4397307 | WILKINS | 975XL2 | RP | 0.750 | 99942 | IN BASEMENT
675 | MOHAWK ST | 43206- | Not Required by DOW | 34194 | WATTS | 009M3-FP | RP | 0.750 | 3486346 | MECHANICAL ROOM AT WATER METER
675 | MOHAWK ST | 43206- | Not Required by DOW | 44959 | WATTS | 919AQT | RP | 1.000 | 3611341 | MECHANICAL ROOM AT WATER METER
675 | MOHAWK ST | 43206- | Active | AMA06412 | WILKINS | 975XL3 | RP | 1.500 | 3656187 | MECHANICAL ROOM AT WATER METER
712 | MOHAWK ST | 43206-2155 | Active | 3116972 | WILKINS | 975XL | RP | 0.750 | 98530 | BASEMENT/NEXT TO WATER METER
729 | MOHAWK ST | 43206-2199 | Active | 11428 | WATTS | 800QT | PVB | 0.750 | 71752 | LEFT CENTER
788 | MOHAWK ST | 43206-2113 | Active | 3787049 | WILKINS | 975XL | RP | 0.750 | 3486383 | BASEMENT BY METER
805 | MOHAWK ST | 43206- | Active | ABA99060 | WILKINS | 975XL | RP | 1.000 | 3486390 | 805/150 E KOSSOUTH FRONT CENTER BY A/C UNITS
806 | MOHAWK ST | 43206-2113 | Active | ABA27438 | WILKINS | 975XL2 | RP | 0.750 | 3486391 | RIGHT SIDE OF HOUSE
820 | MOHAWK ST | 43206-2604 | Active | CB073735 | WILKINS | 720 | PVB | 0.750 | 3486394 | RIGHT FRONT
820 | MOHAWK ST | 43206-2604 | Active | CB073729 | WILKINS | 720 | PVB | 0.750 | 3607353 | LEFT CENTER
862 | MOHAWK ST | 43206-2631 | Active | 301013 | WILKINS | 420 | PVB | 1.000 | 95045 | BACK OF HOUSE
870 | MOHAWK ST | 43206-2631 | Active | 36239 | WATTS | 919AQT | RP | 0.750 | 75098 | INSIDE GARAGE BELOW POOL HOUSE
874 | MOHAWK ST | 43206-2631 | Active | 672999 | WILKINS | 720A | PVB | 0.750 | 3486415 | LEFT SIDE OF DETACHED GARAGE
720 | MOJAVE ST | 43017 | [6 empty] | 3657781
1201 | MOLER RD | 43207-1552 | Removed | 4615815REM | WILKINS | 975XL2 | RP | 0.750 | 54282 | BOILER ROOM - Southmoor M. S.
1201 | MOLER RD | 43207-1552 | Due Install |  |  |  | RP | 4.000 | 3656997 | BOILER ROOM - Southmoor M. S.
1560 | MOLER RD | 43207-1601 | Removed | 227690REM | WILKINS | 975 | RP | 1.000 | 55410 | USE 6/3/15 CAG. ***REMOVED***BOILER ROOM, Moler E.S
1560 | MOLER RD | 43207-1601 | Active | PL-3526 | WATTS | 957 | RP | 3.000 | 3615059 | AT METER CUSTODIAL ROOM
8101 | MOLIANA CT | 43016-9574 | Active | 3477419 | WILKINS | 975XL | RP | 0.750 | 100227 | BASEMENT
3990 | MOLLAND | 43054-7159 | Active | D215464 | WILKINS | 720A | PVB | 0.750 | 97833 | FRONT OF HOUSE
3979 | MOLLAND CT | 43054 | Active | T674924 | WILKINS | 720A | PVB | 1.000 | 92488 | BACK OF HOUSE
6398 | MONAGHAN DR | 43016-8417 | Active | DJ8830 | FEBCO | 765 | PVB | 0.750 | 69853 | LEFT SIDE OF HOUSE
6403 | MONAGHAN DR | 43016-8418 | Active | 491211 | WILKINS | 720A | PVB | 0.750 | 69894 | LT SIDE OF HSE
6416 | MONAGHAN DR | 43016-8417 | Active | CB833187 | WILKINS | 720A | PVB | 0.750 | 3486779 | RIGHT FRONT
6424 | MONAGHAN DR | 43016-8417 | Active | 337138 | WILKINS | 720A | PVB | 0.750 | 99568 | LEFT SIDE OF HOUSE
6427 | MONAGHAN DR | 43016-8418 | Active | G169875 | WILKINS | 720A | PVB | 0.750 | 69918 | RT SIDE
6435 | MONAGHAN DR | 43016-8418 | Active | 263407 | WILKINS | 420 | PVB | 1.000 | 69929 | LEFT FRONT
3640 | MONAHAN LN | 43016-4326 | Removed | 182381REM | WILKINS | 420 | PVB | 1.000 | 3486781 | WEST BACK CENTER BY GAS METER
3656 | MONAHAN LN | 43016-4326 | Active | AK7511 | FEBCO | 765 | PVB | 1.000 | 61389 | REAR OF HOUSE
2953 | MONDAVI CT | 43026-7000 | Active | T418243 | WILKINS | 720A | PVB | 0.750 | 94037 | RIGHT SIDE
8918 | MONIFIETH CT | 43017 | Active | G104573 | WILKINS | 720A | PVB | 1.000 | 94476 | RIGHT REAR EAST OF FIREPLACE
8934 | MONIFIETH CT | 43017 | Active | CB544319 | WILKINS | 720A | PVB | 0.750 | 3486854 | LEFT SIDE OF HOUSE
8935 | MONIFIETH CT | 43017 | Active | 560036 | WATTS | 800M4QT | PVB | 1.000 | 74410 | NORTH SIDE FRONT
8951 | MONIFIETH CT | 43017 | Active | 631890 | WATTS | 800M4QT | PVB | 1.000 | 74419 | WEST SIDE - RIGHT CENTER
8952 | MONIFIETH CT | 43017 | Active | 903277 | WILKINS | 720A | PVB | 0.750 | 74420 | LEFTSIDE OF HOUSE OUTSIDE
8919 | MONIFIETH DR | 43017 | Active | H245227 | FEBCO | 765 | PVB | 0.750 | 94060 | FRONT LEFT FT DOOR
271 | MONSARRAT DR | 43017 | Active | A10576 | FEBCO | 765 | PVB | 0.750 | 103309 | RIGHT SIDE OF HOUSE
225 | MONTAGUE CT | 43220-5428 | Active | 243470 | WATTS | 800M4QT | PVB | 0.750 | 57780 | REAR OF HOUSE
2258 | MONTAGUE CT | 43220-5428 | Active | HC8822 | FEBCO | 765 | PVB | 1.000 | 94061 | 4 FT LEFT OF FRONT DOOR
2268 | MONTAGUE CT | 43220-5428 | Active | AJ1100 | FEBCO | 765 | PVB | 0.750 | 94062 | LEFT FRONT OF DOOR
2271 | MONTAGUE CT | 43220-5429 | Active | AH2282 | FEBCO | 765 | PVB | 1.000 | 57821 | RIGHT FRONT OF HOUSE
1430 | MONTCALM RD | 43221-3451 | Active | T239689 | WILKINS | 720A | PVB | 0.750 | 3487023 | REAR OF HOUSE NEAR A/C UNIT
5091 | MONTCROFT DR | 43026-8648 | Active | T303311 | WILKINS | 720A | PVB | 0.750 | 92407 | Left of Front Door
5092 | MONTCROFT DR | 43026-8647 | Active | 42172 | WATTS | 800QT | PVB | 0.750 | 65989 | RIGHT SIDE OF HOUSE
5103 | MONTCROFT DR | 43026-8648 | Active | 039684 | WATTS | LF800M4QT | PVB | 0.750 | 66040 | LEFT CENTER AT GAS METER
190 | MONTEREY DR | 43017 | Active | 22340 | WATTS | 919AQT | RP | 0.750 | 56549 | S ENTRANCE TO CEMETARY -HOT BOX BEHIND STONE WALL PK & REC DEVICE
282 | MONTEREY DR | 43017 | Active | A11272 | FEBCO | 765 | PVB | 1.000 | 59381 | FRONT OF HOUSE LEFT OF FRONT DOOR
311 | MONTEREY DR | 43017 | Active | T458823 | WILKINS | 720 | PVB | 0.750 | 87359 | S.W. corner of house LEFT REAR
325 | MONTEREY DR | 43017 | Active | 371663 | WILKINS | 720A | PVB | 1.000 | 94063 | LEFT FRONT
670 | MONTICELLO LN | 43016-8012 | Active | T236130 | WILKINS | 720A | PVB | 0.750 | 3593304 | LEFT OF FRONT DOOR
6764 | MONTICELLO LN | 43016 | Active | G043821 | WILKINS | 720A | PVB | 0.750 | 70611 | RIGHT SIDE OF HOME
6773 | MONTICELLO LN | 43016-8012 | Removed | H935319REM | febco | 765 | PVB | 0.750 | 70625 | RIGHT SIDE OF HOUSE
6788 | MONTICELLO LN | 43016-8011 | Active | h879811 | FEBCO | 765 | PVB | 0.750 | 70679 | RIGHT FRONT
6836 | MONTICELLO LN | 43016-7031 | Removed | 902878REM | WILKINS | 720A | PVB | 0.750 | 70794 | LEFT SIDE OF HOUSE
6852 | MONTICELLO LN | 43016-7031 | Active | H569793 | FEBCO | 765 | PVB | 0.750 | 70840 | LEFT SIDE OF HOUSE
145 | MONTROSE WAY | 43214-3634 | Active | CAA46743 | WILKINS | 720A | PVB | 0.750 | 3487145 | Front of house
170 | MONTROSE WAY | 43214-3637 | Active | EAJ0539 | WILKINS | 720A | PVB | 1.000 | 55869 | BACK OF HOUSE
757 | MOOBERRY ST | 43205-2675 | Not Required by DOW | 106895 | WATTS | 009QT | RP | 1.000 | 71127 | WEST OF REAR ENTRANCE MECH ROOM X 151
757 | MOOBERRY ST | 43205-2675 | Not Required by DOW | ul-2604 | WATTS | 957 | RP | 2.500 | 71130 | WA6007
757 | MOOBERRY ST | 43205-2675 | Not Required by DOW | 1236290203 | AMES | 3000SS | DCDA | 4.000 | 71131 | GARAGE B RM B002 LOWER LEVEL
757 | MOOBERRY ST | 43205-2675 | Not Required by DOW | 193335 | WATTS | 909QT | RP | 0.750 | 71136 | RM# N089 - EQUIPMENT ROOM
757 | MOOBERRY ST | 43205-2675 | Not Required by DOW | 1943 | WATTS | 800M4QT | PVB | 1.000 | 71137 | Wexner Bldg ROOM #W 083 B, ABOVE CEILING
757 | MOOBERRY ST | 43205-2675 | Not Required by DOW | 1969 | WATTS | 800M2QT | PVB | 1.000 | 71138 | Wexner Bldg RM #W083B, ABOVE CEILING
757 | MOOBERRY ST | 43205-2675 | Not Required by DOW | 25670 | WATTS | 909QT | RP | 0.750 | 71143 | Wexner EQUIP ROOM -W0107
757 | MOOBERRY ST | 43205-2675 | Not Required by DOW | wg-0902 | WATTS | 957 | RP | 3.000 | 71144 | Wexner Bldg ROOM-W1101
757 | MOOBERRY ST | 43205-2675 | Not Required by DOW | we-0698 | WATTS | 957 | RP | 3.000 | 71145 | Wexner Bldg RM # W1101, VIVARIUM MECH ROOM
757 | MOOBERRY ST | 43205-2675 | Not Required by DOW | 268824 | WATTS | 009QT | RP | 0.500 | 71148 | J-Bldg Rm JO22
757 | MOOBERRY ST | 43205-2675 | Not Required by DOW | 27875 | WATTS | 909QT | RP | 1.000 | 71149 | Wexner Bldg RM # W552
757 | MOOBERRY ST | 43205-2675 | Removed | REM290162 | WATTS | 909QT | RP | 0.750 | 71150 | REMOVED - X BLDG RM X-112, MRI BLDG
757 | MOOBERRY ST | 43205-2675 | Not Required by DOW | 29527 | AMES | 2000B | DC | 0.750 | 71152 | B GARAGE SPRINKLER VALVE ROOM - B001, LOWER LEVEL
757 | MOOBERRY ST | 43205-2675 | Not Required by DOW | 312416 | WATTS | 909QT | RP | 0.750 | 71153 | 2ND FLR. A-252 BUILDING MECH RM. MAKE-UP WATER TO HOT WATER HEATIN
757 | MOOBERRY ST | 43205-2675 | Not Required by DOW | 344124 | WATTS | 909M1QT | RP | 1.500 | 71155 | WEXNER EQUIPMENT ROOM #W0107
757 | MOOBERRY ST | 43205-2675 | Not Required by DOW | 346440 | WATTS | 909M1QT | RP | 1.500 | 71156 | Wexner EQUIPMENT ROOM - W0107
757 | MOOBERRY ST | 43205-2675 | Not Required by DOW | 350882 | WATTS | 909M1QT | RP | 1.500 | 71158 | Wexner EQUIP. ROOM -W0174
757 | MOOBERRY ST | 43205-2675 | Not Required by DOW | 377574 | WATTS | 909M1QT | RP | 1.500 | 71159 | WA-6007 MEZ
757 | MOOBERRY ST | 43205-2675 | Not Required by DOW | 378430 | WATTS | 909M1QT | RP | 2.000 | 71160 | Education BLDG Rm ED 710
757 | MOOBERRY ST | 43205-2675 | Not Required by DOW | 387380 | WATTS | 909M1QT | RP | 2.000 | 71162 | Wexner Bldg RM W013
757 | MOOBERRY ST | 43205-2675 | Not Required by DOW | 421788 | WATTS | 909QT | RP | 0.750 | 71166 | Wexner Bldg ROOM W551B, 5TH FLOOR--FOR STERILIZER
757 | MOOBERRY ST | 43205-2675 | Not Required by DOW | 430880 | WILKINS | 975 | RP | 0.750 | 71167 | CHILD CARE CENTER - CC, WEST SIDE
757 | MOOBERRY ST | 43205-2675 | Not Required by DOW | 4543646 | WILKINS | 975XL2 | RP | 0.750 | 71169 | Wexner Bldg RM # W485B, W485B 4TH FLOOR - FOR STERILIZER
757 | MOOBERRY ST | 43205-2675 | Not Required by DOW | 433847 | WATTS | 909QT | RP | 0.750 | 71170 | WEXNER Bldg ROOM W548 B, 5TH FLOOR
757 | MOOBERRY ST | 43205-2675 | Not Required by DOW | 4613361 | WATTS | 909QT | RP | 0.750 | 71171 | Wexner Bldg RM# W448, W448B 4TH FLOOR-- FOR STERILIZER
757 | MOOBERRY ST | 43205-2675 | Not Required by DOW | 4647691 | WILKINS | 975XL | RP | 0.750 | 71172 | Wexner Bldg ROOM W585, 5TH FLOOR--FOR STERILIZER
757 | MOOBERRY ST | 43205-2675 | Not Required by DOW | W384684 | WILKINS | 975XL | RP | 0.500 | 71173 | W545 5TH FLOOR--FOR PHOTO DEVELOPER
757 | MOOBERRY ST | 43205-2675 | Not Required by DOW | 526649 | WATTS | 909QT | RP | 1.000 | 71174 | E D 008
757 | MOOBERRY ST | 43205-2675 | Not Required by DOW | 543411 | WATTS | 009QT | RP | 1.000 | 71176 | J-Building - J035, HOT WATER HEAT MAKE-UP
757 | MOOBERRY ST | 43205-2675 | Not Required by DOW | 547329 | WATTS | 909QT | RP | 0.750 | 71178 | Wexner RM W0157
757 | MOOBERRY ST | 43205-2675 | Not Required by DOW | 525136 | WATTS | 909QT | RP | 0.750 | 71179 | Ross Hall RM-R009
757 | MOOBERRY ST | 43205-2675 | Removed | 623656REM | WILKINS | 975XL | RP | 0.500 | 71180 | REMOVED-A 706 PENTHOUSE
757 | MOOBERRY ST | 43205-2675 | Removed | 345048REM | WILKINS | 720A | PVB | 1.500 | 71181 | Timken, GH Irrigation, OUTSIDE GH BUILDING
757 | MOOBERRY ST | 43205-2675 | Not Required by DOW | 757040 | WILKINS | 975 | RP | 1.000 | 71183 | Wexner Bldg MECH ROOM - W1101
757 | MOOBERRY ST | 43205-2675 | Removed | 396616REM | WATTS | 909HWQT | RP | 0.750 | 71185 | Timken, GH Rm GH-001
757 | MOOBERRY ST | 43205-2675 | Not Required by DOW | 86346 | WATTS | 909M1QT | RP | 1.250 | 71186 | Wexner EQUIPMENT ROOM - W0107
757 | MOOBERRY ST | 43205-2675 | Not Required by DOW | TL-2483 | WATTS | 957 | RP | 6.000 | 71188 | L-037 Tower Bldg. EQ ROOM
757 | MOOBERRY ST | 43205-2675 | Not Required by DOW | 46493 | WATTS | 009QT | RP | 1.500 | 75056 | J-Bldg Rm J5440
757 | MOOBERRY ST | 43205-2675 | Removed | 8745REM | WATTS | 009M2PCQT | RP | 0.750 | 87351 | REMOVED-"M" BUILDING EQUIPMENT ROOM
757 | MOOBERRY ST | 43205-2675 | Not Required by DOW | 3834519 | WILKINS | 975XLBMS | RP | 0.750 | 87352 | L089E
757 | MOOBERRY ST | 43205-2675 | Removed | 41242REM | WATTS | 007QT | DC | 0.500 | 87896 | ***REMOVED***DISHWASHER PHYSICAL THERAPY A3620
757 | MOOBERRY ST | 43205-2675 | Not Required by DOW | 574368 | WATTS | 909QT | RP | 0.750 | 90607 | J-Bldg RM J2510, 2ND FLOOR J-2510 CORRIDOR HALLWAY
757 | MOOBERRY ST | 43205-2675 | Not Required by DOW | 06160 | WATTS | 919 | RP | 1.000 | 90798 | CO813 EQUIP ROOM
757 | MOOBERRY ST | 43205-2675 | Not Required by DOW | W336683 | WILKINS | 975XL | RP | 0.750 | 92128 | WEXNER VINARIUM WO76
757 | MOOBERRY ST | 43205-2675 | Not Required by DOW | W329875 | WILKINS | 975XL | RP | 0.750 | 92129 | Wexner RM W076
757 | MOOBERRY ST | 43205-2675 | Not Required by DOW | 2759896 | WILKINS | 975A | RP | 1.000 | 92332 | WEXNER ROOM - W552
757 | MOOBERRY ST | 43205-2675 | Not Required by DOW | 07140 | WATTS | 719QT | DC | 2.000 | 94613 | CORRIDOR CEILING OF W0150
757 | MOOBERRY ST | 43205-2675 | Not Required by DOW | 10971 | WATTS | 719QT | DC | 0.750 | 94614 | Wexner ROOM W098, CEILING
757 | MOOBERRY ST | 43205-2675 | Not Required by DOW | 06696 | WATTS | 719QT | DC | 1.500 | 94615 | WA0010, CORRIDOR CEILING
757 | MOOBERRY ST | 43205-2675 | Removed | REMW254720 | WILKINS | 950XLD | DC | 0.750 | 95116 | E-030
757 | MOOBERRY ST | 43205-2675 | Replaced | REPX07459 | WILKINS | 375ADA | RPDA | 6.000 | 95663 | REPLACED- WATER METER ROOM-UTILITY TNL
757 | MOOBERRY ST | 43205-2675 | Not Required by DOW | 613617 | WATTS | 909QT | RP | 1.000 | 95665 | Jwest-JW0930
757 | MOOBERRY ST | 43205-2675 | Not Required by DOW | 613608 | WATTS | 909QT | RP | 1.000 | 96654 | Jwest-JW1968A, IN HALLWAY ABOVE CEILING
757 | MOOBERRY ST | 43205-2675 | Removed | W222126REM | WILKINS | 975XL | RP | 0.750 | 97730
757 | MOOBERRY ST | 43205-2675 | Active | N30987 | WILKINS | 350ADA | DCDA | 10.000 | 98698 | BASEMENT WATER SERVICE ENTRANCE ROOM #P0034
757 | MOOBERRY ST | 43205-2675 | Not Required by DOW | 3985195 | WILKINS | 950XLT2 | DC | 0.750 | 98699 | PH Power House ROOM #PH0034, BASEMENT WATER SERVICE ENTRANCE
757 | MOOBERRY ST | 43205-2675 | Active | 11588 | WILKINS | 375ASTR | RP | 10.000 | 98700 | ROOM #PH0034 (BASEMENT METER ROOM)
757 | MOOBERRY ST | 43205-2675 | Active | 11587 | WILKINS | 375ASTR | RP | 10.000 | 98701 | ROOM #PH0034 (BASEMENT METER ROOM)
757 | MOOBERRY ST | 43205-2675 | Removed | 73983REM | WATTS | 009M2-FP | RP | 1.000 | 98973 | REMOVED-CEILING OF TL0125A
757 | MOOBERRY ST | 43205-2675 | Not Required by DOW | rk-0434 | WATTS | 957 | RP | 4.00 | 99234 | NORTHWEST GARAGE MEZZANINE LEVEL
757 | MOOBERRY ST | 43205-2675 | Not Required by DOW | rg-0588 | WATTS | 957 | RP | 4.00 | 99235 | NORTHWEST CORNER MEZZANINE LEVEL
757 | MOOBERRY ST | 43205-2675 | Not Required by DOW | 458439 | WATTS | 909M1QT | RP | 2.000 | 99236 | room PH1029A
757 | MOOBERRY ST | 43205-2675 | Not Required by DOW | 50285 | WILKINS | 375 | RP | 3.000 | 99262 | Education BLDG RM ED 039
757 | MOOBERRY ST | 43205-2675 | Not Required by DOW | 50193 | WILKINS | 375 | RP | 3.000 | 99263 | Education BLDG RM ED 039
757 | MOOBERRY ST | 43205-2675 | Removed | REM6315 | WATTS | 919AQT | RP | 0.750 | 99265 | REMOVED - J-Bldg RM J013, CENTRAL PROCESSING J-LL
757 | MOOBERRY ST | 43205-2675 | Not Required by DOW | 15287 | WILKINS | 375 | RP | 4.000 | 99269 | PH Power House PH 1010
757 | MOOBERRY ST | 43205-2675 | Not Required by DOW | 15289 | WILKINS | 375 | RP | 4.000 | 99270 | PH Power House PH 1010
757 | MOOBERRY ST | 43205-2675 | Not Required by DOW | 625100 | WATTS | 909HWQT | RP | 1.000 | 99271 | PH Power House SOUTH MEZZANINE 2010
757 | MOOBERRY ST | 43205-2675 | Not Required by DOW | 532573 | WATTS | 909HWQT | RP | 1.000 | 99327 | WA0004 - WA BUILDING
757 | MOOBERRY ST | 43205-2675 | Not Required by DOW | 06876 | WATTS | 719QT | DC | 0.750 | 99380 | LL Taxi
757 | MOOBERRY ST | 43205-2675 | Not Required by DOW | 3415391 | WILKINS | 975XL2 | RP | 0.750 | 99473 | "D" BLDG MECHANIC ROOM #006400 (6TH FLOOR)
757 | MOOBERRY ST | 43205-2675 | Not Required by DOW | L64028 | WILKINS | 375 | RP | 2.500 | 99474 | "D" BLDG PENTHOUSE MECHANIC ROOM #D1300 (13TH FLOOR)
757 | MOOBERRY ST | 43205-2675 | Not Required by DOW | 457868 | WATTS | 909M1QT | RP | 2.000 | 99492 | PARKING GARAGE TUNNEL/LOWER LEVEL-2
757 | MOOBERRY ST | 43205-2675 | Not Required by DOW | 3313815 | WILKINS | 975 | RP | 1.500 | 99513 | Education BLDG RM ED 039
757 | MOOBERRY ST | 43205-2675 | Not Required by DOW | 401306 | WILKINS | 975XL | RP | 1.500 | 100659 | 3RD FLOOR EQUIPMENT ROOM
757 | MOOBERRY ST | 43205-2675 | Duplicate | DUP30987 | WILKINS | 350 | DC | 10.000 | 100662 | DUPLICATE. See N30987 - PH Power House PH0034
757 | MOOBERRY ST | 43205-2675 | Active | 3085195 | WILKINS | 950 | DC | 0.750 | 100663 | PH0034
757 | MOOBERRY ST | 43205-2675 | Removed | 3444106REM | WILKINS | 975XL | RP | 2.000 | 101037 | ***REMOVED***ROOF OF AB
757 | MOOBERRY ST | 43205-2675 | Not Required by DOW | 176495 | WATTS | 909M1QT | RP | 2.000 | 101226 | PH0040
757 | MOOBERRY ST | 43205-2675 | Not Required by DOW | 3604050 | WILKINS | 975XL | RP | 2.000 | 101712 | P2 UNDERGROUND PARKING GARAGE
757 | MOOBERRY ST | 43205-2675 | Not Required by DOW | 3732079 | WILKINS | 975XL2 | RP | 1.000 | 103190 | Education BLDG LOWER LEVEL RM - ED008
757 | MOOBERRY ST | 43205-2675 | Not Required by DOW | W394700 | WILKINS | 975XL | RP | 0.500 | 103841 | 700 CHILDREN'S DR
757 | MOOBERRY ST | 43205-2675 | Not Required by DOW | 3942737 | WILKINS | 975XL2 | RP | 1.500 | 3607388 | A7 EAST PENTHOUSE
757 | MOOBERRY ST | 43205-2675 | Not Required by DOW | 010548 | WATTS | LF909QT | RP | 0.750 | 3608181 | DENTAL WATER, 5TH FLOOR
757 | MOOBERRY ST | 43205-2675 | Not Required by DOW | 008940 | WATTS | LF909QT | RP | 0.750 | 3608182 | R O DIALYSIS, 6TH FLOOR ROOM #T6
757 | MOOBERRY ST | 43205-2675 | Not Required by DOW | 013315 | WATTS | LF909QT | RP | 0.750 | 3608183 | DENTAL WATER, 5TH FLOOR
757 | MOOBERRY ST | 43205-2675 | Not Required by DOW | 47006 | WATTS | 919QT | RP | 1.000 | 3608184 | T7 PENTHOUSE
757 | MOOBERRY ST | 43205-2675 | Not Required by DOW | 06919 | WATTS | 919 | RP | 0.500 | 3612985 | 700 CHILDRENS DR - J-WEST ROOM 1968C
757 | MOOBERRY ST | 43205-2675 | Not Required by DOW | 009255 | WATTS | 909M1QT | RP | 2.000 | 3613868 | C-6004, Cooling tower make-up
757 | MOOBERRY ST | 43205-2675 | Not Required by DOW | 009245 | WATTS | 909M1QT | RP | 2.000 | 3613899 | ED-710
757 | MOOBERRY ST | 43205-2675 | Not Required by DOW | 537828 | WILKINS | 975XL | RP | 0.750 | 3616832 | M-005 M BLDGE
757 | MOOBERRY ST | 43205-2675 | Not Required by DOW | 4217014 | WILKINS | 975XL2 | RP | 1.000 | 3618617 | 700 CHILDREN'S DR, CEILING RM J0026
757 | MOOBERRY ST | 43205-2675 | Not Required by DOW | 4163280 | WILKINS | 975XL2 | RP | 1.500 | 3618619 | 700 CHILDREN'S DR, CEILING RM J0026
757 | MOOBERRY ST | 43205-2675 | Not Required by DOW | L102205 | WILKINS | 375 | RP | 2.500 | 3619791 | HOT WATER DISHWASHERS, BASEMENT ROOM J0022
757 | MOOBERRY ST | 43205-2675 | Not Required by DOW | L99783 | WILKINS | 375 | RP | 2.500 | 3619792 | DOMESTIC COLD WATER, BASEMENT ROOM J021A
757 | MOOBERRY ST | 43205-2675 | Not Required by DOW | 47287 | WATTS | LF919QT | RP | 1.000 | 3619793 | HOT WATER DISHWASHERS, BASEMENT ROOM J012A
757 | MOOBERRY ST | 43205-2675 | LPS - Active |  |  |  | LST |  | 3657699 | FIRE BOOSTER PUMP - PH BASEMENT FIRE PUMP ROOM
836 | MOOBERRY ST | 43205 | Active | ABR6533 | WILKINS | 975XL2 | RP | 1.000 | 3618393 | HOT BOX @ METER
715 | MOON RD | 43224-3153 | Due Install |  |  |  | RP | 4.000 | 3487213
656 | MOONEY ST | 43017 | Active | 9928C | WILKINS | 375AST | RP | 4.000 | 3622725 | NE Lower Level Parking Garage - Riser/Water Rm
6561 | MOONEY ST | 43017 | Active | 1909820217 | AMES | 3000SS | DCDA | 6.000 | 3622726 | NE Lower Level Parking Garage - Riser/Water Rm
6561 | MOONEY ST | 43017 | Active | 26320 | WATTS | 007M1QT | DC | 0.750 | 3622727 | NE Lower Level Parking Garage - Riser/Water Rm
6561 | MOONEY ST | 43017 | Not Required by DOW | B132507 | WILKINS | 375XL | RP | 2.000 | 3622881 | NE Lower Level Parking Garage - Riser/Water Rm
6561 | MOONEY ST | 43017 | Inactive | 9926 | WILKINS | 375AST | RP | 4.000 | 3622951 | WATER RISER ROOM FIRST FLOOR NORTH SIDE OF BUILDING
6561 | MOONEY ST | 43017 | Not Required by DOW | 4377194 | WILKINS | 975 | RP | 1.500 | 3628201 | 4545 BRIDGE PARK - NAIL SALON
6630 | MOONEY ST | 43017 | Active | 11014800921 | AMES | 3000SS | DCDA | 6.000 | 3654335 | 1st Floor Garage Fire Pump-Water Rm (West side)
6630 | MOONEY ST | 43017 | Active | 31860 | WATTS | 007M1QT | DC | 0.750 | 3654340 | 1st Floor Garage Fire Pump-Water Rm (West side)
6630 | MOONEY ST | 43017 | Active | 53341 | WILKINS | 375A | RP | 4.000 | 3654435 | 1st Floor Garage Fire Pump-Water Rm (West side)
6630 | MOONEY ST | 43017 | LPS - Active |  |  |  | LST |  | 3658966 | FIRE PUMP - PUMP ROOM IN GARAGE
6650 | MOONEY ST | 43017 | Active | SG-1250 | AMES | COLT 400 | RP | 3.000 | 3633061 | IN HOT BOX AT PIT NW PROPERTY
6651 | MOONEY ST | 43017 | Active | 18657 | WATTS | LF909 | RP | 4.000 | 3621342 | 1st Flr Parking Garage SE Corner - Riser/Meter Rm Thru Maintenance
6651 | MOONEY ST | 43017 | Active | 1893300616 | AMES | 3000SS | DCDA | 6.000 | 3622537 | 1st Flr Parking Garage SE Corner - Riser/Meter Rm Thru Maintenance
6651 | MOONEY ST | 43017 | Active | 25500 | WATTS | 007M1QT | DC | 0.750 | 3622538 | 1st Flr Parking Garage SE Corner - Riser/Meter Rm Thru Maintenance
6651 | MOONEY ST | 43017 | Not Required by DOW | 00381 | WATTS | LF009M2QT | RP | 1.500 | 3622891 | LOWER LEVEL WEST SIDE OF BUILDING
6651 | MOONEY ST | 43017 | Not Required by DOW | 60173 | WATTS | 919QT | RP | 1.000 | 3623211 | FUKURYU RAMENS - 4540 BRIDGE PARK
5651 | MOORGATE DR | 43235-2507 | Active | FA4276 | FEBCO | 765 | PVB | 1.000 | 94065 | LEFT FRONT
9031 | MOORS N PL | 43017 | Active | CB260695 | WILKINS | 720A | PVB | 0.750 | 74505 | RIGHT SIDE
9032 | MOORS N PL | 43017 | Active | 638485 | WILKINS | 720A | PVB | 0.750 | 74506 | RIGHT SIDE
9046 | MOORS N PL | 43017 | Active | 337114 | WILKINS | 720A | PVB | 0.750 | 99796 | LEFT FRONT
9052 | MOORS N PL | 43017-9048 | Active | T188352 | WILKINS | 720A | PVB | 0.750 | 3579244 | RIGHT SIDE OF HOUSE
9064 | MOORS N PL | 43017-9048 | Active | CB072569 | WILKINS | 720A | PVB | 0.750 | 74520 | LT SIDE
9072 | MOORS N PL | 43017 | Active | G215529 | WILKINS | 720A | PVB | 0.750 | 95833 | LEFT REAR
9089 | MOORS N PL | 43017-9049 | Active | T125564 | WILKINS | 720A | PVB | 0.750 | 99900 | LEFT FRONT
9094 | MOORS N PL | 43017-9048 | Active | H448503 | FEBCO | 765 | PVB | 0.750 | 74540 | LH SIDE
9095 | MOORS N PL | 43017-9049 | Active | 500690 | WATTS | 800QT | PVB | 1.000 | 74541 | LEFT HAND SIDE REAR BY AC
9101 | MOORS N PL | 43017 | Active | DJ1773 | FEBCO | 765 | PVB | 0.750 | 74552 | RIGHT SIDE OF HOUSE
9107 | MOORS N PL | 43017-8220 | Active | 001883 | FEBCO | 765 | PVB | 0.750 | 74553 | RIGHT SIDE OF HOUSE
9115 | MOORS N PL | 43017-8220 | Active | T041436 | WILKINS | 720A | PVB | 0.750 | 100186 | LEFT SIDE
9142 | MOORS N PL | 43017 | Active | CB288653 | WILKINS | 720 | PVB | 0.750 | 3487369 | LEFT SIDE
9154 | MOORS N PL | 43017-8277 | Active | CAB31827 | WILKINS | 720A | PVB | 0.750 | 3582935 | Left side of house
9178 | MOORS N PL | 43017-8277 | Active | FA8172 | FEBCO | 765 | PVB | 1.000 | 74592 | LEFT SIDE
9182 | MOORS N PL | 43017 | Active | T516044 | WILKINS | 720A | PVB | 1.000 | 94066 | LEFT SIDE OF HOUSE
9189 | MOORS N PL | 43017-8220 | Active | 371541 | WILKINS | 720A | PVB | 1.000 | 74596 | NORTH SIDE FRONT
9190 | MOORS N PL | 43017 | Active | 371647 | WILKINS | 720A | PVB | 1.000 | 74599 | RIGHT HAND SIDE
6451 | MOORS W PL | 43017-9047 | Active | AG5144 | FEBCO | 765 | PVB | 0.750 | 69956 | RT SIDE
6458 | MOORS W PL | 43017-9046 | Active | t494614 | WILKINS | 720A | PVB | 0.750 | 69965 | BACK CENTER BY GAS METER
6469 | MOORS W PL | 43017 | Active | EAL4452 | WILKINS | 720A | PVB | 1.000 | 70002 | LEFT SIDE
6472 | MOORS W PL | 43017 | Active | T034201 | WILKINS | 720A | PVB | 0.750 | 100121 | RIGHT SIDE CENTER BY GAS
6479 | MOORS W PL | 43017 | Active | 289796 | WATTS | 800QT | PVB | 0.750 | 92579 | LEFT SIDE
6484 | MOORS W PL | 43017-9046 | Active | 035880 | WATTS | LF800M4QT | PVB | 0.750 | 91892 | FRONT NEAR PORCH RIGHT OF FRONT DOOR
6488 | MOORS W PL | 43017 | Due Install |  |  |  | RP | 1.000 | 3487379 | AT MTR IN FORD BOX LOC IN NEIGHBORHOOD. BTWN 6486 AND 6491. CUL DE SAC
6490 | MOORS W PL | 43017 | Active | EAA8162 | WILKINS | 720A | PVB | 0.750 | 3487380 | LEFT CENTER
2881 | MORALITY DR | 43231-8830 | Active | H744575 | FEBCO | 765 | PVB | 0.750 | 102846 | LEFT FRONT CORNER
2922 | MORALITY DR | 43231-8828 | Active | H165142 | FEBCO | 765 | PVB | 0.750 | 59580 | LEFT SIDE
1694 | MORELAND DR | 43220-3118 | Active | 279540 | WILKINS | 720A | PVB | 0.750 | 55855 | LEFT SIDE OF HOUSE REAR
5575 | MORGAN RD | 43054-9778 | Active | H514868 | FEBCO | 765 | PVB | 0.750 | 97104 | LEFT SIDE OF HOUSE
5859 | MORGANWOOD SQ | 43026 | Active | T225148 | WILKINS | 720 | PVB | 0.750 | 96926 | RIGHT SIDE
5898 | MORGANWOOD SQ | 43026 | Active | 261323 | WATTS | 800QT | PVB | 0.750 | 68244 | RIGHT SIDE OF HOUSE
5906 | MORGANWOOD SQ | 43026-7175 | Active | T337795 | WILKINS | 720A | PVB | 0.750 | 3587205 | RIGHT SIDE
5914 | MORGANWOOD SQ | 43026 | Active | 255878 | WATTS | 800CMQT | PVB | 0.750 | 68314 | RIGHTSIDE
5930 | MORGANWOOD SQ | 43026-7175 | Active | H088292 | FEBCO | 765 | PVB | 0.750 | 68347 | SIDE OF HOUSE
5937 | MORGANWOOD SQ | 43026-7176 | Active | H002598 | FEBCO | 765 | PVB | 0.750 | 68359 | RIGHT SIDE OF HOUSE
5938 | MORGANWOOD SQ | 43026-7175 | Active | 955088 | WILKINS | 720A | PVB | 0.750 | 68360 | LEFT SIDE OF THE HOUSE
5945 | MORGANWOOD SQ | 43026 | Active | AC7272 | FEBCO | 765 | PVB | 0.750 | 94067 | FRONT LEFT
5946 | MORGANWOOD SQ | 43026-7175 | Active | 185557 | WILKINS | 720A | PVB | 0.750 | 88550 | FRONT OF HOUSE
5953 | MORGANWOOD SQ | 43026 | Active | 817135 | WILKINS | 720A | PVB | 0.750 | 68396 | LH SIDE
5954 | MORGANWOOD SQ | 43026-7175 | Active | 813458 | WILKINS | 720A | PVB | 0.750 | 68399 | LEFT SIDE
5961 | MORGANWOOD SQ | 43026 | Active | 751450 | WILKINS | 720A | PVB | 0.750 | 68416 | LEFT SIDE OF HOUSE
5962 | MORGANWOOD SQ | 43026 | Replaced | REPH927062 | FEBCO | 765 | PVB | 0.750 | 91197 | REPLACED- RIGHT HAND FRONT CORNER OF HOUSE
5962 | MORGANWOOD SQ | 43026 | Active | H427359 | FEBCO | 765 | PVB | 0.750 | 3609722 | RIGHT HAND FRONT CORNER OF HOUSE
5970 | MORGANWOOD SQ | 43026-7175 | Active | 761456 | WILKINS | 720A | PVB | 0.750 | 68432 | RIGHT SIDE
5978 | MORGANWOOD SQ | 43026-7175 | Active | AC5978 | FEBCO | 765 | PVB | 0.750 | 68453 | LEFT SIDE OF HOUSE
5986 | MORGANWOOD SQ | 43026-7175 | Active | 78388 | FEBCO | 765 | PVB | 0.750 | 68476 | LEFT SIDE OF HOUSE
5994 | MORGANWOOD SQ | 43026 | Active | T129814 | WILKINS | 720A | PVB | 0.750 | 102999 | LEFT SIDE OF HOUSE
6001 | MORGANWOOD SQ | 43026-7176 | Active | CB081440 | WILKINS | 720 | PVB | 0.750 | 68584 | SIDE OF HOUSE
6002 | MORGANWOOD SQ | 43026-7175 | Active | A008625 | WILKINS | 720A | PVB | 0.750 | 68680 | RIGHT SIDE OF HOUSE
6010 | MORGANWOOD SQ | 43026 | Active | 792851 | WILKINS | 720A | PVB | 0.750 | 91944 | LEFT SIDE OF HOUSE
6018 | MORGANWOOD SQ | 43026 | Active | T378203 | WILKINS | 720A | PVB | 0.750 | 3585865 | LEFT SIDE
6026 | MORGANWOOD SQ | 43026 | Active | T391014 | Wilkins | 720A | PVB | 0.750 | 3585860 | Left side of house
6033 | MORGANWOOD SQ | 43026 | Active | CB314987 | WILKINS | 720A | PVB | 0.750 | 68750 | BACK OF HSE
6034 | MORGANWOOD SQ | 43026 | Active | D14656 | FEBCO | 765 | PVB | 0.750 | 68756 | LEFT SIDE OF HOUSE
6041 | MORGANWOOD SQ | 43026 | Active | t415360 | WILKINS | 720A | PVB | 0.750 | 68773 | RIGHT SIDE OF HOUSE
6042 | MORGANWOOD SQ | 43026-7175 | Active | CB026864 | WILKINS | 720A | PVB | 0.750 | 103582 | RIGHT SIDE
6050 | MORGANWOOD SQ | 43026-7175 | Active | H096775 | FEBCO | 765 | PVB | 0.750 | 68803 | LEFT SIDE HOUSE
5611 | MORLICH SQ | 43017 | Replaced | REPD13944 | BUCKNER | 24101 | DC | 1.000 | 94068 | REPLACED- FRONT SIDE OF HOUSE LEFT OF FRONT DOOR
5611 | MORLICH SQ | 43017 | Active | T188399 | WILKINS | 720A | PVB | 0.750 | 3609794 | FRONT LEFT
5616 | MORLICH SQ | 43017 | Active | CB084338 | WILKINS | 720A | PVB | 0.750 | 3487471 | RIGHT SIDE OF HOUSE
5624 | MORLICH SQ | 43017 | Active | A008651 | WILKINS | 720A | PVB | 0.750 | 93368 | BACK OF HOUSE UNDER ELECTRIC METER WEST OF DECK
5625 | MORLICH SQ | 43017 | Active | A008563 | WILKINS | 720A | PVB | 0.750 | 91500 | LEFT SIDE OF HOUSE
5632 | MORLICH SQ | 43017 | Active | 103875 | WATTS | 800M4FR | PVB | 0.750 | 94069 | RIGHT FRONT
5648 | MORLICH SQ | 43017 | Active | H011342 | FEBCO | 765 | PVB | 1.000 | 67487 | RIGHT FRONT
5653 | MORLICH SQ | 43017-9684 | Active | FA19014 | WILKINS | 720A | PVB | 0.750 | 94070 | LEFT SIDE
5667 | MORLICH SQ | 43017 | Replaced | REPFH2080 | APOLLO | PVB4A | PVB | 1.000 | 94071 | REPLACED- RIGHT SIDE OF HOUSE
5667 | MORLICH SQ | 43017 | Active | 565185 | APOLLO | PVB4A | PVB | 1.000 | 3611491 | LEFT FRONT
5680 | MORLICH SQ | 43017 | Active | 516796 | WILKINS | 720A | PVB | 0.750 | 67586 | RIGHT SIDE OF HOUSE
5681 | MORLICH SQ | 43017 | Active | T649309 | WILKINS | 720A | PVB | 1.000 | 3487476 | RIGHT SIDE OF HOUSE
5704 | MORLICH SQ | 43017 | Active | T291192 | WILKINS | 720A | PVB | 0.750 | 90904 | RIGHT FRONT
5709 | MORLICH SQ | 43017-9684 | Active | 9645 | FEBCO | 765 | PVB | 1.000 | 67685 | LEFT SIDE OF HOUSE
5712 | MORLICH SQ | 43017 | Active | t340050 | WILKINS | 720A | PVB | 0.750 | 94072 | LEFT SIDE
5728 | MORLICH SQ | 43017 | Active | CC5705 | FEBCO | 765 | PVB | 0.750 | 67738 | LEFT SIDE OF HOUSE
5747 | MORLICH SQ | 43017 | Active | HB08278 | FEBCO | 765 | PVB | 0.750 | 94073 | FRONT LEFT OF FRONT DOOR
4885 | MORNING LIGHT CT | 43123-8355 | Active | 49686 | FEBCO | 765 | PVB | 0.750 | 65335 | SIDE OF HOUSE
4888 | MORNING LIGHT CT | 43123-8355 | Active | T392438 | WILKINS | 720A | PVB | 1.000 | 87192 | RIGHT SIDE OF HOUSE
4898 | MORNING LIGHT CT | 43123 | Active | T121893 | WILKINS | 720A | PVB | 1.000 | 87111 | RIGHT SIDE OF HOUSE
560 | MORNING ST | 43085-3775 | Active | 35703 | WILKINS | 720A | PVB | 0.750 | 87337 | LEFT HAND SIDE OF HOUSE
563 | MORNING ST | 43085-3774 | Active | EC0655 | WILKINS | 720A | PVB | 0.750 | 3487550 | RIGHT SIDE
570 | MORNING ST | 43085-3775 | Active | CB092581 | WILKINS | 720A | PVB | 0.750 | 3487551
580 | MORNING ST | 43085-3775 | Active | 996897 | WILKINS | 720A | PVB | 0.750 | 87336 | RIGHT HAND SIDE
618 | MORNING ST | 43085-3775 | Active | CB325127 | WILKINS | 720A | PVB | 0.750 | 3487563 | LEFT SIDE
675 | MORNING ST | 43085-3772 | Active | H651136 | FEBCO | 765 | PVB | 0.750 | 99986 | RIGHT SIDE
701 | MORNING ST | 43085-3772 | Active | RD622 | CONBRACO | 4020502 | RP | 1.000 | 71275 | BASEMENT
674 | MORNINGSIDE HEIGHTS PL | 43081 | Active | CB547022 | WILKINS | 720A | PVB | 0.750 | 3635439
6751 | MORNINGSIDE HEIGHTS PL | 43081 | Active | CAA28983 | WILKINS | 720A | PVB | 0.750 | 3638104 | LEFT SIDE
6758 | MORNINGSIDE HEIGHTS PL | 43081 | Active | CB597726 | WILKINS | 720A | PVB | 0.750 | 3638288 | LEFT FRONT
6794 | MORNINGSIDE HEIGHTS PL | 43081 | Active | CAA40988 | WILKINS | 720A | PVB | 0.750 | 3638828 | LEFT
6800 | MORNINGSIDE HEIGHTS PL | 43081 | Active | CAA69390 | WILKINS | 720A | PVB | 0.750 | 3640680 | RIGHT SIDE
6874 | MORNINGSIDE HEIGHTS PL | 43081 | Active | CB637068 | WILKINS | 720A | PVB | 0.750 | 3645955 | RIGHT SIDE OF HOUSE
6310 | MORRISEY PL | 43016-6095 | Active | CB655284 | WILKINS | 720A | PVB | 0.750 | 3593750 | FRONT
6334 | MORRISEY PL | 43016-6095 | Active | G215061 | WILKINS | 720A | PVB | 0.750 | 95453 | LEFT CENTER
6363 | MORRISEY PL | 43016-6086 | Active | 333918 | WATTS | 800M4FR | PVB | 0.750 | 98807 | RIGHT FRONT
221 | MORRISON RD | 43213-4416 | Active | 4973323 | WILKINS | 975-XL2 | RP | 1.500 | 3487856
231 | MORRISON RD | 43213-4416 | Active | 4973162 | WILKINS | 975XL2 | RP | 1.000 | 3487857
245 | MORRISON RD | 43213-4416 | Inactive | 04392 | AMES | 4000B | RP | 1.500 | 91304 | 0 USE 6/3/15 CAG. HOT BOX FRONT OF BLDG
370 | MORRISON RD | 43213-1430 | Active not linked | 78892 | WATTS | 919AQT | RP | 1.000 | 3487858 | AT METER
380 | MORRISON RD | 43213-1430 | Due Install |  |  |  | RP | 1.500 | 3487860
334 | MORSE CROSSING | 43219-3092 | Active | 1420380505 | AMES | 3000SS | DCDA | 4.000 | 87682 | Fire Riser - Water Room West Wall Outside Door
3344 | MORSE CROSSING | 43219-3092 | Active | 43623 | AMES | 2000B | DCDA | 0.750 | 87683 | Fire Riser - Water Room West Wall Outside Door
3344 | MORSE CROSSING | 43219-3092 | Not Required by DOW | 200394 | WATTS | 009M3QT | RP | 0.750 | 87684 | 1st Floor - Center Mechanical Room
3344 | MORSE CROSSING | 43219-3092 | Not Required by DOW | 06490 | AMES | 4000B | RP | 1.500 | 87685 | Fire Riser - Water Room West Wall Outside Door
3344 | MORSE CROSSING | 43219-3092 | Active | 240857 | WATTS | 009M2QT | RP | 2.000 | 87686 | Fire Riser - Water Room West Wall Outside Door
3344 | MORSE CROSSING | 43219-3092 | Active | 240796 | WATTS | 009M2QT | RP | 2.000 | 87687 | Fire Riser - Water Room West Wall Outside Door
3344 | MORSE CROSSING | 43219-3092 | LPS - Active |  |  |  | LPC |  | 3638160 | DOMESTIC PUMP - VALVE ROOM
3400 | MORSE CROSSING | 43219-3093 | Active | 19016 | WATTS | 009QT | RP | 1.500 | 60612 | SPRINKLER ROOM, WEST SIDE OF BUILDING
3400 | MORSE CROSSING | 43219-3093 | Active | 3CM1488 | AMES | 3000 | DCDA | 4.000 | 60613 | MECHANICAL ROOM 1ST FL.
3400 | MORSE CROSSING | 43219-3093 | Not Required by DOW | A008585 | FEBCO | 825Y | RP | 1.500 | 60614 | SPRINKLER ROOM BEHIND WATER METER
3400 | MORSE CROSSING | 43219-3093 | Active | 97607 | WATTS | 007M2QT | DC | 0.750 | 60615 | WATER METER MECHANICAL ROOM 1ST FL.
3401 | MORSE CROSSING | 43219-6002 | Not Required by DOW | 225082 | WILKINS | 975 | RP | 2.000 | 60627 | UTILITY ROOM SOUTH WALL
3401 | MORSE CROSSING | 43219-6002 | Active | 8004G | WILKINS | 375ASTR | RP | 3.000 | 60628 | UTILITY ROOM SOUTH WALL
3401 | MORSE CROSSING | 43219-6002 | Due Install |  |  |  | DCDA | 6.000 | 3636557
3415 | MORSE CROSSING | 43219- | Not Required by DOW | 266942 | WATTS | 009M2QT | RP | 2.000 | 60648 | MAIN WATER meter room
3415 | MORSE CROSSING | 43219- | Not Required by DOW | 106213 | AMES | 3000 | DCDA | 4.000 | 60649 | BASEMENT "A" POD WATER/SPRINKLER ROOM
3415 | MORSE CROSSING | 43219- | Not Required by DOW | 106221 | AMES | 3000SS | DCDA | 4.000 | 60650 | 1ST FLOOR "B" WATER/SPRINKLER ROOM
3415 | MORSE CROSSING | 43219- | Not Required by DOW | 10849 | WATTS | 009M2QT | RP | 1.250 | 60651 | HOOD CABINET IN KITCHEN SOUTH
3415 | MORSE CROSSING | 43219- | Not Required by DOW | 1186265 | WILKINS | 975XLBMS | RP | 1.500 | 60652 | BASEMENT A POD WATER/SPRINKLER ROOM
3415 | MORSE CROSSING | 43219- | Not Required by DOW | 1190977 | WILKINS | 975XL | RP | 0.750 | 60653 | 1ST FLOOR B POD WATER/SPRINKLER ROOM
3415 | MORSE CROSSING | 43219- | Not Required by DOW | 12960 | AMES | 2000SS | DC | 0.750 | 60654 | SPRINKLER RM FIRST FLOOR W SIDE OF BLDG 2D
3415 | MORSE CROSSING | 43219- | Not Required by DOW | 002292 | WATTS | 909 | RP | 3.000 | 60655 | WATER ROOM 1ST FL BY LOADING DOCK
3415 | MORSE CROSSING | 43219- | Not Required by DOW | 187876 | WATTS | 909 | RP | 4.000 | 60656 | WATER ROOM 1ST FLOOR BY LOADING DOCK
3415 | MORSE CROSSING | 43219- | Not Required by DOW | 2AM1197 | AMES | 2000SS | DC | 8.000 | 60657 | 1ST FL WATER ROOM BY LOADING DOCK
3415 | MORSE CROSSING | 43219- | Not Required by DOW | B31524 | WILKINS | 975 | RP | 3.000 | 60658 | 1ST FLOOR UTILITY ROOM BUILDING B
3415 | MORSE CROSSING | 43219- | Not Required by DOW | L72955 | WILKINS | 375 | RP | 3.000 | 60659 | BASEMENT UTILITY ROOM BUILDING A
3415 | MORSE CROSSING | 43219- | Not Required by DOW | 47804 | WATTS | 009QT | RP | 1.000 | 60660 | HOOD CABINET IN KITCHEN NORTH
3415 | MORSE CROSSING | 43219- | Not Required by DOW | 950896 | WATTS | 009QT | RP | 0.750 | 60662 | 3RD FLOOR JANITOR CLOSET, BUILDING B
3415 | MORSE CROSSING | 43219- | Not Required by DOW | 950899 | WILKINS | 975XL | RP | 0.750 | 60663 | 3RD FLOOR JANITOR CLOSET, BUILDING A
3415 | MORSE CROSSING | 43219- | Not Required by DOW | 12208 | AMES | 2000SS | DC | 0.750 | 60664 | BASEMENT A POD WATER/SPRINKLER ROOM
3415 | MORSE CROSSING | 43219- | Not Required by DOW | 429418 | WATTS | 009QT | RP | 0.500 | 90884 | DAYCARE KITCHEN
3415 | MORSE CROSSING | 43219- | Active | VH-1165 | WATTS | 957 | RP | 6.000 | 3638066
3425 | MORSE CROSSING | 43219-6014 | Not Required by DOW | 214877 | WATTS | 909M1QT | RP | 1.500 | 60688 | ROOFTOP PENTHOUSE # 5
3425 | MORSE CROSSING | 43219-6014 | Not Required by DOW | 236025 | WATTS | 909M1QT | RP | 1.250 | 60689 | FIRE PUMP ROOM
3425 | MORSE CROSSING | 43219-6014 | Not Required by DOW | 237576 | WATTS | 909M1QT | RP | 1.500 | 60690 | ROOFTOP UNIT PENTHOUSE #4
3425 | MORSE CROSSING | 43219-6014 | Not Required by DOW | 264114 | WATTS | 909QT | RP | 1.000 | 60691 | ROOF TOP UNIT PENTHOUSE #1
3425 | MORSE CROSSING | 43219-6014 | Removed | 266910REM | WATTS | 909QT | RP | 0.750 | 60692 | REMOVED-BATTERY ROOM 2ND FLOOR
3425 | MORSE CROSSING | 43219-6014 | Removed | 268464REM | WATTS | 909QT | RP | 0.750 | 60693 | REMOVED-COMPUTER ROOM CEILING
3425 | MORSE CROSSING | 43219-6014 | Removed | 2713REM | WATTS | 800QT | PVB | 0.750 | 60694 | REMOVED-BATTERY ROOM 2ND FLOOR
3425 | MORSE CROSSING | 43219-6014 | Not Required by DOW | 278945 | WATTS | 909QT | RP | 1.000 | 60695 | ROOFTOP PENTHOUSE #3
3425 | MORSE CROSSING | 43219-6014 | Not Required by DOW | 295063 | WATTS | 909QT | RP | 1.000 | 60696 | ROOFTOP UNIT PENTHOUSE #2
3425 | MORSE CROSSING | 43219-6014 | Removed | 2965REM | WATTS | 800M3QT | PVB | 0.750 | 60697 | REMOVED-KITCHEN BEHIND ICE MACHINE
3425 | MORSE CROSSING | 43219-6014 | Not Required by DOW | 297710 | WATTS | 909M1QT | RP | 1.500 | 60698 | ROOFTOP PENTHOUSE # 6
3425 | MORSE CROSSING | 43219-6014 | Not Required by DOW | 305041 | WATTS | 909QT | RP | 1.000 | 60699 | BOILER ROOM
3425 | MORSE CROSSING | 43219-6014 | Not Required by DOW | 4358 | WATTS | 800QT | PVB | 1.000 | 60700 | SECOND FLOOR ATURM AREA
3425 | MORSE CROSSING | 43219-6014 | Not Required by DOW | 039328 | WATTS | LF800M4QT | PVB | 1.000 | 60701 | FIRST FLOOR VENDING AREA
3425 | MORSE CROSSING | 43219-6014 | Removed | 201420REM | WATTS | 009M2QT | RP | 0.750 | 96177 | KITCHEN DC-6 REMOVED
3425 | MORSE CROSSING | 43219-6014 | Not Required by DOW | 4139897 | WILKINS | 975XL2 | RP | 0.750 | 3613122 | MOP SINK ROOM ABOVE W.H.
3425 | MORSE CROSSING | 43219-6014 | Not Required by DOW | 28430 | WATTS | 919AQT | RP | 2.000 | 3615202 | WEST WALL BEHIND CHILLER
3425 | MORSE CROSSING | 43219-6014 | Active | 13327 | WILKINS | 375AST | RP | 8.000 | 3624966 | MAIN MECHANICAL ROOM BY DOCK
3425 | MORSE CROSSING | 43219-6014 | Active | AG3425 |  |  | AG | 8.000 | 3625067 | MAIN MECHANICAL ROOM BY DOCK AIR GAP FOR POND FILL
3425 | MORSE CROSSING | 43219-6014 | Not Required by DOW | 228795 | WATTS | 009 | RP | 0.500 | 3644708 | JANITOR ROOM EAST SIDE OF BUILDING BY RESTROOM
3900 | MORSE CROSSING | 43219 | Active | 107261346 | FEBCO | 856 | DCDA | 6.000 | 62123 | PIT FRONT-NW CORNER LOT
3900 | MORSE CROSSING | 43219 | Active | 168852 | WATTS | 909 | RP | 3.000 | 62124 | 1ST FLOOR MECH ROOM
3900 | MORSE CROSSING | 43219 | Not Required by DOW | 201489 | WATTS | 009QT | RP | 2.000 | 62125 | MECH ROOM AT WATER METER
3900 | MORSE CROSSING | 43219 | Active | 213 | FEBCO | 805YB | DC | 0.750 | 62126 | PIT FRONT NW CORNER LOT
3900 | MORSE CROSSING | 43219 | Not Required by DOW | 386722 | WATTS | 909M1QT | RP | 2.000 | 62127 | POOL PUMP ROOM
3900 | MORSE CROSSING | 43219 | Not Required by DOW | 108897 | WATTS | 009M2QT | RP | 1.000 | 62128 | 1ST FLOOR MECH ROOM
3900 | MORSE CROSSING | 43219 | LPS - Active |  |  |  | LST |  | 3635500 | FIRE PUMP - FIRE PUMP ROOM
3930 | MORSE CROSSING | 43219- | Replaced | REP252873 | WATTS | 909 | RP | 6.000 | 62245 | REPLACED- NE CORNER OF MORSE CROSSING & EASTON WAY
3930 | MORSE CROSSING | 43219- | Active | 18614 | WATTS | LF909 | RP | 6.000 | 3613120 | SW CORNER BY COURTYARD MARRIOTT
3931 | MORSE CROSSING | 43219-6039 | Active | 1043415 | WILKINS | 975XL | RP | 1.000 | 62249 | MECHANICAL ROOM
3931 | MORSE CROSSING | 43219-6039 | Active | 356641 | WATTS | 909M1QT | RP | 1.500 | 62250 | MECH RM BY MTR
3936 | MORSE CROSSING | 43219- | Not Required by DOW | 059678 | WILKINS | 975 | RP | 1.500 | 62263 | IN RISER ROOM
3936 | MORSE CROSSING | 43219- | Active | 123419 | WATTS | 009QT | RP | 2.000 | 62264 | IN METER ROOM BY SPRINKLER
3936 | MORSE CROSSING | 43219- | Active | 135027 | WATTS | 709 | DCDA | 4.000 | 62265 | SPRINKLER VALVE ROOM
3936 | MORSE CROSSING | 43219- | Active | 26247 | WATTS | 007QT | DC | 0.500 | 62266 | SPRINKLER ROOM
3936 | MORSE CROSSING | 43219- | Not Required by DOW | 527374 | WATTS | 909QT | RP | 1.000 | 62267 | IN KITCHEN BY O.R. SYSTEM (STARBUCKS)
3936 | MORSE CROSSING | 43219- | Not Required by DOW | W059678 | WILKINS | 975 | RP |  | 3656558
3939 | MORSE CROSSING | 43219-6039 | Removed | 332807REM | WILKINS | 720A | PVB | 1.500 | 62270 | MECH ROOM
3939 | MORSE CROSSING | 43219-6039 | Active | W111129 | WILKINS | 975XL | RP | 1.500 | 62271 | MECH ROOM
3969 | MORSE CROSSING | 43219-6039 | Active | 1973450819 | AMES | 3000SS | DCDA | 4.000 | 62386 | SE MECH/RISER ROOM OUTSIDE DOOR
3969 | MORSE CROSSING | 43219-6039 | Active | 4786959 | WILKINS | 975XL2 | RP | 2.000 | 62387 | SE MECH/RISER ROOM AT WATER METER Outside Side
3969 | MORSE CROSSING | 43219-6039 | Active | 82508 | AMES | 2000B | DC | 0.750 | 62388 | WEST WALL METER MECH. ROOM
3969 | MORSE CROSSING | 43219-6039 | Not Required by DOW | T003337 | WILKINS | 720A | PVB | 1.500 | 62390 | SE MECH ROOM ABOVE METER
3969 | MORSE CROSSING | 43219-6039 | Not Required by DOW | 3666572 | WILKINS | 975XL | RP | 0.750 | 102639 | MECHANICAL ROOM OUTSIDE
3977 | MORSE CROSSING | 43219-6039 | Not Required by DOW | A74166 | WATTS | 009QT | RP | 1.000 | 62404 | IN MECHANICAL ROOM
3977 | MORSE CROSSING | 43219-6039 | Active | 880037 | WILKINS | 975 | RP | 1.50 | 62405 | MECHANICAL ROOM
3977 | MORSE CROSSING | 43219-6039 | Not Required by DOW | 25809 | WATTS | LF919QT | RP | 1.500 | 62406 | EAST WALL MECHANICAL ROOM
3981 | MORSE CROSSING | 43219- | Active | 338543 | WATTS | 009M2PCQT | RP | 2.000 | 62417 | S SIDE OF EASTON MARKET PROPERTY
3981 | MORSE CROSSING | 43219- | Active | 338787 | WATTS | 009M2PCQT | RP | 2.000 | 62418 | N SIDE OF EASTON MARKET PROPERTY
3981 | MORSE CROSSING | 43219- | Removed | H22010REM | FEBCO | 825Y | RP | 2.00 | 62419 | N SIDE OF PARKING LOT AT GALYAN'S
3981 | MORSE CROSSING | 43219- | Active | 107513 | WATTS | 009QT | RP | 2.000 | 62420 | CENTER OF W WALL, NEXT TO DEDUCT METER
3981 | MORSE CROSSING | 43219- | Active | 454536 | WATTS | 009M3QT | RP | 0.750 | 62421 | NORTHEAST CORNER OF BUILDING BEHIND AQUARIUM AT PETSMART
3981 | MORSE CROSSING | 43219- | Active | 147532 | WATTS | 909 | RP | 3.000 | 62422 | 3700 EASTON WAY, MECH RM NW CORNER
3981 | MORSE CROSSING | 43219- | Active | 147574 | WATTS | 909 | RP | 3.000 | 62423 | MECH ROOM AT REAR
3981 | MORSE CROSSING | 43219- | Active | 2FM1492 | AMES | 2000SS | DC | 6.000 | 62424 | 3740 EASTON WAY, PUMP ROOM, RECEIVING AREA/LOADING DOCKS
3981 | MORSE CROSSING | 43219- | Active | 2HM0154 | AMES | 2000SS | DC | 4.000 | 62425 | 3710 EASTON MARKET, UNDER MEZZANINE W SIDE OF BLDG
3981 | MORSE CROSSING | 43219- | Removed | 2HM0160REM | AMES | 2000SS | DC | 4.000 | 62426 | 3720 EASTON MARKET, NW CORNER OF BLDG
3981 | MORSE CROSSING | 43219- | Active | 2GM2003 | AMES | 2000SS | DC | 6.000 | 62427 | 3700 EASTON WAY, MECH RM SW CORNER SPRINKLER RM
3981 | MORSE CROSSING | 43219- | Active | 2AN0584 | AMES | 2000SS | DC | 4.000 | 62428 | 3701 EASTON MARKET, MECH RM AT REAR
3981 | MORSE CROSSING | 43219- | Active | 2EN0744 | AMES | 2000SS | DC | 4.000 | 62429 | MECH ROOM BACK OF BUILDING
3981 | MORSE CROSSING | 43219- | Active | 2KM1174 | AMES | 2000SS | DC | 4.000 | 62430 | 3695 EASTON MARKET, MECH RM BACK OF BLDG
3981 | MORSE CROSSING | 43219- | Active | 340404 | WATTS | 009M2PCQT | RP | 2.000 | 62431 | NORTH SIDE OF MAIN ENTRANCE
3981 | MORSE CROSSING | 43219- | Active | 2DN1919 | AMES | 2000SS | DC | 4.000 | 62432 | 3744, MECH ROOM BACK OF BUILDING
3981 | MORSE CROSSING | 43219- | Active | 21920 | AMES | 2000SS | DC | 4.000 | 62433 | 3680, MECH ROOM
3981 | MORSE CROSSING | 43219- | Active | 2BN0894 | AMES | 2000SS | DC | 4.000 | 62434 | 3670 EASTON MARKET, MECH RM BACK OF BLDG
3981 | MORSE CROSSING | 43219- | Removed | 28N1055REM | AMES | 2000SS | DC | 4.00 | 62435 | 3749, MECH ROOM BACK OF BUILDING
3981 | MORSE CROSSING | 43219- | Active | 2AN0533 | AMES | 2000SS | DC | 4.000 | 62436 | 3737 EASTON MARKET, MECH RM BACK OF BLDG
3981 | MORSE CROSSING | 43219- | Active | 2AN1589 | AMES | 2000SS | DC | 6.000 | 62437 | 3750 EASTON MARKET, MECH RM BACK OF BLDG
3981 | MORSE CROSSING | 43219- | Active | 2CN2019 | AMES | 2000SS | DC | 4.000 | 62438 | 3760 EASTON MARKET, MECH RM BACK OF BLDG
3981 | MORSE CROSSING | 43219- | Active | 2EN0745 | AMES | 2000SS | DC | 4.000 | 62439 | 3770, MECH ROOM BACK OF BUILDING
3981 | MORSE CROSSING | 43219- | Active | 2HM0157 | AMES | 2000SS | DC | 4.000 | 62440 | 3713 EASTON MARKET, MECH RM
3981 | MORSE CROSSING | 43219- | Active | 306010 | WATTS | 909M1QT | RP | 2.000 | 62441 | 3700 EASTON WAY, SW CORNER SPRINKLER RM
3981 | MORSE CROSSING | 43219- | Active | 312491 | WATTS | 009QT | RP | 2.000 | 62442 | 3740 EASTON WAY, PUMP ROOM
3981 | MORSE CROSSING | 43219- | Active | 2HM0785 | AMES | 2000SS | DC | 4.000 | 62443 | 3690 EASTON MARKET, W SIDE BLDG NON SALES AREA
3981 | MORSE CROSSING | 43219- | Active | 2HM0789 | AMES | 2000SS | DC | 4.000 | 62444 | 3727 EASTON MARKET, S SIDE OF BLDG UNDER MESSANINE
3981 | MORSE CROSSING | 43219- | Active | 20431 | AMES | 2000SS | DC | 4.000 | 89526 | 3707 EASTON MARKET, MECH RM BACK OF BLDG
3981 | MORSE CROSSING | 43219- | Removed | 215501REM | WATTS | 009QT | RP | 2.000 | 93002 | NORTH SIDE MAIN ENTRANCE
3981 | MORSE CROSSING | 43219- | Active | 1492 | AMES | 2000SS | DC | 6.000 | 93003 | 3740, MECH ROOM KITTLES
3981 | MORSE CROSSING | 43219- | Active | 1619670908 | AMES | 2000SS | DC | 6.000 | 96655 | 3749 EASTON MARKET, AT FIRE RISER, BUY BUY BABY
3981 | MORSE CROSSING | 43219- | Removed | 138985REM | WATTS | 009QT | RP | 0.750 | 96709 | 3713 Morse Crossing - Petsmart, DOG WASH AREA
3981 | MORSE CROSSING | 43219- | Removed | A28052REM | WATTS | 009QT | RP | 0.750 | 96713 | 3713 EASTON MARKET, NE CORNER OF BLDG
3981 | MORSE CROSSING | 43219- | Removed | 20144REM | WATTS | 919AQT | RP | 2.000 | 102229 | 3734, REAR
3981 | MORSE CROSSING | 43219- | Active | 20167 | WATTS | 919AQT | RP | 2.000 | 102230 | 3734, REAR
3981 | MORSE CROSSING | 43219- | Active | 21422 | WATTS | 919QT | RP | 2.000 | 102413 | 3730, WEST WALL AT METER
3981 | MORSE CROSSING | 43219- | Removed | 20746REM | WATTS | 919AQT | RP | 2.00 | 102414 | 3730, WEST WALL AT METER
3981 | MORSE CROSSING | 43219- | Active | 425645 | WATTS | 009QT | RP | 1.50 | 103201 | STEAM ROOM - 3736 EASTON MARKET
3981 | MORSE CROSSING | 43219- | Active | 39916 | WATTS | 009M3QT | RP | 0.750 | 103202 | MECHANICAL ROOM BY MOP SINK - 3736 EASTON MARKET
3981 | MORSE CROSSING | 43219- | Removed | 21813REM | WILKINS | 975 | RP | 3.00 | 104132 | REAR STOCK ROOM
3981 | MORSE CROSSING | 43219- | Active | 4427690 | WILKINS | 975XL2 | RP | 1.500 | 3633211 | BREAK ROOM DSW SHOE WAREHOUSE
3981 | MORSE CROSSING | 43219- | Due Install |  |  |  | RP | 8.000 | 3639368 | N SIDE OF EASTON MARKET PROPERTY
3981 | MORSE CROSSING | 43219- | Active | 21813 | WILKINS | 975 | RP | 3.000 | 3656085 | S SIDE OF EASTON MARKET PROPERTY
3985 | MORSE CROSSING | 43219-6040 | Active | 51582 | WATTS | 009M2QT | RP | 1.500 | 62453 | kitchen NE corner of 3983 at water meter, VERIZON WIRELESS
3985 | MORSE CROSSING | 43219-6040 | Active | 674841 | WATTS | 800M4QT | PVB | 1.000 | 96458 | OFFICE AREA CLOSET--VERIZON WIRELESS
3993 | MORSE CROSSING | 43219-6040 | Active | 29413 | WATTS | 009QT | RP | 1.500 | 62474 | IN SOUTHEAST CORNER OF BUILDING AT WATER METER
3993 | MORSE CROSSING | 43219-6040 | Active | A009090 | FEBCO | 805Y | DC | 0.750 | 62475 | IN SOUTHEAST MECHANICAL ROOM AT WATER LINE ENTRANCE
3993 | MORSE CROSSING | 43219-6040 | Active | 9812071502 | FEBCO | 876 | DCDA | 4.000 | 62476 | IN SOUTHEAST MECHANICAL ROOM AT WATER LINE ENTRANCE
4000 | MORSE CROSSING | 43219-6037 | Active | 2536059 | WILKINS | 975XL | RP | 1.500 | 93049 | MECH ROOM
4000 | MORSE CROSSING | 43219-6037 | Not Required by DOW | 4358483 | WILKINS | 975XL | RP | 1.500 | 93050 | MECH ROOM
4018 | MORSE CROSSING | 43219 | Not Required by DOW | 373001 | WATTS | 009QT | RP | 0.500 | 100325 | BACK ROOM BEHIND ICE MACHINE
4018 | MORSE CROSSING | 43219 | Active | 1682190511 | AMES | 2000SS | DC | 4.000 | 103053 | MECH ROOM
4018 | MORSE CROSSING | 43219 | Active | L61177 | WILKINS | 375 | RP | 3.000 | 3638088 | MECH ROOM
4018 | MORSE CROSSING | 43219 | Not Required by DOW | J017043 | FEBCO | 825Y | RP | 1.500 | 3649609 | RISER ROOM OF 4018 MORSE CROSSING BACK OF JIMMY JOHNS
4047 | MORSE CROSSING | 43219-6040 | Not Required by DOW | 01466 | AMES | 2000B | DC | 1.500 | 62750 | MECH ROOM 8TH FLOOR
4047 | MORSE CROSSING | 43219-6040 | Active | 34799 | WATTS | 009M2QT | RP | 1.500 | 62751 | MECH ROOM
4047 | MORSE CROSSING | 43219-6040 | Not Required by DOW | 52125 | WATTS | 009M2QT | RP | 1.000 | 62752 | MECH ROOM
4055 | MORSE CROSSING | 43219-6040 | Not Required by DOW | 10104 | WATTS | 800M4QT | PVB | 1.500 | 62783 | MECH ROOM
4055 | MORSE CROSSING | 43219-6040 | Active | 49867 | WATTS | 009M2QT | RP | 1.500 | 62784 | BACK ROOM
4060 | MORSE CROSSING | 43219 | Active | 16961 | WATTS | 919QT | RP | 2.000 | 100533 | MECHANICAL AREA BY METERS
4060 | MORSE CROSSING | 43219 | Not Required by DOW | 12918 | WATTS | 919QT | RP | 1.500 | 100534 | MECHANICAL AREA BY METERS
4130 | MORSE CROSSING | 43219-6018 | Active | 1186261 | WILKINS | 975XL | RP | 1.500 | 62997 | CLOSET NEXT TO SHOE SHINE
4130 | MORSE CROSSING | 43219-6018 | Not Required by DOW | W005561 | WILKINS | 975A | RP | 1.500 | 62998 | WATER METER CLOSET
4131 | MORSE CROSSING | 43219-6015 | Active | 41191 | WATTS | 009 | RP | 1.500 | 98205 | AT WATER METER BY EAST DOOR
4131 | MORSE CROSSING | 43219-6015 | Not Required by DOW | 43809 | WATTS | 009 | RP | 1.500 | 3603861 | BY WATER METER BY EAST DOOR
4131 | MORSE CROSSING | 43219-6015 | Not Required by DOW | 418822 | WATTS | 909 | RP | 0.750 | 3603862 | YARD HYDRANT, BY WATER METER BY EAST DOOR
4131 | MORSE CROSSING | 43219-6015 | Not Required by DOW | 135051 | WATTS | 007M2QT | DC | 1.500 | 3622828 | Back room on wall above and to the right of main backflow device
4141 | MORSE CROSSING | 43219-6015 | Not Required by DOW | 166338 | WATTS | 009M2QT | RP | 1.500 | 63041 | RISER ROOM
4141 | MORSE CROSSING | 43219-6015 | Active | 3JL0061 | AMES | 3000SE | DCDA | 8.000 | 63042 | RISER ROOM
4141 | MORSE CROSSING | 43219-6015 | Active | 439000 | WILKINS | 975 | RP | 2.000 | 63043 | IN MECH ROOM NW CORNER OF BLDG DOOR ON N SIDE BY GENERATOR
4141 | MORSE CROSSING | 43219-6015 | Not Required by DOW | 467406 | WILKINS | 950XL | DC | 1.500 | 63044 | IN MECH ROOM NW CORNER OF BLDG DOOR ON N SIDE BY GENERATOR, RISER ROOM
4141 | MORSE CROSSING | 43219-6015 | Active | 91840 | WATTS | 007M2QT | DC | 0.750 | 63045 | SPRINKLER RISER ROOM
4147 | MORSE CROSSING | 43219-6015 | Active | 26659 | FEBCO | 825YA | RP | 1.500 | 63069 | NE OF SERVICE AREA AT WATER METER
4147 | MORSE CROSSING | 43219-6015 | Not Required by DOW | H05163 | FEBCO | 825YA | RP | 1.000 | 63070 | MECH ROOM BEHIND WATER MTR
4150 | MORSE CROSSING | 43219- | Active | 2793212 | WILKINS | 975XLBMS | RP | 1.000 | 96768 | MECH ROOM NEXT TO WATER METER
4155 | MORSE CROSSING | 43219-6015 | Active | 2437222 | WILKINS | 975XL | RP | 1.500 | 93016 | MECH ROOM
4155 | MORSE CROSSING | 43219-6015 | Not Required by DOW | 2821881 | WILKINS | 975XL | RP | 1.500 | 94835 | IN OS MECH ROOM NW SIDE OF BLDG
4155 | MORSE CROSSING | 43219-6015 | Not Required by DOW | A01313 | WATTS | 007M2QT | DC | 1.500 | 94836 | ABOVE SOFTNER IN ASIAN RESTAURANT
4155 | MORSE CROSSING | 43219-6015 | Not Required by DOW | A11951 | WATTS | 007M1QT | DC | 1.000 | 101132 | LOCATED ABOVE WATER SOFTENER
4175 | MORSE CROSSING | 43219-6015 | Not Required by DOW | A417198 | WILKINS | 375 | RP | 1.500 | 63153 | IN MECHANICAL ROOM ON W SIDE OF BLDG ABOVE WATER METER
4175 | MORSE CROSSING | 43219-6015 | Active | A006015 | FEBCO | 825Y | RP | 2.000 | 63155 | IN MECHANICAL ROOM ON WEST SIDE OF BLDG AT WATER METER
4175 | MORSE CROSSING | 43219-6015 | Not Required by DOW | 52564 | WILKINS | 975XL | RP | 1.500 | 75066 | REAR MECH ROOM
4199 | MORSE CROSSING | 43219-6015 | Not Required by DOW | 11564 | WATTS | 009M2QT | RP | 1.500 | 63213 | SPRINKLER RISER ROOM
4199 | MORSE CROSSING | 43219-6015 | Active | 302114 | WATTS | 909M1QT | RP | 1.500 | 63214 | SPRINKLER RISER ROOM
4199 | MORSE CROSSING | 43219-6015 | Active | 31L1885 | AMES | 3000SE | DCDA | 8.000 | 63217 | REAR OF STORE, CONTROL ROOM
4199 | MORSE CROSSING | 43219-6015 | Active | 85771 | WATTS | 007M2QT | DC | 0.750 | 63218 | SPRINKLER RISER ROOM
4200 | MORSE CROSSING | 43219 | Active | 433886 | WATTS | 909M1QT | RP | 2.000 | 89555 | 1ST FLOOR CADILAC MECH ROOM
4200 | MORSE CROSSING | 43219 | Active | 1503950506 | AMES | 3000SS | DCDA | 6.000 | 89556 | MECH ROOM SW SECTION OF BUILDING
4200 | MORSE CROSSING | 43219 | Active | 05142 | WATTS | 007M1QT | DC | 0.750 | 89557 | MECH ROOM SW SECTION OF BUILDING
4200 | MORSE CROSSING | 43219 | Not Required by DOW | 432777 | WATTS | 909M1QT | RP | 2.000 | 89558 | 1ST FLOOR CADILLAC
114 | MORSE RD | 43214-1744 | Active | 366105 | WATTS | 909QT | RP | 0.750 | 54039 | IN BOILER ROOM
120 | MORSE RD | 43214-1700 | Active | 200762 | WATTS | 009M2QT | RP | 1.000 | 92580 | MAINT OFFICE MECH ROOM OFF S HALLWAY
120 | MORSE RD | 43214-1700 | Active | 50731 | AMES | 2000B | DC | 0.750 | 92625 | STORAGE MECH/METER/RISER ROOM -Outside Door
120 | MORSE RD | 43214-1700 | Active | 1513240606 | AMES | 3000SS | DCDA | 8.000 | 92626 | STORAGE ROOM NW MECH/METER ROOM -Outside Door BACK BLDG BEHIND CHURCH
120 | MORSE RD | 43214-1700 | Active | 7994G | WILKINS | 375ASTR | RP | 3.000 | 92627 | NW STORAGE/MECH/METER ROOM AT WATER METER Back Outside Door
120 | MORSE RD | 43214-1700 | Not Required by DOW | 615435 | WATTS | 909QT | RP | 0.750 | 92628 | MID BOILER/MECH ROOM 9' OFF FLOOR
280 | MORSE RD | 43214-1740 | Active | 2AM0192 | AMES | 2000SS | DC | 4.000 | 59305 | BASEMENT SOUTH WALL FIRE RISER
280 | MORSE RD | 43214-1740 | Active | 48064C | WILKINS | 975 | RP | 3.000 | 3632780 | BASEMENT SOUTH WALL FIRE RISER
550 | MORSE RD | 43214- | Not required by DOW | 128941OHIO | WATTS | 009QT | RP | 0.750 | 67037 | B6 STUDENT DORM BUILDING
550 | MORSE RD | 43214- | Not required by DOW | A07675OHIO | WATTS | 909QT | RP | 0.750 | 67038 | GYM BOILER ROOM
550 | MORSE RD | 43214- | Not required by DOW | A11400OHIO | WATTS | 909QT | RP | 0.750 | 67039 | PRIMARY SCHOOL BOILER ROOM
550 | MORSE RD | 43214- | Not required by DOW | 606019OHIO | WATTS | 909QT | RP | 0.750 | 67040 | HIGH SCHOOL BOILER ROOM
550 | MORSE RD | 43214- | Not required by DOW | 167954OHIO | WATTS | 009QT | RP | 2.000 | 67041 | A-1 BOILER ROOM
550 | MORSE RD | 43214- | Not required by DOW | 1868017OHIO | WATTS | 909QT | RP | 0.750 | 67042 | STAFF BUILDING BOILER ROOM
550 | MORSE RD | 43214- | Active | 401616 | WATTS | 909 | RP | 10.000 | 67043 | OUTSIDE, ABOVE METER PIT
550 | MORSE RD | 43214- | Not required by DOW | 425504OHIO | WATTS | 909QT | RP | 0.750 | 67044 | VOC BOILER ROOM
550 | MORSE RD | 43214- | Not required by DOW | 508829OHIO | WATTS | 909QT | RP | 1.000 | 67047 | MAINT BOILER ROOM
550 | MORSE RD | 43214- | Not Required by DOW | P55797BOHIO | WILKINS | 950XL | DC | 2.000 | 67048 | GUARD HOUSE MORSE ROAD ENTRANCE ABOVE CEILING IN KITCHEN AREA
550 | MORSE RD | 43214- | Not required by DOW | 611515OHIO | WATTS | 909QT | RP | 1.000 | 90799 | B3 BOILER ROOM
887 | MORSE RD | 43229-6208 | Not Required by DOW | 3103661 | WILKINS | 975XLBMS | RP | 1.500 | 97845 | Fire Pump/ boiler Room
887 | MORSE RD | 43229-6208 | Not Required by DOW | 3204036 | WILKINS | 975XLBMS | RP | 1.500 | 97846 | fire pump/boiler room
887 | MORSE RD | 43229-6208 | Active | QD1567 | WATTS | 957 | RP | 6.000 | 3618131 | HOT BOX SOUTHEAST CORNER OF PROPERTY
887 | MORSE RD | 43229-6208 | Not Required by DOW | 345722 | WATTS | 009M2QT | RP | 2.000 | 3618132 | BOILER ROOM
887 | MORSE RD | 43229-6208 | Not Required by DOW | 4661745 | WILKINS | 975XL2 | RP | 1.500 | 3641139 | SPRINKLER ROOM
887 | MORSE RD | 43229-6208 | Not Required by DOW | 29338 | WATTS | LF919QT | RP | 2.000 | 3641140 | MECH ROOM
900 | MORSE RD | 43229-6210 | Active | 949158 | WILKINS | 975 | RP | 1.500 | 3487975 | NORTHERN MOST WALL WEST END BETWEEN MENS AND WOMENS RESTROOM
900 | MORSE RD | 43229-6210 | Due Install |  |  |  | DCDA | 6.000 | 3639353 | WESTERN MOST WALL NORTH END
960 | MORSE RD | 43229-6212 | Active | 07981 | AMES | 4000B | RP | 1.500 | 3487979 | PARTS DEPT
960 | MORSE RD | 43229-6212 | Active | VC-1895 | AMES | COLT300 | DCDA | 6.000 | 3650952 | FIRE & DOM IN PARTS ROOM BEHIND SHELVES
960 | MORSE RD | 43229-6212 | Active | 64769 | AMES | 2000BM3 | DC | 0.750 | 3651875 | FIRE & DOM IN PARTS ROOM BEHIND SHELVES
990 | MORSE RD | 43229-6212 | Active | 324686 | WATTS | 909M1QT | RP | 2.000 | 74939 | IN LOCKER ROOM
100 | MORSE RD | 43229-6212 | Active | 3000345 | AMES | 3000SS | DCDA | 6.000 | 53553 | RISER ROOM INSIDE REAR OF BUILDING
1000 | MORSE RD | 43229-6212 | Active | 41214 | WATTS | 007M1QT | DC | 0.750 | 53554 | RISER ROOM INSIDE REAR OF BUILDING
1000 | MORSE RD | 43229-6212 | Active | 751248 | WILKINS | 975XLBMS | RP | 2.000 | 53555 | NE REAR OF BUILDING
1048 | MORSE RD | 43229-6290 | Active | 2860951 | WILKINS | 975 | RP | 2.000 | 53702 | IN BASEMENT IN BACK OF BLDG BY WATER METER
1100 | MORSE RD | 43229-6384 | Active | 076157 | WATTS | LF009M2 | RP | 1.500 | 3487981 | BASEMENT MECH ROOM AT METER
1103 | MORSE RD | 43229-6318 | Active | 141108 | WATTS | 009QT | RP | 1.000 | 53893 | MOP SINK ROOM AT WATER MTR ST# 9770
1103 | MORSE RD | 43229-6318 | Not Required by DOW | 148537 | WATTS | 009QT | RP | 1.000 | 53894 | MECH ROOM BY WATER MTR ST# 9770
1110 | MORSE RD | 43229-6329 | Active | 1824271019 | AMES | 2000SS | DC | 4.000 | 3487982 | BSMNT SOUTH METER ROOM AT ELAVATOR AT WATETR METER
1110 | MORSE RD | 43229-6329 | Active | 072175 | WATTS | LF009M2QT | RP | 1.500 | 3641484 | BSMNT SOUTH METER ROOM BY ELAVATOR AT WATER METER
1120 | MORSE RD | 43229-6319 | Active | 11910 | WATTS | 919AQT | RP | 2.000 | 96808 | ROOM 102
1120 | MORSE RD | 43229-6319 | Active | 11906 | WATTS | 919AQT | RP | 2.000 | 96809 | ROOM 102
1150 | MORSE RD | 43229-6327 | Active | 4772532 | WILKINS | 975XL | RP | 2.000 | 3487983 | AFTER WATER METER
1195 | MORSE RD | 43229-6328 | Active | 18333 | WATTS | 919QT | RP | 1.500 | 3605621 | BACK OF BUILDING
1220 | MORSE RD | 43229- | Active | 64793 | WATTS | 919 | RP | 1.000 | 3487985 | AT WATER METER
1230 | MORSE RD | 43229-6321 | Active | 635786 | WATTS | 909QT | RP | 1.000 | 102273 | NW AT WATER MTR BY BATHROOMS
1237 | MORSE RD | 43229-6320 | Active | 365306 | WATTS | LF009M3QT | RP | 0.750 | 3487987 | MTR IN BACK SE CORNER
1244 | MORSE RD | 43229-6321 | Active | 576945 | WATTS | 909QT | RP | 1.000 | 54397 | REAR OF STORE AT WATER METER
1249 | MORSE RD | 43229-6320 | Active | 453327 | WATTS | LF009M3QT | RP | 0.750 | 3487988
1251 | MORSE RD | 43229-6320 | Active | 4955254 | WILKINS | 975 | RP | 1.000 | 3487989 | IN RESTROOM UNDER SINK
1253 | MORSE RD | 43229-6320 | Active | 437845 | WATTS | 009M3-FP | RP | 0.750 | 3487990
1255 | MORSE RD | 43229-6320 | Active | 447321 | WATTS | LF009M3QT | RP |  | 3487992 | MENS RESTROOM
1257 | MORSE RD | 43229-6320 | Active | 447323 | WATTS | 009M3 | RP | 0.750 | 3487993 | RESTROOM UNDER SINK
1259 | MORSE RD | 43229-6320 | Active | 447336 | WATTS | LF009M3QT | RP | 0.750 | 3487994
1260 | MORSE RD | 43229-6321 | Active | 16423 | WATTS | 919AQT | RP | 1.500 | 3603740 | BACK ROOM
1261 | MORSE RD | 43229- | Active | HC60497 | WILKINS | 950 | DC | 0.750 | 3653442 | SPRINKLER ROOM OUTSIDE METER RM OF DOLLAR GEN. #1237
1261 | MORSE RD | 43229- | Active | 29493 | WILKINS | 350 | DC | 4.000 | 3653443 | SPRINKLER ROOM
1265 | MORSE RD | 43229-6320 | Active | 3572875 | WILKINS | 975XL | RP | 2.000 | 102430 | BACK CENTER AT WATER MTR UNDER STAIRS BY STORAGE LOADING AREA
1265 | MORSE RD | 43229-6320 | Active | R04432 | WILKINS | 475DA | RPDA | 6.000 | 102472 | BACK CENTER
1265 | MORSE RD | 43229-6320 | Active | 4514703 | WILKINS | 975XL2 | RP | 0.750 | 102473 | BACK CENTER
1266 | MORSE RD | 43229-6321 | Active | AB17190 | WILKINS | 975XL | RP | 0.750 | 3487996 | AT METER IN BATHROOM
1270 | MORSE RD | 43229-6321 | Active | 4777164 | WILKINS | 975XL2 | RP | 0.750 | 3487997 | 1270 RESTAURANT BACK BATHROOM AT WATER METER
1271 | MORSE RD | 43229-6320 | Active | 495542 | WATTS | 909QT | RP | 0.750 | 96243 | BACK OF STORE IN RESTROOM AT WATER METER
1273 | MORSE RD | 43229-6320 | Active | 251468 | WATTS | 009M2PCQT | RP | 0.750 | 103361 | TODDLER BATHROOM
1273 | MORSE RD | 43229-6320 | Active | 251495 | WATTS | 009M2PCQT | RP | 0.750 | 3654554 | TODDLER BATHROOM
1277 | MORSE RD | 43229-6320 | Active | 607507 | WATTS | 909QT | RP | 0.750 | 3629738 | BOOST MOBILE UNDER BATHROOM SINK
1277 | MORSE RD | 43229-6320 | NULL | [5 empty] | 3629757
1279 | MORSE RD | 43229-6320 | Active | 29496 | WILKINS | 350ASTDA | DCDA | 4.000 | 3629739 | HALLWAY BEHIND BOOST MOBILE
1279 | MORSE RD | 43229-6320 | Active | HC60480 | WILKINS | 950XL | DC | 0.750 | 3653444 | HALLWAY BEHIND BOOST MOBILE
1279 | MORSE RD | 43229-6320 | Active | 11947 | WATTS | 009QT | RP | 0.750 | 88590 | AT METER
1296 | MORSE RD | 43229 | Active | 062351 | WATTS | 009 | RP | 1.500 | 3633695 | AT DOMESTIC WATER METER
1296 | MORSE RD | 43229 | LPS - Active |  |  |  | LPC |  | 3633696 | DOMESTIC PUMP -
1300 | MORSE RD | 43229-6332 | Removed | 15237REM | WATTS | 800MQT | PVB | 0.500 | 54591 | ***REMOVED**** - NE CORNER IN BUILDING ABOVE METER
1300 | MORSE RD | 43229-6332 | Removed | 408367REM | WATTS | 909M1QT | RP | 1.500 | 54592 | ***REMOVED**** - NE CORNER OF BUILDING ABOVE WATER
1321 | MORSE RD | 43229-6322 | Active | 143778 | WILKINS | 975XL | RP | 1.500 | 54683 | SE MECH/COMPRESSOR ROOM AT WATER METER
1330 | MORSE RD | 43229-6332 | Active | 22249 | WATTS | 009QT | RP | 1.500 | 54702 | AFTER METER IN BOILER ROOM IN BASEMENT, 1330 morse rd
1395 | MORSE RD | 43229-6435 | Due Install |  |  |  | RP | 1.000 | 3488002 | BY HOT WATER TANK S SIDE
1395 | MORSE RD | 43229-6435 | Due Install |  |  |  | DCDA | 8.000 | 3650872
1414 | MORSE RD | 43229-6433 | Not Required by DOW | 02343 | WATTS | 919 | RP | 0.500 | 54953 | KITCHEN SW CORNER BEHIND MIXER in 1418 Grandads Pizza
1414 | MORSE RD | 43229-6433 | Active | AJAU7188 | WILKINS | 375 | RP | 0.750 | 3636657 | MTR IN RESTROOM IN CARRYOUT
1424 | MORSE RD | 43229-6433 | Active | ABB25864 | WILKINS | 975XL | RP | 1.000 | 3488005 | SOUTH UTILITY BOX
1472 | MORSE RD | 43229-6424 | Active | ABW5437 | WILKINS | 975XL2 | RP | 0.750 | 3488008
1479 | MORSE RD | 43229-6423 | Active | A04189 | AMES | 2000B | DC | 2.000 | 54981 | CLOSET BY MEN'S RESTROOM-1479 Morse
1479 | MORSE RD | 43229-6423 | Active | 235802 | WATTS | 009M3QT | RP | 0.750 | 55105 | BASEMENT
1479 | MORSE RD | 43229-6423 | Due Install |  |  |  | RP | 1.500 | 3624872
1492 | MORSE RD | 43229-6440 | Due Install |  |  |  | RP | 0.750 | 3488013
1506 | MORSE RD | 43229-6424 | Active | 4681034 | WILKINS | 975XL2 | RP | 0.750 | 3488017 | NORTH WALL AT THE WATER METER LEFT OF BACKDOOR
1551 | MORSE RD | 43229-6425 | Not Required by DOW | CB112242 | WILKINS | 720A | PVB | 1.000 | 95755 | Outside on Southwest Side of Building
1551 | MORSE RD | 43229-6425 | Active | 446017 | WATTS | 909M1QT | RP | 1.500 | 99764 | BSMNT MECH/FURN ROOM AT WATER METER
1600 | MORSE RD | 43229-6506 | Active | W210426 | WILKINS | 975XL | RP | 0.750 | 88000 | MECH ROOM IN RESTROOM
1615 | MORSE RD | 43229 | Active | 4467010 | WILKINS | 975XL | RP | 2.000 | 3626459 | REAR OF BLDG IN MECH RM AT WATER METER
1618 | MORSE RD | 43229 | Active | 22609 | WATTS | 919QT | RP | 1.500 | 3624824 | N SIDE MIDDLE OF BLDG BY WATER METER
1618 | MORSE RD | 43229 | Active | 21438 | WATTS | 919QT | RP | 1.500 | 3624825 | N SIDE MIDDLE OF BLDG BY WATER METER
1630 | MORSE RD | 43229-6502 | Active | 248919 | WATTS | 909HWM1QT | RP | 2.000 | 90038 | SPRINKLER ROOM
1630 | MORSE RD | 43229-6502 | Not Required by DOW | 3504 | WATTS | 008PCQT | PVB | 0.500 | 90040 | AT SINK IN SEAFOOD DEPT
1630 | MORSE RD | 43229-6502 | Not Required by DOW | 52190 | WATTS | 008PCQT | SVB | 0.500 | 90041 | AT SINK IN BAKERY
1630 | MORSE RD | 43229-6502 | Not Required by DOW | 53984 | WATTS | 008PCQT | PVB | 0.750 | 98052 | PRODUCE AT COOLER
1630 | MORSE RD | 43229-6502 | Not Required by DOW | 60661 | WATTS | 008PCQT | SVB | 0.500 | 101895 | DELI
1630 | MORSE RD | 43229-6502 | Not Required by DOW | 61154 | WATTS | 008PCQT | SVB | 0.500 | 101896 | MEAT PREP ROOM
1630 | MORSE RD | 43229-6502 | Due Install |  |  |  | DC |  | 3635288 | SPRINKLER ROOM
1635 | MORSE RD | 43229 | Active | 4473904 | WILKINS | 975XL | RP | 2.000 | 3626457 | REAR OF BLDG IN MECH RM AT WATER METER
1635 | MORSE RD | 43229 | Not Required by DOW | 4598260 | WILKINS | 975XL | RP | 0.750 | 3641438 | BACK OF STORE NEXT TO HOT WATER HEATER
1649 | MORSE RD | 43229- | Not Required by DOW | 183926 | WATTS | 009M3QT | RP | 0.750 | 55698 | 2nd Fl Server Rm. North wall West of center dr under tile - 4485 northland ridge
1649 | MORSE RD | 43229- | Not Required by DOW | W218438 | WILKINS | 975XLBMS | RP | 0.750 | 55699 | 1st fl dr 1201 south wall under 4 fl tiles from SE corner of rm
1649 | MORSE RD | 43229- | Not Required by DOW | 270944 | WATTS | 909M1QT | RP | 2.000 | 55700 | BOILER ROOM
1649 | MORSE RD | 43229- | Not Required by DOW | H027269 | FEBCO | 720A | PVB | 2.000 | 55701 | SOUTHWEST SIDE OF BUILDING
1649 | MORSE RD | 43229- | Active | N2211110845 | FEBCO | 880V | RP | 4.000 | 55702 | PUMP ROOM MAIN FLOOR SW CORNER
1649 | MORSE RD | 43229- | Active | N15632 | WILKINS | 350 | DCDA | 8.000 | 55703 | basement meter rm @ base of south center stairwell
1649 | MORSE RD | 43229- | Active | W149470 | WILKINS | 950 | DC | 0.750 | 55704 | basement meter rm @ base of south center stairwell
1649 | MORSE RD | 43229- | LPS - Active |  |  |  | LST |  | 3633670 | FIRE PUMP - PUMP ROOM (OHIO DEPARTMENT OF TAXATION)
1649 | MORSE RD | 43229- | LPS - Active |  |  |  | LPC |  | 3633671 | DOMESTIC PUMP - FIRE PUMP ROOM
1650 | MORSE RD | 43229 | Active | 105699 | WATTS | 009M2QT | RP | 1.500 | 3638886 | SOUTHEAST SECTION OF PROPERTY IN HOT BOX
1650 | MORSE RD | 43229 | Not Required by DOW | 166984 | WATTS | 009 | RP | 1.500 | 3638955 | SOUTHEAST SECTION OF PROPERTY IN HOT BOX
1661 | MORSE RD | 43229 | Active | 3987918 | WILKINS | 975XL | RP | 1.500 | 3608281 | METER ROOM
1661 | MORSE RD | 43229 | Not Required by DOW | 014835 | WATTS | 909 | RP | 1.000 | 3608316 | METER ROOM
1661 | MORSE RD | 43229 | Not Required by DOW | 3866999 | WILKINS | 975XL | RP | 0.750 | 3608317 | IN CEILING ABOVE POP MACHINE
1661 | MORSE RD | 43229 | Active | N11411101049 | FEBCO | 876V | DCDA | 4.000 | 3636804 | NORTHWEST CORNER OF BLDG BY DOOR
1661 | MORSE RD | 43229 | Active | 35799 | WATTS | 719 | DC | 0.750 | 3636805 | FIRE SIDE CAR NORTHWEST CORNER OF BLDG BY DOOR
1700 | MORSE RD | 43229-9513 | Not Required by DOW | H297974 | FEBCO | 765 | PVB | 1.000 | 55905 | Front of the house
1700 | MORSE RD | 43229-9513 | Active | OE-2958 | WATTS | 957 | RP | 4.000 | 3607617 | HOT BOX @ PIT
1700 | MORSE RD | 43229-9513 | Active | 114213 | WATTS | 774 | DC | 8.000 | 3607618 | PIT
1717 | MORSE RD | 43229-6501 | Active | WN735 | APOLLO/CONBRACO | 4020702 | RP | 1.500 | 87999 | BACK OF RESTARANTE NEXT TO METER
1717 | MORSE RD | 43229-6501 | Not Required by DOW | CAB67865 | WILKINS | 720A | PVB | 1.000 | 88016 | SOUTH SIDE OF BUILDING
1735 | MORSE RD | 43229 | Active | 288872 | WATTS | 009 | RP | 0.750 | 3648334 | HOTBOX NORTHEAST OF BLDG BY STREET
1745 | MORSE RD | 43229- | Active | 6881 | WILKINS | 375 | RP | 3.000 | 3618356 | SE CORNER OF LOADING DOCK IN CAGE
1745 | MORSE RD | 43229- | Active | 7495 | WILKINS | 375 | RP | 3.000 | 3618395 | SE CORNER OF LOADING DOCK IN CAGE
1745 | MORSE RD | 43229- | Active | QA1711 | AMES | COLT 300GV | DCDA | 6.000 | 3618396 | SE CORNER OF LOADING DOCK IN CAGE
1745 | MORSE RD | 43229- | Active | 42034 | AMES | 2000B | DC | 0.750 | 3618397 | SE CORNER OF LOADING DOCK IN CAGE
1745 | MORSE RD | 43229- | Not Required by DOW | 4150002 | WILKINS | 975 | RP | 2.000 | 3618398 | SE CORNER OF LOADING DOCK IN CAGE
1763 | MORSE RD | 43229 | Active | 427072 | WATTS | LF009M3QT | RP | 0.750 | 3648300 | HOTBOX NORTHWEST SECTION OF PROPERTY
1780 | MORSE RD | 43229-9513 | Due Install |  |  |  | RP | 6.000 | 3488024 | METER IN PIT SOUTH OF DRIVE IN BUSHES OFF TAMARACK
1780 | MORSE RD | 43229-9513 | Active | ACT1132 | AMES | 975XL2 | RP | 2.000 | 3659657 | IN WAREHOUSE LOADING DOCK
1790 | MORSE RD | 43229-6537 | Active | 328147 | WATTS | LF009 | RP | 1.000 | 3488025 | STOCK ROOM AT METER IN 1796 (FIRESTONE)
1795 | MORSE RD | 43229- | Not Required by DOW | G036512 | WILKINS | 720A | PVB | 0.750 | 89462 | OUTSIDE REAR OF BUILDING - 1795 MORSE RD
1795 | MORSE RD | 43229- | Active | 1210412 | WILKINS | 975XL | RP | 0.750 | 90913 | BACK OF MECHANIC ROOM - 1795 MORSE
1795 | MORSE RD | 43229- | Due Install |  |  |  | LPC |  | 3646742 | BACK OF MECHANIC ROOM - 1795 MORSE - LAWN IRRIGATION BOOSTER PUMP
1800 | MORSE RD | 43229-6604 | Active | 235255 | WATTS | LF009M2QT | RP | 1.500 | 3488026 | PARTS DEPT
1805 | MORSE RD | 43229 | Active | 63825 | AMES | 2000B | DC | 0.750 | 100207 | OUTSIDE HEATER BOX, FRONT NORTHWEST CORNER OF BUILDING
1805 | MORSE RD | 43229 | Active | 1711231209 | AMES | 3000SS | DCDA | 10.000 | 100251 | OUTSIDE HEATER BOX, FRONT OF BUILDING NORTHWEST CORNER
1805 | MORSE RD | 43229 | Active | 13317 | WATTS | 919QT | RP | 1.500 | 100690 | VALVE & METER ROOM (FRONT)
1805 | MORSE RD | 43229 | Not Required by DOW | 3360289 | WILKINS | 975XL2 | RP | 1.500 | 100691 | VALVE & METER ROOM (FRONT)
1805 | MORSE RD | 43229 | LPS - Active |  |  |  | LST |  | 3636668
1815 | MORSE RD | 43229 | Active | 3530686 | WILKINS | 975 | RP | 1.500 | 102285 | BY METER
1815 | MORSE RD | 43229 | Active | 3425276 | WILKINS | 975 | RP | 1.000 | 102286 | BY METER
1827 | MORSE RD | 43229 | Active | 3764733 | WILKINS | 975XL | RP | 1.500 | 103357 | REAR MECHANICAL ROOM OF 1825
1853 | MORSE RD | 43229 | Active | 14157 | WATTS | 919AQT | RP | 1.500 | 101682 | OUTSIDE REAR MECH ROOM
1875 | MORSE RD | 43229-6603 | Active | 1456530805 | AMES | 3000SS | DCDA | 4.000 | 56466 | NE CORNER WALL
1875 | MORSE RD | 43229-6603 | Active | 46121 | AMES | 2000B | DC | 0.750 | 56467 | NE CORNER WALL
1875 | MORSE RD | 43229-6603 | Active | 359921 | WILKINS | 975XL2 | RP | 1.500 | 92269 | ELECTRICAL ROOM SOUTH END OF BUILDING AT METER
1888 | MORSE RD | 43229-6604 | Active | 42728 | WATTS | 009QT | RP | 2.000 | 56517 | IN HOT BOX BY EAST SIDE USED CAR LOT
1925 | MORSE RD | 43229 | Active | 4907083 | WILKINS | 975XL2 | RP | 0.750 | 3607875 | In cabinet (west wall)
1944 | MORSE RD | 43229-6606 | Active | 11791 | WATTS | LF919QT | RP | 1.250 | 3488027 | SW AT WATER METER KITCHEN AREA
2007 | MORSE RD | 43229-6663 | Active | J005753 | FEBCO | 825Y | RP | 1.000 | 3488029
2049 | MORSE RD | 43229-6605 | Active | 86759 | WATTS | 009M2QT | RP | 1.500 | 57108 | AT WATER METER
2057 | MORSE RD | 43229-6605 | Replaced | REP268748 | WATTS | 009M2PCQT | RP | 0.750 | 57131 | REPLACED- NEXT TO METER BY WATER TANK
2057 | MORSE RD | 43229-6605 | Active | ALA08204 | WILKINS | 975XL3 | RP | 0.750 | 3609412 | NEXT TO METER BY WATER TANK
2110 | MORSE RD | 43229 | Active | 64027 | WATTS | LF919QT | RP | 1.000 | 3635175 | AFTER DOMESTIC WATER METER.
2115 | MORSE RD | 43229-6668 | Active | AMA 13179 | WILKINS | 975XL3 | RP | 1.500 | 57337 | SW MECH/RISER ROOM AT WATER METER
2115 | MORSE RD | 43229-6668 | Not Required by DOW | 231955 | WATTS | 909M1QT | RP | 1.250 | 57338 | REAR OF STORE AT METER
2115 | MORSE RD | 43229-6668 | Active | N0804220632 | FEBCO | 876 | DCDA | 6.000 | 97940 | SW MECH/RISER ROOM
2115 | MORSE RD | 43229-6668 | Active | H012378 | FEBCO | 805YB | DC | 0.750 | 97941 | SW MECH/RISER ROOM
2130 | MORSE RD | 43229-6665 | Active | 4902075 | WILKINS | 975XL | RP | 1.000 | 3488032
2136 | MORSE RD | 43229-6665 | Active | 22F320 | BEECO | WILKINS | RP | 0.750 | 3488033
2160 | MORSE RD | 43229-5821 | Active | A59911 | WATTS | 009M3QT | RP | 0.750 | 57479 | MECHANICAL ROOM
2165 | MORSE RD | 43229-5802 | Active | 73013 | WATTS | LF919QT | RP | 1.000 | 3488034 | MECH ROOM AT WATER METER
2185 | MORSE RD | 43229-5800 | Active | 89246 | WATTS | 919 | RP | 0.750 | 3488037 | AT METER
2200 | MORSE RD | 43229-5821 | Due Install |  |  |  | RP | 8.000 | 3488038
2203 | MORSE RD | 43229-5820 | Due Install |  |  |  | RP | 1.000 | 3488039 | NORTHEAST CORNER
2203 | MORSE RD | 43229-5820 | Due Install |  |  |  | DCDA | 4.000 | 3658165 | NORTHEAST CORNER
2245 | MORSE RD | 43229-5820 | Active | 3471528 | WILKINS | 975XL | RP | 1.500 | 100497 | SOUTHEAST WALL BY METER
2295 | MORSE RD | 43229-5820 | Removed | 494681REM | WILKINS | 975 | RP | 0.750 | 57871 | REMOVED-EQUIPMENT ROOM (MECH RM)
2295 | MORSE RD | 43229-5820 | Inactive | REP4014393 | Wilkins | 975 | RP | 1.500 | 57872 | INSIDE WATER METER ROOM-REPLACED
2295 | MORSE RD | 43229-5820 | Active | ACF1687 | Wilkins | 975XL | RP | 1.500 | 3650747 | INSIDE WATER METER ROOM
2296 | MORSE RD | 43229-5858 | Not Required by DOW | 309766 | WATTS | 909M1 | RP | 2.000 | 57874 | 2260 INSIDE CLOSET FRONT EAST SIDE OF BLDG
2296 | MORSE RD | 43229-5858 | Not Required by DOW | 125874 | WATTS | 009PCQT | RP | 1.500 | 88681 | 2296 Aldi's store center rear north wall
2296 | MORSE RD | 43229-5858 | Active | N0609141103 | FEBCO | 870V | DC | 6.000 | 90480 | @ MAIN WATER METER IN OUTSIDE MECH RM ON S SIDE SPR 53
2296 | MORSE RD | 43229-5858 | Active | 435230 | WATTS | 909 | RP | 1.500 | 3629721 | @ MAIN WATER METER IN OUTSIDE MECH RM ON S SIDE
2350 | MORSE RD | 43229-5801 | Active | 1341889 | WILKINS | 975XL | RP | 2.000 | 3488046 | CLASS ROOM IN WALL BEHIND PLYWOOD
2350 | MORSE RD | 43229-5801 | Active | 74385 | AMES | 2000BM3 | DC | 0.750 | 3656777 | HOT BOX AT SE FRONT CORNER OF BUILDING
2350 | MORSE RD | 43229-5801 | Active | XH-0413 | AMES | COLT 300BF | DCDA | 8.000 | 3656778 | HOT BOX AT SE FRONT CORNER OF BUILDING
2361 | MORSE RD | 43229-5856 | Not Required by DOW | 272857 | WATTS | 909M1QT | RP | 1.500 | 58069 | SE CORNER OF PUMP ROOM
2361 | MORSE RD | 43229-5856 | Removed | 275278REM | WATTS | 909M1QT | RP | 2.000 | 58070 | SE CORNER OF PUMP ROOM
2361 | MORSE RD | 43229-5856 | Removed | 276199REM | WATTS | 909M1QT | RP | 2.000 | 58071 | 1ST FL LADIES RM UNDER COUNTER IN OLD BLDG
2361 | MORSE RD | 43229-5856 | Removed | 276269REM | WATTS | 909M1QT | RP | 2.000 | 58072 | SE CORNER OF PUMP ROOM
2361 | MORSE RD | 43229-5856 | Removed | 323REM | CONBRACO | 4020402 | RP | 0.750 | 58074 | FIRE PUMP ROOM
2361 | MORSE RD | 43229-5856 | Not Required by DOW | F0411231414 | FEBCO | 870 | DC | 8.000 | 58075 | PUMP ROOM
2361 | MORSE RD | 43229-5856 | Not Required by DOW | F0411231417 | FEBCO | 870 | DC | 8.000 | 58076 | RISER ROOM #2
2361 | MORSE RD | 43229-5856 | Not Required by DOW | F0411231424 | FEBCO | 870 | DC | 8.000 | 58077 | RISER ROOM #1
2361 | MORSE RD | 43229-5856 | Not Required by DOW | W150016 | WILKINS | 975XL | RP | 1.500 | 58078 | NORTH END MECH ROOM 1-0139
2361 | MORSE RD | 43229-5856 | Removed | X304REM | CONBRACO | 40204A2Z | RP | 0.750 | 58079 | FIRE PUMP ROOM
2361 | MORSE RD | 43229-5856 | Active | UL-1505 | WATTS | 957 | RP | 8.000 | 3648799 | HOTBOX AFTER METER PIT ON MORSE RD NORTHWEST CORNER OF PROPERTY
2361 | MORSE RD | 43229-5856 | Not Required by DOW | ACB8734 | WILKINS | 975XL | RP | 2.000 | 3649462 | FIRE SUPPRESSION ROOM EAST CORNER
2361 | MORSE RD | 43229-5856 | Not Required by DOW | ACB8999 | WILKINS | 975XL | RP | 2.000 | 3649463 | FIRE SUPPRESSION ROOM EAST CORNER
2361 | MORSE RD | 43229-5856 | Not Required by DOW | ACB8725 | WILKINS | 975XL | RP | 2.000 | 3650942 | Boiler Mechanical Room #0139
2375 | MORSE RD | 43229- | Active | 302454 | WATTS | 909M1QT | RP | 2.000 | 58073 | BLDG LOCATED SOUTHEAST CORNER OF PROPERTY. BF IN MECH RM SOUTHWEST RM
2380 | MORSE RD | 43229- | Active | 43611 | WATTS | 919QT | RP | 1.000 | 103958 | METER CLOSET WEST SIDE OF BUILDING
2439 | MORSE RD | 43229-5855 | Due Install |  |  |  | RP |  | 3488049
2524 | MORSE RD | 43231-5930 | Active | A44890 | WATTS | 009M3QT | RP | 0.750 | 95326 | IN BATHROOM
2550 | MORSE RD | 43231-5930 | Active | 303563 | WATTS | 009 | RP | 1.000 | 3488053 | AT METER
2575 | MORSE RD | 43231-5929 | Active | 41594 | WATTS | 919QT | RP | 0.750 | 58664 | NORTH WALL NEXT TO SINK
2631 | MORSE RD | 43231-5931 | Active | 4661719 | WILKINS | 975XL2 | RP | 1.500 | 3488058 | NW CORNER OF BUILDING
2631 | MORSE RD | 43231-5931 | Due Install |  |  |  | DCDA |  | 3646941 | MTR PIT N/W
2632 | MORSE RD | 43231-5932 | Active | 74668 | WILKINS | 350DA | DCDA | 4.000 | 3488060
2632 | MORSE RD | 43231-5932 | Active | 96943 | WATTS | 919QT | RP | 0.750 | 3628295
2632 | MORSE RD | 43231-5932 | Active | HC55550 | WILKINS | 950XL | DC | 0.750 | 3654219
2646 | MORSE RD | 43231-5932 | Active | 1043410 | WILKINS | 975 | RP | 1.000 | 58861 | MID W PARTS ROOM CABINET AT WATER METER
2657 | MORSE RD | 43231-5931 | Active | 384973 | WATTS | LF009M3QT | RP | 0.750 | 3488061 | FURNACE ROOM
2710 | MORSE RD | 43231- | Active | 1080880902 | AMES | 4000SS | RP | 6.000 | 59068 | INSIDE METER HOUSE--4399 CALDERWOOD DRIVE
2710 | MORSE RD | 43231- | Not Required by DOW | 198977 | WATTS | 009QT | RP | 2.000 | 59069 | POOL/PUMP ROOM
2715 | MORSE RD | 43231-5931 | Active | XD-0153 | AMES | 300-GV | DCDA | 6.000 | 3654666 | Meter Pit West Side of Entry Way
2715 | MORSE RD | 43231-5931 | Active | 234285 | WATTS | 007M3 | DC | 0.750 | 3654667 | On DCDA in Meter Pit West Side of Entry Way
2725 | MORSE RD | 43231-5931 | Active | ALA30375 | WILKINS | 975 XL3 | RP | 0.750 | 3488066 | FRONT BUILDING BY METER
2733 | MORSE RD | 43231-5931 | Active | 3749229 | WILKINS | 975 | RP | 0.750 | 3488067 | AT METER IN BASEMENT
2780 | MORSE RD | 43231-5932 | Active | ABP9593 | WILKINS | 975XL2 | RP | 0.750 | 3488070
2780 | MORSE RD | 43231-5932 | Active | AEA4053 | WILKINS | 950XLT2 | DC | 2.000 | 3650956
2811 | MORSE RD | 43231-6033 | Active | W115440 | WILKINS | 975XL | RP | 1.000 | 59375 | SOUTH CENTER WALL AT WATER METER
2835 | MORSE RD | 43231-6033 | Active | 01016 | AMES | 2000B | DC | 0.750 | 95754
2835 | MORSE RD | 43231-6033 | Active | 165441 | AMES | 3000SS | DCDA | 4.000 | 95759
2835 | MORSE RD | 43231-6033 | Active | 09933 | WATTS | 919AQT | RP | 1.500 | 95913 | RISER ROOM
2850 | MORSE RD | 43231-6034 | In Review |  |  |  | RP |  | 3488073
2899 | MORSE RD | 43231- | Active | 191132 | AMES | 3000SS | DCDA | 6.000 | 3488075 | MECH RM NORTH
2899 | MORSE RD | 43231- | Active | 26255 | WATTS | 007M1 | DC | 0.750 | 3622970 | FIRE SIDECAR, MECH RM
2899 | MORSE RD | 43231- | Active | 21194 | WATTS | 919 | RP | 1.500 | 3622971 | MECH RM
2900 | MORSE RD | 43231-6036 | Not Required by DOW | T023951 | WILKINS | 720A | PVB | 1.000 | 94074 | NORTHEAST CORNER OF BLDG 2950
2900 | MORSE RD | 43231-6036 | Active | 0227471 | WATTS | LF909 | RP | 1.500 | 3624817 | IN PARTS DEPARTMENT SERVER ROOM
2950 | MORSE RD | 43231-6036 | Not Required by DOW | t392431 | WILKINS | 720A | PVB | 1.000 | 94075 | left side of entrance by gas meter
2950 | MORSE RD | 43231-6036 | Active | 36563 | WATTS | 919QT | RP | 2.000 | 3639072 | IN SHOP AREA BY PARTS DEPARTMENT AT METER
2975 | MORSE RD | 43231-6051 | Due Install |  |  |  | RP | 1.500 | 3488077
2975 | MORSE RD | 43231-6051 | Due Install |  |  |  | DCDA | 6.000 | 3624700
2980 | MORSE RD | 43231-6036 | Active | 3836427 | WILKINS | 975 | RP | 0.750 | 59643 | BOX IN RESTROOM UNDER SINK
2985 | MORSE RD | 43231-6035 | Active | 69279 | WATTS | 009M3QT | RP | 0.750 | 59648 | USE 6/3/15 CAG. OFFICE CORNER
2995 | MORSE RD | 43231-6035 | Active | 83447 | WATTS | LF919QT | RP | 0.750 | 59671 | S BACK KITCHEN AREA UNDER SM SINK AT WATER METER
3000 | MORSE RD | 43231- | Active | 2133833 | WILKINS | 975XL | RP | 1.000 | 3488079 | IN CABINET IN LAUNDRY ROOM
3003 | MORSE RD | 43231-6037 | Not Required by DOW | 21038 | WATTS | 919AQT | RP | 0.750 | 59785 | MECHANICAL ROOM ON S SIDE OF BLDG
3003 | MORSE RD | 43231-6037 | Active | 4431207 | WILKINS | 975 | RP | 1.500 | 59786 | MECHANICAL ROOM SOUTH SIDE OF BUILDING
3015 | MORSE RD | 43231-6037 | Active | 367263 | WATTS | 009M3-FP | RP | 0.750 | 3488080
3039 | MORSE RD | 43224- | Active | 60420 | WATTS | LF909QT | RP | 1.000 | 3558094 | AT WATER METER W WALL CIRCLE K
3039 | MORSE RD | 43224- | LPS - Active |  |  |  | LPC | 1.000 | 3624898 | DOMESTIC PUMP - PUMP AFTER MTR & BKFL W WALL CIRCLE K
3070 | MORSE RD | 43201 | Active | 3662415 | WILKINS | 975XL | RP | 1.250 | 3602871 | BACK ROOM AT METER
3104 | MORSE RD | 43231-6132 | Active | 4777167 | WILKINS | 975 | RP | 0.750 | 3488083
3181 | MORSE RD | 43231-6156 | Active | B457100 | WILKINS | 375XL2 | RP | 2.000 | 3656220 | LOWER LEVEL CENTER
3181 | MORSE RD | 43231-6156 | Active | 28849B | WILKINS | 350ASTDA | DCDA | 6.000 | 3656233 | LOWER LEVEL CENTER
3181 | MORSE RD | 43231-6156 | Active | HC57284 | WILKINS | 950XLD | DC | 0.750 | 3656234 | LOWER LEVEL CENTER
3208 | MORSE RD | 43231-6132 | Active | 310584 | WATTS | 009M2QT | RP | 2.000 | 103710 | 3200 MORSE RD, BY METER, SOUTH WALL METER ROOM
3208 | MORSE RD | 43231-6132 | Active | 176919 | AMES | 3000SS | DCDA | 6.000 | 103734 | 3200 MORSE RD, RISER ROOM FRONT OF BUILDING
3208 | MORSE RD | 43231-6132 | Active | 18278 | WATTS | 007M1QT | DC | 0.750 | 103735 | 3200 MORSE RD, RISER ROOM FRONT OF BUILIDING
3208 | MORSE RD | 43231-6132 | Active | KI-1653 | AMES | COLT 400 | RP | 3.000 | 103736 | 3200 MORSE RD, GARAGE AREA MIDDLE
3208 | MORSE RD | 43231-6132 | Not Required by DOW | 350980 | WATTS | 009M2-FP | RP | 1.000 | 103737 | BY METER SOUTH WALL METER ROOM
3223 | MORSE RD | 43231-6115 | Active | 1714750210 | AMES | 3000SS | DCDA | 6.000 | 100150 | RISER ROOM
3223 | MORSE RD | 43231-6115 | Active | 15003 | WATTS | 007M1QT | DC | 0.750 | 100151 | RISER ROOM
3223 | MORSE RD | 43231-6115 | Active | 1235950310 | AMES | 4000SS | RP | 3.000 | 100152 | RISER ROOM
3227 | MORSE RD | 43231-6133 | Active | 68034 | WATTS | LF919QT | RP | 0.750 | 60225 | SW AT WATER METER BY SHOP SINK
3264 | MORSE RD | 43231- | Due Install |  |  |  | RP |  | 3488088
3265 | MORSE RD | 43231-6133 | Not Required by DOW | W255256 | WILKINS | 975XLBMS | RP | 1.000 | 89355 | MECH ROOM
3265 | MORSE RD | 43231-6133 | Active | 2257665 | WILKINS | 975XL | RP | 1.500 | 89430 | MECH ROOM
3301 | MORSE RD | 43231-6135 | Active | 137021 | WATTS | LF009M2QT | RP | 1.500 | 3488090 | HOTBOX WEST OF BLDG
3322 | MORSE RD | 43231-6136 | Active | ACN5243 | WILKINS | 975 | RP | 1.500 | 3488092 | NEXT TO WATER METER
3338 | MORSE RD | 43231-6136 | Active | 219281 | WATTS | 009 | RP | 0.500 | 3488094 | AT METER
3344 | MORSE RD | 43231-6136 | Active | 3835979 | WILKINS | 975XL2 | RP | 0.750 | 93044 | Domestic
3344 | MORSE RD | 43231-6136 | Active | 108688 | AMES | 3000SS | DCDA | 6.000 | 93055 | FIRE RISER ROOM
3344 | MORSE RD | 43231-6136 | Active | 31172 | WATTS | 719QT | DC | 0.750 | 93056 | FIRE RISER ROOM
3360 | MORSE RD | 43231-6136 | Not Required by DOW | 108887 | WATTS | 009M3QT | RP | 0.750 | 60514 | SERVICE AREA WALL
3360 | MORSE RD | 43231-6136 | Active | 1267050503 | AMES | 3000 | DCDA | 4.000 | 60515 | MECH ROOM WEST SIDE REAR
3360 | MORSE RD | 43231-6136 | Not Required by DOW | 225485 | WATTS | 009M3QT | RP | 0.750 | 60516 | carwash sanit station-sw side e wall
3360 | MORSE RD | 43231-6136 | Active | 30091 | AMES | 2000b | DC | 0.750 | 60517 | MECH ROOM WESTSIDE
3360 | MORSE RD | 43231-6136 | Active | 94141 | WATTS | 009M2QT | RP | 1.500 | 60518 | MECHANICAL ROOM AT WATER METER
3360 | MORSE RD | 43231-6136 | Not Required by DOW | 190151 | WATTS | 009M2QT | RP | 1.000 | 89389 | above water meter
3360 | MORSE RD | 43231-6136 | Not Required by DOW | 20416NDOW | WATTS | 919AQT | RP | 0.750 | 96516 | WASH BAY NW CORNER OF BLDG
3360 | MORSE RD | 43231-6136 | Not Required by DOW | 32600NDOW | WATTS | 909QT | RP | 0.750 | 96517 | HOT WATER TO HOSE BIBS
3380 | MORSE RD | 43231-6136 | Not Required by DOW | 1002101 | WILKINS | 975 | RP | 2.000 | 60550 | MECH ROOM
3380 | MORSE RD | 43231-6136 | Active | 1073752 | WILKINS | 975 | RP | 2.000 | 60551 | MECH ROOM TIRE WAREHOUSE AT WATER METER
3440 | MORSE RD | 43231-6136 | Removed | 158REM | WATTS | 909 | RP | 1.000 | 3488098
3440 | MORSE RD | 43231-6136 | Active | 64779 | WATTS | 919 | RP | 1.000 | 3630021 | AT METER
3445 | MORSE RD | 43231-6183 | Removed | H10961REM | FEBCO | 860 | RP | 1.000 | 60760 | **REMOVED** WESTSIDE BACK BAY DOOR
3445 | MORSE RD | 43231-6183 | Active | 4861424 | WILKINS | 975 | RP | 2.000 | 3648995 | NW MECH/METER ROOM AT WATER METER
3445 | MORSE RD | 43231-6183 | Active | UK-1419 | WATTS | 957RPDA-GV | RPDA | 8.000 | 3648997 | NW MECH/METER ROOM
3445 | MORSE RD | 43231-6183 | Active | 88396 | WATTS | LF919QT | RP | 0.750 | 3648998 | NW MECH/METER ROOM
3445 | MORSE RD | 43231-6183 | Not Required by DOW | 4881184 | WILKINS | 975XL | RP | 1.000 | 3649126 | IN CAR WASH BAY
3448 | MORSE RD | 43231-6136 | Removed | 119034REM | WATTS | 909 | RP | 1.000 | 3488099
3448 | MORSE RD | 43231-6136 | Active | 64786 | WATTS | 919QT | RP | 1.000 | 3630020
3481 | MORSE RD | 43230 | Active | 00619 | WATTS | 909 | RP | 3.000 | 3623290 | MAIN MECHANICAL ROOM
3481 | MORSE RD | 43230 | Not Required by DOW | 4410635 | WILKINS | 975XL | RP | 2.000 | 3623291 | 3487 MORSE RD, CAR WASH MECHANICAL BAY
3481 | MORSE RD | 43230 | Active | 1909980217 | AMES | 3000 | DCDA | 8.000 | 3624413
3481 | MORSE RD | 43230 | Active | 78011 | AMES | 2000B | DC | 0.750 | 3624414
3481 | MORSE RD | 43230 | Not Required by DOW | 4358475 | WILKINS | 975XL | RP | 1.500 | 3624499 | MECHANICAL AREA BY METERS
3600 | MORSE RD | 43230 | Active | TJ-1392 | WATTS | 957 | RP | 4.000 | 3646952 | HOTBOX NEAR METER PIT. HILTON GARDEN INN
3600 | MORSE RD | 43230 | Active | 169280619 | WATTS | 774 | DCDA | 8.000 | 3646953 | METER PIT
3600 | MORSE RD | 43230 | Active | 22283 | WATTS | 007 | DC | 0.750 | 3646954 | METER PIT FIRE BYPASS
3600 | MORSE RD | 43230 | Not Required by DOW | 096440 | WATTS | LF009M2QT | RP | 1.500 | 3651257
3600 | MORSE RD | 43230 | Not Required by DOW | 096442 | WATTS | LF009M2QT | RP | 1.500 | 3651261
3600 | MORSE RD | 43230 | Not Required by DOW | 4871219 | WATTS | LF009M2QT | RP | 1.500 | 3651262
3600 | MORSE RD | 43230 | Not Required by DOW | 4871218 | WATTS | LF009M2QT | RP | 1.500 | 3651263
3600 | MORSE RD | 43230 | LPS - Active |  |  |  | LPC |  | 3651352 | DOMESTIC PUMP - BASEMENT MECHANICAL ROOM
3600 | MORSE RD | 43230 | Not Required by DOW | 27851 | WATTS | LF008PCQT | RP | 0.500 | 3651374 | Main Kitchen
3600 | MORSE RD | 43230 | LPS - Active |  |  |  | LST |  | 3658461 | FIRE PUMP - FIRE PUMP ROOM
3800 | MORSE RD | 43219-3014 | Active | 1412220305 | AMES | 3000SS | DCDA | 6.000 | 87728 | SW MECH/RISER ROOM OUSIDE DOOR
3800 | MORSE RD | 43219-3014 | Active | 64442 | WATTS | 007M1QT | DC | 0.750 | 87729 | SW MECH/RISER ROOM OUTSIDE DOOR
3800 | MORSE RD | 43219-3014 | Active | L27063 | WILKINS | 375 | RP | 3.000 | 88147 | SW MECH/RISER ROOM AT WATER METER OUTSIDE DOOR
3800 | MORSE RD | 43219-3014 | Not Required by DOW | 27062 | WILKINS | 375DA | RP | 3.000 | 88148 | SW MECH/RISER ROOM 8' HIGH ON N WALL
3800 | MORSE RD | 43219-3014 | Not Required by DOW | W242375 | WILKINS | 975XL | RP | 2.000 | 88152 | E. SIDE OF BLDG in Carwash
3800 | MORSE RD | 43219-3014 | Not Required by DOW | 227827 | WATTS | LF009QT | RP | 0.500 | 102410 | MAINTENANCE SHOP
3834 | MORSE RD | 43219-3014 | Removed | A135432REM | WILKINS | 720A | PVB | 0.750 | 95921 | REAR OF BLDG IN BOX
3834 | MORSE RD | 43219-3014 | Removed | 65924REM | WATTS | 919QT | RP | 1.000 | 3633667 | OUTSIDE MECHANICAL ROOM BY DUMPSTER AFTER WATER METER
3834 | MORSE RD | 43219-3014 | Active | 107012 | WATTS | LF009M2QT | RP | 1.500 | 3653108 | HOTBOX
3834 | MORSE RD | 43219-3014 | Not Required by DOW | ABG7643 | WILKINS | 975XL | RP | 0.750 | 3654423 | HOTBOX
3867 | MORSE RD | 43219 | Active | SC1458 | AMES | 400 | RP | 3.000 | 3630291 | HOT BOX WEST SIDE OF BUILDING
3867 | MORSE RD | 43219 | Active | SB1953 | AMES | 500-GV | RPDA | 6.000 | 3630292 | HOT BOX WEST SIDE OF BUILDING
3867 | MORSE RD | 43219 | Active | 73284 | WATTS | 919QT | RP | 0.750 | 3630293 | HOT BOX WEST SIDE OF BUILDING - DETECTOR ASSEMBLY ON RPDA
3874 | MORSE RD | 43219-3014 | Inactive | W02004 | WATTS | 009QT | RP | 0.500 | 62000 | UNDER STEAM TABLE IN CABINET
3874 | MORSE RD | 43219-3014 | Inactive | W403756 | WATTS | 009QT | RP | 0.500 | 62001 | CABINET UNDER STEAM TABLE
3874 | MORSE RD | 43219-3014 | Inactive | 46085 | WATTS | 007QT | DC | 0.500 | 62002 | CABINET UNDER STEAM TABLE
3874 | MORSE RD | 43219-3014 | Inactive | 389985 | WATTS | 009QT | RP | 0.500 | 62003 | EAST HOT WELL IN CABINET
3874 | MORSE RD | 43219-3014 | Inactive | 67234 | WATTS | 007QT | DC | 0.500 | 62004 | UNDER STEAM TABLE
3874 | MORSE RD | 43219-3014 | Inactive | 77716 | WATTS | 009M1QT | RP | 2.000 | 62005 | MECH ROOM REAR OF BUILDING BY METER
3874 | MORSE RD | 43219-3014 | Inactive | N1401020948 | FEBCO | 856ST | DCDA | 4.000 | 97967 | OUTSIDE BACK MECH/RISER RM
3874 | MORSE RD | 43219-3014 | Inactive | 36602 | WATTS | 719 | DCDA | 0.750 | 97968 | OUTSIDE BACK MECH/RISER ROOM
3874 | MORSE RD | 43219-3014 | Inactive | 07075 | WATTS | 919 | RP | 0.500 | 3613445 | UTILITY ROOM, UNIT 2610
3874 | MORSE RD | 43219-3014 | Inactive | 07112 | WATTS | 919 | RP | 0.500 | 3613446 | UTILITY ROOM, UNIT 2610
3874 | MORSE RD | 43219-3014 | Active | 125641 | WATTS | LF009M2QT | RP | 2.000 | 3638750 | IN HOTBOX NEAR STREET
3874 | MORSE RD | 43219-3014 | Active | TE-0507 | AMES | 300GV | DCDA | 4.000 | 3638751 | IN HOTBOX NEAR STREET
3874 | MORSE RD | 43219-3014 | Inactive | 56569 | AMES | 2000BM3 | DC | 0.750 | 3638752 | IN HOTBOX NEAR STREET FIRE SIDE CAR
3874 | MORSE RD | 43219-3014 | Active | 59383 | AMES | 2000BM3 | DC | 0.750 | 3644920 | IN HOTBOX NEAR STREET FIRE SIDE CAR
3880 | MORSE RD | 43219-3014 | Not Required by DOW | 0108141410REM | FEBCO | 856 | DCDA | 8.000 | 62028 | METER PIT
3880 | MORSE RD | 43219-3014 | Active | B10483 | WILKINS | 975 | RP | 3.000 | 62029 | SPRINKLER ROOM, BACK OF BLDG NW END
3880 | MORSE RD | 43219-3014 | Not Required by DOW | 287185 | WATTS | 909M1QT | RP | 2.000 | 62030 | 3854 IN RISER RM AT END OF BLDG FOR CINGULAR WIRELESS (3880)
3880 | MORSE RD | 43219-3014 | Not Required by DOW | 2FL0405 | AMES | 2000SS | DC | 6.000 | 62031 | DOCK AREA IN REAR BY SPRINKLER SYSTEM (3826 MORSE RD)
3880 | MORSE RD | 43219-3014 | Not Required by DOW | 439018 | WILKINS | 975 | RP | 2.000 | 62032 | DOCK AREA IN REAR--(OFFICE MAX 3826 MORSE ROAD)
3880 | MORSE RD | 43219-3014 | Active | 71417 | WATTS | 009QT | RP | 2.000 | 62033 | LOAD DOCK BY WATER METER, SPORTS AUTHORITY
3880 | MORSE RD | 43219-3014 | Not Required by DOW | 71498 | WATTS | 009QT | RP | 2.000 | 62034 | REAR OF BEST BUY NW CORNER BY METER @ 3840
3880 | MORSE RD | 43219-3014 | Removed | A018008REM | FEBCO | 805 | DC | 0.750 | 62035 | METER PIT
3880 | MORSE RD | 43219-3014 | Not Required by DOW | 19529 | WATTS | LF919QT | RP | 1.500 | 3613166 | 3876 MORSE RD, BY HOT WATER TANK
3880 | MORSE RD | 43219-3014 | Active | YI-2328 | AMES | COLT 400 | RP | 4.000 | 3635325 | HEATED ENCLOSURE WEST OF STAPLES
3880 | MORSE RD | 43219-3014 | Not Required by DOW | 287184 | WATTS | 909HWM1QT | RP | 2.000 | 3654198 | BACK OF RISER ROOM OUTSIDE
3880 | MORSE RD | 43219-3014 | Active | YI-1217 | AMES | 300-GV | DCDA | 8.000 | 3659622 | HEATED ENCLOSURE WEST OF STAPLES
3880 | MORSE RD | 43219-3014 | Active | 80544 | AMES | 2000BM3 | DC | 0.750 | 3659623 | HEATED ENCLOSURE
3884 | MORSE RD | 43219-3014 | Removed | 1923851REM | WILKINS | 950XLT | DC | 1.250 | 92321 | METER ROOM REAR OF BUILDING
3884 | MORSE RD | 43219-3014 | Inactive | 2279717 | WILKINS | 975XLBMS | RP | 2.000 | 92322 | METER ROOM REAR OF BUILDING
3884 | MORSE RD | 43219-3014 | Inactive | SK1751 | WATTS | 957 | RPDA | 6.000 | 3638812 | HOT BOX SOUTHWEST CORNER OF PROPERTY BY MORSE RD
3884 | MORSE RD | 43219-3014 | Inactive | 77735 | WATTS | 919 | RP | 0.750 | 3638813 | HOT BOX SOUTHWEST CORNER OF PROPERTY BY MORSE RD
3884 | MORSE RD | 43219-3014 | Active | 42185 | WATTS | LF919QT | RP | 2.000 | 3653784 | INSIDE SW CORNER
3894 | MORSE RD | 43219-3014 | Active | 329449 | WILKINS | 975XL | RP | 1.500 | 62069 | MECH ROOM (NE CORNER) OUTSIDE DR APPLEBEE'S
3900 | MORSE RD | 43219-3016 | Active | 1182010601 | AMES | 2000SS | DC | 8.000 | 62115 | NE CORNER IN SPRINKLER ROOM
3900 | MORSE RD | 43219-3016 | Not Required by DOW | 12030 | WATTS | LF008PCQT | SVB | 0.750 | 62116 | ON WALL IN SEAFOOD DEPT
3900 | MORSE RD | 43219-3016 | Not Required by DOW | 457350 | WATTS | 800M4QT | PVB | 0.750 | 62117 | ON WALL IN DELI
3900 | MORSE RD | 43219-3016 | Not Required by DOW | 14655 | WATTS | 008PCQT | SVB | 0.750 | 62118 | ON WALL IN PRODUCE DEPT
3900 | MORSE RD | 43219-3016 | Replaced | REP337666 | WATTS | 800M4QT | PVB | 0.750 | 62119 | REPLACED- ON N WALL OF OUTDOOR GARDEN CENTER
3900 | MORSE RD | 43219-3016 | Not Required by DOW | 455962 | WATTS | 008PCQT | SVB | 0.750 | 62120 | IN CENTER OF GREEN HOUSE, up high
3900 | MORSE RD | 43219-3016 | Not Required by DOW | 148609 | WATTS | 800M4QT | PVB | 0.750 | 62121 | IN MEAT PREP AREA
3900 | MORSE RD | 43219-3016 | Active | 163701 | WATTS | 909 | RP | 3.000 | 62122 | SPRINKLER VALVE ROOM
3900 | MORSE RD | 43219-3016 | Not Required by DOW | 455962 | WATTS | 008PCQT | SVB | 0.750 | 3609537 | ON N WALL OF OUTDOOR GARDEN CENTER
3900 | MORSE RD | 43219-3016 | Due Install |  |  |  | DCDA | 8.000 | 3635292
3900 | MORSE RD | 43219-3016 | Not Required by DOW | 14682 | WATTS | 008PCQT | SVB | 0.750 | 3638537 | BAKERY ABOVE SINK
3900 | MORSE RD | 43219-3016 | Not Required by DOW | 12056 | WATTS | 008PCQT | SVB | 0.750 | 3638538 | BAKERY BY SOAP DISPENSER
3900 | MORSE RD | 43219-3016 | Not Required by DOW | 11658 | WATTS | 008PCQT | SVB | 0.750 | 3638539 | DELI ABOVE SINK
3900 | MORSE RD | 43219-3016 | Not Required by DOW | 14733 | WATTS | 008PCQT | SVB | 0.750 | 3638540 | BAKERY BY OVEN
3900 | MORSE RD | 43219-3016 | Not Required by DOW | 12984 | WATTS | 008PCQT | SVB | 0.750 | 3638541 | PRODUCE ABOVE SINK
3906 | MORSE RD | 43219-3016 | Not Required by DOW | T189447 | WILKINS | 720A | PVB | 1.000 | 62174 | OUTSIDE NE CORNER OF BLDG
3906 | MORSE RD | 43219-3016 | Removed | 5989REM | WATTS | 009QT | RP | 1.500 | 62175 | REMOVED-IN BACK NE CORNER OF BLDG BY WATER METER
3906 | MORSE RD | 43219-3016 | Active | 4415753 | WILKINS | 975XL | RP | 1.500 | 3616675 | INSIDE BY WATER METER
3912 | MORSE RD | 43219 | Inactive | J029066 | FEBCO | 825Y | RP | 1.500 | 3622957 | HOT BOX ALONG MORSE RD E OF WENDY'S
3940 | MORSE RD | 43219 | Active | 049538 | WATTS | 009M2 | RP | 1.500 | 3629789 | HOT BOX BEHIND (NORTH OF) SHELL STATION
3940 | MORSE RD | 43219 | Active | 78864 | WATTS | 919QT | RP | 0.750 | 3629835 | IN HOT BOX BEHIND SHELL STATION
3940 | MORSE RD | 43219 | Not Required by DOW | 61072 | WATTS | 919QT | RP | 1.000 | 3629836 | NORTHWEST CORNER OF RESTAURANT
3940 | MORSE RD | 43219 | Active | TF0921 | AMES | 5000 | RPDA | 6.000 | 3630233 | HOT BOX BEHIND SHELL SOUTHEAST CORNER SAM'S CLUB PARKING LOT
3950 | MORSE RD | 43219-3016 | Active | 280548 | WILKINS | 975XL | RP | 2.000 | 62341 | EAST END BLDG (AUTO BAYS) - SAM'S CLUB #6307
3950 | MORSE RD | 43219-3016 | Active | 116442 | WATTS | LF008PCQT | SVB | 0.500 | 100401 | MEAT DEPARTMENT
3950 | MORSE RD | 43219-3016 | Active | 55297 | WATTS | 008PCQT | SVB | 0.500 | 100402 | BAKERY
3950 | MORSE RD | 43219-3016 | Active | 55251 | WATTS | 008PCQT | SVB | 0.500 | 100403 | CAFE
3950 | MORSE RD | 43219-3016 | Active | AG-3950A | PURITAN | CEM | AG | 0.500 | 100830 | JANITOR'S CLOSET
3950 | MORSE RD | 43219-3016 | Active | AG-3950B | PURITAN | CEM | AG | 0.500 | 100831 | SECONDARY MAINTENANCE ROOM
3950 | MORSE RD | 43219-3016 | Active | AG-3950C | PURITAN | CEM | AG | 0.500 | 100832 | BAKERY
3950 | MORSE RD | 43219-3016 | Active | AG-3950D | PURITAN | CEM | AG | 0.500 | 100833 | MEAT DEPT
3950 | MORSE RD | 43219-3016 | Active | AG-3950E | PURITAN | CEM | AG | 0.500 | 100834 | MEAT DEPT
3950 | MORSE RD | 43219-3016 | Active | AG-3950F | PURITAN | CEM | AG | 0.500 | 100835 | CAFE
3950 | MORSE RD | 43219-3016 | Active | 02738 | WATTS | 008PCQT | SVB | 0.750 | 3615093 | IN MEAT DEPARTMENT
3950 | MORSE RD | 43219-3016 | Due Install |  |  |  | RP | 3.000 | 3635321 | VERIFIED ONLY 1 TURNUP FOR DOM. OK FOR RP TO BE INSTAALED INSIDE AT TURNUP
3970 | MORSE RD | 43219-3016 | Active | 20374 | WATTS | 919 | RP | 1.500 | 3613836 | NE CORNER STORE AT WATER METER SHELL/TRUE NORTH
4024 | MORSE RD | 43219 | Active | 779290 | WILKINS | 720A | PVB | 1.000 | 62703 | BY WATER METER AND MOP SINK
4038 | MORSE RD | 43219-3018 | Active | 279968 | WATTS | 009M2PCQT | RP | 1.000 | 90409 | NE MECH AREA OF 4038 AT WATER METER
4038 | MORSE RD | 43219-3018 | Not Required by DOW | CB215207 | WILKINS | 720A | PVB | 1.000 | 92501 | NE CORNER OF BLDG OUTSIDE
4038 | MORSE RD | 43219-3018 | Not Required by DOW | 625177 | WATTS | 909HWQT | RP | 1.000 | 98055 | BY METER - BACK DOOR OF 4030
4048 | MORSE RD | 43230 | Active | X41149 | WILKINS | 375A | RP | 4.000 | 3629991 | WATER RISER ROOM NORTHEAST CORNER OF BUILDING
4048 | MORSE RD | 43230 | Active | 27326 | WATTS | 007M1-QT | DC | 0.750 | 3633126 | NE CORNER OF MECHANICAL ROOM
4048 | MORSE RD | 43230 | Active | 1931431217 | AMES | 3000SS | DCDA | 6.000 | 3633127 | NE CORNER OF MECHANICAL ROOM
4048 | MORSE RD | 43230 | Not Required by DOW | 4571992 | WILKINS | 975XL2 | RP | 2.000 | 3633225 | WATER RISER MECHANICAL ROOM CEILING
4048 | MORSE RD | 43230 | LPS - Active |  |  |  | LST |  | 3633289 | FIRE PUMP - PUMP ROOM
4050 | MORSE RD | 43230-1448 | Active | W026177 | WILKINS | 975 | RP | 1.000 | 62767 | NE CORNER WASH BAY BY W.H.
4050 | MORSE RD | 43230-1448 | Due Install |  |  |  | RP | 1.500 | 3639017 | MTR IS IN SW CORNER
4052 | MORSE RD | 43230-1448 | Inactive | 2250454 | WILKINS | 975A | RP | 1.500 | 89431 | RISER ROOM
4052 | MORSE RD | 43230-1448 | Inactive | 3EL0138 | AMES | 3000SS | DCDA | 4.000 | 89432 | RISER ROOM
4052 | MORSE RD | 43230-1448 | Inactive | 73713 | WATTS | 007SSM1PCQT | DC | 0.750 | 89433 | RISER ROOM
4052 | MORSE RD | 43230-1448 | Not Required by DOW | 72940 | WATTS | 009QT | RP | 0.750 | 96684 | MECH EQUIP ROOM - 4044 MORSE RD
4052 | MORSE RD | 43230-1448 | Removed | 57583REM | WATTS | 009QT | RP | 0.750 | 96685 | EQUIP ROOM 4044 REMOVED
4056 | MORSE RD | 43230-1448 | Removed | REM20438 | WATTS | 009QT | RP | 1.500 | 62786 | WAREHOUSE REMOVED
4056 | MORSE RD | 43230-1448 | Removed | REMA002526 | FEBCO | 805Y | DC | 0.750 | 62787 | ON SIDE OF FIRE PROTECTION N.E. CORNER OF WAREHOUSE REMOVED
4056 | MORSE RD | 43230-1448 | Removed | REM507513 | WILKINS | 975 | RP | 2.000 | 62788 | NE CORNER OF BUILDING STOCK ROOM AT WATER METER REMOVED
4056 | MORSE RD | 43230-1448 | Removed | REM9704021452 | FEBCO | 856 | DCDA | 6.000 | 62789 | N.E. CORNER OF WAREHOUSE REMOVED
4056 | MORSE RD | 43230-1448 | Active | 261832 | WATTS | LF009M2QT | RP | 2.000 | 3658088 | WATER METER BUILDING
4056 | MORSE RD | 43230-1448 | Active | HC-73105 | WILKINS | 950XLD | DC | 0.75 | 3658089 | WATER METER BUILDING
4056 | MORSE RD | 43230-1448 | Active | 37574B | WILKINS | 350ASTDA | DCDA | 6.000 | 3658090 | WATER METER BUILDING
4058 | MORSE RD | 43230- | Active | 94764 | WATTS | LF919QT | RP | 0.750 | 3488101 | DOM MTR IN APT AT STORAGE OFFICE
4058 | MORSE RD | 43230- | Active | WC-1693 | AMES | 300GV | DCDA | 6.000 | 3650921 | PIT AT ENTRANCE
4058 | MORSE RD | 43230- | Active | 68946 | AMES | 2000BM3 | DC | 0.750 | 3652712
4066 | MORSE RD | 43230-1448 | Active | 25574 | WATTS | LF919 | RP | 1.500 | 62810 | INSIDE ON N WALL
4111 | MORSE RD | 43230- | Not Required by DOW | 43106 | WATTS | LF919QT | RP | 2.500 | 62950 | 1ST LEVEL CHILLER ROOM
4111 | MORSE RD | 43230- | Not Required by DOW | 127722 | WATTS | 009QT | RP | 0.750 | 62953 | JANITOR'S CLOSET -- PROTECTION FOR AIR HANDLERS
4111 | MORSE RD | 43230- | Not Required by DOW | 140581 | WATTS | 009QT | RP | 0.750 | 62954 | MECH RM L1-AH3 (3 LIMITED PKWY)
4111 | MORSE RD | 43230- | Not Required by DOW | 326182 | WATTS | 909M1QT | RP | 2.000 | 62955 | SHIPPING CHILLER ROOM S.E. 2ND FL.
4111 | MORSE RD | 43230- | Not Required by DOW | 63888 | WATTS | 009QT | RP | 0.750 | 62957 | MI MEZZ, SW CORNER ABOVE CEILING BY AIR HANDLER #2
4111 | MORSE RD | 43230- | Removed | REM91969 | WATTS | 909M1QT | RP | 1.500 | 62959 | REM MECHANICAL ROOM -- 1ST FLOOR NW OF LOBBY (CORE BOILER ROOM) REMOVED
4111 | MORSE RD | 43230- | Not Required by DOW | 339885 | WATTS | 909M1QT | RP | 1.500 | 96188 | DC-2 CHILLER RM SW CORNER STRUCTURE
4111 | MORSE RD | 43230- | Not Required by DOW | 126206 | WATTS | 909M1QT | RP | 2.000 | 96189 | BOILER ROOM DC-3
4111 | MORSE RD | 43230- | Not Required by DOW | 61739 | WATTS | 009QT | RP | 0.500 | 96190 | KITCHEN DC-3
4111 | MORSE RD | 43230- | Active | 121852 | WATTS | 909QT | RP | 0.750 | 96192 | CHILLER ROOM DC-3
4111 | MORSE RD | 43230- | Active | 340796 | WATTS | 909QT | RP | 1.000 | 96193 | ABOVE WALL IN 1ST FL CHAIR STORAGE NEXT TO CAFETERIA
4111 | MORSE RD | 43230- | Active | L60988 | WILKINS | 375 | RP | 3.000 | 98113 | PC3 IN FRONT OF BUILDING
4111 | MORSE RD | 43230- | Active | AG-4111A | XX | XX | AG | 10.000 | 99381 | IN PUMP HOUSE
4111 | MORSE RD | 43230- | Removed | L22110REM | WATTS | 909HWM1QT | RP | 1.500 | 102058 | 2ND FL MECHANICAL RM DC-1
4111 | MORSE RD | 43230- | Not Required by DOW | CR4111 | WATTS | 909HWM1QT | RP | 2.000 | 102065 | 2ND FLOOR BOILER ROOM
4111 | MORSE RD | 43230- | Removed | A57321REM | WATTS | 009M2-FP | RP | 1.000 | 103332 | REMOVED-4 LIMITED PARKWAY, PENTHOUSE AHU5
4111 | MORSE RD | 43230- | Not Required by DOW | 226052 | WATTS | LF009QT | RP | 0.500 | 3640846 | DC2 CENTER EXPANSION DOWNSTAIRS JANITOR CLOSET NEXT TO BATHROOM
4111 | MORSE RD | 43230- | Not Required by DOW | 226058 | WATTS | LF009QT | RP | 0.500 | 3640847 | DC2 CENTER EXPANSION TOP OF STAIRS JANITOR CLOSET
4111 | MORSE RD | 43230- | Not Required by DOW | W439224 | WILKINS | 975XL2 | RP | 0.500 | 3650799 | BREAK ROOM CLOSET
4111 | MORSE RD | 43230- | Not Required by DOW | CFA1156 | WILKINS | 975XL2 | RP |  | 3650800
4111 | MORSE RD | 43230- | Active | 57676C | WILKINS | 375AST | RP | 10.000 | 3654946 | IN HEATED ENCLOSER BY THE OLD ENTRANCE OFF OF MORSE ROAD
4111 | MORSE RD | 43230- | Not Required by DOW | 1997200 | WILKINS | 975XL2 | RP | 0.750 | 3655431 | 1ST FLOOR MECHANICAL ROOM
4111 | MORSE RD | 43230- | Active | 418784 | WATTS | 009 | RP | 0.750 | 3658669
4111 | MORSE RD | 43230- | Active | 420195 | WATTS | 009 | RP | 0.750 | 3658670
4111 | MORSE RD | 43230- | Not Required by DOW | 57677C | WILKINS | 375AST | RP | 10.000 | 3659509 | IN HEATED ENCLOSER BY THE OLD ENTRANCE OFF OF MORSE ROAD
4240 | MORSE RD | 43230-1444 | Active | 73161 | WATTS | 009M2-FP | RP | 1.000 | 103322 | BACK ROOM AT METER ST# 1193
4242 | MORSE RD | 43230-1444 | Active | 669570 | WILKINS | 975 | RP | 0.750 | 63396 | NE CORNER OF BUILDING BY METER
4248 | MORSE RD | 43230-1486 | Removed | 67999REM | WATTS | 009QT | RP | 1.500 | 63400 | AT MATIN WATER SHOP FOR BOILER IN SERVICE GARAGE UTILITY RM
4248 | MORSE RD | 43230-1486 | Removed | 4929827REM | WILKINS | 975XL2 | RP | 2.000 | 3604083 | MECHANICAL ROOM-CAR WASH
4248 | MORSE RD | 43230-1486 | Active | 115989 | WATTS | LF009M2QT | RP | 1.500 | 3651191 | HOTBOX OUT FRONT
4250 | MORSE RD | 43230-1486 | Active | 05664 | WATTS | 009M2QT | RP | 1.250 | 94203 | FILTER BLDG SE CORNER ZOP FEED AREA
4250 | MORSE RD | 43230-1486 | Active | 09825 | WATTS | 009QT | RP | 1.000 | 94204 | BLDG 4 CHEMICAL BASEMENT ALUM FEED EAST MOAT WALL
4250 | MORSE RD | 43230-1486 | Active | 178903 | WATTS | 909 | RP | 3.000 | 94205 | 4350 MORSE RD, BLDG 4 BASEMENT
4250 | MORSE RD | 43230-1486 | Active | 2385056 | WILKINS | 975XLBMS | RP | 2.000 | 94206 | BLDG 11 LIFE STATION N WALL
4250 | MORSE RD | 43230-1486 | Active | 17819 | WATTS | 909 | RPDA | 6.000 | 94207 | LIME SLAKER AREA CHEM BLDG W WALL
4250 | MORSE RD | 43230-1486 | Active | 248943 | WATTS | 909 | RP | 6.000 | 94208 | FILER BLDG E END NORTH
4250 | MORSE RD | 43230-1486 | Active | 249061 | WATTS | 909 | RP | 6.000 | 94209 | FILTER BLDG EST END SOUTH
4250 | MORSE RD | 43230-1486 | Active | 249999 | WATTS | 909 | RP | 6.000 | 94210 | 4350 MORSE RD, BLDG 2 BLOWER ROOM
4250 | MORSE RD | 43230-1486 | Active | 287399 | WATTS | 909QT | RP | 1.000 | 94211 | BLDG 6 NORTH WALL
4250 | MORSE RD | 43230-1486 | Active | 289949 | WATTS | 909QT | RP | 1.000 | 94212 | NORTH WALL
4250 | MORSE RD | 43230-1486 | Active | 418535 | WATTS | 909M1QT | RP | 1.250 | 94214 | BULK CHEM BLDG 7
4250 | MORSE RD | 43230-1486 | Active | 411586 | WATTS | 909M1QT | RP | 2.000 | 94215 | BLDG 3 PUMP HOUSE MEZZ EAST WALL
4250 | MORSE RD | 43230-1486 | Active | 419196 | WATTS | 909M1QT | RP | 1.250 | 94216 | BULK CHEM BLDG 7
4250 | MORSE RD | 43230-1486 | Active | 422793 | WATTS | 909QT | RP | 0.750 | 94217 | PUMP HOUSE
4250 | MORSE RD | 43230-1486 | Active | 43063 | WATTS | 009QT | RP | 1.000 | 94218 | MAIN PLANT B-LOW SERVICE
4250 | MORSE RD | 43230-1486 | Active | 43069 | WATTS | 009QT | RP | 1.000 | 94219 | 4350 MORSE RD, BLDG 4 CHEM BASEMENT
4250 | MORSE RD | 43230-1486 | Active | 60306 | WATTS | 009QT | RP | 1.000 | 94220 | MAIN PLANT B-LOW SERVICE AREA VENT SUB FLOOR
4250 | MORSE RD | 43230-1486 | Active | 612443 | WATTS | 909QT | RP | 1.000 | 94221 | BOILER ROOM BETWN BOILRS 2 & 3
4250 | MORSE RD | 43230-1486 | Active | 954885 | HERSEY/GRINNELL | FRPII | RP | 1.000 | 94222 | NORTH WALL BTWN BOILERS
4250 | MORSE RD | 43230-1486 | Active | 293804 | WATTS | 909M1QT | RP | 2.000 | 94223 | BLDG 2 EAST MIDDLE WALL UTILITY RM
4250 | MORSE RD | 43230-1486 | Active | 453061 | WATTS | 909M1QT | RP | 2.000 | 101213 | VENTURI SUB FLOOR WEST WALL
4250 | MORSE RD | 43230-1486 | Active | 19269 | WATTS | 919AQT | RP | 0.750 | 101214 | VENTURI ROOM
4250 | MORSE RD | 43230-1486 | Active | 220616 | WATTS | 909 | RP | 4.000 | 102051 | LSH BLDG
4250 | MORSE RD | 43230-1486 | Active | 220737 | WATTS | 909 | RP | 4.000 | 102052 | LSH BLDG
4250 | MORSE RD | 43230-1486 | Active | 220617 | WATTS | 909 | RP | 4.000 | 102053 | SPS BLDG
4250 | MORSE RD | 43230-1486 | Active | 216905 | WATTS | 909 | RP | 4.000 | 102054 | 4350 MORSE RD, SPS BLDG
4250 | MORSE RD | 43230-1486 | Active | 218338 | WATTS | 909 | RP | 4.000 | 102055 | CSH BLDG
4250 | MORSE RD | 43230-1486 | Active | 218419 | WATTS | 909 | RP | 4.000 | 102056 | CSH BLDG
4250 | MORSE RD | 43230-1486 | Active | 36531 | WATTS | 919AQT | RP | 1.000 | 102166 | UNDER JOB TRAILER FOR KOKOSING
4250 | MORSE RD | 43230-1486 | Active | 2DM1266 | AMES | 2000SS | DC | 6.000 | 103389 | MECHANICAL ROOM
4250 | MORSE RD | 43230-1486 | Active | 1288420415 | AMES | 4000SS | RP | 3.000 | 3613664
4250 | MORSE RD | 43230-1486 | Active | 483500 | WATTS | 909M1 | RP | 10.000 | 3613768 | OPB BLDG 1ST FL BEHIND AIR HANDLER
4250 | MORSE RD | 43230-1486 | Active | 004022 | WATTS | LF909M1 | RP | 10.000 | 3613769 | HOT BOX BEHIND OP BLDG
4250 | MORSE RD | 43230-1486 | Active | 013354 | WATTS | LF909QT | RP | 0.750 | 3613770 | OD BLDG E BASEMENT
4250 | MORSE RD | 43230-1486 | Active | 023735 | WATTS | LF909QT | RP | 0.750 | 3613771 | OD BLDG W BASEMENT
4250 | MORSE RD | 43230-1486 | Active | 009119 | WATTS | LF909M1QT | RP | 2.000 | 3613772 | OZONE PRODUCTION BLDG 1ST FL MECH RM
4250 | MORSE RD | 43230-1486 | Active | 26053 | WATTS | 919QT | RP | 2.000 | 3613773 | CHB BUILDING BASEMENT 15ft ceiling
4250 | MORSE RD | 43230-1486 | Active | 0577344 | WATTS | LF909QT | RP | 0.750 | 3613774 | CALCIUM THIOSULFATE ROOM ABOVE TANK
4250 | MORSE RD | 43230-1486 | Active | 36395 | AMES | 2000BM3 | DC | 0.750 | 3626481 | FIRELINE BYPASS OZONE BASEMENT
4250 | MORSE RD | 43230-1486 | Active | 121884 | WATTS | LF009M2QT | RP | 1.000 | 3628179 | LOCATED IN BASEMENT
4250 | MORSE RD | 43230-1486 | Active | 00008455 | WATTS | LF909 | RP | 2.000 | 3635849 | BCB ROOM, DOMESTICE
4250 | MORSE RD | 43230-1486 | Active | 0322 | AMES | 3000GDCDA | DCDA | 4.000 | 3635850 | OZONE BASEMENT, FIRELINE
4250 | MORSE RD | 43230-1486 | Active | 179703 | WATTS | LF009M2QT | RP | 1.000 | 3640786 | FILTER BLDG SE CORNER ZOP FEED AREA
4250 | MORSE RD | 43230-1486 | Active | ABG5328 | WILKINS | 975XL2 | RP | 0.750 | 3650802 | BASEMENT
4250 | MORSE RD | 43230-1486 | Active | ABJ8019 | WILKINS | 975XL2 | RP | 0.750 | 3650803 | BASEMENT
4260 | MORSE RD | 43230-1486 | Not Required by DOW | 3635180 | WILKINS | 975XL2 | RP | 1.000 | 102361 | 4262 MORSE RD, FAR EAST BUILDING, DOOR CLOSE TO SE CORNER
4260 | MORSE RD | 43230-1486 | Active | 21679 | WILKINS | 375A | RP | 4.000 | 102362 | HIGH BAY MAINTENANCE AREA
4260 | MORSE RD | 43230-1486 | Active | 16432 | WATTS | LF919QT | RP | 1.500 | 3604486 | 4262 MORSE RD, SPRINKLER (FIRE) RISER ROOM
4260 | MORSE RD | 43230-1486 | Active | 68754 | AMES | 2000B | DC | 0.750 | 3613696 | GARAGE
4260 | MORSE RD | 43230-1486 | Active | 1786020712 | AMES | 3000SS | DCDA | 8.000 | 3613697 | GARAGE
4270 | MORSE RD | 43230 | Active | 1211900602 | AMES | 3000SS | DCDA | 4.000 | 63474 | BASEMENT, MECHANICAL ROOM
4270 | MORSE RD | 43230 | Active | 25910 | AMES | 2000SS | DC | 0.750 | 63475 | BASEMENT, MECHANICAL ROOM
4270 | MORSE RD | 43230 | Not Required by DOW | 81502 | WATTS | 009QT | RP | 0.750 | 63476 | BASEMENT MECH ROOM
4270 | MORSE RD | 43230 | Active | 84659 | WATTS | 009M2QT | RP | 1.500 | 63477 | EAST WALL, MECH ROOM, BASEMENT
4280 | MORSE RD | 43230-1523 | Active | 481918 | WATTS | 909QT | RP | 1.000 | 63506 | IN STORE ROOM BY WATER METER (Stock Room)
4280 | MORSE RD | 43230-1523 | Removed | 499417REM | WATTS | 909QT | RP | 1.000 | 63507 | REMOVED IN STORE ROOM BY WATER METER (Stock Room)
4300 | MORSE RD | 43230-1524 | Not Required by DOW | 431045 | WILKINS | 975XL | RP | 1.000 | 63599 | PARTS ROOM W SIDE
4300 | MORSE RD | 43230-1524 | Active | 506065 | WILKINS | 975XL | RP | 2.000 | 63600 | PARTS ROOM W SIDE
4330 | MORSE RD | 43230 | Active | 459674 | WATTS | 909M1QT | RP | 2.000 | 101115 | @ WATER METER SE BUILDING
4330 | MORSE RD | 43230 | Active | N1107181245 | FEBCO | 856 | DCDA | 6.000 | 101116 | HOT BOX BY MORSE RD
4330 | MORSE RD | 43230 | Active | 03532 | FEBCO | LF850 | DC | 0.750 | 101118 | HOT BOX BY MORSE RD
4400 | MORSE RD | 43230- | Active | 114065 | AMES | 3000SS | DCDA | 6.000 | 63923 | IN PIT SW CORNER OF PROPERTY
4400 | MORSE RD | 43230- | Active | 49949 | WATTS | 007QT | DC | 0.750 | 63924 | IN PIT SW CORNER OF PROPERTY
4400 | MORSE RD | 43230- | Due Install |  |  |  | RP |  | 3659505 | VAULT SW CORNER
4410 | MORSE RD | 43230-1382 | Active | AMA 15162 | WILKINS | 975XL3 | RP | 2.000 | 3488104 | IN UNIT 4412 SUPPLY CLOSET AT WATER METER
4410 | MORSE RD | 43230-1382 | Active | 40810B | WILKINS | 350ASTDA | DCDA | 6.000 | 3639415 | IN UNIT 4412 SUPPLY CLOSET
4410 | MORSE RD | 43230-1382 | Active | HC84985 | WILKINS | 950XLD | DC | 0.750 | 3659260 | IN UNIT 4412 SUPPLY CLOSET
4456 | MORSE RD | 43230-1365 | Removed | 97555REM | WATTS | 009M3QT | RP | 0.750 | 64073 | REMOVED-FIRE RISER ROOM
4456 | MORSE RD | 43230-1365 | Active | F0310291354 | FEBCO | 876 | DCDA | 4.000 | 64074 | RISER CLOSET W SIDE OFF CLASSROOM #111
4456 | MORSE RD | 43230-1365 | Active | 2542 | FEBCO | 805 | DC | 0.750 | 64075 | RISER CLOSET OFF CLASSROOM
4456 | MORSE RD | 43230-1365 | Not Required by DOW |  |  |  | RP | 1.500 | 3633577 | AT WATER METER IN S CENTER JANITOR/ELECTRICAL ROOM
4610 | MORSE RD | 43230- | Active | VAA0046 | WILKINS | 720 | PVB | 0.750 | 3488106 | EAST SIDE OF CLUBHOUSE
4610 | MORSE RD | 43230- | Active | VAA0174 | WILKINS | 720 | PVB | 0.750 | 3658868 | FRONT OF 4044 CHANDLEE PL
4750 | MORSE RD | 43230 | Active | 4915005 | WILKINS | 975XL | RP | 1.500 | 64949 | SW SINK AREA UNDER HWT AT WATER METER
4750 | MORSE RD | 43230 | Not Required by DOW | 212990 | WATTS | 009QT | RP | 0.750 | 64950 | RIGHT OF BACK DOOR
4750 | MORSE RD | 43230 | Not Required by DOW | 1962147 | WILKINS | 975 | RP | 1.000 | 91596 | RIGHT OF BACK DOOR
4780 | MORSE RD | 43230-1355 | Active | 182580 | WATTS | 009M2QT | RP | 2.000 | 65035 | IN 4784 NE MECH CLOSET AT WATER METER MOD PIZZA
4780 | MORSE RD | 43230-1355 | Not Required by DOW | 85829 | WATTS | 009M2QT | RP | 1.500 | 65036 | EAST WALL OF MECH ROOM UNIT 4784
4780 | MORSE RD | 43230-1355 | Not Required by DOW | W105182 | WILKINS | 975XLBMS | RP | 1.000 | 65037 | ABOVE MOP SINK in 4782
4780 | MORSE RD | 43230-1355 | Not Required by DOW | 2099797 | WILKINS | 975XL | RP | 2.000 | 95028 | 4770 MORSE RD, CEILING OF FIRST WATER ABOVE HEATER, NE CORNER BY EXIT
4850 | MORSE RD | 43230-1379 | Not Required by DOW | A110561 | FEBCO | 825Y | RP | 1.000 | 65235 | MECHANICAL ROOM
4850 | MORSE RD | 43230-1379 | Active | A026638 | FEBCO | 825Y | RP | 1.250 | 65236 | NE MECH ROOM AT WATER METER -OUTSIDE DR ROOSTERS
4850 | MORSE RD | 43230-1379 | Removed | 81792REM | WATTS | 009M3QT | RP | 0.750 | 65237 | REMOVED - PROTECTING YARD HYDRANT AT DUMPSTER PAD
4850 | MORSE RD | 43230-1379 | Active | XF-0584 | AMES | COLT 300GV | DCDA | 4.000 | 3658620 | SPRINKLER ROOM
4850 | MORSE RD | 43230-1379 | Active | 73838 | AMES | 2000B | DC | 0.750 | 3658621 | SPRINKLER ROOM
4870 | MORSE RD | 43230-1379 | Active | 111267 | AMES | 3000SS | DCDA | 6.000 | 65281 | RIGHT REAR BY OVERHEAD DOOR - 4904 MORSE RD
4870 | MORSE RD | 43230-1379 | Active | 174829 | WATTS | 009M2QT | RP | 2.000 | 65282 | DOCK AREA AT NE CORNER OF BLDG - 4904 MORSE RD
4870 | MORSE RD | 43230-1379 | Active | 48150 | WATTS | 007M1PCQT | DC | 0.750 | 65283 | RIGHT REAR BY OVER HEAD DOOR - 4904 MORSE RD
4904 | MORSE RD | 43230-1380 | Not Required by DOW | 1001583 | WILKINS | 975 | RP | 2.000 | 65390 | NE CORNER MECH RM (4942 MORSE RD) KENNETH'S HAIR
4904 | MORSE RD | 43230-1380 | Active | 955020 | WILKINS | 975 | RP | 2.000 | 65391 | MECH ROOM IN SPACE 4942
4904 | MORSE RD | 43230-1380 | Not Required by DOW | 34455 | WATTS | 919AQT | RP | 1.000 | 97196 | MECH ROOM BELLACINOS 4926 MORSE RD
5090 | MORSE RD | 43230- | Removed | 1009526REM | WILKINS | 975XLBMS | RP | 1.500 | 65975 | REMOVED-ENTRYWAY
5090 | MORSE RD | 43230- | Not Required by DOW | 101677 | AMES | 2000SS | DC | 3.000 | 65976 | 5100 MORSE RD, CLOSET MIDDLE EAST SIDE OF BUILDING
5090 | MORSE RD | 43230- | Removed | 140859REM | WATTS | 009QT | RP | 0.750 | 65977 | REMOVED-METER PIT
5090 | MORSE RD | 43230- | Not Required by DOW | 200217 | WILKINS | 720A | PVB | 0.750 | 65978 | OUTSIDE LEFT SIDE OF POOL HOUSE
5090 | MORSE RD | 43230- | Replaced | REPBJ1179 | FEBCO | 825YA | RP | 0.750 | 91561 | REPLACED- CORNER OF BENTWORTH & BENTWICK
5090 | MORSE RD | 43230- | Not Required by DOW | 4627258 | WILKINS | 975XL | RP | 1.500 | 3609498 | ENTRYWAY, TRELLIS LN & MORSE RD
5090 | MORSE RD | 43230- | Not Required by DOW | H25112 | FEBCO | 825YA | RP | 0.750 | 3609499 | CORNER OF BENTWORTH & BENTWICK
5090 | MORSE RD | 43230- | Not Required by DOW | 32363 | WATTS | 919QT | RP | 0.750 | 3609500 | BICKFORD LN & BENTWORTH LN (ISLAND)
5090 | MORSE RD | 43230- | Active | XC-0127 | AMES | COLT 400 | RP | 6.000 | 3646265 | FMCT METER IN PIT AT ENTRANCE WEST OF DRIVE
5090 | MORSE RD | 43230- | Not Required by DOW | 3875397 | WATTS | 919QT | RP | 0.750 | 3649564 | BASEMENT OF 3803 TRELLIS LN
5122 | MORSE RD | 43230-1360 | Active | 132582 | WATTS | LF009M2QT | RP | 1.500 | 3488110 | MECH ROOM WEST OUTSIDE DOOR
5144 | MORSE RD | 43230-1360 | Active | 079678 | WATTS | LF009M2QT | RP | 1.500 | 3488111 | IN HOT BOX AT METER
5462 | MORSE RD | 43230 | Active | SE-0447 | AMES | COLT 400 | RP | 8.000 | 3630226 | IN HOT BOX AT PIT SE PROPERTY CORNER OF KINGBIRD & KISKADEE LN (PRIVATE ST
5548 | MORSE RD | 43230 | Active | NG2719 | WATTS | 957 | RP | 8.000 | 3603122 | 3974 ALBANY CHASE, POOL EQPMNT RM BTWN MEN'S & WOMEN'S RESTROOM
5548 | MORSE RD | 43230 | Not Required by DOW | CB073518 | WILKINS | 720 | PVB | 1.000 | 3609718 | REAR OF CLUB HOUSE BUILDING
5548 | MORSE RD | 43230 | Removed | T191492REM | WILKINS | 720A | PVB | 0.750 | 3611315 | 3997 BLUE MOUNTAIN CIRCLE REMOVED
5548 | MORSE RD | 43230 | Not Required by DOW | 030940 | WATTS | LF909 | RP | 1.000 | 3630174 | 3974 ALBANY CHASE POOL EQUIPMENT ROOM
5576 | MORSE RD | 43230 | Active | 421298 | WILKINS | 420 | PVB | 0.750 | 88587 | RIGHT SIDE OF POOL HOUSE-4528 COLLINGWOOD
6274 | MORSE RD | 43230- | Not Required by DOW | 149602 | AMES | 2000SS | DC | 4.000 | 87922 | Mechanical Room
6274 | MORSE RD | 43230- | Active | 1132791104 | AMES | 4000SS | RP | 10.000 | 88146 | @ METER SET
6274 | MORSE RD | 43230- | Not Required by DOW | 381231 | WILKINS | 720A | PVB | 1.500 | 91346 | 6264 MORSE RD, IN BOX LEFT OF MAIN ,METER HOUSE
6274 | MORSE RD | 43230- | Not Required by DOW | W256715 | WILKINS | 975XLBMS | RP | 1.000 | 92856 | IN POOL PUMP ROOM (Tiki Bar)
6274 | MORSE RD | 43230- | Not Required by DOW | 263026 | WATTS | 009M2QT | RP | 2.000 | 94620 | mech room east side of bldg 6400
6274 | MORSE RD | 43230- | Not Required by DOW | 3635188 | WILKINS | 975XL2 | RP | 1.000 | 103233 | POOL HOUSE PUMP ROOM - 6400 PRESERVE CROSSING BLVD
6274 | MORSE RD | 43230- | Not Required by DOW | 3902447 | WILKINS | 975XL2 | RP | 1.500 | 3604318 | RIGHT SIDE OF OFFICE OUTSIDE AT 6400 PRESERVE CROSSING
6274 | MORSE RD | 43230- | Not Required by DOW | A04203 | AMES | 2000B | DC | 2.000 | 3638708 | 6411 PRESERVE CROSSING RISER ROOM
6274 | MORSE RD | 43230- | Not Required by DOW | A04198 | AMES | 2000B | DC | 2.000 | 3638709 | 6468 TOWHEE RISER ROOM
6274 | MORSE RD | 43230- | Not Required by DOW | 3751369 | WILKINS | 950XL | DC | 2.000 | 3638710 | 3885 PINE SISKIN DR RISER ROOM
6274 | MORSE RD | 43230- | Not Required by DOW | 32446 | AMES | 2000B | DC | 2.000 | 3638711 | 3874 BUFFLEHEAD DR RISER ROOM
6274 | MORSE RD | 43230- | Not Required by DOW | 32286 | AMES | 2000B-FP | DC | 2.000 | 3638712 | 3826 BUFFLEHEAD DR RISER ROOM
6274 | MORSE RD | 43230- | Not Required by DOW | 32628 | AMES | 2000B-FP | DC | 2.000 | 3638713 | 3823835 PINE SISKIN DR RISER ROOM
6274 | MORSE RD | 43230- | Not Required by DOW | A02863 | AMES | 2000B | DC | 2.000 | 3638714 | 6377 PRESERVE CROSSING DR RISER ROOM
1482 | MORSE RD | 43054 | Active | 1352421223 | AMES | 4000SS | RP | 12.000 | 3658330 | SILVER HOTBOX
14820 | MORSE RD | 43054 | Active | 1356521024 | AMES | 4000SS | RP | 12.000 | 3658331
14850 | MORSE RD | 43054 | Active | 301957 | WATTS | 009M2-FP | RP | 1.000 | 3656089 | LOCATED IN HOT BOX AT STREET
1953 | MORSE RD BLDG A | 43229 | Active | N1102100702 | FEBCO | 856 | DCDA | 6.000 | 100208 | HOT BOX NW PROPERTY TURKEY HILL
1953 | MORSE RD BLDG A | 43229 | Active | 023405 | FEBCO | 805YB | DC | 0.750 | 100250 | HOT BOX NW PROPERTY TURKEY HILL
1953 | MORSE RD BLDG A | 43229 | Not Required by DOW | 09380 | WATTS | 919AQT | RP | 1.25 | 100616 | CAR WASH AREA
1953 | MORSE RD BLDG A | 43229 | Not Required by DOW | 12785 | WATTS | 919QT | RP | 1.500 | 100618 | CAR WASH
1953 | MORSE RD BLDG A | 43229 | Active | 16923 | WATTS | 919QT | RP | 2.000 | 100619 | SW MECH/STOCK AREA AT WATER MTR
1953 | MORSE RD BLDG A | 43229 | Not Required by DOW | 00269 | WATTS | 007M3QT | DC | 0.500 | 103806 | KITCHEN SOUTH WALL
1953 | MORSE RD BLDG B | 43229 | Active | 12662 | WATTS | 919QT | RP | 1.500 | 100617 | CAR WASH AREA
2719 | MORSE RD REAR | 43231-5989 | Active not linked | ABAA2373 | WILKINS | 975XL2 | RP | 0.750 | 3488065 | In Basement of Apartment at Meter
2719 | MORSE RD REAR | 43231-5989 | Active not linked | WE-2251 | AMES | 300-GV | DCDA | 6.000 | 3650953 | Meter Pit East Side of Entry Way
2719 | MORSE RD REAR | 43231-5989 | Active not linked | 65316 | AMES | 2000BM3 | DC | 0.750 | 3654665 | Meter Pit East Side of Entry Way
1585 | MORSE RD UNIT 24 | 43229-6505 | Active | 59375 | WATTS | 009M2PCQT | RP | 0.750 | 55476 | BASEMENT ABOVE BOILER
1585 | MORSE RD UNIT 24 | 43229-6505 | Active | A08807 | WATTS | 007DCDA | DCDA | 2.000 | 90892 | BASEMENT
1585 | MORSE RD UNIT 24 | 43229-6505 | Due Install |  |  |  | RP | 1.500 | 3639670 | BASEMENT AT METER - FIRE STATION # 24
1279 | MORSE RD UNIT A | 43229-6320 | Active | A04969 | WATTS | 009M3QT | RP | 0.750 | 88001 | UNDER DESK IN OFFICE IN LITTLE CEASAR PIZZA 1277
1333 | MORSE RD UNIT A | 43229-6322 | Active | 55792 | AMES | 2000B | DC | 0.750 | 92578 | PIT @ NE CORNER OF PROPERTY
1333 | MORSE RD UNIT A | 43229-6322 | Active | 09646 | WATTS | 909M1QT | RP | 2.000 | 92765 | MECH ROOM AT WATER BLDG
1333 | MORSE RD UNIT A | 43229-6322 | Active | 158017 | AMES | 3000SS | DCDA | 8.000 | 92766 | Pit
2631 | MORSE RD UNIT A | 43231-5931 | NULL | [5 empty] | 3488059 | N/W LOT
3101 | MORSE RD UNIT A | 43231-6131 | Active | 3636152 | WILKINS | 975XL2 | RP | 1.500 | 101560 | MECHANICAL ROOM AT WATER METER
3970 | MORSE RD UNIT A | 43219-3016 | Removed | 34193REM | WATTS | 009QT | RP | 0.750 | 62393 | ***REMOVED*** CAR WASH MECHANICAL ROOM AT METER SET
3970 | MORSE RD UNIT A | 43219-3016 | Active | ACG3845 | WILKINS | 975XL2 | RP | 1.500 | 62394 | SW OF CAR WASH AT WATER METER SHELL/TRUE NORTH
4848 | MORSE RD UNIT B | 43230- | Due Install |  |  |  | DCDA | 8.000 | 3605722 | ON N HAMILTON RD IN GRASS NORTHWEST CORNER OF OLIVE GARDEN
4278 | MORSE TOWN CT | 43224-1802 | Active | 506055 | WILKINS | 975 | RP | 2.000 | 63499 | SW CORNER BASEMENT AT WATER METER--3187 MORSE ROAD
4278 | MORSE TOWN CT | 43224-1802 | Due Install |  |  |  | RP | 6.000 | 3626390
4591 | MOSSROCK DR | 43026-7839 | Active | 8393 | FEBCO | 765 | PVB | 0.750 | 64419 | LEFT FRONT
4638 | MOSSROCK DR | 43026-7839 | Active | 196103 | WATTS | 800M4QT | PVB | 0.750 | 87886 | R.H. SIDE
4649 | MOSSROCK DR | 43026-7839 | Active | 658735 | WILKINS | 720A | PVB | 0.750 | 64685 | LEFT SIDE OF HOUSE
3566 | MOTTS PLACE CT | 43110-9693 | Active | 335558 | WILKINS | 720A | PVB | 1.000 | 98520 | Left side of hse
3632 | MOTTS PLACE CT | 43110 | Replaced | REPH723711 | Febco | 765 | PVB | 1.000 | 61324 | REPLACED- RIGHT SIDE OF HOUSE
3632 | MOTTS PLACE CT | 43110 | Active | H723524 | FEBCO | 765 | PVB | 1.000 | 3611388 | RIGHT SIDE OF HOUSE
6930 | MOTTS PLACE RD | 43110 | Active | 4822370 | WILKINS | 975XL2TCU | RP | 1.000 | 92573 | KITCHEN BY METER
6251 | MOUNDVIEW PL | 43123-9077 | Active | HC0-6471 | FEBCO | 765 | PVB | 0.750 | 69484 | FRONT OF HOUSE
2 | MOUNT CARMEL LN | 43123 | Active | 70431 | WATTS | 919QT | RP | 0.750 | 3633901 | IN HOTBOX BEHIND MAIN HOSPITAL SE SIDE OF PROPERTY BEHIND MOB # 2
2 | MOUNT CARMEL LN | 43123 | Active | RH-0541 | WATTS | 957 | RPDA | 6.000 | 3633916 | IN HOTBOX BEHIND MAIN HOSPITAL SE SIDE OF PROPERTY BEHIND MOB # 2
2 | MOUNT CARMEL LN | 43123 | Active | RC-3398 | WATTS | 957 | RP | 4.000 | 3635030 | Pump Room (Rm.# 1891) MOB BUILDING # 2
5 | MOUNT JOY CT | 43017-2442 | Active | 285743 | WATTS | 800QT | PVB | 0.750 | 94659 | BACK OF HOUSE BY AC
5566 | MOUNT JOY CT | 43017-2442 | Active | CB983755 | WILKINS | 720A | PVB | 0.750 | 3488723 | RIGHT FRONT
5016 | MOUNT ROW | 43054-9360 | Active | CAB79184 | WILKINS | 720A | PVB | 0.750 | 65731 | RIGHT FRONT BEHIND BUSH
5160 | MOUNT ROW | 43054 | Active | 263483 | WILKINS | 420 | PVB | 1.000 | 66205 | RIGHT SIDE OF HOUSE
1993 | MOUNTAIN OAK RD | 43219-1664 | Active | 202932 | WATTS | 800M4QT | PVB | 1.000 | 94077 | LEFT CENTER
740 | MOUNTAINVIEW DR | 43081-5082 | Active | F022349 | WILKINS | 720A | PVB | 0.750 | 97013 | LEFT FRONT
795 | MOUNTAINVIEW DR | 43081-5083 | Active | 436940 | WILKINS | 420 | PVB | 0.750 | 3488791 | left side of house
800 | MOUNTAINVIEW DR | 43081-5082 | Active | T134731 | WILKINS | 720A | PVB | 0.750 | 102827 | RIGHT FRONT
356 | MOUNTSHANNON RD | 43221-5237 | Replaced | REP661312 | WATTS | 800M4QT | PVB | 1.000 | 94076 | REPLACED- IN FRONT OF HOUSE BEHIND SHRUBS
3560 | MOUNTSHANNON RD | 43221-5237 | Active | T369485 | WILKINS | 720A | PVB | 1.000 | 3610015 | IN FRONT OF HOUSE BEHIND SHRUBS
3587 | MOUNTSHANNON RD | 43221-5236 | Active | CB585081 | WILKINS | 720 | PVB | 0.750 | 3488806 | BACK OF HOUSE
2840 | MOUNTVIEW RD | 43221-3138 | Active | H514865 | FEBCO | 765 | PVB | 0.750 | 59424 | FRONT OF HOUSE
2882 | MOUNTVIEW RD | 43221-3140 | Active | EAA0416 | WILKINS | 720 | PVB | 0.750 | 3488836 | LEFT SIDE OF HOUSE
2975 | MOUNTVIEW RD | 43221-2719 | Active | H277614 | FEBCO | 765 | PVB | 0.750 | 59634 | FRONT OF HOUSE
2993 | MOUNTVIEW RD | 43221-2719 | Active | 01664 | WATTS | 800M4QT | PVB | 1.000 | 97139 | LEFT SIDE OF HOUSE
3780 | MOUNTVIEW RD | 43220-4802 | Active | CB609411 | WILKINS | 720A | PVB | 0.750 | 3488923 | LEFT OF FRONT DOOR
3970 | MOUNTVIEW RD | 43220-4856 | Active | EA13309 | WILKINS | 720A | PVB | 0.750 | 3488953
4130 | MOUNTVIEW RD | 43220-4433 | Active | CB323451 | WILKINS | 720A | PVB | 0.750 | 3618143 | FRONT RIGHT OF THE HOUSE
4220 | MOUNTVIEW RD | 43220-4458 | Active | T432451 | WILKINS | 720A | PVB | 0.750 | 3488976 | LEFT OF FRONT DOOR
4335 | MOUNTVIEW RD | 43220 | Active | 129345 | WATTS | LF009M2QT | RP | 1.500 | 3656434 | HOT BOX
2698 | MT HOLYOKE RD | 43221-3425 | Active | CB013617 | WILKINS | 720A | PVB | 0.750 | 3489050 | RIGHT REAR
2945 | MT HOLYOKE RD | 43221 | Active | 19526C | WILKINS | 375AST | RP | 4.000 | 3638771 | CONSESSION STAND WEST RM 413
2945 | MT HOLYOKE RD | 43221 | Not Required by DOW | B301459 | WILKINS | 375XL | RP | 0.750 | 3639470 | ON WEST WALL
2945 | MT HOLYOKE RD | 43221 | Not Required by DOW | B301458 | WILKINS | 375XL | RP | 0.750 | 3639471 | MECH ROOM CONCESSIONS STAND
2945 | MT HOLYOKE RD | 43221 | Active | UI-1309 | AMES | COLT 300-GV | DCDA | 8.000 | 3644571 | MECH ROOM CONCESSIONS STAND
2945 | MT HOLYOKE RD | 43221 | Active | 62519 | AMES | 2000BM3 | DC | 0.750 | 3650371 | MECH ROOM CONCESSIONS STAND
3205 | MT HOLYOKE RD | 43221-2227 | Active | 28851 | FEBCO | 765 | PVB | 1.000 | 102560 | REAR OF HOUSE
245 | MT VERNON AVE | 43215-2151 | Inactive | 510910 | WATTS | 909QT | RP | 1.000 | 58317 | NE BASEMENT AT WATER METER
322 | MT VERNON AVE | 43215 | Active | 28489 | WATTS | 919AQT | RP | 2.000 | 3618369 | NE CORNER OF BLDG IN STORAGE RM BY REAR DOOR
350 | MT VERNON AVE | 43215- | Active | 1919140517 | AMES | 3000SS | DCDA | 6.000 | 3489210 | NW MECH/RISER ROOM
350 | MT VERNON AVE | 43215- | Active | 26794 | WATTS | 007M1QT | DC | 0.750 | 3626773 | NW MECH/RISER ROOM
350 | MT VERNON AVE | 43215- | Active | 1289290115 | AMES | 4000SS | RP | 3.000 | 3626945 | NW MECH/RISER ROOM AT WATER METER
350 | MT VERNON AVE | 43215- | LPS - Active |  |  |  | LST |  | 3627943 | FIRE PUMP - NW MECH/RISER ROOM BY GENERATOR
350 | MT VERNON AVE | 43215- | LPS - Active |  |  |  | LPC |  | 3627947 | DOMESTIC PUMP - NW MECH/RISER ROOM
723 | MT VERNON AVE | 43203-1404 | Removed | REM88110 | AMES | 2000B | DC | 0.750 | 3489211 | NORTH MECH ROOM
723 | MT VERNON AVE | 43203-1404 | Active | 1104638 | AMES | 3000SS | DCDA | 4.000 | 3655601 | NORTH MECH ROOM
723 | MT VERNON AVE | 43203-1404 | Active | YB-2152 | WATTS | 957 | RP | 3.000 | 3657591 | NORTH MECH ROOM
723 | MT VERNON AVE | 43203-1404 | Active | 02957 | AMES | 2000B | DC | 0.750 | 3657759 | NORTH MECH ROOM
742 | MT VERNON AVE | 43203-1405 | Active | ALA10194 | WILKINS | 975XL3 | RP | 1.000 | 3489212 | Basement
764 | MT VERNON AVE | 43203 | Active | 4973307 | WILKINS | 975 | RP | 2.000 | 3654266 | 1ST FLOOR MECHANICAL ROOM
764 | MT VERNON AVE | 43203 | Active | 1103105 | AMES | 3000SS | DCDA | 4.000 | 3654267 | NORTHEAST METER ROOM
764 | MT VERNON AVE | 43203 | Active | 02404 | AMES | LF2000B | DC | 0.750 | 3654268 | NORTHEAST METER ROOM
772 | MT VERNON AVE | 43203- | Due Install |  |  |  |  | 0.750 | 3489214
780 | MT VERNON AVE | 43203-1405 | Active | 157491 | WATTS | LF009M3QT | RP | 0.750 | 3489215 | 1ST FL MECHANICAL ROOM/WATER RISER ROOM
780 | MT VERNON AVE | 43203-1405 | Due Install | [5 empty] | 3654328 | MAINT ROOM
788 | MT VERNON AVE | 43203-1408 | Active | 55870 | WATTS | 009QT | RP | 1.000 | 72942 | MECHANICAL ROOM.
835 | MT VERNON AVE | 43203- | Active | 36407 | WATTS | 919 | RP | 1.000 | 3489216 | MAYME MOORE PARK INSIDE BUILDING
867 | MT VERNON AVE | 43203- | Active | 067147 | WATTS |  | RP | 0.750 | 3639274
867 | MT VERNON AVE | 43203- | Due Install |  |  |  | DCDA |  | 3639275
867 | MT VERNON AVE | 43203- | LPS - Active |  |  |  | LST |  | 3639276 | FIRE PUMP
875 | MT VERNON AVE | 43203-1411 | Active | 401051 | WATTS | 909PCHWQT | RP | 0.750 | 74249 | CENTER OF WORK AREA @ THE SPOT WELDER - 873 MT VERNON AVE
881 | MT VERNON AVE | 43203-1411 | Due Install |  |  |  | RP | 0.750 | 3489222
993 | MT VERNON AVE | 43203-1517 | Not Required by DOW | 30758 | WATTS | 009QT | RP | 1.000 | 74947 | IN BASEMENT BESIDE HOT WATER HEATER. LIMITED FIRE
993 | MT VERNON AVE | 43203-1517 | Active | 56193B | APOLLO | RPLF4A | RP | 1.000 | 3652500 | BASEMENT N WALL
104 | MT VERNON AVE | 43203-1518 | Active | 287714 | WATTS | 909M1QT | RP | 1.500 | 53692 | 1060 MT VERNON AVE, BASEMENT UTILITY ROOM
1055 | MT VERNON AVE | 43203-1519 | Active | 1361042 | WILKINS | 950 | DC | 0.750 | 53734 | BACK DOOR TO LEFT BY FIRE SYSTEM
1055 | MT VERNON AVE | 43203-1519 | Active | 385747 | WATTS | 909M1QT | RP | 2.000 | 53735 | WATER METER ROOM EAST WALL
1055 | MT VERNON AVE | 43203-1519 | Not Required by DOW | 542222 | WATTS | 909QT | RP | 1.000 | 53736 | MECH ROOM 2ND FLOOR
1055 | MT VERNON AVE | 43203-1519 | Active | 4782 | WILKINS | 350 | DC | 6.000 | 53737 | SE CORNER OF DOCK
1085 | MT VERNON AVE | 43203-1520 | Not Required by DOW |  |  |  | RP |  | 3489236
1217 | MT VERNON AVE | 43203-1523 | Inactive | 831464 | WILKINS | 975 | RP | 0.750 | 54326 | BASEMENT BY STAIRS
1420 | MT VERNON AVE | 43203-1687 | Active | 121746 | WATTS | 009M2QT | RP | 1.500 | 88003 | 1410 MT VERNON AVE, CLOSET
1420 | MT VERNON AVE | 43203-1687 | Active | 1419260505 | AMES | 3000SS | DCDA | 3.000 | 88039 | CLOSET # 1410
1420 | MT VERNON AVE | 43203-1687 | Active | 43385 | AMES | 2000B | DC | 0.750 | 88096 | CLOSET # 1410
1494 | MT VERNON AVE | 43203-1616 | Due Install |  |  |  | RP |  | 3489292
720 | MT VERNON AVE REAR | 43203-1403 | Active | W30222xltcu | WILKINS | 975 | RP | 0.750 | 71602 | BOILER ROOM ABOVE CONDENSATE RETURN
720 | MT VERNON AVE REAR | 43203-1403 | Active | 1130290401 | AMES | 3000 | DCDA | 4.000 | 71603 | REAR OF OLD CHURCH AT SW CORNER OF NEW EDITION-SRINKLER ROOM
720 | MT VERNON AVE REAR | 43203-1403 | Active | 18956 | AMES | 2000SS | DC | 0.750 | 71605 | REAR OF CHURCH IN SW CORNER OF NEW EDITION-SPRINK RM
863 | MT VERNON AVE UNIT A | 43203- | Active | MG-0976 | WATTS | 757 | DCDA | 3.000 | 3605723 | WEST SIDE OF BUILDING
863 | MT VERNON AVE UNIT A | 43203- | Active | 205962 | WATTS | 007M1QT | DC | 0.750 | 3641008 | WEST SIDE OF BUILDING
720 | MT VERNON AVE UNIT FRONT | 43203-1403 | Active | 1186235 | WILKINS | 975XL | RP | 1.500 | 71604 | SW CORNER WATER METER ROOM
664 | MUIR PKWY | 43026 | Active | PG-1177 | WATTS | 957 | RP | 6.000 | 3613892 | HOT BOX AT METER VAULT
6644 | MUIR PKWY | 43026 | LPS - Active |  |  |  | LPC |  | 3626626 | DOMESTIC PUMP -
6644 | MUIR PKWY | 43026 | LPS - Active |  |  |  | LST |  | 3626627 | FIRE PUMP - (BLDG 1, MAY SHOW AS 6697 BLUEBIRD PL)
6644 | MUIR PKWY | 43026 | Not Required by DOW | 20202A | WILKINS | 350AST | DC | 6.000 | 3636583 | MECH ROOM 1ST FLOOR OF 3250 CARDINAL LN
6644 | MUIR PKWY | 43026 | Not Required by DOW | 12608 | WILKINS | 350AST | DC | 6.000 | 3639265 | SPRINKLER ROOM 6785 BLUEBIRD PLACE
6644 | MUIR PKWY | 43026 | Not Required by DOW | 15570 | WILKINS | 350AST | DC | 6.000 | 3639266 | SPRINKLER ROOM 6873 BLUEBIRD PLACE
6644 | MUIR PKWY | 43026 | Not Required by DOW | 12607 | WILKINS | 350AST | DC | 6.000 | 3639267 | SPRINKLER ROOM 6697 BLUEBIRD PLACE
6644 | MUIR PKWY | 43026 | Not Required by DOW | TH-1373 | WATTS | 757 | DC | 6.000 | 3646816 | SPRINKLER ROOM 6836 ORIOLE ST
6644 | MUIR PKWY | 43026 | LPS - Active |  |  |  | LST |  | 3658503 | FIRE PUMP - (BLDG 2, MAY SHOW AS 6785 BLUEBIRD PLACE)
5300 | MUIRFIELD CT | 43017-7629 | Active | T007449 | WILKINS | 720A | PVB | 1.500 | 66621 | FRONT OF THE HOUSE
5333 | MUIRFIELD CT | 43017-7629 | Active | 21926 | WATTS | 919AQT | RP | 1.000 | 98185 | BASEMENT AT WATER METER
5333 | MUIRFIELD CT | 43017-7629 | Active | 21276 | WATTS | 919AQT | RP | 1.000 | 98439 | BASEMENT
5333 | MUIRFIELD CT | 43017-7629 | Active | 24315 | WATTS | 919ZQT | RP | 0.750 | 98440 | BASEMENT
5400 | MUIRFIELD CT | 43017-9622 | Active | T655798 | WILKINS | 720A | PVB | 0.750 | 66749 | RIGHT SIDE CENTER
5410 | MUIRFIELD CT | 43017-9622 | Removed | HC12248REM | FEBCO | 765 | PVB | 1.000 | 100989 | LEFT SIDE OF FRONT ENTRANCE
5410 | MUIRFIELD CT | 43017-9622 | Under renovation | [5 empty] | 3651300 | LEFT SIDE OF FRONT ENTRANCE
5420 | MUIRFIELD CT | 43017-9622 | Active | CB157643 | WILKINS | 720A | PVB | 1.000 | 66882 | BACK OF HOUSE NEXT TO PATIO
5444 | MUIRFIELD CT | 43017-9622 | Active | 66156 | RAINBIRD | 100 | DC | 1.000 | 66913 | BASEMENT
5500 | MUIRFIELD CT | 43017-7616 | Active | T417584 | WILKINS | 720A | PVB | 1.000 | 3489306 | FRONT OF HOUSE
7076 | MUIRFIELD DR | 43017 | Not Required by DOW | T578338 | WILKINS | 720A | PVB | 1.000 | 71372 | REAR OF STORE ABOVE MOP SINK
7076 | MUIRFIELD DR | 43017 | Active | ABP5807 | WILKINS | 975XL | RP | 1.000 | 3636740 | SE AT WATER METER AT MOP SINK
7121 | MUIRFIELD DR | 43017-2863 | Active | 39377 | WATTS | 919AQT | RP | 1.000 | 71463 | WEST SIDE
7136 | MUIRFIELD DR | 43017 | Active | 21352 | WILKINS | 975 | RP | 3.000 | 71480 | SHOPS ON MUIRFIELD BACK OUTSIDE DR MECH RM -R OF 7154 LBX CODE 0317
7136 | MUIRFIELD DR | 43017 | Not Required by DOW | 330411 | WATTS | 909M1QT | RP | 2.000 | 71481 | 7148 Kitchen NAPA Bar METER ABOVE CEILING/ Above wter heater
7136 | MUIRFIELD DR | 43017 | Active | 33687 | WATTS | 007QT | DC | 0.750 | 71482 | SHOPS ON MUIRFIELD BACK OUTSIDE DR MECH RM -W OF 7154 BK DR
7136 | MUIRFIELD DR | 43017 | Active | 3DN0482 | AMES | 3000SS | DCDA | 6.000 | 71483 | SHOPS ON MUIRFIELD BACK OUTSIDE DR MECH RM -W OF 7154 BK DR
7220 | MUIRFIELD DR | 43017-2862 | Not required by DOW | 117114 | WATTS | 009M2QT | RP | 2.000 | 71645 | S SIDE RISER RM (OUTSIDE DR)
7220 | MUIRFIELD DR | 43017-2862 | Active | 127317 | WATTS | 007M2QT | DC | 0.750 | 71646 | METER PIT N OF S DRIVEWAY
7220 | MUIRFIELD DR | 43017-2862 | Active | 19203 | WILKINS | 975 | RP | 4.000 | 71647 | S MECH/RSER RM - OUTSIDE DR AT WATER RISER DOM MTR IN PIT
7220 | MUIRFIELD DR | 43017-2862 | Active | 3JM2366 | AMES | 3000SS | DCDA | 6.000 | 71648 | IN METER PIT N OF S DRIVEWAY
7240 | MUIRFIELD DR | 43017-2862 | Not Required by DOW | 1276551 | WILKINS | 975 | RP | 1.000 | 71672 | MECH ROOM NW CORNER
7240 | MUIRFIELD DR | 43017-2862 | Active | W005535 | WILKINS | 975 | RP | 1.500 | 71673 | W MECH/METER ROOM THRU ELECTRIC ROOM AT WATER METER
7802 | MUIRFIELD DR | 43017 | Active | 4HM1129 | AMES | 4000SS | RP | 6.000 | 72829 | SILVER HOT BOX AT PIT IN BUSHES WEST OF 5929 DUNABBEY LOOP
8372 | MUIRFIELD DR | 43017-9763 | Due Install |  |  |  | RP | 1.500 | 3489344 | IN HOT BOX AT PIT PIT IS 75' W OF HYD AT STRATHMORE & MEMORIAL 30' S MEMRIAL
8372 | MUIRFIELD DR | 43017-9763 | Active | 393855 | WILKINS | 720A | PVB | 1.000 | 3649923 | IN THE POOL HOUSE MECH ROOM
8665 | MUIRFIELD DR | 43017 | Active | 3209637 | WILKINS | 975XL | RP | 2.000 | 74165 | NORTH SIDE OF RESTROOM ADDITON IN JANITORS ROOM WITH MOP SINK
8665 | MUIRFIELD DR | 43017 | Active | 180640 | WATTS | 709 | DC | 4.000 | 93079 | basement near bottom of steps
8665 | MUIRFIELD DR | 43017 | Due Install |  |  |  | RP | 6.000 | 3635460 | IN HOT BOX AT PIT
8686 | MUIRFIELD DR | 43017 | Active | 22252 | WATTS | 009QT | RP | 1.500 | 74181 | 8670 MUIRFIELD "BARN" FURNACE RM BY HOT WATER TANK
8686 | MUIRFIELD DR | 43017 | Removed | 42147REM | WATTS | 009QT | RP | 0.750 | 74183 | REMOVED- RIGHT SIDE OF HOUSE - 8670 MUIRFIELD DR
8686 | MUIRFIELD DR | 43017 | Removed | 4161109REM | WILKINS | 950LXT2 | DC | 1.000 | 96941 | 8670 MUIRFIELD "BARN" 2-MAN PIT -2' W OF S BLDG/METAL LID
8686 | MUIRFIELD DR | 43017 | Due Install |  |  |  | RP | 1.500 | 3635289 | 8670 MUIRFIELD "BARN" IN HOT BOX OR JUST INSIDE BLDG - S BARN
8980 | MUIRFIELD DR | 43017 | Active | W055995 | WILKINS | 975XLBMS | RP | 0.750 | 74436 | SE CORNER MUIRFIELD DR & GLICK-DUBLIN ADDR 8990
8995 | MUIRFIELD DR | 43017- | Active | 2821858 | WILKINS | 975XLBMS | RP | 1.500 | 94856 | SW MUIRFIELD/GLENBARR CONDOS BEHIND BUSHES-IFO 6080 GLENBARR PL @ 2 MAN PIT
7800 | MUIRFIELD DR UNIT A | 43017- | Active | 1043303 | WILKINS | 975 | RP | 1.000 | 72823 | ISLAND AT CORMORANT N OF STONE WALL PK & REC DEVICE, 2 IN BK FLW BOX
7800 | MUIRFIELD DR UNIT A | 43017- | Active | 1043502 | WILKINS | 975 | RP | 1.000 | 72824 | ISLAND @ CORMORANT-N OF STONE WALL 2 IN BKFLW BOX S OF JACK STATUE
7995 | MUIRFIELD GREEN BLVD UNIT RES A | 43017 | Active | t324674 | WILKINS | 720A | PVB | 1.000 | 73108 | BY METER PIT FORD BOX
5220 | MUIRFIELD PL | 43017-9720 | Active | T257841 | WILKINS | 720A | PVB | 0.750 | 3489345
5285 | MUIRFIELD PL | 43017 | Active | 28990 | FEBCO | 765 | PVB | 1.000 | 66553 | LEFT SIDE OF HOUSE
9095 | MUIRKIRK DR | 43017 | Active | CB153152 | WILKINS | 720A | PVB | 0.750 | 3489352 | Rear of the house
9178 | MUIRKIRK DR | 43017 | Active | T085903 | WILKINS | 720A | PVB | 0.750 | 103470 | LEFT SIDE OF HOUSE
9192 | MUIRKIRK DR | 43017 | Active | W034652 | WILKINS | 720A | PVB | 0.750 | 94081 | RIGHT SIDE
9214 | MUIRKIRK DR | 43017 | Active | BK8174 | FEBCO | 765 | PVB | 0.750 | 74622 | RIGHT SIDE OF HOUSE
9256 | MUIRKIRK DR | 43017 | Active | T345659 | WILKINS | 720 | PVB | 0.750 | 3489371 | LEFT CENTER
9312 | MUIRKIRK DR | 43017 | Active | T390779 | WILKINS | 720A | PVB | 0.750 | 3489379 | RIGHT CENTER
9313 | MUIRKIRK DR | 43017 | Active | T082910 | WILKINS | 720A | PVB | 0.750 | 101873 | LEFT SIDE OF HOUSE
9336 | MUIRKIRK DR | 43017 | Active | 681313 | WATTS | 800M2QT | PVB | 1.000 | 74684 | RIGHT CENTER
9404 | MUIRKIRK DR | 43017 | Active | hb77392 | FEBCO | 765 | PVB | 1.000 | 74718 | RIGHT CENTER
9415 | MUIRKIRK DR | 43017 | Active | 4665171 | WILKINS | 975 | RP | 0.750 | 100759 | W ENTRANCE NW COR AT METER BOX
6219 | MUIRLOCH DR | 43017-8769 | Active | H527283 | FEBCO | 765 | PVB | 0.750 | 69408 | RIGHT FRONT
6233 | MUIRLOCH DR | 43017-8769 | Active | HB75278 | FEBCO | 765 | PVB | 0.750 | 3489402 | FRONT LEFT OF DOOR
6239 | MUIRLOCH DR | 43017-8769 | Active | 601396 | WILKINS | 720A | PVB | 1.000 | 69446 | LT SIDE
6244 | MUIRLOCH DR | 43017-8768 | Active | 119603 | WATTS | 800QT | PVB | 0.750 | 69465 | RT SIDE-PREFIX WITH Z
6268 | MUIRLOCH DR | 43017-8768 | Active | T304673 | WILKINS | 720A | PVB | 0.750 | 69525 | LEFT HAND SIDE
6276 | MUIRLOCH DR | 43017-8768 | Active | CAA46480 | WILKINS | 720A | PVB | 0.750 | 69544 | RIGHT SIDE
6284 | MUIRLOCH DR | 43017 | Active | H419395 | FEBCO | 765 | PVB | 0.750 | 91293 | LEFT SIDE OF HOUSE
6292 | MUIRLOCH DR | 43017 | Active | T230820 | Wilkins | 720A | PVB | 0.750 | 69573 | LEFT FRONT BEHIND GRASS
6218 | MUIRLOCH N CT | 43017- | Active | 516824 | WILKINS | 720A | PVB | 0.750 | 69406 | RT SIDE
6226 | MUIRLOCH N CT | 43017- | Active | CAC06819 | WILKINS | 720A | PVB | 1.000 | 69422 | RF
6235 | MUIRLOCH N CT | 43017- | Active | 176040 | WILKINS | 720A | PVB | 0.750 | 69441 | LEFT CENTER
6250 | MUIRLOCH N CT | 43017- | Active | CB086030 | WILKINS | 720A | PVB | 1.000 | 3489399 | OUTSIDE LEFT REAR
6251 | MUIRLOCH N CT | 43017- | Active | 424528 | WILKINS | 720A | PVB | 0.750 | 69485 | OUTSIDE FRONT
6258 | MUIRLOCH N CT | 43017 | Active | 003332 | WATTS | 800M4FR | PVB | 1.000 | 3598601 | OUTSIDE FRONT OF HOUSE
6259 | MUIRLOCH N CT | 43017- | Active | 371588 | WILKINS | 720A | PVB | 1.000 | 69500 | LEFT SIDE OF HOUSE
6266 | MUIRLOCH N CT | 43017- | Active | 624258 | WILKINS | 720A | PVB | 0.750 | 69521 | RIGHT FRONT
6267 | MUIRLOCH N CT | 43017 | Active | 758635 | WILKINS | 720A | PVB | 0.750 | 69523 | FRONT RIGHT SIDE
6274 | MUIRLOCH N CT | 43017- | Active | 732671 | WILKINS | 720A | PVB | 0.750 | 69537 | RIGHT HAND SIDE
6275 | MUIRLOCH N CT | 43017 | Active | CB15766 | WILKINS | 720A | PVB | 1.000 | 69540 | LEFT SIDE
6229 | MUIRLOCH S CT | 43017- | Active | 309254 | WILKINS | 720A | PVB | 1.000 | 69426 | FRONT RIGHT OF DOOR
6237 | MUIRLOCH S CT | 43017- | Active | T191473 | WILKINS | 720 | PVB | 0.750 | 69443 | LEFT HAND SIDE
6245 | MUIRLOCH S CT | 43017 | Active | HB98040 | FEBCO | 765 | PVB | 0.750 | 69467 | NW CORNER OF HOUSE
6254 | MUIRLOCH S CT | 43017- | Active | 542770 | WILKINS | 720A | PVB | 0.750 | 69489 | LT SIDE
6261 | MUIRLOCH S CT | 43017- | Active | H336547 | FEBCO | 765 | PVB | 0.750 | 88136 | RT SIDE OF HOUSE
6262 | MUIRLOCH S CT | 43017- | Active | CAA67189 | WILKINS | 720A | PVB | 0.750 | 69504 | FRT OF HSE LEFT FRONT DOOR UNDER WINDOW
6269 | MUIRLOCH S CT | 43017- | Active | G036145 | WILKINS | 720A | PVB | 0.750 | 93367 | BACK CENTER OF HOUSE BY AC UNIT
6277 | MUIRLOCH S CT | 43017 | Active | H277452 | FEBCO | 765 | PVB | 0.750 | 69546 | LEFT SIDE OF HOUSE
6230 | MUIRLOCK S CT | 43017- | Active | T075821 | WILKINS | 720A | PVB | 0.750 | 69428 | EAST SIDE
735 | MULBERRY ST | 43219-2515 | Active | 25317 | WATTS | 919AQT | RP | 0.750 | 3489417
739 | MULBERRY ST | 43219-2515 | Not Required by DOW |  |  |  | RP |  | 3489418
786 | MULBERRY ST | 43219-2516 | Not Required by DOW | [5 empty] | 3489422
401 | MULBERRY ST | 43123- | Active | CB992704 | WILKINS | 720A | PVB | 1.000 | 94083 | LEFT SIDE - 4015 THOMPSON AVE
5710 | MULDOON CT | 43016-4334 | Active | CAA67181 | WILKINS | 720A | PVB | 0.750 | 99542 | LEFT SIDE
1056 | MULFORD RD | 43212-3813 | Active | T396169 | Wilkins | 720 | PVB | 0.750 | 3489465 | BACK RIGHT SIDE OF HOUSE
1250 | MULFORD RD | 43212-3508 | Active | CAA35752 | WILKINS | 720A | PVB | 0.750 | 3489508 | RIGHT REAR PAST A/C
3620 | MULLGROVE CT | 43221-5601 | NULL | [5 empty] | 3632420
4140 | MUMFORD CT | 43220-4435 | Active | DJ6667 | FEBCO | 765 | PVB | 0.750 | 63020 | LEFT SIDE OF HOUSE
4145 | MUMFORD CT | 43220-4435 | Removed | DD4155REM | FEBCO | 765 | PVB | 1.000 | 63065 | BACK OF HOUSE
4145 | MUMFORD CT | 43220-4435 | Active | T432687 | WILKINS | 720A | PVB | 0.750 | 3657811 | RIGHT REAR
4150 | MUMFORD CT | 43220-4435 | Active | DK6940 | FEBCO | 765 | PVB | 0.750 | 63090 | NORTHWEST CORNER OF HOUSE - LEFT
4151 | MUMFORD CT | 43220-4435 | Active | 595530 | WATTS | 800M4QT | PVB | 1.000 | 88957 | FRONT LEFT OF DOOR
4155 | MUMFORD CT | 43220-4435 | Active | CAA31059 | WILKINS | 720A | PVB | 0.750 | 63110 | RIGHT SIDE OF HOUSE
4165 | MUMFORD CT | 43220-4435 | Active | EAK2201 | WILKINS | 720A | PVB | 1.000 | 63126 | NORTH END OF HOUSE
4170 | MUMFORD CT | 43220-4435 | Active | T346170 | WILKINS | 720A | PVB | 0.750 | 63141 | FRONT OF HOUSE
4175 | MUMFORD CT | 43220-4435 | Active | T409628 | Wilkins | 720A | PVB | 0.750 | 3489616 | LEFT FRONT
4185 | MUMFORD CT | 43220-4435 | Active | 85548 | FEBCO | 765 | PVB | 1.000 | 94085 | RIGHT SIDE
4210 | MUMFORD CT | 43220-4435 | Active | DA5051 | FEBCO | 765 | PVB | 0.750 | 94086 | FRONT OF HOUSE
4225 | MUMFORD CT | 43220-4435 | Active | CB878692 | WILKINS | 720A | PVB | 1.000 | 87143 | FRONT OF HOUSE BY BAY WINDOW
4271 | MUMFORD DR | 43220-4436 | Active | 672955 | WILKINS | 720A | PVB | 0.750 | 94088 | LEFT SIDE OF HOUSE
4314 | MUMFORD DR | 43220-4437 | Active | G038356 | WILKINS | 720A | PVB | 0.750 | 87506 | OUTSIDE REAR OF HOUSE
4367 | MUMFORD DR | 43220-4438 | Active | CB653265 | WILKINS | 720A | PVB | 0.750 | 3489636 | REAR OF HOUSE
4375 | MUMFORD DR | 43220-4438 | Active | CB203604 | WILKINS | 720A | PVB | 0.750 | 3489637 | LEFT OF HOUSE
3770 | MUNICIPAL WAY | 43026-1620 | Active | A04785 | WATTS | 009M3QT | RP | 0.750 | 61702 | N.E. CORNER OF TRUCK GARAGE
3800 | MUNICIPAL WAY UNIT A | 43026-1620 | Due Install |  |  |  | RP | 0.750 | 3580740 | INSIDE BLDG 4
3800 | MUNICIPAL WAY UNIT B | 43026-1620 | Active | 309224 | WATTS | 909M1QT | RP | 2.000 | 61806 | N.W. STORAGE ROOM/ELEC MECH RM, BACK GARAGE
3800 | MUNICIPAL WAY UNIT B | 43026-1620 | Active | 402026 | WATTS | 909QT | RP | 0.750 | 61807 | BASEMENT MECHANICAL ROOM
3800 | MUNICIPAL WAY UNIT B | 43026-1620 | Active | 439024 | WILKINS | 975 | RP | 2.000 | 61808 | SE CORNER IN BASEMENT--BOILER ROOM
3800 | MUNICIPAL WAY UNIT B | 43026-1620 | Active | 46032 | WATTS | 009QT | RP | 2.000 | 61809 | BOTTOM OF STAIRS IN BASEMENT (POLICE STATION)
3800 | MUNICIPAL WAY UNIT B | 43026-1620 | Due Install |  |  |  | RP | 2.000 | 3636047
7384 | MURRAYFIELD DR | 43085-1725 | Active | 527628 | WATTS | 800M4QT | PVB | 1.000 | 71882 | LEFT SIDE OF HOUSE
7417 | MURRAYFIELD DR | 43085-1739 | Active | BB3207 | FEBCO | 765 | PVB | 0.750 | 71951 | RIGHT SIDE OF HOME
608 | MUSTANG CANYON DR | 43119-8318 | Active | H387679 | FEBCO | 765 | PVB | 0.750 | 97252 | RIGHT SIDE
585 | MYRICK RD | 43016 | Active | G251733 | WILKINS | 720A | PVB | 0.750 | 99008 | REAR OF HOUSE
1400 | MYRTLE AVE | 43211-1445 | Active | 229387 | WILKINS | 975 | RP | 0.750 | 54909 | BOILER ROOM Linden Park Elem.
1400 | MYRTLE AVE | 43211-1445 | Active | W602597 | WATTS | 909QT | RP | 0.750 | 54910 | BOILER ROOM BACK DOOR - Linden Park
1400 | MYRTLE AVE | 43211-1445 | Due Install |  |  |  |  | 0.250 | 3636578
1400 | MYRTLE AVE | 43211-1445 | LPS - Due Install |  |  |  |  | 0.250 | 3646193
2349 | MYRTLE VALLEY DR | 43228-8245 | Active | EAJ5798 | WILKINS | 720A | PVB | 0.750 | 91811 | BACK RIGHT OF HOUSE
6807 | MYRTLESTONE ST | 43016-6505 | Active | T293533 | WILKINS | 720A | PVB | 0.750 | 93430 | RIGHT SIDE OF HOUSE
6808 | MYRTLESTONE ST | 43016 | Active | G212820 | WILKINS | 720A | PVB | 0.750 | 95303 | RIGHT SIDE
6815 | MYRTLESTONE ST | 43016-6505 | Active | H516956 | FEBCO | 765 | PVB | 0.750 | 95462 | LEFT SIDE OF HOUSE
6816 | MYRTLESTONE ST | 43016-6515 | Active | HD25305 | FEBCO | 765-3/4 | PVB | 0.750 | 96911 | RIGHT SIDE
6823 | MYRTLESTONE ST | 43016-6505 | Active | G204704 | WILKINS | 720A | PVB | 0.750 | 92251 | Left side of house
6824 | MYRTLESTONE ST | 43016-6515 | Active | T012979 | WILKINS | 720A | PVB | 0.750 | 101050 | RIGHT FRONT
6831 | MYRTLESTONE ST | 43016-6505 | Active | F022333 | WILKINS | 720A | PVB | 0.750 | 97094 | LEFT SIDE
3761 | MYSTIC WAY | 43123 | Active | EAG4726 | WILKINS | 720A | PVB | 0.750 | 3652028 | LEFT FRONT
3846 | MYSTIC WAY | 43123 | Active | WC-0670 | AMES | COLT 400 | RP | 4.000 | 3653240 | HOT BOX
31 | N 17TH ST | 43203-1802 | Active | 4798932 | WILKINS | 975XL2 | RP | 0.750 | 59959 | BOILER ROOM - Clearbrook
31 | N 17TH ST | 43203-1802 | Removed | 4014461REM | WILKINS | 975XL | RP | 0.750 | 3609324 | COURTYARD?
31 | N 17TH ST | 43203-1802 | Due Install |  |  |  | RP |  | 3636442
42 | N 17TH ST | 43203 | Active | 033107 | WATTS | 009M2QT | RP | 1.500 | 3616975 | EAST SIDE OF BUILDING SOUTHERN HOT BOX
42 | N 17TH ST | 43203 | Active | 04566 | AMES | 3000B | DCDA | 2.000 | 3618209 | EAST SIDE OF BUILDING NORTHERN HOT BOX
42 | N 17TH ST | 43203 | Active | 04842 | AMES | 2000B | DC | 0.500 | 3618210 | EAST SIDE OF BUILDING NORTHERN HOT BOX
84 | N 17TH ST | 43203 | Active | 8021 | WILKINS | 375 | RP | 3.000 | 3619843 | BASEMENT SW CORNER IN MECH RM
84 | N 17TH ST | 43203 | Active | 1903401116 | AMES | 3000SS | DCDA | 3.000 | 3619844 | BASEMENT SW CORNER IN MECH RM
84 | N 17TH ST | 43203 | Active | 77448 | AMES | 2000B | DC | 0.750 | 3619845 | BASEMENT SW CORNER IN MECH RM
93 | N 17TH ST | 43203-1802 | Active | 23402A | APOLLO | RPLF4A | RP | 2.000 | 3572893 | NORTHEAST MECH ROOM AT WATER METER
93 | N 17TH ST | 43203-1802 | Active | 1978060420 | AMES | 3000SS | DCDA | 4.000 | 3648514 | NORTHEAST MECH ROOM
93 | N 17TH ST | 43203-1802 | Active | 83888 | WATTS | 2000B | DC | 0.750 | 3648515 | NORTHEAST MECH ROOM
93 | N 17TH ST | 43203-1802 | Not Required by DOW | 91949A | APOLLO | RPLF40 | RP | 1.500 | 3648695 | NE MECH ROOM
98 | N 17th ST | 43203 | Active | 20880 | WATTS | 919QT | RP | 1.500 | 3616974 | SW BASEMENT MECH RM
98 | N 17th ST | 43203 | Active | 972 | AMES | 3000BM1 | DCDA | 2.000 | 3618216 | SW BASEMENT MECH RM
98 | N 17th ST | 43203 | Active | 5881 | AMES | 2000B | DC | 0.500 | 3618217 | SW BASEMENT MECH RM
18 | N 17TH ST | 43203- | Active | 120397 | WATTS | LF009M2QT | RP | 1.500 | 3572896
184 | N 17TH ST | 43203- | Not Required by DOW | 187548 | WATTS |  | RP | 0.750 | 3654633 | BASEMENT NEXT TO HOT WATER TANK
226 | N 17TH ST | 43203-1420 | NULL | [5 empty] | 3572901
876 | N 19TH ST | 43219-2417 | Not Required by DOW |  |  |  | RP |  | 3573587
892 | N 19TH ST | 43219-2417 | Active | 4814926 | WILKINS | 975XLT | RP | 0.750 | 3573588 | AT WATER METER
896 | N 19TH ST | 43219-2417 | Due Install |  |  |  | RP |  | 3573589
906 | N 19TH ST | 43219 | Active | ABT7612 | WILKINS | 975XL2 | RP | 0.750 | 102754 | IN MECH ROOM
47 | N 20TH ST | 43203-1902 | Active | T396168 | WILKINS | 720 | PVB | 0.750 | 3574176 | LEFT SIDE OF HOUSE
34 | N 20TH ST | 43203-1506 | NULL | [5 empty] | 3574231
359 | N 20TH ST | 43203- | Active | 314291 | WATTS | 909M1QT | RP | 1.500 | 61176 | BASEMENT - ROOM #8 - 323 N 20TH ST
400 | N 20TH ST | 43203-1508 | Active | 123184 | WATTS | 009QT | RP | 0.750 | 62551 | BSMT MECH RM
400 | N 20TH ST | 43203-1508 | Active | W069439 | WILKINS | 975XL | RP | 0.500 | 62552 | BSMT MECH RM
870 | N 20TH ST | 43219-2421 | Active | ABA27134 | WILKINS | 975 | RP | 0.750 | 3574249
873 | N 20TH ST | 43219-2420 | Active | ABC4298 | Wilkins | 975XL2 | RP | 0.750 | 3574250 | NORTH SIDE UTILITIES ROOM
915 | N 20TH ST UNIT A | 43219-2422 | Not Required by DOW | 66925 | Watts | 919 | RP | 0.750 | 74577 | HAND LINE PRODUCTION
915 | N 20TH ST UNIT A | 43219-2422 | Not Required by DOW | 70534 | WATTS | 009QT | RP | 0.750 | 74578 | BOILER ROOM
915 | N 20TH ST UNIT A | 43219-2422 | Active | 77742 | WATTS | 009M1PCQT | RP | 2.000 | 74579 | AUTOMATIC PRODUCTION AREA AT WATER METER BY ROLL DOOR
96 | N 22ND ST | 43203-1952 | Active | 03217 | AMES | 2000B | DC | 1.250 | 74798 | WEST BSMT LAUNDRY ROOM BLDG 96
96 | N 22ND ST | 43203-1952 | Active | A59353 | WATTS | 009QT | RP | 0.500 | 96176 | EAST BOILER RM
96 | N 22ND ST | 43203-1952 | Due Install | [5 empty] | 3654327 | SOUTHWEST BASEMENT
28 | N 22ND ST | 43203-1597 | Active | L32511 | WILKINS | 375ADA | RP | 4.000 | 92727 | CHAMPION M. S. - BOILER ROOM
284 | N 22ND ST | 43203-1597 | Not Required by DOW | W296107 | WILKINS | 975XLBMS | RP | 1.000 | 92787 | CHAMPION M. S. - BOILER ROOM
284 | N 22ND ST | 43203-1597 | Not Required by DOW | A33926 | WATTS | 009QT | RP | 0.500 | 92867 | KITCHEN BEHIND STEAMER - Champion M. S.
284 | N 22ND ST | 43203-1597 | Active | V13610 | WILKINS | 350ADA | DCDA | 8.000 | 92873 | IN BACK OF SCHOOL IN MECH ROOM - CHAMPION M.S.
284 | N 22ND ST | 43203-1597 | Active | 2697720 | WILKINS | 950XLD | DC | 0.750 | 95812 | MECH ROOM - CHAMPION MS
870 | N 22ND ST | 43219-2427 | Active | 85881 | AMES | 2000B | DC | 0.750 | 3574743
870 | N 22ND ST | 43219-2427 | Active | VK2404 |  |  | DCDA | 6.000 | 3649796
870 | N 22ND ST | 43219-2427 | Active | 91538 | WATTS | 919AQT | RP | 0.750 | 3652248
921 | N 22ND ST | 43219- | Not Required by DOW | 61132 | WATTS | 919AQT | RP | 0.750 | 3574747 | SOUTH GARAGE
921 | N 22ND ST | 43219- | Active | 61050 | WATTS | 919 | RP | 0.750 | 3629823 | AT WATER METER EAST WALL OF GARAGE
2 | N 3RD ST | 43215 | Active | 121007 | WATTS | LF009M2QT | RP | 1.500 | 3655821
3 | N 3RD ST | 43215-3509 | Inactive |  |  |  | RP |  | 3575948
37 | N 3RD ST | 43215-3509 | Inactive | 096070 | WILKINS | 350 | DC | 1.500 | 3628194 | BSMT EAST WALL STAIR WELL
10 | N 3RD ST | 43215-3121 | Not Required by DOW | 360980 | WATTS | 909QT | RP | 0.750 | 53607 | IN THE BASEMENT, BOILER ROOM
101 | N 3RD ST | 43215-3121 | Active | 1052220615 | WATTS | 994 | RP | 3.000 | 3611676 | S BSMNT WALL MECH RM AT METER BOTTOM DEVICE
101 | N 3RD ST | 43215-3121 | Active | PI-0840 | AMES | 200 | DC | 3.000 | 3628101 | S BSMNT WALL MECH RM AT WATER MTR TOP DEVICE
104 | N 3RD ST | 43215-3104 | Active | 206875 | WATTS | 909QTFDA | RP | 4.000 | 96933 | BASEMENT HALLWAY EAST SIDE
104 | N 3RD ST | 43215-3104 | Active | 1267860603 | AMES | 3000SS | DCDA | 6.000 | 96934 | BASEMENT HALL WEST SIDE
104 | N 3RD ST | 43215-3104 | Active | 57341 | WATTS | 007QT | DC | 0.750 | 96935 | BASEMENT HALL WEST SIDE
104 | N 3RD ST | 43215-3104 | LPS - Active |  |  |  | LST |  | 3638081 | FIRE PUMP - BASEMENT PUMP ROOM
104 | N 3RD ST | 43215-3104 | LPS - Active |  |  |  | LPC |  | 3638082 | DOMESTIC PUMP - BASEMENT PUMP ROOM
180 | N 3RD ST | 43215-2920 | Active | 4507023 | WILKINS | 975XL2 | RP | 1.000 | 3575951 | SE CORNER OF GARAGE AT WATER METER
23 | N 4TH ST | 43215-3654 | Active | 4808906 | WILKINS | 975XL | RP | 1.500 | 3576396 | NW BSMNT AT WATER METER
35 | N 4TH ST | 43215-3612 | Not Required by DOW | 206784 | WATTS | 909QT | RP | 0.750 | 60865 | 5TH FLOOR JANITORS ROOM
35 | N 4TH ST | 43215-3612 | Active | WE-0176 | AMES | COLT 400 | RP | 4.000 | 3641132
35 | N 4TH ST | 43215-3612 | Active | 1102546C221 | AMES | 909QT | DCDA | 6.000 | 3653248 | BASEMENT MECH ROOM
35 | N 4TH ST | 43215-3612 | Active | 32153 | WATTS | 007M1QT | DC | 0.750 | 3653249 | BASEMENT MECH ROOM
35 | N 4TH ST | 43215-3612 | LPS - Active |  |  |  | LST |  | 3657352 | FIRE PUMP - BASEMENT MECH ROOM
45 | N 4TH ST | 43215-3602 | Active | 30421 | WATTS | 009QT | RP | 1.000 | 64198 | BOILER ROOM, TOP FLOOR BY MOP SINK
45 | N 4TH ST | 43215-3602 | Due Install |  |  |  | RP | 6.000 | 3636686
45 | N 4TH ST | 43215-3602 | LPS - Active |  |  |  | LST |  | 3636687 | FIRE PUMP - PUMP ROOM
56 | N 4TH ST | 43215- | Active | N2305180945 | FEBCO | 880V | RP | 4.000 | 95682 | WEST SIDE LOWER MECH ROOM LOCATED IN 60 N 4TH ST
60 | N 4TH ST | 43215-3114 | Due Install |  |  |  | RP |  | 3576397 | BSMNT AT WATER METER
80 | N 4TH ST | 43215 | Not Required by DOW | 48064 | WATTS | 919ZQT | RP | 1.000 | 98316 | FRONT INSIDE
80 | N 4TH ST | 43215 | Active | 626551 | WATTS | 909QT | RP | 1.000 | 99292 | 1ST FLOOR OFFICE, METER CLOSET
96 | N 4TH ST | 43215-3115 | Under renovation | 152674 | WATTS | 909QT | RP | 0.750 | 74799 | CENTER PENTHOUSE BOILER ROOM ON ROOF
96 | N 4TH ST | 43215-3115 | Under renovation | 2943946 | WILKINS | 975XLBMS | RP | 0.750 | 98376 | ELECTRIC ROOM
96 | N 4TH ST | 43215-3115 | Due Install |  |  |  | RP | 1.500 | 3636189
96 | N 4TH ST | 43215-3115 | Due Install |  |  |  | DCDA | 4.000 | 3636190
16 | N 4TH ST | 43215-2906 | Active | 4805884 | WILKINS | 975 | RP | 1.000 | 55602 | IN BASEMENT BACK BY WATER METER BACK OF BUILDING
161 | N 4TH ST | 43215-2906 | Active | 19959 | WILKINS | 350ASTDA | DCDA | 4.000 | 3649701 | FIRE EAST WALL BASEMENT
161 | N 4TH ST | 43215-2906 | Active | HC-38587 | WILKINS | 950XLD | DC | 0.750 | 3649702 | FIRE EAST WALL BASEMENT
165 | N 4TH ST | 43215-2906 | Active | 10257 | WATTS | 919QT | RP | 1.500 | 96128 | BATHROOM MECH ROOM WEST END OF BUILDING
171 | N 4TH ST | 43215-2906 | Removed | 2776606REM | WILKINS | 975XLBMS | RP | 1.000 | 92426 | NW CORNNER OF WAREHOUSE SPACE
171 | N 4TH ST | 43215-2906 | Active | 35940 | WILKINS | 375AST | RP | 3.000 | 3653788 | BACK OVERHEAD DOOR OFF LAZELLE ST
171 | N 4TH ST | 43215-2906 | Active | WG-2102 | AMES | 300GV | DCDA | 4.000 | 3653793
171 | N 4TH ST | 43215-2906 | Active | 70149 | AMES | 2000B | DC | 0.750 | 3653794
207 | N 4TH ST | 43215-2510 | In Review |  |  |  | RP |  | 3576398
215 | N 4TH ST | 43215-2510 | Active | 3902444 | WILKINS | 975 | RP | 1.500 | 3576400 | TAP ROOM AT WATER METER
215 | N 4TH ST | 43215-2510 | Not Required by DOW | W396047 | WILKINS | 975XL | RP | 0.500 | 3611660 | MECHANICAL ROOM
225 | N 4TH ST | 43215-2933 | Active | 5438 | AMES | 2000B | DC | 0.750 | 90667 | Sprinkler Room in basement
225 | N 4TH ST | 43215-2933 | Active | GB0613 | AMES | 3000CIV | DCDA | 6.000 | 90668 | SPRINKLER ROOM BASEMENT
225 | N 4TH ST | 43215-2933 | Not Required by DOW | W277091 | WILKINS | 975XLBMS | RP | 0.750 | 90670 | basement sprinkler room at the meter
225 | N 4TH ST | 43215-2933 | LPS - Active |  |  |  | LST |  | 3635538 | FIRE PUMP - BASEMENT WATER SERVICE ROOM/FIRE PUMP ROOM
225 | N 4TH ST | 43215-2933 | Active | ACA7507 | WILKINS | 975 | RP | 2.000 | 3649238 | basement sprinkler room at the meter
239 | N 4TH ST | 43215-2520 | Active | 4339516 | WILKINS | 975XL | RP | 1.000 | 3576401 | 235 N 4TH ST, BASEMENT ON EAST WALL
266 | N 4TH ST | 43215-2565 | Active | 112099 | AMES | 3000 | DCDA | 4.000 | 58908 | NORTHWEST CORNER OF BASEMENT
266 | N 4TH ST | 43215-2565 | Active | 14668 | AMES | 2000SS | DC | 0.750 | 58909 | PARKING GARAGE WEST SIDE
266 | N 4TH ST | 43215-2565 | Active | 046991 | WATTS | 009M2 | RP | 1.500 | 3635283 | NW BSMNT GARAGE/PARKING AREA
450 | N 4TH ST | 43215- | Active | 41030 | WATTS | 919QT | RP | 2.000 | 3576403 | UNDER STAIRS
450 | N 4TH ST | 43215- | Active | AG-2 |  |  | AG | 6.000 | 3651245 | IN FIRE PUMP ROOM PUMP AFTER AIR GAP NO REQUIREMENT
580 | N 4TH ST | 43215-2106 | Active | 21302 | WILKINS | 975 | RP | 3.000 | 67985 | BASEMENT PUMP ROOM
580 | N 4TH ST | 43215-2106 | Active | 21337 | WILKINS | 975 | RP | 3.000 | 67986 | BASEMENT PUMP ROOM
580 | N 4TH ST | 43215-2106 | Active | 36477 | WATTS | 007QT | DC | 0.750 | 67987 | FIRE PROTECTION ROOM -- PUMP ROOM
580 | N 4TH ST | 43215-2106 | Active | 3DN1873 | AMES | 3000SE | DCDA | 8.000 | 67988 | PUMP ROOM
580 | N 4TH ST | 43215-2106 | Not Required by DOW | 11695 | WATTS | 919QT | RP | 1.500 | 67989 | PENTHOUSE
580 | N 4TH ST | 43215-2106 | Not Required by DOW | 432223 | WILKINS | 975 | RP | 0.750 | 67990 | SUB-BASEMENT ABOVE HEATING PUMPS
580 | N 4TH ST | 43215-2106 | Not Required by DOW | 43668 | WATTS | 009M1QT | RP | 1.500 | 67991 | PUMP RM
580 | N 4TH ST | 43215-2106 | Not Required by DOW | 565685 | WILKINS | 975XL | RP | 0.500 | 67992 | 4TH FLOOR BY MOP SINK
580 | N 4TH ST | 43215-2106 | Not Required by DOW | 31245 | WATTS | 009M3QT | RP | 0.750 | 103935 | 1ST FLOOR MECHANICAL ROOM
580 | N 4TH ST | 43215-2106 | Not Required by DOW | 4418412 | WILKINS | 975XL2 | RP | 2.000 | 3624391 | ROOF TOP KITCHEN & BATH, 6TH FL CONTROL RM
580 | N 4TH ST | 43215-2106 | LPS - Active |  |  |  | LPC |  | 3636026 | DOMESTIC PUMP -
580 | N 4TH ST | 43215-2106 | LPS - Active |  |  |  | LST |  | 3636027 | FIRE PUMP - PUMP ROOM BASEMENT PARKING GARAGE
580 | N 4TH ST | 43215-2106 | Active | 02164 | AMES | 4000B | RP | 2.000 | 3648884 | Annex Building
750 | N 4TH ST | 43215 | Active | 19291C | WILKINS | 375 | RP | 3.000 | 3639384 | SW MECH/METER HSE
750 | N 4TH ST | 43215 | Active | 1963920319 | AMES | 3000 | DCDA | 6.000 | 3639390 | SW MECH/METER HSE
750 | N 4TH ST | 43215 | Active | 29044 | WATTS | 007 | DC | 0.750 | 3639391 | SW MECH/METER HSE
750 | N 4TH ST | 43215 | LPS - Active |  |  |  | LPC |  | 3639605 | DOMESTIC PUMP - SW MECH/METER HSE
750 | N 4TH ST | 43215 | LPS - Active |  |  |  | LST |  | 3639606 | FIRE PUMP - SW MECH/METER HSE
750 | N 4TH ST | 43215 | Not Required by DOW | CB639337 | WILKINS | 720A | PVB | 1.000 | 3640850 | SOUTH SIDE OF BUILDING
750 | N 4TH ST | 43215 | LPS - Active | BOOSTER PUMP |  |  | LPC |  | 3650822 | DOMESTIC PUMP -
769 | N 4TH ST | 43215- | Active | 40992 | AMES | 919QT | RP | 2.000 | 3651327 | NW CORNER OF BLDG
769 | N 4TH ST | 43215- | Active | 1102742 | AMES | 3000SS | DCDA | 4.000 | 3651328
769 | N 4TH ST | 43215- | Active | 86726 | AMES | 2000B | DC | 0.750 | 3653829
779 | N 4TH ST | 43215 | Active | 4903293 | WILKINS | 975XL2 | RP | 2.000 | 3576407 | MECH ROOM AT WATER METER
779 | N 4TH ST | 43215 | Active | 11002180221 | AMES | 3000SS | DCDA | 4.000 | 3649097 | MECH ROOM AT FIRE RISER
779 | N 4TH ST | 43215 | Active | 82761 | AMES | 2000B | DC | 0.750 | 3649098 | MECH ROOM AT FIRE RISER - 3/4" SIDE CAR ON FIRE
779 | N 4TH ST | 43215 | Not Required by DOW | ABA6627 | WILKINS | 975XL | RP | 0.750 | 3650351 | RISER ROOM - 777 N 4TH
825 | N 4TH ST | 43215-1862 | Active | 182506 | WATTS | 909QTFDA | RP | 3.000 | 93278 | IN MECH ROOM SOUTH WALL BEHIND BOOSTER PUMP
825 | N 4TH ST | 43215-1862 | Active | N0702021227 | FEBCO | 876V | DCDA | 6.000 | 93306 | MECH ROOM 1ST FLOOR SE CORNER
825 | N 4TH ST | 43215-1862 | Active | 4012121 | FEBCO | 805YB | DC | 0.750 | 93307 | MECH ROOM 1ST FLOOR SE CORNER
825 | N 4TH ST | 43215-1862 | Not Required by DOW | 020876 | WATTS | 800M4QT | PVB | 2.000 | 93308 | IN MECH ROOM ON SOUTH WALL BEHIND MAIN WATER METER
825 | N 4TH ST | 43215-1862 | LPS - Active |  |  |  | LST |  | 3659058 | FIRE PUMP - GARAGE PUMP ROOM
842 | N 4TH ST | 43215 | Not Required by DOW | 4144202 | WILKINS | 975XL2 | RP | 1.000 | 3610123 | 850 N 4TH ST, IN BREWING ROOM
842 | N 4TH ST | 43215 | Active | 4057629 | WILKINS | 975XL2 | RP | 2.000 | 3629707
842 | N 4TH ST | 43215 | Active | 1846131014 | AMES | 3000 | DCDA | 6.000 | 3630047
842 | N 4TH ST | 43215 | Active | 23284 | WATTS | 007 | DC | 0.750 | 3630048
842 | N 4TH ST | 43215 | Not Required by DOW | T278245 | WILKINS | 720A | PVB | 1.000 | 3639669 | 842 N 4TH ST OUTSIDE S WALL
853 | N 4TH ST | 43215-1531 | Active | 73849 | WATTS | 919 | RP | 0.750 | 3576410
875 | N 4TH ST | 43201-3625 | Active | 19511 | WILKINS | 375AST | RP | 3.000 | 3576411 | METER ROOM OUTSIDE DOOR SOUTH CENTER
875 | N 4TH ST | 43201-3625 | Active | 1314830718 | AMES | 4000SS | RP | 4.000 | 3644728 | METER ROOM OUTSIDE DOOR SOUTH CENTER
883 | N 4TH ST | 43201 | Active | 4871030 | WILKINS | LF975XL | RP | 1.000 | 3576412 | STORAGE ROOM AT METER
893 | N 4TH ST | 43201-3625 | Removed | 05716REM | WATTS | 919 | RP | 0.500 | 74404 | REMOVED - UTILITY CLOSET - 1ST FLOOR NEXT TO ICE MACHINE
893 | N 4TH ST | 43201-3625 | Active | B115659 | WILKINS | 375XL | RP | 1.500 | 3629876 | 1ST FLOOR MECHANICAL ROOM
893 | N 4TH ST | 43201-3625 | Active | 14144 | AMES | 4000B | RP | 0.750 | 3630030
893 | N 4TH ST | 43201-3625 | Active | 1072780113 | AMES | 5000 | RPDA | 4.000 | 3630032 | NORTH 1ST FLOOR MECH ROOM
893 | N 4TH ST | 43201-3625 | Not Required by DOW | 1374242XLTCU | WILKINS | 975XL2 | RP | 1.250 | 3633613 | 3RD FLOOR MECHANICAL ROOM A303
911 | N 4TH ST | 43201 | Active | 09609 | WATTS | LF909M1QT | RP | 1.500 | 3632462 | E MECH/METER RM OF W BLDG AT WATER METER -OUTSIDE DR
929 | N 4TH ST | 43201-3625 | Active | 919809 | WATTS | 800M4QT | PVB | 1.000 | 103579 | OUTSIDE NE CORNER OF HOUSE
929 | N 4TH ST | 43201-3625 | Active | 01572 | WATTS | 719QT | DC | 0.750 | 103580 | BASEMENT
929 | N 4TH ST | 43201-3625 | Active | 558630 | WATTS | 909QT | RP | 0.750 | 3607392 | BASEMENT MECH ROOM
936 | N 4TH ST | 43201-3626 | Active | 54109 | WATTS | LF919QT | RP | 0.750 | 3576421 | SOUTHWEST CORNER OF BLDG / UNDER BENCH @ WATER METER
995 | N 4TH ST | 43201 | Active | QH-0482 | WATTS | 957 | RP | 4.000 | 3619701 | NORTH EAST CORNER OF BASEMENT
103 | N 4TH ST | 43201-3629 | Active | 47569 | WATTS | LF919QT | RP | 1.000 | 3576434 | MECH RM N SIDE OF BLDG BY DOOR
1031 | N 4TH ST | 43201-3629 | In Review |  |  |  | RP |  | 3633053 | MECH RM N SIDE OF BLDG BY DOOR
1086 | N 4TH ST | 43201-3684 | Active | 16329c | WILKINS | 375 | RP | 4.000 | 3576442 | Basement Riser Room
1086 | N 4TH ST | 43201-3684 | Active | 09425 | WATTS | LF009 | RP | 3.000 | 3644558 | NORTHWEST CORNER OF BASEMENT
1086 | N 4TH ST | 43201-3684 | Not Required by DOW | 4429722 | WILKINS | 975 | RP | 1.000 | 3644559 | NORTHWEST CORNER OF BASEMENT
1086 | N 4TH ST | 43201-3684 | LPS - Active |  |  |  | LPC |  | 3644594 | DOMESTIC PUMP -
1101 | N 4TH ST | 43201-3683 | Not Required by DOW | 41691 | WATTS | 919AQT | RP | 0.750 | 101814 | FRONT OF BUILDING AFTER METER SET
1101 | N 4TH ST | 43201-3683 | Not Required by DOW | 41423 | WATTS | 919AQT | RP | 0.750 | 103373 | BREWERS, FRONT OF BLDG @ DEDUCT METER
1101 | N 4TH ST | 43201-3683 | Active | 4418878 | WILKINS | 975XLTCU | RP | 2.000 | 3626774 | NW MECH/RISER RM AT WATER METER
1101 | N 4TH ST | 43201-3683 | Active | 1931391217 | AMES | 3000 | DCDA | 6.000 | 3626865 | NW MECH/RISER ROOM
1101 | N 4TH ST | 43201-3683 | Active | 27418 | WATTS | 007 | DC | 0.750 | 3626866 | NW MECH/RISER FOOM
1112 | N 4TH ST | 43201 | Active | 41346 | WILKINS | 375A | RP | 3.000 | 3631401 | NORTH END OF BUILDING INSIDE WATER ROOM
1112 | N 4TH ST | 43201 | Active | 1073260518 | AMES | 5000 | RPDA | 6.000 | 3638421 | NORTH END OF BUILDING INSIDE WATER ROOM
1112 | N 4TH ST | 43201 | Active | 14344 | AMES | 4000B | RP | 0.750 | 3638422 | NORTH END OF BUILDING INSIDE WATER ROOM
1131 | N 4TH ST | 43201-3601 | Active | 303338 | WATTS | LF009FS | RP | 1.000 | 3576443 | E WALL ON FLOOR. UNDER BENCH SEATING. N END BLDG
1206 | N 4TH ST | 43201 | Active | XD-0594 | AMES | COLT 400N | RP | 4.000 | 3656770 | RISER ROOM 100
1206 | N 4TH ST | 43201 | Active | XK-0333 | AMES | COLT 300GV | DCDA | 8.000 | 3656771 | RISER ROOM 100
1206 | N 4TH ST | 43201 | Active | 76043 | AMES | 2000BM3 | DC | 0.750 | 3656772 | RISER ROOM 100
1206 | N 4TH ST | 43201 | LPS - Active |  |  |  | LST |  | 3658037 | RISER ROOM 100
1206 | N 4TH ST | 43201 | LPS - Active |  |  |  | LPC |  | 3658038 | DOMESTIC PUMP - RISER ROOM 100
1395 | N 4TH ST | 43201 | Active | N-76339 | WILKINS | 350DA | DCDA | 4.000 | 3576485 | RISER ROOM S/E CORNER OF BLDG
1395 | N 4TH ST | 43201 | Active | HC-70991 | WILKINS | 950XLD | DC | 0.750 | 3656221 | RISER ROOM S/E CORNER OF BLDG
1395 | N 4TH ST | 43201 | Active | 4997254 | WILKINS | 975XL2 | RP | 2.000 | 3656765 | RISER ROOM S/E CORNER OF BLDG
1550 | N 4TH ST | 43201-2215 | Due Install |  |  |  | RP | 0.750 | 3576510
1559 | N 4TH ST | 43201- | Active | 20169 | WATTS | LF919QT | RP | 1.500 | 3576511 | BASEMENT SE AT METER (1555)
1571 | N 4TH ST | 43201-2214 | Due Install |  |  |  | RP | 0.750 | 3576513
1934 | N 4TH ST | 43201-1706 | Active | 213006 | WATTS | 909 | RP | 4.000 | 89541 | SW CORNER OF BASEMENT OF PHASE II
1934 | N 4TH ST | 43201-1706 | Active | 150821 | AMES | 2000SS | DC | 4.000 | 89542 | BASEMENT MECH ROOM SW CORNER
1934 | N 4TH ST | 43201-1706 | Active | 116943 | AMES | 4000SS | RP | 2.500 | 89543 | 1ST FLOOR CENTER OF THE BLDG. CLASS RM A
1950 | N 4TH ST | 43201-1778 | Active | 259907 | WATTS | 009QT | RP | 2.000 | 89669 | IN BASEMENT OF CARRY OUT SOUTHWEST SECTION
111 | N 4TH ST UNIT 950 | 43215-3116 | Not Required by DOW | 180447 | WATTS | 009QT | RP | 1.000 | 53918 | BASEMENT GENERATOR ROOM
111 | N 4TH ST UNIT 950 | 43215-3116 | Removed | 439413REM | WATTS | 909M1QT | RP | 1.500 | 53919 | REMOVED - 8TH FLOOR MECHANICAL RM ABOVE CHILLER
111 | N 4TH ST UNIT 950 | 43215-3116 | Not Required by DOW | 217006 | WATTS | 909M1QT | RP | 2.000 | 53920 | 9TH FLOOR PUMP 912 ROOM -MECHANCIAL ROOM
111 | N 4TH ST UNIT 950 | 43215-3116 | Removed | 263879REM | WATTS | 909QT | RP | 0.750 | 53921 | REMOVED- 14TH FLOOR PIPE CHASE OFF GENERATOR RM
111 | N 4TH ST UNIT 950 | 43215-3116 | Removed | 266530REM | WATTS | 909QT | RP | 0.750 | 53922 | REMOVED-WEST SIDE BOILER ROOM (5B)
111 | N 4TH ST UNIT 950 | 43215-3116 | Not Required by DOW | 57813 | WATTS | 909QT | RP | 0.750 | 53924 | 8TH FLOOR MECH ROOM EAST WALL
111 | N 4TH ST UNIT 950 | 43215-3116 | Removed | 419206REM | WATTS | 909M1QT | RP | 1.250 | 53925 | REMOVED-SUB BASEMENT BOILER ROOM (5B)
111 | N 4TH ST UNIT 950 | 43215-3116 | Not Required by DOW | 540869 | WATTS | 909HWQT | RP | 0.750 | 92330 | 13TH FLOOR MECH ROOM
111 | N 4TH ST UNIT 950 | 43215-3116 | Active | 1242150910 | AMES | 4000SS | RP | 6.000 | 100091 | BASEMENT PUMP ROOM
111 | N 4TH ST UNIT 950 | 43215-3116 | Active | 1065070519 | WATTS | 994 | RP | 6.000 | 100092 | BASEMENT PUMP ROOM
111 | N 4TH ST UNIT 950 | 43215-3116 | Not Required by DOW | 534908 | APOLLO/CONBRACO | RPLF4A | RP | 1.000 | 3613702 | FLR 9 MECH RM S COLUMN
111 | N 4TH ST UNIT 950 | 43215-3116 | Not Required by DOW | 71796 | WATTS | 919 | RP | 0.750 | 3628033 | 9TH FLOOR MECH ROOM
111 | N 4TH ST UNIT 950 | 43215-3116 | LPS - Active |  |  |  | LST |  | 3630022 | FIRE PUMP - PUMP ROOM
111 | N 4TH ST UNIT 950 | 43215-3116 | LPS - Active |  |  |  | LPC |  | 3630023 | DOMESTIC PUMP - PUMP ROOM
111 | N 4TH ST UNIT 950 | 43215-3116 | Not Required by DOW | 239418 | WATTS | 009M3 | RP | 0.750 | 3638937 | 9TH FLOOR CEILING
697 | N 4TH ST UNIT A | 43215-1529 | Active | 35224 | WATTS | 919QT | RP | 2.000 | 71049 | Meter Room Located in Apt. 130 1st Floor
697 | N 4TH ST UNIT A | 43215-1529 | Removed | 266129REM | WATTS | 909M1QT | RP | 2.000 | 71050 | REMOVED- MIDDLE OF SOUTH WALL, 1ST FLOOR
697 | N 4TH ST UNIT A | 43215-1529 | Active | 69466 | AMES | 2000B | DC | 0.750 | 3607851 | 1ST FL UNIT #122 APARTMENT
697 | N 4TH ST UNIT A | 43215-1529 | Active | 179331 | AMES | 3000SS | DCDA | 8.000 | 3607852 | 1ST FL UNIT #122 APARTMENT
157 | N 4TH ST UNIT A | 43201-2214 | Due Install |  |  |  | RP | 0.750 | 3576514
81 | N 5TH ST | 43215-3231 | Active | N0712170745 | FEBCO | 880V | RP | 4.000 | 98166 | METER ROOM EAST SIDE Located in 59 N 5th
81 | N 5TH ST | 43215-3231 | Not Required by DOW | 01452 | AMES | LF2000BM1 | DC | 2.000 | 3607798 | METER ROOM EAST SIDE
84 | N 5TH ST | 43215-3225 | Active | T417726 | WILKINS | 720 | PVB | 0.750 | 3653566 | RIGHT SIDE
88 | N 5TH ST | 43215 | Active | T417968 | WILKINS | 720 | PVB | 0.750 | 3653565 | LEFT SIDE
92 | N 5TH ST | 43215-3232 | Active | B294808 | WILKINS | 375 | RP | 0.750 | 3577577 | BASEMENT NEXT TO METER
96 | N 5TH ST | 43215 | Active | EAD4951 | WILKINS | 720A | PVB | 0.750 | 3650958 | LEFT SIDE OF HOUSE
10 | N 5TH ST | 43215 | Active | V54061 | WILKINS | 350ADA | DCDA | 6.000 | 3640955 | FIRE PUMP ROOM IN PARKING GARAGE WEST SIDE OF BUILDING
105 | N 5TH ST | 43215 | Active | HC23883 | WILKINS | 950XLD | DC | 0.750 | 3640956 | FIRE PUMP ROOM IN PARKING GARAGE WEST SIDE OF BUILDING
105 | N 5TH ST | 43215 | Active | SH-3740 | WATTS | 957 | RP | 4.000 | 3643533 | FIRE PUMP ROOM IN PARKING GARAGE WEST SIDE OF BUILDING
105 | N 5TH ST | 43215 | LPS - Active |  |  |  | LPC |  | 3643534 | DOMESTIC PUMP - FIRE PUMP ROOM IN PARKING GARAGE WEST SIDE OF BUILDING
105 | N 5TH ST | 43215 | LPS - Active |  |  |  | LST |  | 3643535 | FIRE PUMP ROOM IN PARKING GARAGE WEST SIDE OF BUILDING - FIRE PUMP
105 | N 5TH ST | 43215 | Active | TI-2072 | WATTS | 957 | RP | 4.000 | 3646038 | FIRE PUMP ROOM IN PARKING GARAGE WEST SIDE OF BUILDING
105 | N 5TH ST | 43215 | Not Required by DOW | 187187 | WATTS | LF009M2QT | RP | 1.000 | 3648232 | POOL EQUIPMENT ROOM
105 | N 5TH ST | 43215 | Not Required by DOW | 210413 | WATTS | LF009M2QT | RP | 1.000 | 3649018 | WATER ROOM/ MECH ROOM UP HIGH ON WALL
157 | N 5TH ST | 43215- | Active | 91153 | WATTS | LF919QT | RP | 0.750 | 3577579 | 1st FLOOR NE BREWERY/RESTAURANT AT WATER METER
163 | N 5TH ST | 43215- | Active | 4914998 | WILKINS | 975XL2 | RP | 1.500 | 3577580 | IN 163, EE CORNER OF BASEMENT DEVICE AT WATER METER
163 | N 5TH ST | 43215- | Active | VB-0479 | AMES | COLT 300GV | DCDA | 6.000 | 3650816 | IN 163, NE CORNER OF BASEMENT
163 | N 5TH ST | 43215- | Active | 64438 | AMES | 2000BM3 | DC | 0.750 | 3650817 | IN 163, NE CORNER OF BASEMENT
205 | N 5TH ST | 43215-2601 | Active | W255170 | WILKINS | 975 | RP | 1.000 | 87547 | MENS REST ROOM/UTILITY CLOSET AT METER
226 | N 5TH ST | 43215-2656 | Active | 155987 | WATTS | 909 | RP | 3.000 | 57800 | IN BASEMENT LEVEL ON WEST WALL
226 | N 5TH ST | 43215-2656 | Active | 3D00413 | AMES | 3000SS | DCDA | 6.000 | 57801 | WEST SIDE OF BASEMENT AT FIRE PUMP
226 | N 5TH ST | 43215-2656 | Active | 41331 | WATTS | 007M1PCQT | DC | 0.750 | 57802 | BASEMENT-WEST END BY FIRE PUMP
226 | N 5TH ST | 43215-2656 | Not Required by DOW | 497174 | WATTS | 909QT | RP | 0.750 | 57803 | BASEMENT N WALL UP IN CEILING,WTR MTR AREA
226 | N 5TH ST | 43215-2656 | Not Required by DOW | 61847 | WATTS | LF919QT | RP | 1.000 | 57804 | BASEMENT N WALL UP IN CEILING MTR AREA
226 | N 5TH ST | 43215-2656 | Not Required by DOW | 52458 | WATTS | 909PCHWQT | RP | 1.000 | 57805 | AT CEILING ABOVE WATER METER IN BASEMENT LEVEL
231 | N 5TH ST | 43215-2603 | Active | 1134600501 | AMES | 3000SS | DCDA | 3.000 | 57918 | BASEMENT-VALVE ROOM
231 | N 5TH ST | 43215-2603 | Active | 19182 | AMES | 2000B | DC | 0.750 | 57919 | BASEMENT - VALVE ROOM
231 | N 5TH ST | 43215-2603 | Active | 180253 | WATTS | 009M3QT | RP | 0.750 | 57920 | BASEMENT
243 | N 5TH ST | 43215-2654 | Due Install |  |  |  | RP | 2.000 | 3577583
243 | N 5TH ST | 43215-2654 | Due Install |  |  |  | DCDA |  | 3652307
246 | N 5TH ST | 43215- | Not Required by DOW | 54108 | WATTS | 009QT | RP | 0.750 | 58366 | BASEMENT OF 240 N 5TH ST
246 | N 5TH ST | 43215- | Not Required by DOW | 12049 | WILKINS | LF719QT | DC | 2.000 | 93408 | AT MAIN WATER METER IN BASEMENT. Removed
246 | N 5TH ST | 43215- | Active | 117671 | WATTS | 009M2QT | RP | 1.500 | 3653245 | AT MAIN WATER METER IN BASEMENT
137 | N 5TH ST | 43201-2564 | Active | 07644 | AMES | 4000B | RP | 1.500 | 3577634 | IN BASEMENT BY METER
170 | N 5TH ST UNIT A | 43215- | Active | 59172 | WATTS | 919 | RP | 0.750 | 3577581 | NORTH HALLWAY JANITOR CLOSET
85 | N 6TH ST | 43215 | Active | OE2216 | WATTS | 957 | RP | 4.000 | 3635620 | SOUTH BLDG RIGHT REAR METER ROOM
85 | N 6TH ST | 43215 | Active | 180988 | AMES | 2000 | DC | 4.000 | 3635621 | SOUTH BLDG RIGHT REAR METER RM
90 | N 6TH ST | 43215 | Active | L104119 | WILKINS | 375 | RP | 4.000 | 3618561 | METER ROOM
90 | N 6TH ST | 43215 | Active | J53031 | WILKINS | 350 | DC | 4.000 | 3618562 | METER ROOM
14 | N 6TH ST | 43215 | Not Required by DOW | 96609 | WATTS | 009M2QT | RP | 1.500 | 55254 | 1ST FLOOR MECH ROOM
145 | N 6TH ST | 43215 | Active | 51142 | AMES | 2000B | DC | 0.750 | 89106 | NE GARAGE AREA MECH ROOM 104
145 | N 6TH ST | 43215 | Active | 1524040806 | AMES | 3000SS | DCDA | 4.000 | 89107 | NE GARAGE AREA MECH ROOM 104
145 | N 6TH ST | 43215 | Active | 112527 | WILKINS | 375 | RP | 3.000 | 3626233 | NE GARAGE AREA AT WATER METER
162 | N 6TH ST | 43215-1812 | Active | ALA16044 | WILKINS | 975 XL3 | RP | 1.000 | 3578131 | BASEMENT ON WEST WALL
162 | N 6TH ST | 43215-1812 | Due Install |  |  |  | DCDA |  | 3636249
366 | N 6TH ST | 43215-2137 | Active | W142949 | WILKINS | 975XLBMS | RP | 2.000 | 61393 | NORTH END MECH ROOM
384 | N 6TH ST | 43215-2137 | Not Required by DOW | 01489REM | WATTS | 008PCQT | SVB | 0.750 | 61910 | UPPER LEVEL MECHANICAL ROOM - WEST WALL
384 | N 6TH ST | 43215-2137 | Not Required by DOW | 01668 | WATTS | 008PCQT | SVB | 0.750 | 61911 | CAGE WASH RM 132
384 | N 6TH ST | 43215-2137 | Not Required by DOW | 01787 | WATTS | 008PCQT | SVB | 0.750 | 61912 | DOG KENNEL RM 130
384 | N 6TH ST | 43215-2137 | Not Required by DOW | 248494 | WATTS | 800QT | PVB | 0.750 | 61913 | DOG KENNEL RM 130
384 | N 6TH ST | 43215-2137 | Active | 201300514 | FEBCO | 876 | DCDA | 3.000 | 61914 | Cat Kennel Room 127 - Vet Tech
384 | N 6TH ST | 43215-2137 | Active | 1295996 | WILKINS | 975 | RP | 2.000 | 61915 | METER ROOM - 1ST FL
384 | N 6TH ST | 43215-2137 | Not Required by DOW | 1417 | WATTS | 008PCQT | SVB | 0.750 | 61916 | DOG KENNEL RM 130
384 | N 6TH ST | 43215-2137 | Not Required by DOW | 1789 | WATTS | 008PCQT | SVB | 0.750 | 61917 | ROOM 130 EAST WASH STATION COLD
384 | N 6TH ST | 43215-2137 | Not Required by DOW | 1802 | WATTS | 008PCQT | SVB | 0.750 | 61918 | CAGE WASH RM 132
384 | N 6TH ST | 43215-2137 | Not Required by DOW | 1805 | WATTS | 008PCQT | SVB | 0.750 | 61919 | DOG KENNEL RM 130
384 | N 6TH ST | 43215-2137 | Not Required by DOW | 1813 | WATTS | 008PCQT | SVB | 0.750 | 61920 | DOG KENNEL RM 130
384 | N 6TH ST | 43215-2137 | Not Required by DOW | 1815 | WATTS | 008PCQT | SVB | 0.750 | 61921 | DOG KENNEL RM 130
384 | N 6TH ST | 43215-2137 | Not Required by DOW | 1816 | WATTS | 008PCQT | SVB | 0.750 | 61922 | DOG KENNEL RM 130
384 | N 6TH ST | 43215-2137 | Active | A021528 | FEBCO | 805 | DC | 0.750 | 61923 | Cat Kennel Room 127 - Vet Tech
384 | N 6TH ST | 43215-2137 | Not Required by DOW | 2455 | WATTS | 008PCQT | SVB | 0.750 | 61924 | XRAY FILM ROOM
384 | N 6TH ST | 43215-2137 | Not Required by DOW | 307267REM | WATTS | 800M4QT | PVB | 0.750 | 61925 | DOG KENNEL ROOM 130
384 | N 6TH ST | 43215-2137 | Not Required by DOW | 2862389 | WILKINS | 975XL | RP | 1.000 | 61926 | UPPER LEVEL MECHANICAL ROOM
408 | N 6TH ST | 43215-2137 | Not Required by DOW | 4275532 | WILKINS | 975XL2 | RP | 1.000 | 3578136 | BREW ROOM ON S WALL
408 | N 6TH ST | 43215-2137 | Active | 4289064 | WILKINS | 975XL2 | RP | 1.500 | 3619797 | BACK SUB LEVEL BSMNT/MECH ROOM AT WATER METER
408 | N 6TH ST | 43215-2137 | Not Required by DOW | 4301785 | WILKINS | 975XL2 | RP | 0.750 | 3619798 | IN BOILER ROOM
718 | N 6TH ST | 43215 | Active | 1327240420 | AMES | 4000SS | RP | 3.000 | 3646672 | METER HOUSE
718 | N 6TH ST | 43215 | Active | 15084 | AMES | 4000B | RP | 0.750 | 3649493 | METER HOUSE
718 | N 6TH ST | 43215 | Active | 1077821220 | AMES | 5000SS | RPDA | 6.000 | 3649494 | METER HOUSE
718 | N 6TH ST | 43215 | LPS - Active |  |  |  | LPC |  | 3650061 | DOMESTIC PUMP - METER HOUSE
718 | N 6TH ST | 43215 | LPS - Active |  |  |  | LST |  | 3650062 | FIRE PUMP
739 | N 6TH ST | 43215 | Inactive | 63779 | WATTS | LF919 | RP | 0.750 | 3609856 | END OF ROAD BY THE URBAN GARDEN
751 | N 6TH ST | 43215 | Active | 1073821018 | AMES | 5000SS | RPDA | 6.000 | 3636041 | NW END OF BUILDING MECHANICAL ROOM
751 | N 6TH ST | 43215 | Active | 14470 | AMES | 4000B | RP | 0.750 | 3636042 | NW END OF BUILDING MECHANICAL ROOM
751 | N 6TH ST | 43215 | Active | 008757 | WATTS | LF909MOD | RP | 3.000 | 3636045 | NW END OF BUILDING MECHANICAL ROOM
751 | N 6TH ST | 43215 | LPS - Active |  |  |  | LPC |  | 3636515 | DOMESTIC PUMP - NW END OF BUILDING MECHANICAL ROOM
751 | N 6TH ST | 43215 | Not Required by DOW | T001809 | WILKINS | 720A | PVB | 0.750 | 3638424 | MECH ROOM
831 | N 6TH ST | 43215 | Active | 19149 | WATTS | LF919QT | RP | 1.500 | 3611596 | MECHANICAL ROOM SOUTH SIDE OF BUILDING
108 | N 6TH ST | 43201 | Active | 4861425 | WILKINS | 975XL2 | RP | 2.000 | 3649516 | Meter Room Outside entrance East Side
1082 | N 6TH ST | 43201 | Active | 55658 | Ames | 2000B | DC | 2.000 | 3649517 | Meter Room Outside entrance East Side
336 | N 6TH ST UNIT A | 43215-2162 | Active | HC68155 | WILKINS | 950XL | DC | 0.750 | 3578135 | METER LOCATION CENTER OF EAST WALL
336 | N 6TH ST UNIT A | 43215-2162 | Active | 30608 | WILKINS | 350ASTDA | DCDA | 6.000 | 3650156 | METER LOCATION CENTER OF EAST WALL
95 | N 9TH ST | 43215-1745 | Not Required by DOW | 405105 | WILKINS | 720A | PVB | 1.500 | 74752 | OUTSIDE WEST END OF BUILDING
95 | N 9TH ST | 43215-1745 | Active | 007457 | WATTS | 909 | RP | 3.000 | 74753 | IN KITCHEN BACK IN OFFICE BY WALK-IN COOLER
95 | N 9TH ST | 43215-1745 | Not Required by DOW | 29266 | WATTS | 009M2PCQT | RP | 0.750 | 74754 | IN BASEMENT MECHANICAL ROOM
95 | N 9TH ST | 43215-1745 | Not Required by DOW | 4047 | WILKINS | 375ASTR | RP | 2.500 | 74755 | BASEMENT MECH ROOM BY DOMESTIC HOT WATER BOILER
95 | N 9TH ST | 43215-1745 | Active | 2436 | WILKINS | 350 | DCDA | 6.000 | 3636006 | IN PIT
95 | N 9TH ST | 43215-1745 | LPS - Active |  |  |  | LST |  | 3653092 | FIRE PUMP - PUMP ROOM (CCAD SCHOTTENSTEIN BLDG)
95 | N 9TH ST | 43215-1745 | Active | HC4881 | WILKINS | 950 | DC | 0.750 | 3653957 | IN PIT
16 | N ALGONQUIN AVE | 43204- | Due Install |  |  |  | RP | 1.500 | 3353396
160 | N ALGONQUIN AVE | 43204- | Due Install |  |  |  | DCDA | 4.000 | 3652376
220 | N ALGONQUIN AVE | 43204-2079 | Active | UI-0399 | AMES | 500GV | RPDA | 6.000 | 3598994 | Hot Box
220 | N ALGONQUIN AVE | 43204-2079 | Active | 87111 | WATTS | LF919QT | RP | 0.750 | 3649867 | Hot Box
60 | N BRICE RD | 43213 | Not Required by DOW | 3789069 | WILKINS | 975XL | RP | 1.000 | 103977 | INSIDE MECHANICAL ROOM
60 | N BRICE RD | 43213 | Active | 1550 | WATTS | 919QT | RP | 1.500 | 103984 | AT WATER METER
60 | N BRICE RD | 43213 | Active | NH-0104 | AMES | COLT 300AGV | DCDA | 4.000 | 103985 | RISER ROOM
60 | N BRICE RD | 43213 | Active | 30710 | AMES | 2000B | DC | 0.750 | 103986 | RISER ROOM
61 | N BRICE RD | 43213-1580 | Active | 1240681102 | AMES | 3000SS | DCDA | 6.000 | 68987 | VAULTED PIT AT ROAD
61 | N BRICE RD | 43213-1580 | Removed | 131986REM | WATTS | 800QT | PVB | 1.000 | 68988 | REMOVED-FRONT SERVICE ENTRANCE BY HOUSE METER
61 | N BRICE RD | 43213-1580 | Removed | 5523REM | WILKINS | 975 | RP | 0.750 | 68989 | REMOVED-NE CORNER OF BLDG AT WATER METER
61 | N BRICE RD | 43213-1580 | Active | 55503 | WATTS | 007M1QT | DC | 0.750 | 68990 | VAULTED PIT AT ROAD
61 | N BRICE RD | 43213-1580 | Active | 585908 | WILKINS | 975XL | RP | 1.500 | 68991 | NEXT TO WATER METER
99 | N BRICE RD | 43213-6510 | Active | L28208 | WILKINS | 375 | RP | 3.000 | 87934 | 1ST FLOOR MECH ROOM
99 | N BRICE RD | 43213-6510 | Not Required by DOW | W210372 | WILKINS | 975XLBMS | RP | 1.500 | 88249 | 1ST FLOOR MECH ROOM
99 | N BRICE RD | 43213-6510 | Active | 146808 | AMES | 3000SS | DCDA | 6.000 | 88250 | SPRINKLER RISER ROOM
99 | N BRICE RD | 43213-6510 | Active | 67806 | WATTS | 007M1PCQT | DC | 0.750 | 88251 | 1ST FLOOR MECH
99 | N BRICE RD | 43213-6510 | Not Required by DOW | 617341 | WATTS | 909QT | RP | 0.750 | 91570 | MECH ROOM
40 | N BRICE RD | 43004-9453 | Removed | REM122429 | WATTS | 009ZQT | RP | 1.000 | 62765 | AT WATER METER IN MECH ROOM
405 | N BRICE RD | 43004-9453 | Active | ALA11156 | WILKINS | ZURN | RPZ | 1.000 | 3657987 | AT WATER METER IN MECH ROOM
450 | N BRICE RD | 43068- | Active | 577208 | WILKINS | 975 | RP | 1.000 | 64211 | MECHANICAL ROOM
400 | N BROADWAY ST | 43123-2639 | Active | 460631 | WATTS | 909QT | RP | 1.000 | 62667 | BETWEEN WH FREEZER BLDG REAR (Mechanical Room)
1490 | N CASSADY AV | 43219-1527 | Active | 2125512 | WILKINS | 975XL | RP | 1.500 | 91021 | PREP AREA BY WATER METER
1490 | N CASSADY AV | 43219-1527 | Not Required by DOW | 2339132 | WILKINS | 975XL | RP | 1.000 | 91022 | PREP AREA ABOVE WATER METER
600 | N CASSADY AVE | 43219-2789 | Active | 4153018 | WILKINS | 975 | RP | 1.500 | 59517 | AT WATER METER UNDER SINK IN LUNCH ROOM (600 N CASSADY AVE)
600 | N CASSADY AVE | 43219-2789 | Active | 1912570317 | AMES | 3000 | DCDA | 8.000 | 3579833 | IN PUMP HOUSE AT RARIG AND FOURTH
600 | N CASSADY AVE | 43219-2789 | Active | 78153 | AMES | 2000B | DC | 0.750 | 3640964 | IN PUMP HOUSE AT RARIG AND FOURTH - FIRE SIDE CAR
629 | N CASSADY AVE | 43219- | Due Install |  |  |  | RP |  | 3385812
640 | N CASSADY AVE | 43219-2721 | Active | 3149212 | WILKINS | 975XLBMS | RP | 0.750 | 69863 | AT WATER METER IN RESTROOMS--580 N CASSADY AVE (590)
655 | N CASSADY AVE | 43219-2720 | Due Install | [5 empty] | 3385813
767 | N CASSADY AVE | 43219-2722 | Active | 118013 | WATTS | 009M1QT | RP | 1.500 | 72464 | 767 NW BOILER/MECH ROOM AT WATER METER SCHOOL
812 | N CASSADY AVE | 43219-2228 | Inactive | W143157 | WILKINS | 975 | RP | 1.000 | 73338 | LEFT OF BUILDING NEXT TO WATER METER
812 | N CASSADY AVE | 43219-2228 | Due Install |  |  |  | RP |  | 3647070 | METER IS ACTUALLY IN A FORD BOX UP BY 430 N CASSADY
830 | N CASSADY AVE | 43219-2228 | Active | 72987 | WILKINS | 975 | RP | 0.750 | 73660 | MEN'S ROOM S END
830 | N CASSADY AVE | 43219-2228 | Active | 94686 | WILKINS | 975 | RP | 0.750 | 73661 | IN SUPPLY ROOM
835 | N CASSADY AVE | 43219-2203 | Active | TH2465 | AMES | COLT 400 | RP | 8.000 | 3385822 | IN HOT BOX
877 | N CASSADY AVE | 43219- | Not Required by DOW | 4493713 | WILKINS | 975XL | RP | 1.500 | 74265 | BLDG 33 LUNCH ROOM CLOSET
877 | N CASSADY AVE | 43219- | Not Required by DOW | 108878 | WILKINS | 975 | RP | 2.000 | 74266 | BLDG B 65 WEST WALL
877 | N CASSADY AVE | 43219- | Active | 113902 | WILKINS | 375 | RP | 3.000 | 74267 | SOUTH SIDE OF BLDG, BEHIND OFFICE AT WATER METER
877 | N CASSADY AVE | 43219- | Not Required by DOW | 329499 | WILKINS | 975XLBMS | RP | 1.500 | 74268 | BLDG 33 LUNCH ROOM CLOSET
111 | N CASSADY AVE | 43219-2210 | Active | 487963 | WATTS | LF0009M3QT | RP | 0.750 | 3385873
1243 | N CASSADY AVE | 43219 | Active | 386305 | WATTS | LF009M3QT | RP | 0.750 | 3638720 | HOTBOX NEXT TO ENTRANCE TO PARKING LOT RIGHT SIDE
1375 | N CASSADY AVE | 43219-1524 | Active | 3164830 | WILKINS | 975XL | RP | 1.500 | 54838 | EAST SIDE OF LOT AT PIT IN GRASS
1375 | N CASSADY AVE | 43219-1524 | Active | A285361 | WILKINS | 375 | RP | 0.750 | 99790 | FIRE PUMP ROOM BY CONTROL PANEL
1375 | N CASSADY AVE | 43219-1524 | Due Install |  |  |  | RP |  | 3639192
1375 | N CASSADY AVE | 43219-1524 | LPS - Active |  |  |  | LPC |  | 3639193 | DOMESTIC PUMP -
1375 | N CASSADY AVE | 43219-1524 | LPS - Active |  |  |  | LST |  | 3639194
1405 | N CASSADY AVE | 43219 | Active | 137842 | WATTS | 009M2QT | RP | 1.000 | 54929 | MECH ROOM REAR OF BUILDING
1405 | N CASSADY AVE | 43219 | Active | 21583 | WATTS | LF719QT | DC | 1.000 | 3649070
1425 | N CASSADY AVE | 43219 | Active | 149085 | WATTS | 009M2QT | RP | 2.000 | 54994 | IN CAR WASH AT METER
1425 | N CASSADY AVE | 43219 | Not Required by DOW | 149087 | WATTS | 009QT | RP | 2.000 | 54995 | MECH ROOM @ CAR WASH
1425 | N CASSADY AVE | 43219 | Not Required by DOW | A124260 | WILKINS | 375 | RP | 1.000 | 102478 | ABOVE 3 COMP SINK
1442 | N CASSADY AVE | 43219 | Active | 4334144 | WATTS | 909M1QT | RP | 1.500 | 92442 | UTILITY ROOM BY METER ST# 3323
1485 | N CASSADY AVE | 43219 | Active | 101226 | WATTS | 009M2QT | RP | 1.500 | 3652663 | HOTBOX NE CORNER
1505 | N CASSADY AVE | 43219 | Active | 055804 | WATTS | LF009M2QT | RP | 1.500 | 3633050 | S CENTER MECH AREA AT WATER METER UNDER HWT'S TIM HORTONS
1521 | N CASSADY AVE | 43219 | Not Required by DOW | 73061 | WATTS | 919 | RP | 0.750 | 3629508 | POOL FILLER, POOL EQUIPMENT ROOM
1521 | N CASSADY AVE | 43219 | Active | QL-2162 | AMES | COLT 400 | RP | 3.000 | 3629509 | GREEN HOT BOX NEXT TO CASSADY AVE
1521 | N CASSADY AVE | 43219 | Active | 46109 | AMES | 2000BM3 | DC | 0.750 | 3629691 | METER PIT @ ENTRANCE
1521 | N CASSADY AVE | 43219 | Active | QL-1079 | AMES | COLT 300GV | DCDA | 6.000 | 3629692 | METER PIT @ ENTRANCE
1521 | N CASSADY AVE | 43219 | Not Required by DOW | CB432287 | WILKINS | 720A | PVB | 0.750 | 3629714 | SW CORNER OF BUILDING
1522 | N CASSADY AVE | 43219- | Active | 2821856 | WILKINS | 975XLBMS | RP | 1.500 | 95272 | 1522 BACK DR MECH/METER ROOM
1531 | N CASSADY AVE | 43219 | Active | 4665627 | WILKINS | 975 | RP | 2.000 | 3638721 | SOUTH WALL IN STORAGE AREA
1531 | N CASSADY AVE | 43219 | Not Required by DOW | 4690713 | WILKINS | 975XL2 | RP | 1.000 | 3646725 | STORAGE AREA
1557 | N CASSADY AVE | 43219 | Active | UE-0334 | AMES | COLT400 | RP | 4.000 | 3648224 | NW CORNER IN WATER BUILDING
1557 | N CASSADY AVE | 43219 | Active | UD-1363 | AMES | COLT500GV | RPDA | 6.000 | 3648225 | NW CORNER IN WATER BUILDING - FIRE RISER
1557 | N CASSADY AVE | 43219 | Active | 85806 | WATTS | LF919QT | RP | 0.750 | 3648226 | NW CORNER IN WATER BUILDING - FIRE RISER SYSTEM BYPASS
2001 | N CASSADY AVE | 43219- | Active | 62851 | WATTS | LF919QT | RP | 0.750 | 57009 | 1885 CASSADY AVE, NORTH GATE ON POST
2225 | N CASSADY AVE | 43219 | Active | RK2180 | WATTS | 919QT | RP | 3.000 | 3635544 | IN HOTBOX
2225 | N CASSADY AVE | 43219 | Active | RL0419 | WATTS | LF957RPDA-GV | RPDA | 6.000 | 3635545 | IN HOTBOX
2225 | N CASSADY AVE | 43219 | Active | 72578 | WATTS | 919QT | RP | 0.750 | 3635546 | IN HOTBOX
2225 | N CASSADY AVE | 43219 | Not Required by DOW | 31714 | WATTS | 007 | DC | 0.500 | 3635576 | BEHIND ICE MAKER IN THE KITCHEN
2300 | N CASSADY AVE | 43219-1508 | Not Required by DOW | 192738 | WATTS | 009QT | RP | 0.750 | 57902 | UNDER BAPTISTRY
2300 | N CASSADY AVE | 43219-1508 | Active | 47525 | WATTS | 009QT | RP | 1.500 | 57903 | FIRE MECH ROOM
2300 | N CASSADY AVE | 43219-1508 | Not Required by DOW | HG36931 | FEBCO | 765 | PVB | 1.000 | 57904 | FRONT OF BUILDING
2300 | N CASSADY AVE | 43219-1508 | Active | 8343 | FEBCO | 805 | DC | 0.750 | 57905 | METER PIT ON CASSADY
2300 | N CASSADY AVE | 43219-1508 | Active | 9809031336 | FEBCO | 856 | DCDA | 6.000 | 57906 | meter pit on cassady
2327 | N CASSADY AVE | 43219 | Active | WK-1146 | AMES | COLT 400 | RP | 4.000 | 3654542 | IN METER BUILDING
2327 | N CASSADY AVE | 43219 | Active | WK-0993 | AMES | COLT 500 GV | RPDA | 8.000 | 3654544 | MTR ROOM BY ENTRANCE AT SE CORNER
2327 | N CASSADY AVE | 43219 | Active | 95996 | WATTS | 919QT | RP | 0.750 | 3654563 | MTR ROOM BY ENTRANCE AT SE CORNER
2466 | N CASSADY AVE | 43219-1514 | Active | 96675 | WATTS | 009QT | RP | 0.750 | 58379 | IN RESTROOM
2500 | N CASSADY AVE | 43219-1514 | Active | 164995 | WATTS | 909 | RP | 3.000 | 58503 | METER ROOM - Cassady E. S.
2500 | N CASSADY AVE | 43219-1514 | Not Required by DOW | 84589REM | WATTS | 909 | RP | 0.750 | 58504 | BOILER ROOM - Cassady E. S.
2505 | N CASSADY AVE | 43219-1503 | Due Install |  |  |  | RP | 2.000 | 3385892 | HOWARD COMMUNITY REC CENTER
2505 | N CASSADY AVE | 43219-1503 | Due Install |  |  |  | DCDA | 4.000 | 3641443 | HOWARD COMMUNITY REC CENTER
127 | N CENTRAL AVE | 43222-1009 | Active | PRD0018472322 | ARI | RP 500 | RP | 0.750 | 3386869 | BASEMENT NW CORNER
188 | N CENTRAL AVE | 43222-1035 | Not Required by DOW | [5 empty] | 3386886
147 | N CHAMPION AVE | 43203 | Active | 69200 | WATTS | LF009M2QT | RP | 2.000 | 3626576 | IN HOT BOX AT WATER MTR --SE AT ALLY W OF CHAMPION
154 | N CHAMPION AVE | 43203 | Active | RB-1956 | WATTS | 957 | RP | 4.000 | 3624914 | MTR BLDG SW PARKING LOT AT WATER MTR
154 | N CHAMPION AVE | 43203 | Active | 1163691016 | WATTS | 774 | DCDA | 6.000 | 3626571 | MTR BLDG SW PARKING LOT
154 | N CHAMPION AVE | 43203 | Active | 26031 | WATTS | 007M1QT | DC | 0.750 | 3626572 | MTR BLDG SW PARKING LOT
211 | N CHAMPION AVE | 43203 | Not Required by DOW | 27435 | WATTS | 919QT | RP | 2.000 | 3613463 | LAUNDRY RM MECH RM 1ST FL
211 | N CHAMPION AVE | 43203 | Active | PF3430 | WATTS | 957 | RP | 4.000 | 3613650 | MECHANICAL ROOM
211 | N CHAMPION AVE | 43203 | Not Required by DOW | 11457 | WATTS | 919AQT | RP | 1.250 | 3613651 | MECHANICAL ROOM
211 | N CHAMPION AVE | 43203 | Active | 1853160215 | AMES | 3000SS | DCDA | 6.000 | 3613762 | FIRE SYSTEM MAIN LINE
211 | N CHAMPION AVE | 43203 | Active | 22666 | WATTS | 007M1PCQT | DC | 0.750 | 3613763 | FIRE SYSTEM BYPASS LINE
240 | N CHAMPION AVE | 43203-1561 | Active | PI2310 | WATTS | 957 | RP | 3.000 | 3387266 | MECHANICAL ROOM
240 | N CHAMPION AVE | 43203-1561 | Active | 73146 | AMES | 2000 | DC | 0.750 | 3638427 | MECHANICAL ROOM
240 | N CHAMPION AVE | 43203-1561 | Active | XD-0771 | AMES | COLT 300GV | DCDA | 6.000 | 3655185 | MECHANICAL ROOM
266 | N CHAMPION AVE | 43203-1540 | Removed | 27435REM | WATTS | 919QT | RP | 2.000 | 3387267 | LAUNDRY RM MECH RM 1ST FL REMOVED
266 | N CHAMPION AVE | 43203-1540 | Due Install |  |  |  | RP |  | 3638333
487 | N CHAMPION AVE | 43203-1146 | Not Required by DOW |  |  |  | RP | 0.750 | 3387284 | AT METER
264 | N DELTA DR | 43214-3535 | Active | 3996993 | WILKINS | 975XL2 | RP | 1.500 | 3404074 | BSMNT AT WATER METER
264 | N DELTA DR | 43214-3535 | Not Required by DOW | 4095557 | WILKINS | 975XL2 | RP | 0.750 | 3611654 | IN THE BASEMENT NEXT TO WATER METER
184 | N DEVON RD | 43212-1953 | Active | CB288629 | WILKINS | 720A | PVB | 0.750 | 3405724 | FRONT
1882 | N DEVON RD | 43212-1040 | Active | CB548591 | WILKINS | 720A | PVB | 0.750 | 3405725 | REAR RIGHT
1908 | N DEVON RD | 43212-1040 | Active | T417719 | WILKINS | 720A | PVB | 0.750 | 3405731 | LEFT SIDE OF HOUSE
1915 | N DEVON RD | 43212-1041 | Active | 034081 | WATTS | 800M4QT | PVB | 0.750 | 3405732 | LEFT OF FRONT DOOR
1935 | N DEVON RD | 43212-1043 | Replaced | REPG215335 | WILKINS | 720A | PVB | 0.750 | 95139 | REPLACED- RIGHT SIDE OF HOUSE
1935 | N DEVON RD | 43212-1043 | Active | T188406 | WILKINS | 720A | PVB | 0.750 | 3609465 | RIGHT SIDE OF HOUSE
1963 | N DEVON RD | 43212-1043 | Active | T291418 | WILKINS | 720A | PVB | 0.750 | 3405738 | RIGHT SIDE
1968 | N DEVON RD | 43212-1042 | Active | T434275 | WILKINS | 720A | PVB | 0.750 | 3405739 | left side
2021 | N DEVON RD | 43212-1045 | Active | CB153144 | WILKINS | 720A | PVB | 0.750 | 3405742 | RIGHT SIDE OF HOUSE
2022 | N DEVON RD | 43212-1044 | Active | G214560 | WILKINS | 720A | PVB | 0.750 | 97801 | RIGHT SIDE OF HOUSE
2100 | N DEVON RD UNIT A | 43221- | Active | 185344 | WATTS | 909 | RP | 4.000 | 57251 | EAST BASEMENT TUNNEL
2100 | N DEVON RD UNIT A | 43221- | Not Required by DOW | 19223 | WATTS | 009M2QT | RP | 1.500 | 57252 | BOILER ROOM
2100 | N DEVON RD UNIT A | 43221- | Active | 30500 | AMES | 3000SS | DCDA | 6.000 | 57253 | REAR WALL OF BASEMENT BOILER ROOM
2100 | N DEVON RD UNIT A | 43221- | Active | 74554 | WATTS | 007M2QT | DC | 0.750 | 57254 | BOILER ROOM - REAR WALL IN BASEMENT
2100 | N DEVON RD UNIT A | 43221- | Not Required by DOW | 4123 | WATTS | 909QT | RP | 0.750 | 96068 | BASEMENT TUNNEL
2100 | N DEVON RD UNIT A | 43221- | Not Required by DOW | 298477 | WATTS | 909M1QT | RP | 2.000 | 96069 | basement
2100 | N DEVON RD UNIT A | 43221- | Not Required by DOW | 412376 | WATTS | 909QT | RP | 0.750 | 96070 | BASEMENT
2100 | N DEVON RD UNIT POOL | 43221- | Active | X40583 | WILKINS | 375A | RP | 3.000 | 3405746 | Pump House at Meter
303 | N EUREKA AVE | 43204-3719 | Due Install |  |  |  | RP | 1.500 | 3417297 | HOLTON COMMUNITY REC CENTER
415 | N EUREKA AVE | 43204- | Due Install |  |  |  | RP | 0.750 | 3417300
300 | N FOURTH ST | 43215-2134 | Active | 5300 | WATTS | 009QT | RP | 1.000 | 59736 | THIRD FLOOR BOILER ROOM
300 | N FOURTH ST | 43215-2134 | Due Install |  |  |  | RP | 6.000 | 3641319 | FIRE STATION # 1
20 | N FRONT ST | 43215 | Active | 1301620316 | AMES | 4000SS | RP | 8.000 | 3618523 | BASEMENT WATER ROOM
20 | N FRONT ST | 43215 | Duplicate | 1301300416 | AMES | 4000SS | RP | 8.000 | 3618524 | LOWER LEVEL BASEMENT METER ROOM
20 | N FRONT ST | 43215 | Active | 130100416 | AMES | 4000SS | RP | 8.000 | 3652596 | BASEMENT WATER ROOM
77 | N FRONT ST | 43215 | Active | 195751 | WATTS | 909 | RP | 4.000 | 54253 | BASEMENT BOILER HOUSE
77 | N FRONT ST | 43215 | Active | 24798 | AMES | 2000BM3 | DC | 0.750 | 101931 | PUMP ROOM
77 | N FRONT ST | 43215 | Active | 1760311011 | AMES | 3000SS | DCDA | 8.000 | 101932 | PUMP ROOM
77 | N FRONT ST | 43215 | Active | 3658178 | WILKINS | 975XL | RP | 1.500 | 102360 | WATER METER ROOM LOWER LEVEL
98 | N FRONT ST | 43215-2807 | Active | 010201 | WATTS | 909 | RP | 3.000 | 87485 | BASEMENT N E SIDE
11 | N FRONT ST | 43215 | Not Required by DOW | 53186 | WATTS | LF919QT | RP | 1.000 | 3618597 | HOSE BIBBS, LOWER LEVEL - E SIDE - 10' IN AIR
111 | N FRONT ST | 43215 | Not Required by DOW | 069585 | WATTS | LF009M2QT | RP | 2.000 | 3622477 | BASEMENT - 12' IN THE AIR, NEAR CHILLERS
111 | N FRONT ST | 43215 | Active | QU-0444 | WATTS | 957 | RP | 4.000 | 3622478 | BOTTOM - WATER/PUMP ROOM, DUAL SETTING
111 | N FRONT ST | 43215 | Active | QU-1358 | WATTS | 957 | RP | 4.000 | 3622479 | TOP - WATER METER/PUMP ROOM, DUAL SETTING
111 | N FRONT ST | 43215 | Active | 77539 | AMES | 2000B | DC | 0.750 | 3624768
111 | N FRONT ST | 43215 | Active | 1905391116 | AMES | 3000SS | DCDA | 8.000 | 3624769
111 | N FRONT ST | 43215 | Not Required by DOW | 21409 | WATTS | 008PCQT | SVB | 0.500 | 3624882 | SLOP SINK, 7TH FL JANITOR CLOSET - WEST
111 | N FRONT ST | 43215 | Not Required by DOW | 037643 | WATTS | LF009M2QT | RP | 1.500 | 3624890 | PENTHOUSE-AT CEILING BEHIND BOILERS
111 | N FRONT ST | 43215 | Not Required by DOW | 21411 | WATTS | 008PCQT | SVB | 0.500 | 3624892 | SLOP SINK, 4TH FL JANITOR CLOSET - WEST
111 | N FRONT ST | 43215 | Not Required by DOW | 21414 | WATTS | 008PCQT | SVB | 0.500 | 3624893 | SLOP SINK, 8TH FL JANITOR CLOSET - WEST
111 | N FRONT ST | 43215 | Not Required by DOW | 040337 | WATTS | LF009M2QT | RP | 1.500 | 3624894 | WATER FEATURE, BASEMENT-NEAR THE WALL-S WALL
111 | N FRONT ST | 43215 | Not Required by DOW | 151121 | WATTS | LF009M3QT | RP | 0.750 | 3624895 | FOR 4TH FL ROOF, IN 2ND FL CLOSET NW
111 | N FRONT ST | 43215 | Not Required by DOW | 040328 | WATTS | LF009M2QT | RP | 1.500 | 3624896 | BASEMENT-OUTSIDE BACKFLOW-SOUTH WALL
111 | N FRONT ST | 43215 | Not Required by DOW | 22354 | WATTS | 008PCQT | SVB | 0.500 | 3624897 | SLOP SINK, 6TH FL JANITOR CLOSET - WEST
111 | N FRONT ST | 43215 | Not Required by DOW | 21413 | WATTS | 008PCQT | SVB | 0.500 | 3625154 | SLOP SINK, 2ND FL JANITOR CLOSET - WEST SIDE
111 | N FRONT ST | 43215 | Not Required by DOW | 20960 | WATTS | 008PCQT | SVB | 0.500 | 3625155 | SLOP SINK, 1ST FL IN THE CORNER - WEST SIDE - NEAR ELEVATOR
111 | N FRONT ST | 43215 | Not Required by DOW | 20961 | WATTS | 008PCQT | SVB | 0.500 | 3625156 | SLOP SINK, BASEMENT - RIGHT OF THE ELEVATORS IN A CLOSET
111 | N FRONT ST | 43215 | Not Required by DOW | 20962 | WATTS | 008PCQT | SVB | 0.500 | 3625157 | SLOP SINK, 3RD FL JANITOR CLOSET - WEST SIDE
111 | N FRONT ST | 43215 | Not Required by DOW | 21412 | WATTS | 008PCQT | SVB | 0.500 | 3626443 | SLOP SINK, 5TH FL JANITOR CLOSET - WEST
141 | N FRONT ST | 43215 | Active | 068808 | WATTS | LF009M2QT | RP | 2.000 | 3619895 | GARAGE MAIN LEVEL NORTHEAST CORNER IN WATER METER ROOM
141 | N FRONT ST | 43215 | LPS - Active |  |  |  | LPC |  | 3635323 | DOMESTIC PUMP - GARAGE MAIN LEVEL NORTHEAST CORNER IN WATER METER ROOM
215 | N FRONT ST | 43215-2255 | Not Required by DOW | 141709 | WATTS | 009QT | RP | 0.500 | 57444 | CEILING ABOVE ICE MACHINE IN KITCHEN AREA
215 | N FRONT ST | 43215-2255 | Not Required by DOW | 143787 | WATTS | 009QT | RP | 0.500 | 57445 | BEHIND ICE MACHINE IN KITCHEN AREA... REMOVED
215 | N FRONT ST | 43215-2255 | Active | 9812041226 | FEBCO | 850 | DC | 6.000 | 57446 | SW BASEMENT
215 | N FRONT ST | 43215-2255 | Active | 9812071535 | FEBCO | 825 | RP | 6.000 | 57447 | IN BASEMENT BY WATER METER
215 | N FRONT ST | 43215-2255 | LPS - Due Install |  |  |  | LPC |  | 3633566 | LOW PRESSURE SUSTAINING DEVICE FOR BOOSTER PUMP
215 | N FRONT ST | 43215-2255 | LPS - Due Install |  |  |  | LST |  | 3633567
221 | N FRONT ST | 43215-2289 | Active | XA2524 | WATTS | 957 | RP | 3.000 | 57625 | Basement - North Wall Water/Meter Cage Area
221 | N FRONT ST | 43215-2289 | Active | 1380370205 | AMES | 3000SS | DCDA | 6.000 | 88197 | Basement - North Wall Water/Meter Cage Area
221 | N FRONT ST | 43215-2289 | Active | 63662 | WATTS | 007QT | DC | 0.750 | 88198 | BASEMENT / MTR RM
221 | N FRONT ST | 43215-2289 | LPS - Active |  |  |  | LST |  | 3638635 | FIRE PUMP - LOWER LEVEL FIRE PUMP ROOM
333 | N FRONT ST | 43215- | Removed | CB451966REM | WILKINS | 720A | PVB | 1.000 | 60476 | BATELLE PLAZA COMMON/GRASSY AREA IN BUSHES S OF 343 BLDG, NW FRONT/NATIONWIDE
343 | N FRONT ST | 43215-2266 | Active | 153815 | WATTS | 909 | RP | 3.000 | 60709 | MID N BSMNT MECH/RISER ROOM AT WATER METER
343 | N FRONT ST | 43215-2266 | Not Required by DOW | 178829 | FEBCO | 825YA | RP | 0.750 | 60710 | WATER METER ROOM
343 | N FRONT ST | 43215-2266 | Active | A01332 | AMES | 3000SS | DCDA | 6.000 | 60711 | MID N BSMNT MECH/RISER ROOM (SN # 3A01332)
343 | N FRONT ST | 43215-2266 | Not Required by DOW | 31248 | WATTS | 009M3QT | RP | 0.750 | 60712 | ICE MACHINE ROOM
343 | N FRONT ST | 43215-2266 | Active | 40437 | WATTS | 007M1QT | DC | 0.750 | 60713 | MID N BSMNT MECH/RISER ROOM
343 | N FRONT ST | 43215-2266 | Not Required by DOW | 362776 | WATTS | 909M1QT | RP | 2.000 | 61651 | 343 N FRONT ST, NW MECH ROOM
343 | N FRONT ST | 43215-2266 | Active | 362785 | WATTS | 909M1QT | RP | 2.000 | 61652 | 343 N FRONT ST, MECH RM WATER METER DEVICE
343 | N FRONT ST | 43215-2266 | Not Required by DOW | 61733 | WATTS | 009QT | RP | 0.500 | 3609772
343 | N FRONT ST | 43215-2266 | LPS - Active |  |  |  | LST |  | 3638467 | FIRE PUMP - FIRE PUMP ROOM
375 | N FRONT ST | 43215-2232 | Active | A011541 | FEBCO | 805YB | DC | 0.750 | 61649 | PUMP ROOM 1ST FLOOR.
375 | N FRONT ST | 43215-2232 | Active | 156933 | WATTS | 909 | RP | 3.000 | 61650 | 1ST FL PUMP ROOM
375 | N FRONT ST | 43215-2232 | Active | 9909100945 | FEBCO | 876V | DCDA | 6.000 | 61654 | 1ST FL. PUMP ROOM
375 | N FRONT ST | 43215-2232 | Not Required by DOW | 69215 | WATTS | 009M2PCQT | RP | 1.500 | 89249 | 295 MARCONI BLVD, STORAGE ROOM BD MANAGEMENT
375 | N FRONT ST | 43215-2232 | Removed | T190326REM | WILKINS | 720 | PVB | 1.000 | 3351210 | ***REMOVED*** BATTELLE PLAZA
375 | N FRONT ST | 43215-2232 | Not Required by DOW | 064084 | WATTS | LF909QT | RP | 0.750 | 3651049
375 | N FRONT ST | 43215-2232 | LPS - Active |  |  |  | LST |  | 3654965 | FIRE PUMP - PUMP ROOM 1ST FLOOR.
383 | N FRONT ST | 43215-2248 | Active | 1073773 | WILKINS | 975XLBMS | RP | 2.000 | 61889 | SW SPACE IN BASEMENT
401 | N FRONT ST | 43215-2254 | Not Required by DOW | 507579 | WATTS | 909QT | RP | 0.750 | 61653 | 401 N FRONT ST, IN MECH ROOM
401 | N FRONT ST | 43215-2254 | Not Required by DOW | 133512 | WATTS | 009QT | RP | 1.000 | 62671 | BOILER ROOM
401 | N FRONT ST | 43215-2254 | Not Required by DOW | 143412 | WATTS | 009QT | RP | 0.500 | 62672 | BEHIND ICE MACHING
401 | N FRONT ST | 43215-2254 | Active | 194843 | WATTS | 909 | RP | 4.000 | 62673 | BASEMENT
401 | N FRONT ST | 43215-2254 | Not Required by DOW | 356409 | WATTS | 909M1QT | RP | 2.000 | 62674 | KITCHEN CEILING ABOVE MOP SINK
401 | N FRONT ST | 43215-2254 | Not Required by DOW | 41853 | WATTS | 009QT | RP | 0.750 | 62675 | BOILER ROOM
401 | N FRONT ST | 43215-2254 | Active | 46302 | WATTS | 007M1 | DC | 0.750 | 62676 | SOUTH CORNER BASEMENT
401 | N FRONT ST | 43215-2254 | Active | 108364 | AMES | 3000SS | DCDA | 6.000 | 62677 | BASEMENT TO SOUTH CORNER
401 | N FRONT ST | 43215-2254 | Not Required by DOW | 141197 | WATTS | 009M3QT | RP | 0.750 | 102712 | JANITOR CLOSET 3RD FLOOR
401 | N FRONT ST | 43215-2254 | Not Required by DOW | 30547 | WATTS | 009M3QT | RP | 0.750 | 3615242 | 4TH CLOSET
401 | N FRONT ST | 43215-2254 | LPS - Active |  |  |  | LPC |  | 3638466 | DOMESTIC PUMP -
401 | N FRONT ST | 43215-2254 | LPS - Active |  |  |  | LST |  | 3657642 | FIRE BOOSTER PUMP - PUMP ROOM
441 | N FRONT ST | 43215- | Not Required by DOW | 244516 | WATTS | 009M2PCQT | RP | 1.000 | 63953 | 425 N FRONT ST, METER ROOM
441 | N FRONT ST | 43215- | Active | DD1192 | WATTS | 957 | RP | 4.000 | 63954 | 425 N FRONT ST, MECH ROOM
441 | N FRONT ST | 43215- | Active | DD1194 | WATTS | 957 | RP | 4.000 | 63955 | 425 N FRONT ST, MECH ROOM
441 | N FRONT ST | 43215- | Active | F0309190935 | FEBCO | 856 | DC | 6.000 | 63956 | 425 N FRONT ST, BASEMENT METER ROOM
441 | N FRONT ST | 43215- | Not Required by DOW | 1768442 | WILKINS | 950XLT | DC | 1.500 | 102260 | 415 N FRONT ST, 2ND FL STORAGE ROOM
441 | N FRONT ST | 43215- | Not Required by DOW | 20983 | Watts | LF919QT | RP | 1.500 | 102268 | 2ND FL STORAGE ROOM - 415 N FRONT ST
441 | N FRONT ST | 43215- | Active | 02967 | AMES | 4000B | RP | 1.500 | 103259 | 425 N FRONT ST, 6TH FL E BLDG ELECTRICAL RM @ N END
441 | N FRONT ST | 43215- | Active | 103075 | AMES | 4000B | RP | 1.500 | 104168 | 425 N FRONT ST, 7TH FL ELECTRIC ROOM
441 | N FRONT ST | 43215- | LPS - Active |  |  |  | LST |  | 3626931 | FIRE PUMP - FIRE PUMP ROOM (415 N FRONT ST)
285 | N FRONT ST UNIT UNITA | 43215-2218 | Active | 102110 | AMES | 3000 | DCDA | 6.000 | 3633472 | WATER SPRINKLER ROOM
285 | N FRONT ST UNIT UNITA | 43215-2218 | Active | 44844 | WATTS | 007 | DC | 0.750 | 3633473 | WATER SPRINKLER ROOM FIRE SIDE CAR
285 | N FRONT ST UNIT UNITA | 43215-2218 | Active | 071524 | WATTS | LF009M2QT | RP | 1.500 | 3633548
285 | N FRONT ST UNIT UNITB | 43215-2218 | Active | 112350 | WATTS | 009 | RP | 1.000 | 3425630 | LEVEL ONE WATER SPRINKLER ROOM
206 | N GARFIELD AVE | 43203-1476 | Active | W001997 | WILKINS | 975XL | RP | 0.750 | 57134 | ABOVE BOILER - BOILER MAKEUP-non testable device
255 | N GARFIELD AVE | 43203- | Active | W4276833 | WILKINS | 975 | RP | 1.000 | 3426771 | MAYME MOORE PARK - FORDBOX N OF MARTIN LUTHER BLVD FOR IRRIGATION
50 | N GLENWOOD AVE | 43222-1206 | Not Required by DOW | 1144184REM | WILKINS | 975XLBMS | RP | 0.750 | 65593 | IN BOILER ROOM
50 | N GLENWOOD AVE | 43222-1206 | Not Required by DOW | 4779155 | WILKINS | 975XL | RP | 0.750 | 65594 | PRODUCTION FLOOR
50 | N GLENWOOD AVE | 43222-1206 | Active | 221775 | WILKINS | 975 | RP | 2.000 | 65595 | BOILER ROOM NEXT TO METER
50 | N GLENWOOD AVE | 43222-1206 | Not Required by DOW | 227622REM | WILKINS | 975 | RP | 0.375 | 65596 | AIR COMP ROOM
50 | N GLENWOOD AVE | 43222-1206 | Not Required by DOW | 229612 | WILKINS | 975 | RP | 0.750 | 65597 | BOILER ROOM ABOVE WATER METER
50 | N GLENWOOD AVE | 43222-1206 | Not Required by DOW | 3176619 | WILKINS | 975XLBMS | RP | 0.750 | 65598 | PRODUCTION AREA S WALL
50 | N GLENWOOD AVE | 43222-1206 | Not Required by DOW | 229632 | WILKINS | 975 | RP | 0.750 | 65599 | IN FRONT OF BOILER ROOM
50 | N GLENWOOD AVE | 43222-1206 | Not Required by DOW | 229688 | WILKINS | 975 | RP | 0.750 | 65600 | PRODUCTION AREA--CENTER OF ROOM
50 | N GLENWOOD AVE | 43222-1206 | Not Required by DOW | 3176443 | WILKINS | 975XL | RP | 0.750 | 65601 | MECH ROOM
50 | N GLENWOOD AVE | 43222-1206 | Not Required by DOW | 543877 | WATTS | 909QT | RP | 1.000 | 65602 | SLURRY ROOM
50 | N GLENWOOD AVE | 43222-1206 | Not Required by DOW | 37596 | WATTS | 919ZQT | RP | 1.000 | 97991 | PRODUCTION-STEAM STATION
50 | N GLENWOOD AVE | 43222-1206 | Not Required by DOW | 35611 | WATTS | 919QT | RP | 0.750 | 100694 | PRODUCTION AREA
50 | N GLENWOOD AVE | 43222-1206 | Not Required by DOW | 364903 | WATTS | 919AQT | RP | 1.000 | 102272 | COP-TANKS
75 | N GOODRICH SQ | 43054-8983 | Active | t205243 | Wilkins | 720A | PVB | 0.750 | 72234 | RT FRONT OF HSE
305 | N GOULD RD BLDG SOUTH | 43209 | Active | 126931603 | AMES | 3000 | DCDA | 4.000 | 59880 | RISER ROOM - 285 N GOULD AVE
305 | N GOULD RD BLDG SOUTH | 43209 | Active | 205600 | WATTS | 009M2QT | RP | 2.000 | 59881 | RISER ROOM - 285 N GOULD AVE
305 | N GOULD RD BLDG SOUTH | 43209 | Active | 31575 | AMES | 2000SS | DC | 0.750 | 59882 | RISER ROOM - 285 N GOULD AVE
10 | N GRANT AVE | 43215-3819 | Removed | 134003REM | WATTS | 909QT | RP | 0.750 | 61392 | MECHANICAL ROOM 3RD FLOOR (366 E. BROAD ST)
10 | N GRANT AVE | 43215-3819 | Active | HC54793 | WILKINS | 950 | DCDA | 6.000 | 3653285 | NORTHWEST CORNER OUTSIDE DOOR
10 | N GRANT AVE | 43215-3819 | Active | 26449 | WILKINS | 350 | DC | 0.750 | 3653287 | NORTHWEST CORNER OUTSIDE DOOR
10 | N GRANT AVE | 43215-3819 | Active | WG-0056 | WATTS | 957 | RP | 4.000 | 3653415 | WATER RISER/PUMP ROOM NW SIDE OF BUILDING
31 | N GRANT AVE | 43215- | Active | 4879106 | WILKINS | 975XL2 | RP | 1.000 | 3432108
95 | N GRANT AVE | 43215-1803 | Active | 36268 | WATTS | 919ZQT | RP | 1.000 | 101511 | NE DBLE DOOR CLOSET AT WATER METER RESTAURANT AREA
10 | N GRANT AVE | 43215-1803 | Active | 650706 | WATTS | 909HWQT | RP | 0.750 | 101305 | BY METER @ BACK DOOR
151 | N GRANT AVE | 43215- | Due Install |  |  |  | RP | 3.000 | 3432113 | BSMNT OLD BOILER ROOM AT WATER METER CIRCLE HALL IN 145 N GRANT
151 | N GRANT AVE | 43215- | Due Install |  |  |  | DCDA | 6.000 | 3640998 | BSMNT FIRE LINE IN 145 N GRANT CIRCLE HALL
161 | N GRANT AVE | 43215-1826 | Active | 72041 | AMES | 2000B | DC | 0.750 | 3432114 | AMF BUILDING IN BASEMENT RISER ROOM
161 | N GRANT AVE | 43215-1826 | Active | XC-1081 | AMES | 3000CIV | DCDA | 6.000 | 3636008 | AMF BUILDING IN BASEMENT RISER ROOM
161 | N GRANT AVE | 43215-1826 | Active | ACJ2049 | WILKINS | 975 | RP | 1.500 | 3654342 | BACK STUDIO HALL BY SINKS AT WATER METER
164 | N GRANT AVE | 43215-1824 | Duplicate | 104321DUP | AMES | 3000SS | DCDA | 6.000 | 55672 | 164 N GRANT - WEST WALL IN LOCKED CAGE
164 | N GRANT AVE | 43215-1824 | Active | 45166 | WATTS | 007M1 | DC | 0.750 | 55673 | 164 N GRANT WEST WALL IN LOCKED CAGE
164 | N GRANT AVE | 43215-1824 | Active | 3629629 | WILKINS | 975 | RP | 1.500 | 55674 | 164 N GRANT WEST WALL BY S DOOR AT WATER METER WAREHSE
164 | N GRANT AVE | 43215-1824 | Active | 104321 | AMES | 3000SS | DCDA | 6.000 | 100160 | 164 N GRANT WEST WALL IN LOCKED CAGE
192 | N GRANT AVE | 43215-2608 | In Review |  |  |  | RP |  | 3432115
212 | N GRANT AVE | 43215-2642 | Inactive | 4913013 | WILKINS | 975XL2 | RP |  | 3432116 | MID N RESTROOM AT WATER MTR BY UTLTY SINK
217 | N GRANT AVE | 43215-2641 | Active | 103833 | WILKINS | 375 | RP | 3.000 | 57504 | SW BUILDING - POTABLE WATER (MECH ROOM)
217 | N GRANT AVE | 43215-2641 | Active | 4358324 | WILKINS | 975XLD | RP | 0.750 | 3624332 | Basement
217 | N GRANT AVE | 43215-2641 | Active | 11004 | WILKINS | 375ADA | RPDA | 6.000 | 3624333 | Basement
245 | N GRANT AVE | 43215-2641 | Active | 15355 | WATTS | 919QT | RP | 1.500 | 102275 | AFTER WATER METER IN UTILITY ROOM
245 | N GRANT AVE | 43215-2641 | Active | 1059461012 | AMES | 5000 | RPDA | 4.000 | 102313 | BASEMENT
245 | N GRANT AVE | 43215-2641 | Active | 12394 | AMES | 4000B | RP | 0.750 | 102314 | BASEMENT
260 | N GRANT AVE | 43215- | Active | 1166520901 | AMES | 3000SS | DCDA | 4.000 | 58703 | BASEMENT
260 | N GRANT AVE | 43215- | Active | 371698 | WATTS | 909M1QT | RP | 1.500 | 58704 | BASEMENT (NORTH WALL)
260 | N GRANT AVE | 43215- | Not Required by DOW | W097208 | WILKINS | 975XL | RP | 0.750 | 58705 | 8' OFF OF FLOOR BASEMENT BY METER
260 | N GRANT AVE | 43215- | Active | 21752 | AMES | 2000B | DC | 0.750 | 58706 | BASEMENT
356 | N GRANT AVE | 43215-2119 | Active | 2860952 | WILKINS | 975XL | RP | 2.000 | 94316 | MECH ROOM BACK BLDG
375 | N GRANT AVE | 43215-2146 | Active | 08185 | WATTS | 009QT | RP | 1.500 | 61655 | MECH ROOM BACK HALL - Room 13
389 | N GRANT AVE | 43215-2146 | Active | 349529 | WATTS | 909M1QT | RP | 1.500 | 62065 | ROOM #117
389 | N GRANT AVE | 43215-2146 | In Review |  |  |  | DCDA |  | 3633400 | ROOM #117
407 | N GRANT AVE | 43215-2146 | Active | 1074203 | WILKINS | 975 | RP | 2.000 | 62811 | METER ROOM - Room 126
407 | N GRANT AVE | 43215-2146 | Active | 134040 | WATTS | 709 | DCDA | 4.000 | 62812 | Fire Sprinkler Room126
407 | N GRANT AVE | 43215-2146 | Active | 23194 | WATTS | 007QT | DC | 0.500 | 62813 | Fire Sprinkler Room126
115 | N GRANT AVE | 43201 | Active | VB-0462 | AMES | COLT 400 | RP | 4.000 | 3649455 | SOUTHWEST CORNER HOTBOX
1150 | N GRANT AVE | 43201 | Active | UJ-1326 | AMES | 300AGV | DCDA | 4.000 | 3649456
1150 | N GRANT AVE | 43201 | Active | 62967 | AMES | 2000BM3 | DC | 0.750 | 3649457
1167 | N GRANT AVE | 43201 | Active | 49926 | WILKINS | 375A | RP | 3.000 | 3649246 | METER ROOM CENTER BREEZEWAY
1167 | N GRANT AVE | 43201 | Active | 1998571220 | AMES | 3000SS | DCDA | 4.000 | 3649247 | IN BREEZEWAY
1167 | N GRANT AVE | 43201 | Active | 84559 | AMES | 2000B | DC | 0.750 | 3649248 | IN BREEZEWAY
1200 | N GRANT AVE | 43201 | Active | SJ-1000 | AMES | COLT 400 | RP | 3.000 | 3638215 | IN HOT BOX AT PIT
1252 | N GRANT AVE | 43201 | Active | SJ-2278 | AMES | 400 | RP | 3.000 | 3639618 | HOTBOX
1260 | N GRANT AVE | 43201 | Active | TK-0408 | WATTS | 957 | RP | 4.000 | 3646428 | ACROSS FOR HOUSE # 1259 GRANT
1260 | N GRANT AVE | 43201 | Active | 1169930819 | WATTS | 774 | DCDA | 6.000 | 3646947 | ACROSS FOR HOUSE # 1259 GRANT
1260 | N GRANT AVE | 43201 | Active | 29577 | WATTS | 007 | DC | 0.750 | 3646948 | ACROSS FOR HOUSE # 1259 GRANT
1450 | N GRANT AVE | 43201 | Active | RI-0945 | AMES | 400 | RP | 6.000 | 3629990 | METER BUILDING
1450 | N GRANT AVE | 43201 | Not Required by DOW | CB987022 | WILKINS | 720A | PVB | 0.750 | 3632685 | NORTH SIDE OF POOL ROOM 1305 CROMARTIE AVE
1454 | N GRANT AVE | 43201-2272 | Active | ACP5971 | WILKINS | 975XL2 | RP | 1.500 | 3656811 | INSIDE REC CENTER OR PARTY HOUSE S/W SIDE OF (RED BLDG) BEHIND POOL
1480 | N GRANT AVE | 43201-2272 | Active | 44244C | WILKINS | 375AST | RP | 4.000 | 3432128 | MECHANICAL ROOM ON GRANTS/W SIDE OF BUILING
1480 | N GRANT AVE | 43201-2272 | Active | 87517 | AMES | 2000B | DC | 0.750 | 3656464 | MECHANICAL ROOM ON GRANT S/W SIDE OF BUILING
1480 | N GRANT AVE | 43201-2272 | Active | 11038848123 | AMES | 3000SS | DCDA | 4.000 | 3656465 | MECHANICAL ROOM ON GRANT S/W SIDE OF BUILING
195 | N GRANT ST | 43215-2607 | Active | 3N2229 | AMES | 3000SS | DCDA | 4.000 | 60547 | CENTER WEST SIDE OF BUILDING (SERIAL # 3LN2229)
195 | N GRANT ST | 43215-2607 | Active | 683194 | WILKINS | 975 | RP | 2.000 | 60548 | 338 E SPRING ST, CENTER W SIDE OF BLDG IN MECH RM @ METER SET
195 | N GRANT ST | 43215-2607 | Active | 02381 | AMES | 2000B | DC | 0.750 | 60549 | DETECTOR LINE OF 4 BACKFLOW
574 | N GREEN POINTE DR | 43125 | Active | 092280 | WATTS | LF009M2QT | RP | 1.500 | 3651703
5740 | N GREEN POINTE DR | 43125 | Active | VG-2235 | AMES | 300GV | DCDA | 8.000 | 3651704
5740 | N GREEN POINTE DR | 43125 | Active | 66547 | AMES | 2000BM3 | DC | 0.750 | 3651705
13 | N GREEN ST | 43222- | Active | ABW8538 | WILKINS | 975XL2 | RP | 0.750 | 3603584 | AT METER
33 | N GRUBB ST UNIT A | 43215-2748 | Active | 966452 | WILKINS | 950XL | DC | 0.750 | 60388 | 1ST FLOOR MECHANICAL ROOM
33 | N GRUBB ST UNIT A | 43215-2748 | Active | N18652 | WILKINS | 350DA | DCDA | 6.000 | 60389 | 1ST FLOOR MECHANICAL ROOM
33 | N GRUBB ST UNIT A | 43215-2748 | Active | 3639139 | WILKINS | 975XL | RP | 1.000 | 102358 | RISER ROOM AT WATER METER
33 | N GRUBB ST UNIT A | 43215-2748 | In Review | [5 empty] | 3626640 | RISER ROOM AT WATER METER
15 | N HAGUE AVE | 43204-2609 | Due Install |  |  |  | RP | 0.750 | 3435188
301 | N HAGUE AVE | 43204-2614 | Active | AA34646 | WILKINS | 720A | PVB | 1.000 | 93863 | FRONT OF BLDG
301 | N HAGUE AVE | 43204-2614 | Active | ADA88964 | WILKINS | 975 | PVB | 0.750 | 3659650 | FRONT OF BLDG
342 | N HAGUE AVE | 43204-3403 | Due Install |  |  |  | RP |  | 3435228
585 | N HAGUE AVE | 43204-1420 | Active | ALA28701 | WILKINS | 975 | RP | 0.500 | 3435261 | UNDER LAVORATORY SINK -BATHROOM
601 | N HAGUE AVE | 43204-1422 | Active | 5408 | WATTS | 009QT | RP | 1.000 | 68695 | IN UTILITY ROOM AT EAST ENTRANCE TO WAREHOUSE
601 | N HAGUE AVE | 43204-1422 | Active | YK-0015 | AMES | COLT 300-GV | DCDA | 6.000 | 3632473
601 | N HAGUE AVE | 43204-1422 | Active | 79511 | AMES | 2000B | DC | 0.750 | 3659251
630 | N HAGUE AVE | 43204-1421 | Active | 4877066 | WILKINS | 975XL2 | RP | 0.750 | 3435262 | IN 630 MECH/METER RM AT WATER METER
666 | N HAGUE AVE | 43204-1421 | Active | 28734 | Watts | LF919QT | RP | 2.000 | 70449 | 660 HAGUE AVE AT WATER METER
666 | N HAGUE AVE | 43204-1421 | Not Required by DOW | 26765 | WATTS | 919QT | RP | 2.000 | 3611570 | BREWHOUSE, AT THE DEDUCT METER
666 | N HAGUE AVE | 43204-1421 | Not Required by DOW | 51952 | WATTS | 919QT | RP | 1.000 | 3611571 | BOILER MAKE UP, BOILER ROOM
666 | N HAGUE AVE | 43204-1421 | Not Required by DOW | 19051 | WATTS | 919QT | RP | 1.500 | 3650323 | AT SUB METER IN 664 N HAGUE AVE
693 | N HAGUE AVE | 43204-1422 | Active | 4899893 | WILKINS | 975XL2 | RP | 1.000 | 70965 | EAST WALL GARAGE
799 | N HAGUE AVE | 43204-1424 | Active | 4636901 | WILKINS | 975XL | RP | 2.000 | 73106 | INSIDE MAIN DOOR GUARD STATION
839 | N HAGUE AVE | 43204-1426 | Active | 11106 | WATTS | LF919QT | RP | 1.250 | 73777 | COMPRESSOR ROOM NW CORNER OF BUILDING
900 | N HAGUE AVE | 43204-2197 | Not Required by DOW | 323344 | WATTS | 909QT | RP | 0.750 | 74478 | RM #125 BOILER ROOM
900 | N HAGUE AVE | 43204-2197 | Due Install |  |  |  | DCDA | 6.000 | 3633214 | RISER ROOM/BOILER ROOM
900 | N HAGUE AVE | 43204-2197 | Active | 231235 | WATTS | LF009M2QT | RP | 2.000 | 3655237 | RISER ROOM/ BOILER ROOM
910 | N HAGUE AVE | 43204- | Active | 57853 | WATTS | 007QT | DC | 0.750 | 95964 | NORTH SIDE OF BLDG
910 | N HAGUE AVE | 43204- | Active | 141562 | WATTS | 709 | DC | 6.000 | 95965 | NORTH SIDE OF BLDG
910 | N HAGUE AVE | 43204- | Active | 10208 | WATTS | 919QT | RP | 1.500 | 98273 | NW CORNER
100 | N HAGUE AVE | 43204-2121 | Active | 1302351103 | AMES | 3000CIV | DCDA | 8.000 | 53574 | METER PIT NORTH SIDE OF DRIVEWAY
1000 | N HAGUE AVE | 43204-2121 | Active | EC-1482 | WATTS | 957Z | RP | 4.000 | 53575 | MAIN MECH ROOM
1000 | N HAGUE AVE | 43204-2121 | Not required by DOW | 017139 | WATTS | 800M2QT | PVB | 2.000 | 53576 | M-100 IN FRONT OF STORAGE TANK
1000 | N HAGUE AVE | 43204-2121 | Active | 34017 | AMES | 2000B | DC | 0.750 | 53577 | METER PIT
1000 | N HAGUE AVE | 43204-2121 | Not required by DOW | 411806 | WATTS | 909HWM1QT | RP | 2.000 | 53578 | POOL FILTER ROOM
1000 | N HAGUE AVE | 43204-2121 | Not required by DOW | 576060 | WATTS | 909HWQT | RP | 0.750 | 53579 | M-101
1000 | N HAGUE AVE | 43204-2121 | Not required by DOW | 115785 | WATTS | 009M2QT | RP | 1.500 | 53580 | M-100 OVER DOMESTIC EXPANTION TANK
1274 | N HAGUE AVE | 43204 | Active | RJ-1385 | WATTS | 957 | RP | 8.000 | 3635178 | IN HOTBOX
1274 | N HAGUE AVE | 43204 | Not Required by DOW | 1980160120 | AMES | 3000SS | DCDA | 4.000 | 3651606 | RISER ROOM BLDG 3 GARAGE
1274 | N HAGUE AVE | 43204 | Not Required by DOW | 83243 | AMES | 2000SS | DC | 0.750 | 3651607 | RISER ROOM BLDG 3 GARAGE
1783 | N HAGUE AVE | 43204-1618 | Active | 55720 | WATTS | LF919QT | RP | 1.000 | 56133 | BASEMENT AT WATER METER
282 | N HAMILTON AVE | 43203 | Active | 3476963 | WILKINS | 975XL | RP | 1.500 | 99311 | HOT BOX N SIDE OF 280 HAMILTON - SERVES 274-280 HAMILTON AND743-765 MT VERNON
282 | N HAMILTON AVE | 43203 | Not Required by DOW | 336866 | WATTS | 800CMQT | PVB | 0.750 | 101530 | IN HOT BOX
282 | N HAMILTON AVE | 43203 | Duplicate | 4893DUP | AMES | 4000B | RP | 1.500 | 103055
161 | N HAMILTON RD | 43213-1308 | Active | 122583 | AMES | 3000CIV | DCDA | 6.00 | 55603 | MECH ROOM/RISER ROOM
161 | N HAMILTON RD | 43213-1308 | Active | 54989 | WATTS | 007M1QT | DC | 0.75 | 55604 | MECH ROOM / RISER ROOM
161 | N HAMILTON RD | 43213-1308 | Active | ABA33486 | WILKINS | 975XL2 | RP | 1.000 | 3650950 | MECH ROOM / RISER ROOM
300 | N HAMILTON RD | 43213-1310 | Removed | REM155909 | WATTS | 909M1QT | RP | 2.000 | 59738 | SERVICE BAY STORAGE CLOSET BY SHOWROOM ENTRANCE
300 | N HAMILTON RD | 43213-1310 | Not Required by DOW | 650807 | WATTS | 909HWQT | RP | 0.750 | 59739 | BOILER ROOM 2ND FLOOR
300 | N HAMILTON RD | 43213-1310 | Active | 35079 | WILKINS | 950XLD | DCDA | 6.000 | 3632845 | Service Bay
300 | N HAMILTON RD | 43213-1310 | Active | HC71307 | WILKINS | 950XLD | DC | 0.750 | 3632847
300 | N HAMILTON RD | 43213-1310 | Active | 15196 | WILKINS | 975XL3 | RP | 2.000 | 3657065 | MOPSINK ROOM AT SERVICE DRIVE THRU
301 | N HAMILTON RD | 43213-1311 | Due Install |  |  |  | RP | 1.500 | 3436602
340 | N HAMILTON RD | 43213-1312 | Removed | 392315REM | WATTS | 909QT | RP | 0.750 | 60604 | 402 N HAMILTON - REC CENTER MECHANICAL ROOM BEHIND BOILER
340 | N HAMILTON RD | 43213-1312 | Active | VH-1221 | AMES | COLT- 400 | RP | 6.000 | 3651184 | HOT BOX BY ROAD- SOUTH END OF LOT
341 | N HAMILTON RD | 43213 | Active | B091562 | WILKINS | 375 | RP | 1.000 | 3619717 | MECHANICAL ROOM
379 | N HAMILTON RD | 43213 | Active | 141118 | WATTS | 009M2QT | RP | 1.000 | 61783 | IN MECH ROOM AT WATE METER
401 | N HAMILTON RD | 43213-1313 | Active | VG-2938 | WATTS | 957 | RP | 4.000 | 3436603
401 | N HAMILTON RD | 43213-1313 | Not Required by DOW | 4938622 | WILKINS | 975 | RP | 2.000 | 3652868 | MECHANICAL ROOM NORTH SIDE
430 | N HAMILTON RD | 43213 | Active | RC-2204 | WATTS | 957 | RP | 3.000 | 3624329 | NW WATER/MECH RM
430 | N HAMILTON RD | 43213 | Active | YC-0867 | WATTS | 957NRPDA-GV | RPDA | 6.000 | 3624330 | HOT BOX SW BY ENTRANCE
430 | N HAMILTON RD | 43213 | Active | 102844 | WATTS | LF919QT | RP | 0.750 | 3624331 | HOT BOX SW BY ENTRANCE
430 | N HAMILTON RD | 43213 | Not Required by DOW | 046715 | WATTS | LF009M2QT | RP | 1.500 | 3624345 | MECHANICAL ROOM NORTH END UP HIGH ALONG WALL
430 | N HAMILTON RD | 43213 | Not Required by DOW | 179078-1617 | AMES | 2000SS | DC | 6.000 | 3633294 | FIRE SPRINKLER
490 | N HAMILTON RD | 43219 | Active | 6011248 | FEBCO | 856 | DCDA | 6.000 | 65373 | IN METER PIT EAST OF HAMILTON ROAD
490 | N HAMILTON RD | 43219 | Active | 14770 | FEBCO | 805YB | DC | 0.750 | 65374 | IN METER PIT EAST OF HAMILTON ROAD
490 | N HAMILTON RD | 43219 | Not Required by DOW |  |  |  | RP |  | 3633389
575 | N HAMILTON RD | 43230- | Active | 12946 |  |  | RP |  | 3436605 | TAT HANGER
625 | N HAMILTON RD | 43219-1825 | Active | 3544614 | WILKINS | 975XL | RP | 0.750 | 69472 | UPSTAIRS IN BOILER DRAIN
625 | N HAMILTON RD | 43219-1825 | Active | 18514 | WATTS | 009QT | RP | 0.750 | 69473 | ROOM #145
625 | N HAMILTON RD | 43219-1825 | Active | N0610260142 | FEBCO | 876V | DCDA | 6.000 | 89697 | WEST SIDE WALL
625 | N HAMILTON RD | 43219-1825 | Active | H010035 | FEBCO | 805YB | DC | 0.750 | 89698 | WEST SIDE WALL
625 | N HAMILTON RD | 43219-1825 | Due Install |  |  |  | RP | 1.000 | 3639254 | ROOM #145
625 | N HAMILTON RD | 43219-1825 | Active | 29048C | WILKINS | 375AST | RP | 2.500 | 3650821
900 | N HAMILTON RD | 43219-1832 | Active | 399139 | WILKINS | 975 | RP | 2.000 | 74479 | SW CORNER OF THE EXISTING KITCHEN STORAGE ROOM
483 | N HAMILTON RD | 43230-1756 | Active | 4175202 | WILKINS | 975Xl | RP | 1.000 | 65175 | NORTH END OF BUILDING
4835 | N HAMILTON RD | 43230 | Not Required by DOW | 267493 | WATTS | 800M4QT | PVB | 1.000 | 65186 | IN KITCHEN UNDER 3 COMPARTMENT SINK
4835 | N HAMILTON RD | 43230 | Active | 59216 | WATTS | 009QT | RP | 1.500 | 65187 | NEAR THE FLOOR SINK
4840 | N HAMILTON RD | 43230-1756 | Not Required by DOW | 432253 | WILKINS | 975 | RP | 0.750 | 65197
4840 | N HAMILTON RD | 43230-1756 | Not Required by DOW | 790492 | WILKINS | 720A | PVB | 1.500 | 65198 | SOUTH SIDE OF BUILDING
4840 | N HAMILTON RD | 43230-1756 | Active | 4775015 | WILKINS | 975XL2 | RP | 1.500 | 3634996 | AT WATER METER
4860 | N HAMILTON RD | 43230-1756 | Active | 3169157 | WILKINS | 975XL | RP | 2.000 | 103712 | NE MECH/RISR RM AT WATER MTR -OUTSIDE DR, OLIVE GARDEN
4860 | N HAMILTON RD | 43230-1756 | Active | 164548 | AMES | 2000SS | DC | 4.000 | 103731 | RISER ROOM
4860 | N HAMILTON RD | 43230-1756 | Active | A01139 | AMES | 4000B | RP | 1.500 | 103732 | NE MECH/RISER RM UP BY ATTIC ACCESS BEHIND WIRE SHELVES
4860 | N HAMILTON RD | 43230-1756 | Not Required by DOW | 3103699 | WILKINS | 975XL | RP | 1.000 | 103733 | RISER ROOM
4865 | N HAMILTON RD | 43230-1719 | Active | 36667B | WILKINS | 350ASTDA | DCDA | 6.000 | 65271 | STORE ROOM AT RISER
4865 | N HAMILTON RD | 43230-1719 | Removed | W051336REM | WILKINS | 975 | RP | 2.000 | 65272 | SW CORNER ABOVE METER PIT
4865 | N HAMILTON RD | 43230-1719 | Active | FD242 | APOLLO/CONBRACO | 40208A2 | RP | 2.000 | 65273 | IN STOCK ROOM
4865 | N HAMILTON RD | 43230-1719 | Due Install |  |  |  | DCDA | 6.000 | 3650941 | IN STOCK ROOM
4865 | N HAMILTON RD | 43230-1719 | Active | 36667B | WILKINS | 350ASTDA | DCDA | 8.000 | 3656766 | IN PIT
4865 | N HAMILTON RD | 43230-1719 | Active | HC76054 | WILKINS |  | DC | 0.750 | 3656767 | IN PIT
4940 | N HAMILTON RD | 43230-1702 | Active | 585867 | WILKINS | 975A | RP | 1.500 | 65465 | BASEMENT
4940 | N HAMILTON RD | 43230-1702 | Not Required by DOW | CB481073 | WILKINS | 720A | PVB | 1.000 | 99793 | EAST WALL OF OIL CHANGE SHOP
4950 | N HAMILTON RD | 43230- | Active | 111048 | WATTS | 009QT | RP | 1.500 | 65492 | EAST SIDE OF BUILDING MECH
4950 | N HAMILTON RD | 43230- | Active | N1503271251 | FEBCO | 876VST | DCDA | 2.500 | 65493 | EAST SIDE OF BUILDING MECH ROOM
4950 | N HAMILTON RD | 43230- | Active | 40460 | Watts | 719QT | DC | 0.750 | 65494 | EAST SIDE OF BUILDING MECH ROOM
4950 | N HAMILTON RD | 43230- | Not Required by DOW | 3927587 | WILKINS | 975XL2 | RP | 1.000 | 65495 | EAST SIDE OF BUILDING BY MECH ROOM
4959 | N HAMILTON RD | 43230- | Active | 191499 | WATTS | 009QT | RP | 2.000 | 65506 | WEST WALL OF MECH ROOM
4959 | N HAMILTON RD | 43230- | Not Required by DOW | 109928 | WATTS | 009M2QT | RP | 1.500 | 87353 | MECH ROOM
4994 | N HAMILTON RD | 43230 | Active | 27882 | WATTS | 919AQT | RP | 2.000 | 3615030 | 5010 B N. Hamilton Rd. , Dry Cleaners, Rear of store
4994 | N HAMILTON RD | 43230 | Active | 27881 | WATTS | 919AQT | RP | 2.000 | 3615051 | At&T Store.4994, in mens room behind the wall panel, right of sink
4994 | N HAMILTON RD | 43230 | Not Required by DOW | B031815 | WILKINS | 375XL | RP | 0.500 | 3615052 | Over mop sink, Five Guys , 5004 N. Hamilton rd
4994 | N HAMILTON RD | 43230 | Removed | REMB031816 | WILKINS | 375XL | RP | 0.500 | 3615053 | REMOVED - Unable to locate this device
4994 | N HAMILTON RD | 43230 | Active | PK-0397 | AMES | COLT 300GV | DCDA | 6.000 | 3615054 | METER PIT, Located directly behind the AT&T store
4994 | N HAMILTON RD | 43230 | Active | 41194 | AMES | 2000BM3 | DC | 0.750 | 3615055 | METER PIT, Located directly behind the AT&T store
4994 | N HAMILTON RD | 43230 | Not Required by DOW | 52958 | WATTS | 919QT | RP | 1.000 | 3615128 | 4994 B. Fire House Subs, above the mop sink
4994 | N HAMILTON RD | 43230 | Not Required by DOW | 93841 | WATTS | LF009M3 | RP | 0.750 | 3636696 | UNDERNEATH THREE COMPARTMENT SINK AT FIVE GUYS
5050 | N HAMILTON RD | 43230-1312 | Not Required by DOW | 176522 | WATTS | 909 | RP | 4.000 | 65860 | FIRE PROTECTION ROOM
5050 | N HAMILTON RD | 43230-1312 | Not Required by DOW | 228658 | WATTS | 909M1QT | RP | 1.250 | 65861 | ABOVE SEAFOOD FREEZER
5050 | N HAMILTON RD | 43230-1312 | Removed | 88506REM | WATTS | 800QT | PVB | 1.000 | 65864 | REMOVED- ABOVE COOLER AT PRODUCE PREP ROOM
5050 | N HAMILTON RD | 43230-1312 | Active | L116118 | WILKINS | 375 | RP | 4.000 | 3630334 | IN HOT BOX AT CORNER OF CHILMARK AND N HAMILTON
5050 | N HAMILTON RD | 43230-1312 | Active | V51386 | WILKINS | 350 | DCDA | 10.000 | 3630335 | IN PIT NORTH DRIVE ENTRANCE BY HOT BOX
5050 | N HAMILTON RD | 43230-1312 | Active | HC17004 | WILKINS | 950 | DC | 0.750 | 3630336 | IN PIT NORTH DRIVE ENTRANCE BY HOT BOX
5050 | N HAMILTON RD | 43230-1312 | Not Required by DOW | 179696 | WATTS | LF009M3QT | RP | 0.750 | 3631416
5055 | N HAMILTON RD | 43230-1311 | Active | ACG2393 | WILKINS | 975XL2 | RP | 1.500 | 65884 | MECHANICL ROOM
5055 | N HAMILTON RD | 43230-1311 | Not Required by DOW | 38733 | WATTS | 009QT | RP | 1.500 | 65885 | NE CORNER
5055 | N HAMILTON RD | 43230-1311 | Active | 04014 | AMES | 2000B | DC | 1.500 | 65886 | MECHANICAL ROOM
5065 | N HAMILTON RD | 43230 | Not Required by DOW | 49224 | WATTS | 909QT | RP | 1.000 | 65904 | WATER ROOM (BACK OF BUILDING-MIDDLE DOOR SAYS TELROOM ON DOOR(
5065 | N HAMILTON RD | 43230 | Active | W167648 | WILKINS | 975 | RP | 2.000 | 65905 | MECH ROOM 5065 IN REAR OF BUILDING
5065 | N HAMILTON RD | 43230 | Not Required by DOW | 102812 | WATTS | 009M3 | RP | 0.750 | 3613865 | 5077 N Hamilton above hot water heater in mechanical room. Glow Nail Bar
5065 | N HAMILTON RD | 43230 | Not Required by DOW | 102813 | WATTS | 009M3 | RP | 0.750 | 3613866 | 5077 N Hamilton above hot water heater in mechanical room, Glow Nail Bar
5065 | N HAMILTON RD | 43230 | Not Required by DOW | 126380 | WILKINS | 975XL | RP | 1.000 | 3640857 | METER ROOM
5091 | N HAMILTON RD | 43230 | Active | A325758 | WILKINS | 375 | RP | 1.500 | 3604160 | SW CORNER OF BUILDING BY BACK DOOR
5111 | N HAMILTON RD | 43230-1313 | Not Required by DOW | W104516 | WILKINS | 975 | RP | 1.000 | 66049 | MECHANICAL ROOM
5111 | N HAMILTON RD | 43230-1313 | Active | W177821 | WILKINS | 975XLBMS | RP | 1.500 | 66050 | MECHANICAL ROOM
5121 | N HAMILTON RD | 43230-1313 | Not Required by DOW | W186841 | WILKINS | 975 | RP | 1.000 | 66086 | NORTH WALL
5121 | N HAMILTON RD | 43230-1313 | Active | W149898 | WILKINS | 975XLBMS | RP | 1.500 | 88484 | at water meter
5130 | N HAMILTON RD | 43230 | Active | 1847501014 | AMES | 3000SS | DCDA | 4.000 | 3611625 | MECHANICAL ROOM THROUGH BREAKROOM/KITCHEN
5130 | N HAMILTON RD | 43230 | Active | 73465 | AMES | 2000B | DC | 0.750 | 3618064 | MECHANICAL ROOM THROUGH BREAKROOM/KITCHEN
5130 | N HAMILTON RD | 43230 | Active | 26773 | WATTS | 919QT | RP | 2.000 | 3618065 | MECHANICAL ROOM THROUGH BREAKROOM/KITCHEN
5150 | N HAMILTON RD | 43230-1314 | Active | A039971 | FEBCO | 825Y | RP | 2.000 | 66152 | MECHANICAL ROOM
5150 | N HAMILTON RD | 43230-1314 | Removed | 1009499REM | WILKINS | 975XLBMS | RP | 1.500 | 66153 | MECHANICAL ROOM
5151 | N HAMILTON RD | 43230-1313 | Active | N231219095 | FEBCO | LF880V | RP | 4.000 | 3436608 | SE RISER/METER ROOM
5151 | N HAMILTON RD | 43230-1313 | Active | N2312270901 | FEBCO | LF876V | DCDA | 8.000 | 3639537
5151 | N HAMILTON RD | 43230-1313 | Active | 4940047 | WILKINS | 975XL2 | RP | 1.000 | 3655164
5151 | N HAMILTON RD | 43230-1313 | Active | 06195 | WATTS | LF619 | DC | 0.750 | 3656882
5160 | N HAMILTON RD | 43230 | Replaced | REPG241629 | WILKINS | 720A | PVB | 1.000 | 66212 | REPLACED- OUTSIDE
5160 | N HAMILTON RD | 43230 | Active | ABJ6603 | WILKINS | 975XL2 | RP | 1.000 | 95179 | INSIDE SE CORNER
5160 | N HAMILTON RD | 43230 | Removed | T189418REM | WILKINS | 720A | PVB | 1.000 | 3609466 | OUTSIDE, SE CORNER
5195 | N HAMILTON RD | 43230-1313 | Active | 1369570804 | AMES | 3000 | DCDA | 4.000 | 66287 | N WALL STOCK ROOM
5195 | N HAMILTON RD | 43230-1313 | Not Required by DOW | 244580 | WATTS | 009QT | RP | 1.000 | 66288 | IN MECH ROOM
5195 | N HAMILTON RD | 43230-1313 | Removed | 300339REM | WATTS | 009QT | RP | 0.500 | 66289 | REMOVED-IN PHOTO LAB
5195 | N HAMILTON RD | 43230-1313 | Active | 40066 | AMES | 2000SS | DC | 0.750 | 66290 | N WALL STOCK ROOM
5195 | N HAMILTON RD | 43230-1313 | Active | 108358 | WATTS | 009M2QT | RP | 1.500 | 66291 | IN MECH ROOM
5200 | N HAMILTON RD | 43230-1316 | Not Required by DOW | 102762 | AMES | 3000SS | DCDA | 8.000 | 66387 | PUMP/RISER ROOM AT THE REAR MIDDE OF THE BUILDING
5200 | N HAMILTON RD | 43230-1316 | Active | 136534 | WATTS | 009M2QT | RP | 2.00 | 66388 | PUMP ROOM
5200 | N HAMILTON RD | 43230-1316 | Not Required by DOW | 351783 | WATTS | 909M1QT | RP | 1.500 | 66389 | IN PUMP ROOM
5200 | N HAMILTON RD | 43230-1316 | Not Required by DOW | 07754 | AMES | 2000B | DC | 0.750 | 66390 | FIRE PUMP-RISER ROOM AT THE REAR MIDDLE OF THE BLDG
5200 | N HAMILTON RD | 43230-1316 | Active | 206591 | WATTS | 007M3-FP | DC | 0.750 | 3631414 | IN METER PIT NE CORNER OF PROPERTY
5200 | N HAMILTON RD | 43230-1316 | Active | ML0257 | WATTS | 757 | DC | 8.000 | 3631415 | IN METER PIT NE CORNER OF PROPERTY
5223 | N HAMILTON RD | 43230- | Active | 16508 | WATTS | 919AQT | RP | 1.500 | 89569 | 5221 N HAMILTON RD - TIM HORTONS, REAR MIDDLE OF BUILDING
5243 | N HAMILTON RD | 43230- | Active | 121042 | WATTS | 009M2-FP | RP | 1.500 | 3597401 | OUTSIDE MECHANIC ROOM BEHIND BUILDING IN MIDDLE
5299 | N HAMILTON RD | 43230-1315 | Active | ACA8515 | WILKINS | 975XL2 | RP | 1.500 | 66568 | SW MECH ROOM OFFICE AT WATER METER
5299 | N HAMILTON RD | 43230-1315 | Not Required by DOW | 37598 | WATTS | 919AQT | RP | 1.000 | 89213 | outside by back delivery door
5300 | N HAMILTON RD | 43230 | Active | W074905 | WILKINS | 975XL | RP | 1.000 | 88495 | MECH RM
5300 | N HAMILTON RD | 43230 | Not Required by DOW | W143160 | WILKINS | 975XL | RP | 1.000 | 88496 | MECH RM
5328 | N HAMILTON RD | 43230 | Active | 1353610604 | AMES | 3000SS | DCDA | 6.000 | 66630 | ENTRANCE TO PRESERVE PLAZA IN HOT BOX
5328 | N HAMILTON RD | 43230 | Active | 211955 | WATTS | 007 | DC | 0.750 | 66631 | ENTRANCE TO PRESERVE PLAZA IN HOT BOX
5328 | N HAMILTON RD | 43230 | Active | W177913 | WILKINS | 975A | RP | 2.000 | 89379 | MECH ROOM
5328 | N HAMILTON RD | 43230 | Not Required by DOW | A281068 | WILKINS | 375XL | RP | 1.000 | 3604192 | 5316 N HAMILTON, CEILING SPACE OUTSIDE OF PUBLIC RESTROOM
5328 | N HAMILTON RD | 43230 | Not Required by DOW | 59741 | WATTS | 009QT | RP | 0.500 | 3629800 | 4878 THOMPSON RD, DENTAL OFFICE
5341 | N HAMILTON RD | 43230-1317 | Active | 24975 | WATTS | 919QT | RP | 1.000 | 99109 | SE LOCKER/MECH/RISER ROOM AT WATER METER
5341 | N HAMILTON RD | 43230-1317 | Active | 1701100909 | AMES | 3000SS | DCDA | 6.000 | 99110 | SE LOCKER/RISER ROOM
5341 | N HAMILTON RD | 43230-1317 | Active | 15326 | WATTS | 007M1QT | DC | 0.750 | 99111 | WATER METER ROOM
5342 | N HAMILTON RD | 43230-1318 | Active | 211170 | WATTS | 009M3QT | RP | 0.750 | 66697 | MECHANICAL ROOM AT WATER METER
5342 | N HAMILTON RD | 43230-1318 | Not Required by DOW | 33589 | WATTS | 800M4QT | PVB | 0.750 | 66698 | MECHANICAL ROOM AT WATER METER
5350 | N HAMILTON RD | 43230-1318 | Active | 587843 | WATTS | 909QT | RP | 1.000 | 66717 | MECH ROOM - EAST SIDE.
5354 | N HAMILTON RD | 43230-1318 | Active | 109294 | WATTS | 009M2QT | RP | 1.500 | 66725 | BESIDE METER
5354 | N HAMILTON RD | 43230-1318 | Active | 138166 | AMES | 3000SS | DCDA | 6.000 | 66726 | SHOP/REPAIR AREA SE CORNER OF BUILDING
5354 | N HAMILTON RD | 43230-1318 | Active | 64117 | WATTS | 007QT | DC | 0.750 | 66727 | SHOP / REPAIR AREA SE CORNER OF BUILDING
5380 | N HAMILTON RD | 43230-1318 | Active | 23833 | WATTS | 919ZQT | RP | 0.750 | 98157 | METER ROOM SW CORNER
5380 | N HAMILTON RD | 43230-1318 | Not Required by DOW | 20738 | WATTS | 919ZQT | RP | 0.750 | 98394 | METER ROOM SW CORNER
5401 | N HAMILTON RD | 43230- | Active | J121337 | FEBCO | 825Y | RP | 1.000 | 66830 | OUTSIDE EAST SIDE OF CLUBHOUSE
5401 | N HAMILTON RD | 43230- | Active | 1929768 | WILKINS | 950XLT | DC | 1.250 | 66831 | 5401 BLENDON PLACE DR, MECHANICAL ROOM
5401 | N HAMILTON RD | 43230- | Active | H06574 | FEBCO | 860 | RP | 0.750 | 66833 | 5401 BLENDON PLACE DR, POOL PUMP RM
5401 | N HAMILTON RD | 43230- | Due Install |  |  |  | RP | 8.000 | 3647069 | PIT SOUTH OF EXIT DRIVE SOUTH OF PINE TREE
5420 | N HAMILTON RD | 43230 | Active | 65828 | WATTS | 919AQT | RP | 0.750 | 3618496 | SW CORNER OF BLDG @ WATER METER
5438 | N HAMILTON RD | 43230 | Active | 079675 | WATTS | LF009M2QT | RP | 1.500 | 3646727 | HOTBOX
5438 | N HAMILTON RD | 43230 | Active | UC-0581 | AMES | COLT300GV | DCDA | 6.000 | 3646728 | HOTBOX
5438 | N HAMILTON RD | 43230 | Active | 59802 | AMES | 2000BM3 | DC | 0.750 | 3646729 | HOTBOX FIRE BYPASS
5438 | N HAMILTON RD | 43230 | Not Required by DOW | 217383 | WATTS | LF009M2QT | RP | 1.000 | 3649554 | IRRIGATION ROOM
5451 | N HAMILTON RD | 43230 | Active | 061847 | WATTS | 009 | RP | 1.500 | 3635838
5451 | N HAMILTON RD | 43230 | Active | SK1431 | AMES | COLT 500 | RPDA | 6.000 | 3636513
5451 | N HAMILTON RD | 43230 | Active | 77740 | WATTS | 919 | RP | 0.750 | 3636514
5465 | N HAMILTON RD | 43230 | Active | A278185 | WILKINS | 375 | RP | 0.750 | 3603361 | MECHANICAL ROOM
5478 | N HAMILTON RD | 43230-1320 | Removed | 300329REM | WATTS | 009QT | RP | 0.500 | 86961 | REMOVED-BY WATER HEATER
5478 | N HAMILTON RD | 43230-1320 | Active | 243844 | WATTS | 009M2QT | RP | 1.000 | 104147 | MECHANICAL ROOM AFTER METER
5486 | N HAMILTON RD | 43230-1320 | Active | 134801 | AMES | 3000SS | DCDA | 6.000 | 66984 | BACK NORTHEAST CORNER OF BUILDING
5486 | N HAMILTON RD | 43230-1320 | Active | 61515 | WATTS | 007M1QT | DC | 0.750 | 66985 | BY PASS ON 6 INCH BACKFLOW NORTHEAST CORNER OF BUILDING
5486 | N HAMILTON RD | 43230-1320 | Active | W115895 | WILKINS | 975XLBMS | RP | 1.000 | 66986 | NW CORNER GARAGE DOOR AT WATER METER
5495 | N HAMILTON RD | 43230 | Active | 3814185 | WILKINS | 975XL2 | RP | 1.500 | 3602845 | MECHANICAL ROOM
5495 | N HAMILTON RD | 43230 | Not Required by DOW | 48268 | WATTS | 919AQT | RP | 0.750 | 3603493 | MECHANICAL ROOM
5495 | N HAMILTON RD | 43230 | Not Required by DOW | 3803473 | WILKINS | 975XL | RP | 1.000 | 3606042 | WATER STATIONS, MECHANICAL ROOM BESIDE WATER METER
5498 | N HAMILTON RD | 43230-1320 | Active | 3103662 | WILKINS | 975XL | RP | 1.000 | 98159 | MENS RESTROOM
5498 | N HAMILTON RD | 43230-1320 | Not Required by DOW | 3176646 | WILKINS | 975XL | RP | 0.750 | 98465 | RESTROOM AT METER
5498 | N HAMILTON RD | 43230-1320 | Not Required by DOW | 3176641 | WILKINS | 975XL | RP | 0.750 | 98466 | MENS ROOM
5509 | N HAMILTON RD | 43230 | Active | MG0562 | WATTS | 957 | RP | 3.000 | 3602817 | NE SECTION OF PROPERTY AT WATER METER PIT IN HOT BOX
5509 | N HAMILTON RD | 43230 | Active | 1151280113 | WATTS | 774 | DCDA | 8.000 | 3605666 | NE CORNER OF PROPERTY IN WATER METER PIT
5509 | N HAMILTON RD | 43230 | Active | 20510 | WATTS | 007M1PCQT | DC | 0.750 | 3605667 | NE CORNER OF PROPERTY IN WATER METER PIT
5509 | N HAMILTON RD | 43230 | Active | 1262810113 | AMES | 4000SS | RP | 2.500 | 3605668 | MAIN BUILDING MECHANICAL ROOM
5509 | N HAMILTON RD | 43230 | Replaced | REPNF2052 | WATTS | 957 | RP | 3.000 | 3605670 | REPLACED- MAIN BUILDING MECHANICAL ROOM
5511 | N HAMILTON RD | 43230-1321 | Active | 1953363 | WILKINS | 950XL | DC | 0.750 | 67138 | METER ROOM
5511 | N HAMILTON RD | 43230-1321 | Active | 418618 | WATTS | 909M1QT | RP | 1.500 | 67139 | MECH ROOM
5511 | N HAMILTON RD | 43230-1321 | Active | N18590 | WILKINS | 350DA | DCDA | 2.500 | 67140 | METER ROOM
5524 | N HAMILTON RD | 43230 | Active | QA-1427 | AMES | 300GV | DCDA | 6.000 | 3615426 | HOT BOX ENTRANCE DRIVE
5524 | N HAMILTON RD | 43230 | Active | AMA03425 | WILKINS | 975XL3 | RP | 2.000 | 3616603 | HOT BOX ENTRANCE DRIVE
5524 | N HAMILTON RD | 43230 | Active | 42372 | AMES | 2000BM3 | DC | 0.750 | 3616604 | HOT BOX ENTRANCE DRIVE
5531 | N HAMILTON RD | 43230-1321 | Active | 4600175 | WILKINS | 975XL2 | RP | 1.500 | 90568 | IN MECH ROOM SPR 37
5531 | N HAMILTON RD | 43230-1321 | Active | V09713 | WILKINS | 350ADA | DCDA | 4.000 | 90569 | MECH ROOM REAR OF THE STORE
5531 | N HAMILTON RD | 43230-1321 | Active | 2417220 | WILKINS | 950A | DC | 0.750 | 90570 | MECH ROOM REAR OF THE STORE
5531 | N HAMILTON RD | 43230-1321 | Not Required by DOW | 1540629 | WILKINS | 975XL | RP | 0.750 | 3652721 | STOCK ROOM
5588 | N HAMILTON RD | 43230 | Active | 79654 | WATTS | 919-QT | RP | 1.000 | 3656094 | UTILITY ROOM WITH ROOF HATCH
5597 | N HAMILTON RD | 43230-1321 | Active | 99455 | WATTS | 009PCQT | RP | 1.500 | 67358 | MECH/RISER ROOM AT WATER METER MIDDLE -N OF RETAIL SHOPS
5597 | N HAMILTON RD | 43230-1321 | Not Required by DOW | 59763 | WATTS | 919QT | RP | 0.750 | 3613295 | 5593 N HAMILTON RD, ABOVE WATER HEATER
5597 | N HAMILTON RD | 43230-1321 | Not Required by DOW | 4134918 | WILKINS | 975XL | RP | 0.750 | 3613798 | REAR OF BUILDING
5597 | N HAMILTON RD | 43230-1321 | Not Required by DOW | 4134934 | WILKINS | 975XL | RP | 0.750 | 3613799 | REAR OF BUILDING
5599 | N HAMILTON RD | 43230-1321 | Active | 1321490204 | AMES | 3000SS | DCDA | 6.000 | 67356 | MECH/RISER ROOM MIDDLE -N OF RETAIL SHOPS-S OF DRUG MART OUTSIDE DR
5599 | N HAMILTON RD | 43230-1321 | Active | 221779 | WATTS | 009QT | RP | 1.000 | 67362 | MECH/RISER ROOM AT WATER METER N OF RETAIL SHOPS OUTSIDE DR
5599 | N HAMILTON RD | 43230-1321 | Active | 59037 | WATTS | 007QT | DC | 0.750 | 67363 | MECH/RISER ROOM MIDDLE -OUTSIDE DOOR
5599 | N HAMILTON RD | 43230-1321 | Not Required by DOW | 225452 | WATTS | 009M3-FP | RP | 0.750 | 3607384 | 5583 N HAMILTON RD, BACK ROOM
5600 | N HAMILTON RD | 43230-1324 | Not Required by DOW | 28570 | WATTS | 919AQT | RP | 0.750 | 99285 | MECHANICAL ROOM BY MAIN METER
5600 | N HAMILTON RD | 43230-1324 | Active | 31009 | WATTS | 919ZQT | RP | 0.750 | 101727 | MECH ROOM
5610 | N HAMILTON RD | 43230-1324 | Active | W226350 | WILKINS | 975 | RP | 1.000 | 67422 | NEXT TO METER
5665 | N HAMILTON RD | 43230-8326 | Active | 3KN1451 | AMES | 3000 | DCDA | 4.000 | 67547 | EAST WALL OF BASEMENT--SERIAL #3KN1451
5665 | N HAMILTON RD | 43230-8326 | Active | 36417 | WATTS | 009QT | RP | 1.500 | 67548 | EAST SIDE OF BASEMENT
5665 | N HAMILTON RD | 43230-8326 | Not Required by DOW | 38761 | WATTS | 009PCQT | RP | 1.500 | 67549 | BASEMENT
5665 | N HAMILTON RD | 43230-8326 | Active | 00053 | AMES | 2000B | DC | 0.750 | 67550 | EAST WALL OF BASEMENT
5670 | N HAMILTON RD | 43230-1324 | Active | 1718 | WILKINS | 975 | RP | 1.000 | 67563 | WATER METER ROOM EAST ENTRANCE - 5680 N HAMILTON
5670 | N HAMILTON RD | 43230-1324 | Not Required by DOW | WOO1795 | WILKINS | 975 | RP | 1.000 | 67564 | WATER METER ROOM EAST ENTRANCE - 5680 N HAMILTON
5673 | N HAMILTON RD | 43230 | Active | 212954 | WATTS | 009M2QT | RP | 2.000 | 67567 | EAST WALL IN MECH ROOM
5673 | N HAMILTON RD | 43230 | Not Required by DOW | 213823 | WATTS | 009M2QT | RP | 2.000 | 67568 | EAST WALL OF MECH ROOM
5673 | N HAMILTON RD | 43230 | Not Required by DOW | 9207 | AMES | 2000SS | DC | 1.500 | 67569 | BOILER ROOM
5675 | N HAMILTON RD | 43230-8326 | Active | 190159 | WATTS | 009QT | RP | 1.000 | 67578 | NORTH/EAST CORNER OT BASEMENT
5700 | N HAMILTON RD | 43230-1326 | Active | 2862422 | WILKINS | 975XLBMS | RP | 1.000 | 96719 | BACK OF BLDG EAST WALL AT METER
5700 | N HAMILTON RD | 43230-1326 | Not Required by DOW | 2862480 | WILKINS | 975XLBMS | RP | 1.000 | 96724 | BACK OF BLDG EAST WALL BY WATER METER
5720 | N HAMILTON RD | 43230 | Active | 072616 | WATTS | LF009M2QT | RP | 1.500 | 3640959 | HOTBOX NOTHWEST CORNER OF PROPERTY
5720 | N HAMILTON RD | 43230 | Not Required by DOW | 070140 | WATTS | LF009M2QT | RP | 1.500 | 3641055 | HOTBOX
5723 | N HAMILTON RD | 43230-1325 | Active | 1222099 | WILKINS | 975XL | RP | 2.000 | 67721 | REAR/WEST MECH RM ATWATER METER OUTSIDE DOOR "A"
5723 | N HAMILTON RD | 43230-1325 | Not Required by DOW | 4692097 | WILKINS | 975XL | RP | 0.750 | 3639149 | IN LAUNDRY ROOM NEST TO WATER HEATER COLD SIDE
5723 | N HAMILTON RD | 43230-1325 | Not Required by DOW | 4692058 | WILKINS | 975XL | RP | 0.750 | 3639216 | IN LAUNDRY ROOM NEST TO WATER HEATER COLD SIDE
5728 | N HAMILTON RD | 43054 | Active | ALA27952 | WILKINS | 975XL | RP | 0.750 | 3657150
5736 | N HAMILTON RD | 43054 | Active | ACF7372 | WILKINS | 975XL2 | RP | 2.000 | 3652907 | BACK WALL DUNKIN DONUT
5736 | N HAMILTON RD | 43054 | Not Required by DOW | CAA18226 | WILKINS | 720A | PVB | 1.000 | 3652910
5744 | N HAMILTON RD | 43054 | Active | 15489 | AMES | 4000B | RP | 2.000 | 3638755 | IN HOT BOX WEST OF PROPERTY NEAR ROUND ABOUT
5744 | N HAMILTON RD | 43054 | Active | SF0863 | AMES | COLT 300 | DCDA | 8.000 | 3638756 | IN HOT BOX WEST OF PROPERTY NEAR ROUND ABOUT
5744 | N HAMILTON RD | 43054 | Active | 52181 | AMES | 2000B | DC | 0.750 | 3638757 | IN HOT BOX WEST OF PROPERTY NEAR ROUND ABOUT
5744 | N HAMILTON RD | 43054 | Not Required by DOW | 4661748 | WILKINS | 975XL2 | RP | 1.500 | 3644923 | IN MECH ROOM OF WEST SIDE OF BUILDING
5751 | N HAMILTON RD | 43230 | Active | ACG5806 | WILKINS | 975XL2 | RP | 2.000 | 3652087
5751 | N HAMILTON RD | 43230 | Not Required by DOW | ACE6789 | WILKINS | 975XL | RP | 1.500 | 3652088 | ROOM #108 WATER RISER ROOM
5756 | N HAMILTON RD | 43230 | Active | 42658 | WATTS | LF919QT | RP | 2.000 | 3653745 | MECH ROOM..SE CORNER IN BACK
5757 | N HAMILTON RD | 43054 | Active | ACF8818 | WILKINS | 975XL2 | RP | 2.000 | 3651521
5757 | N HAMILTON RD | 43054 | Not Required by DOW | ABK8369 | WILKINS | 975XL2 | RP | 1.000 | 3651522
5759 | N HAMILTON RD | 43230-1325 | Active | 276715 | WILKINS | 975XL | RP | 1.000 | 88820 | NEXT TO WATER METER
5762 | N HAMILTON RD | 43054 | Active | 094067 | WATTS | LF009M2 | RP | 1.500 | 3655905 | HOTBOX NORTHEAST OF BLDG
5762 | N HAMILTON RD | 43054 | Active | XJ-0241 | AMES | COLT 300 | DCDA | 6.000 | 3655906
5762 | N HAMILTON RD | 43054 | Active | 75365 | AMES | 2000 BM3 | DC | 0.750 | 3657047 | GREEN HOT BOX OUT FRONT
5770 | N HAMILTON RD | 43230 | Active | 042944 | WATTS | 909M2 | RP | 1.500 | 3624566 | HOT BOX
5770 | N HAMILTON RD | 43230 | Active | RD-2561 | Ames | 500-GV | RPDA | 6.000 | 3624567 | HOT BOX
5770 | N HAMILTON RD | 43230 | Active | 68004 | WATTS | 919 | RP | 0.750 | 3624568 | HOT BOX BYPASS ON FIRE
5770 | N HAMILTON RD | 43230 | Not Required by DOW | 151529 | WATTS | LF009QT | RP | 0.500 | 3629828 | Steamer room, south side
5770 | N HAMILTON RD | 43230 | Not Required by DOW | 041325 | WATTS | LF800M4QT | PVB | 1.000 | 3629829
5770 | N HAMILTON RD | 43230 | Not Required by DOW | 51325 | WATTS | LF009QT | RP | 0.500 | 3629830 | Westside under sink
5770 | N HAMILTON RD | 43230 | Not Required by DOW | 151532 | WATTS | LF009QT | RP | 0.500 | 3629832 | Under sink
5782 | N HAMILTON RD | 43215 | Active | TF-1560 | WATTS | 957 | RP | 3.000 | 3646680 | HOT BOX
5782 | N HAMILTON RD | 43215 | Active | 1168540119 | WATTS | 774 | DCDA | 6.000 | 3646681 | HOT BOX
5782 | N HAMILTON RD | 43215 | Active | 28965 | WATTS | 007M1-QT | DC | 0.750 | 3646684 | HOT BOX
5859 | N HAMILTON RD | 43230- | Removed | A06962REM | WATTS | 009M2QT | RP | 2.000 | 68169 | NEXT TO MTR PIT, S OF ENTRANCE, S OF ROUNDABOUT DR. BF HAS BEEN REMOVED
5859 | N HAMILTON RD | 43230- | Due Install |  |  |  | RP | 8.000 | 3646256 | NEXT TO MTR PIT, S OF ENTRANCE, S OF ROUNDABOUT DR
5950 | N HAMILTON RD | 43054 | Removed | 4375244REM | WILKINS | 975XL2 | RP | 1.000 | 3638073 | TEMPORARY WATER TO BUILDING. IN HOTBOX CORNER OF S HAMILTON AND DUB. GRAN.
5950 | N HAMILTON RD | 43054 | Not Required by DOW | B302514 | WILKINS | 375 | RP | 2.000 | 3639625 | EDC ROOM NW MECH ROOM
5950 | N HAMILTON RD | 43054 | Active | 01780 | WATTS | LF007M1QT | RP | 2.000 | 3640731 | WEST HOT BOX E DUB-GRANVILLE ROAD SOUTHEAST CORNER OF PROPERTY W OF DR
5950 | N HAMILTON RD | 43054 | Active | TD-2107 | AMES | COLT 300 | DCDA | 8.000 | 3640749 | OLD E DUB-GRANVILLE ROAD (WEST PIT) SOUTHEAST CORNER OF PROPERTY W OF DR
5950 | N HAMILTON RD | 43054 | Active | 56473 | AMES | 2000BM3 | DC | 0.750 | 3640750 | OLD E DUB-GRANVILLE ROAD (WEST PIT) SOUTHEAST CORNER OF PROPERTY W OF DR
5950 | N HAMILTON RD | 43054 | Not Required by DOW | 4815910 | WILKINS | 975XL2 | RP | 1.000 | 3645995 | 5984 N HAMILTON RD - AQUA TOTS
5950 | N HAMILTON RD | 43054 | Not Required by DOW | 294206 | WATTS | M3RP | RP | 0.750 | 3648565 | 5974 N HAMILTON RD - NAILS OF NEW ALBANY
5950 | N HAMILTON RD | 43054 | Not Required by DOW | 294193 | WATTS | M3RP | RP | 0.750 | 3648566 | 5974 N HAMILTON RD - NAILS OF NEW ALBANY BY WATER HEATER
5959 | N HAMILTON RD | 43230-8517 | Active | 153746 | AMES | 3000SS | DCDA | 6.000 | 91360 | MECH ROOM
5959 | N HAMILTON RD | 43230-8517 | Active | 07066 | WATTS | 007M1QT | DC | 0.750 | 91361 | MECH ROOM
5959 | N HAMILTON RD | 43230-8517 | Active | 08605 | WATTS | 919QT | RP | 2.000 | 91366 | FRONT SE MECH ROOM
5960 | N HAMILTON RD | 43081 | Active | 4916944 | WILKINS | 975XL2 | RP | 1.000 | 3651026
5960 | N HAMILTON RD | 43081 | Not Required by DOW | 236066 | WILKINS | 975XL2 | RP | 1.000 | 3651529
5970 | N HAMILTON RD | 43081 | Active | 4915804 | WILKINS | 975XL2 | RP | 1.500 | 3650056 | AT WATER METER SOUTHEAST CORNER OF BLDG
5970 | N HAMILTON RD | 43081 | Not Required by DOW | ABE7322 | WILKINS | 975XL | RP | 1.000 | 3650158 | ABOVE WATER METER
5980 | N HAMILTON RD | 43230 | Active | 4374318 | WILKINS | 975 | RP | 2.000 | 3655477 | MECHANICAL ROOM REAR CAFE ZUPAS
5980 | N HAMILTON RD | 43230 | Active | XA-0620 | AMES | 3000 | DCDA | 4.000 | 3655643 | IN PIT
5980 | N HAMILTON RD | 43230 | Active | 72298 | AMES | 200BM3 | DC | 0.750 | 3655688 | IN PIT
5990 | N HAMILTON RD | 43054 | Active | 36879 | WATTS | LF919QT | RP | 2.000 | 3646194 | NORTH OUTSIDE DOOR IN RISER ROOM AT DOMESTIC METER
5990 | N HAMILTON RD | 43054 | Active | TL-1558 | AMES | COLT 300GV | DCDA | 4.00 | 3646195 | NORTH OUTSIDE DOOR IN RISER ROOM
5990 | N HAMILTON RD | 43054 | Active | 58869 | AMES | 2000BM3 | DC | 0.750 | 3646196 | IN RISER ROOM - FIRE BYPASS
5990 | N HAMILTON RD | 43054 | Not Required by DOW | 25424 | WATTS | SS009M3QT | RP | 0.500 | 3646951 | IN CEILING
5992 | N HAMILTON RD | 43230 | Active | 24715 | WATTS | 919 | RP | 1.500 | 3648483 | MECH ROOM AT METER SOUTHEAST CORNER OF BLDG
5992 | N HAMILTON RD | 43230 | Not Required by DOW | 277900 | WATTS | LF009M3QT | RP | 0.750 | 3648899 | South wall in the mechanical room at the water meter
6030 | N HAMILTON RD | 43081 | Not Required by DOW | B302514 | WILKINS | 375XL | RP | 2.000 | 3639690 | SOUTHEAST CORNER OF BUILDING
6030 | N HAMILTON RD | 43081 | Active | 01779 | WILKINS | 975XL2 | RP | 2.000 | 3640732 | EAST HOTBOX OLD E DUBLIN GRANVILLE RD SE CORNER OF PROPERTY W OF DR
6030 | N HAMILTON RD | 43081 | Active | TD-2115 | AMES | COLT 300 | DCDA | 8.000 | 3640747 | OLD E DUB- GRANVILLE RD (EAST PIT) SE CORNER OF PROPERTY W OF DR
6030 | N HAMILTON RD | 43081 | Active | 52934 | AMES | 2000B | DC | 0.750 | 3640748 | OLD E DUB-GRANVILLE ROAD (EAST PIT) SE CORNER OF PROPERTY W OF DR
6036 | n hamilton rd |  | Active | 261830 | WATTS | LF009M2QT | RP | 2.000 | 3658967 | HOTBOX EAST OF BLDG
6036 | n hamilton rd |  | Active | YF-1331 | AMES | 300 GV | DCDA | 6.000 | 3658968 | HOTBOX EAST OF BLDG
6036 | n hamilton rd |  | Active | 78163 | AMES | 2000BM3 | DC | 0.750 | 3658969
6042 | N HAMILTON RD | 43081 | Active | 218712 | WATTS | LF009M2QT | RP | 2.000 | 3654603 | HOTBOX
6042 | N HAMILTON RD | 43081 | Active | 112029470722 | AMES | 3000SS | DCDA | 4.000 | 3654604 | PIT
6042 | N HAMILTON RD | 43081 | Active | 86703 | AMES | 2000B | DC | 0.750 | 3654605 | PIT
6042 | N HAMILTON RD | 43081 | Not Required by DOW | 83363 | WATTS | LF919QT | RP | 1.00 | 3654642 | FIRE SPRINKLER RISER SE CORNER OF BUILDING
6060 | N HAMILTON RD | 43081 | Active | 117390 | WATTS | 009 | RP | 1.500 | 3655146 | HOT BOX CHICKFILA
6060 | N HAMILTON RD | 43081 | Active | XF-0660 | AMES | COLT 300-GV | DCDA | 4.000 | 3655147 | HOTBOX CHICKFILA
6060 | N HAMILTON RD | 43081 | Active | 71880 | AMES | 2000BM3 | DC | 0.750 | 3655148
6080 | N HAMILTON RD | 43081 | Active | 210976 | WATTS | WATTS | RP | 2.000 | 3654134 | HOTBOX R OF DRIVE
6088 | N HAMILTON RD | 43081 | Active | 242375 | WATTS | LF009M2QT | RP | 2.000 | 3657071 | SOUTH HOTBOX
6088 | N HAMILTON RD | 43081 | Active | XL-1045 | AMES | COLT 300-GV | DCDA | 6.000 | 3657073 | SOUTH HOTBOX
6088 | N HAMILTON RD | 43081 | Active | 75769 | AMES | 2000BM3 | DC | 0.750 | 3657074 | SOUTH HOTBOX
6100 | N HAMILTON RD | 43081 | Active | VA-1263 | AMES | COLT | RP | 8.000 | 3646470 | SOUTHWEST SECTION OF PROPERTY IN GREEN HOT BOX
6100 | N HAMILTON RD | 43081 | Active | UB0241 | AMES | COLT 300 | DCDA | 8.000 | 3646471 | PIT SOUTHWEST SECTION OF PROPERTY BY HOT BOX
6100 | N HAMILTON RD | 43081 | Active | 60057 | AMES | 2000B | DC | 0.750 | 3646472 | PIT SOUTHWEST SECTION OF PROPERTY BY HOT BOX
6251 | N HAMILTON RD | 43081 | Active | VE-0312 | AMES | COLT 200 | RP | 4.000 | 3653124 | MTR SHED
6251 | N HAMILTON RD | 43081 | Active | VJ-0067 | AMES | COLT 200 | RPDA | 8.000 | 3653125 | IN WATER METER SHED
6251 | N HAMILTON RD | 43081 | Active | 92401 | WATTS | 919AQT | RP | 0.750 | 3653126 | IN WATER METER SHED
6252 | N HAMILTON RD | 43230 | Active | UA-0500 | AMES | COLT-400 | RP | 4.000 | 3641458 | WATER METER BUILDING BY ROAD
6252 | N HAMILTON RD | 43230 | Active | TJ-1799 | AMES | COLT-500 | RPDA | 8.000 | 3646514 | WATER METER BUILDING BY ROAD - FIRE SERVICE
6252 | N HAMILTON RD | 43230 | Active | 82942 | WATTS | LF-919QT | RP | 0.750 | 3646515 | WATER METER BUILDING BY ROAD - FIRE SERVICE BYPASS
6298 | N HAMILTON RD | 43230 | Active | RA-0019 | WATTS | 957 | RP | 6.000 | 3629632 | METER ROOM
6298 | N HAMILTON RD | 43230 | Active | 1004170317 | WATTS | 994 | RPDA | 8.000 | 3643531
6298 | N HAMILTON RD | 43230 | Active | 13773 | AMES | 4000B | RP | 0.750 | 3643532
6298 | N HAMILTON RD | 43230 | Not Required by DOW | B200395 | WILKINS | 375 | RP | 2.000 | 3644567 | AT TURN UP IN CLUBHOUSE
6320 | N HAMILTON RD | 43081 | Active | ABB13166 | WILKINS | 975XL2 | RP | 1.000 | 3657437 | SOUTH WALL
6320 | N HAMILTON RD | 43081 | Active | XI-0093 | COLT | 300GV | DCDA | 6.000 | 3657438 | SOUTH WALL
6320 | N HAMILTON RD | 43081 | Active | 74609 | AMES | 2000BM3 | DC | 0.750 | 3657439
6353 | N HAMILTON RD | 43081 | Active | 4332106 | WILKINS | 975XL2 | RP | 1.500 | 3622956 | SW CORNER
6353 | N HAMILTON RD | 43081 | Active | RD3101 | AMES | COLT 300GV | DCDA | 6.000 | 3623121 | IN HOT BOX BY STREET
6353 | N HAMILTON RD | 43081 | Active | 229928 | WATTS | 007M3QT | DC | 0.750 | 3623122 | IN HOT BOX
6357 | N HAMILTON RD | 43081 | Active | 4139777 | WILKINS | 975 | RP | 0.750 | 3614980 | NORTHWEST CORNER OF BLDG IN CLOSET
6536 | n hamilton rd |  | Active | AMA24817 | WILKINS | 975XL3 | RP | 2.000 | 3658935
6536 | n hamilton rd |  | Active | ZC-2420 | AMES | COLT | DC | 4.000 | 3658936
6582 | N HAMILTON RD | 43081 | Active | AMA05826 | WILKINS | 975XL3 | RP | 2.000 | 3656124 | EAST OUTSIDE DOOR
6647 | N HAMILTON RD | 43081 | Active | LJ1249 | WATTS | 957 | RP | 3.000 | 102742 | MECH ROOM
6647 | N HAMILTON RD | 43081 | Active | 1146031011 | WATTS | 774DCDA | DCDA | 6.000 | 103058 | MECH ROOM
6647 | N HAMILTON RD | 43081 | Active | 18564 | WATTS | 007M1QT | DC | 0.750 | 103059 | MECH ROOM
6655 | N HAMILTON RD | 43230- | Active | FD-1544 | WATTS | 957 | RP | 3.000 | 87972 | CLUB HOUSE MECH RM 5675 ALBANY RES AT WATER METER
6655 | N HAMILTON RD | 43230- | Active | 1077480405 | WATTS | 774 | DCDA | 6.000 | 87994 | CLUB HOUSE METER ROOM, 5675 ALBANY RES
6655 | N HAMILTON RD | 43230- | Active | 64883 | WATTS | 007M1QT | DC | 0.750 | 87996 | CLUB HOUSE METER ROOM, 5675 ALBANY RES
6655 | N HAMILTON RD | 43230- | Not Required by DOW | 07151 | AMES | 4000B | RP | 2.000 | 102521 | RISER ROOM BUILDING #1 - 5660 ALBANY RESERVCE DR
6655 | N HAMILTON RD | 43230- | Not Required by DOW | 07142 | AMES | 4000B | RP | 2.000 | 102522 | 6283 ALBANY BROOKE DR, RISER ROOM BUILDING #7
6655 | N HAMILTON RD | 43230- | Not Required by DOW | 10120 | AMES | 4000B | RP | 2.000 | 3639643 | RISER ROOM
6685 | N HAMILTON RD | 43081- | Removed | 261683REM | WILKINS | 975XLBMS | RP | 0.750 | 88115 | REMOVED-SOUTH SIDE OF RESERVE AREA AT PARK
6685 | N HAMILTON RD | 43081- | Active | 1146540605 | AMES | 4000SS | RP | 3.000 | 3635953 | IN WHITE METER BLDG N SIDE OF BRASSIE AT WATER METER
6685 | N HAMILTON RD | 43081- | Active | 1431930605 | AMES | 3000SS | DCDA | 6.000 | 3635954 | IN WHITE METER BLDG N SIDE OF BRASSIE
6685 | N HAMILTON RD | 43081- | Active | 65391 | WATTS | 007M1PCQT | DC | 0.750 | 3635955 | IN WHITE METER BLDG N SIDE OF BRASSIE
6732 | N HAMILTON RD | 43230 | Active | OB-2130 | WATTS | 957 | RP | 3.000 | 3618364 | 5700 ROCKY RIDGE LANDING DR.
6732 | N HAMILTON RD | 43230 | Active | 182535 | AMES | 3000SS | DCDA | 6.000 | 3618399 | 5700 ROCKY RIDGE LANDING DR, MECHANICAL ROOM
6732 | N HAMILTON RD | 43230 | Active | 21983 | WATTS | 007M1QT | DC | 0.750 | 3618400 | 5700 ROCKY RIDGE LANDING DR, MECHANICAL ROOM
6732 | N HAMILTON RD | 43230 | NULL | [5 empty] | 3622594
6744 | N HAMILTON RD | 43230 | Not required by DOW | 55730 | WATTS | 919QT | RP | 1.000 | 3619731 | 5735 THORTON ST, POOL EQMNT RM LOCATED BTWN RESTROOMS FOR POOL AREA
6744 | N HAMILTON RD | 43230 | Active | OH2632 | WATTS | 957 | RP | 4.000 | 3619941 | 5375 Thorton Street - MAINT GARAGE S OF CLUB HOUSE
6744 | N HAMILTON RD | 43230 | Active | 1157340914 | WATTS | 774 | DC | 8.000 | 3619942 | MAINT GARAGE S OF CLUB HOUSE
6744 | N HAMILTON RD | 43230 | Active | 21184 | WATTS | 007QT | DC | 0.750 | 3619943 | MAINT GARAGE S OF CLUB HOUSE
6749 | N HAMILTON RD | 43230- | Active | 112986 | AMES | 4000RP | RP | 8.000 | 70584 | IN HOT BOX JUST WEST OF METER PIT
6749 | N HAMILTON RD | 43230- | Not Required by DOW | W187024 | WILKINS | 975XL | RP | 1.000 | 89547
6749 | N HAMILTON RD | 43230- | Removed | 18068REM | WATTS | 919AQT | RP | 1.000 | 91986 | REMOVED-NW CORNER OF ALBANY WAY & MARSHFIELD
6749 | N HAMILTON RD | 43230- | Removed | A103463REM | WILKINS | 375 | RP | 0.750 | 94908 | REMOVED- SW CORNER OF MARSH FIELD ALBANY DR
6749 | N HAMILTON RD | 43230- | Not Required by DOW | H694694 | FEBCO | 765 | PVB | 0.750 | 103745 | 5872 WINEBROOK DR, W SIDE OF HOUSE
6749 | N HAMILTON RD | 43230- | Replaced | REPH694591 | FEBCO | 765 | PVB | 0.750 | 3604314 | REPLACED- 5914 TARRYCREST DR, LEFT SIDE OF HOUSE
6749 | N HAMILTON RD | 43230- | Removed | 3900826REM | WILKINS | 975XL | RP | 1.000 | 3607383 | REMOVED-NW CORNER OF ALBANY WAY & MARSHFIELD
6749 | N HAMILTON RD | 43230- | Removed | T034849REM | WILKINS | 720A | PVB | 0.750 | 3609491 | REMOVED-
6749 | N HAMILTON RD | 43230- | Not Required by DOW | H833084 | FEBCO | 765 | PVB | 0.750 | 3609538 | 5914 TARRYCREST DR, LEFT SIDE OF HOUSE
6749 | N HAMILTON RD | 43230- | Not Required by DOW | CB443332 | WILKINS | 720 | PVB | 0.750 | 3632665 | RIGHT SIDE OF 5776 MARSHFIELD DR
6749 | N HAMILTON RD | 43230- | Not Required by DOW | CB855040 | WILKINS | 720 | PVB | 0.750 | 3648522 | LEFT SIDE OF 5770 MARSHFIELD DR
6767 | N HAMILTON RD | 43081 | Active | SG1582 | WATTS | 957 | RP | 4.000 | 3638764 | WATER METER ROOM SOUTH END OF 6767 CAR GARAGE
6767 | N HAMILTON RD | 43081 | Active | SH1665 | WATTS | 957 | RPDA | 8.000 | 3638769 | WATER METER ROOM SOUTH END OF 6767 CAR GARAGE
6767 | N HAMILTON RD | 43081 | Active | 75363 | WATTS | 919 | RP | 0.750 | 3638770 | WATER METER ROOM SOUTH END OF 6767 CAR GARAGE
6809 | N HAMILTON RD | 43081 | Active | 128675 | WATTS | LF009M2QT | RP | 1.500 | 3658931 | HOTBOX SILVER
6878 | N HAMILTON RD | 43230- | Active | 64057 | WATTS | 007QT | DC | 0.750 | 70873 | METER PIT FRONT ENTRANCE
6878 | N HAMILTON RD | 43230- | Active | 1076060305 | WATTS | 774 | DCDA | 6.000 | 70874 | 6250 GLENABBY DR, METER PIT SOUTH SIDE OF ENTRANCE
6878 | N HAMILTON RD | 43230- | Active | 13696 | AMES | 4000SS | RP | 3.000 | 88575 | 6250 GLENABBY, FRONT ENTRANCE SOUTH SIDE
6945 | N HAMILTON RD | 43230 | Active | UL-1472 | AMES | COLT 400 | RP | 4.000 | 3649449 | METER HOUSE ON LEFT SIDE AT MAIN ENTRANCE
6945 | N HAMILTON RD | 43230 | Active | UI-1797 | AMES | COLT 300 | DCDA | 8.000 | 3649450 | METER HOUSE ON LEFT SIDE AT MAIN ENTRANCE
6945 | N HAMILTON RD | 43230 | Active | 60818 | AMES | 2000B | DC | 0.750 | 3649451 | WATER METER HOUSE LEFT SIDE NEAR MAIN ENTRANCE
6945 | N HAMILTON RD | 43230 | Not Required by DOW | ACF1431 | Wilkins | 975XL2 | RP | 1.500 | 3650795
7132 | N HAMILTON RD | 43081 | Active | WG-0655 | AMES | 400 | RP | 6.000 | 3653842 | OFFICE 6381
7132 | N HAMILTON RD | 43081 | Active | WE-1169 | AMES | 400 | RP | 6.000 | 3653958 | HOTBOX NW CORNER
265 | N HAMILTON RD BLDG A | 43213 | Active | 1885001215 | AMES | 3000SS | DCDA | 8.000 | 3616710 | PUMP ROOM, OUTSIDE DOOR ON SOUTH SIDE OF BLDG
265 | N HAMILTON RD BLDG A | 43213 | Active | 75741 | AMES | 2000B | DC | 0.750 | 3616711 | PUMP ROOM, OUTSIDE DOOR ON SOUTH SIDE OF BLDG
265 | N HAMILTON RD BLDG A | 43213 | Active | 4054002 | WILKINS |  | RP | 1.000 | 3618151 | PUMP ROOM, OUTSIDE DOOR ON SOUTH SIDE OF BLDG
265 | N HAMILTON RD BLDG A | 43213 | LPS - Active |  |  |  | LST |  | 3658497 | FIRE PUMP - PUMP ROOM, OUTSIDE DOOR ON SOUTH SIDE OF BLDG
669 | N HAMILTON RD UNIT A | 43230 | Removed | 233545REM | WATTS | 909HWQT | RP | 1.000 | 70490 | ***REMOVED***0 USE 6/3/15 CAG. BOILER ROOM--HANGAR
505 | N HAMILTON RD UNIT A | 43230-1312 | Active | 4826912 | WILKINS | 975XL2 | RP | 1.500 | 3436607 | OFFICE IN GAS STATION
5610 | N HAMILTON RD UNIT B | 43230 | Active | 123265 | AMES | 3000SS | DCDA | 6.000 | 67423 | OUTSIDE IN METER HOUSE
5610 | N HAMILTON RD UNIT B | 43230 | Active | CHF6013 | WILKINS | 950 | DC | 0.750 | 67425 | OUTSIDE IN METER HOUSE
5610 | N HAMILTON RD UNIT B | 43230 | Active | 1402202 | WILKINS | 975XLBMS | RP | 1.500 | 96504 | IN METER HOUSE NORTH OF BLDG
6181 | N HAMILTON RD UNIT WTR | 43081 | Active | VA-1326 | WATTS | 957 | RP | 4.000 | 3659067 | HOTBOX
6181 | N HAMILTON RD UNIT WTR | 43081 | Active | YE-0165 | AMES | COLT 500-GV | RPDA | 8.000 | 3659068 | HOT BOX
6181 | N HAMILTON RD UNIT WTR | 43081 | Active | 103759 | WATTS | LF919QT | RP | 0.750 | 3659069
250 | N HARTFORD AVE | 43222 | Removed | 184553REM | AMES | 3000SS | DCDA | 6.000 | 3608239 | METER PIT LEFT OF DRIVE
250 | N HARTFORD AVE | 43222 | Removed | 23107REM | WATTS | 007QT | DC | 0.750 | 3611482 | METER PIT LEFT OF DRIVE
250 | N HARTFORD AVE | 43222 | Removed | 00212REM | AMES | 4000B | RP | 2.000 | 3611483
250 | N HARTFORD AVE | 43222 | Not Required by DOW | 4348270 | WILKINS | 975XL2 | RP | 1.000 | 3622859 | LOWER LEVEL MEN'S RESTROOM
250 | N HARTFORD AVE | 43222 | Active | 063526 | WATTS | LF009M2QT | RP | 1.500 | 3646421 | NEW HOTBOX OFF JOHN ST
250 | N HARTFORD AVE | 43222 | Active | UA-1079 | AMES | 300-GV | DCDA | 6.000 | 3646422 | NEW PIT OFF JOHN ST
250 | N HARTFORD AVE | 43222 | Active | 59821 | AMES | 2000BM3 | DC | 0.750 | 3646423 | NEW PIT OFF JOHN ST BYPASS
515 | N HAYMORE AVE | 43085-2466 | Active | 3122482 | WILKINS | 975XLBMS | RP | 0.750 | 96918 | ABOVE METER IN BASEMENT NORTH EAST CORNER
516 | N HAYMORE AVE | 43085-2491 | Active | H132392 | FEBCO | 765 | PVB | 0.750 | 66200 | FRONT OF HOUSE
1 | N HIGH ST | 43017- | Active | 24853 | WATTS | 919AQT | RP | 1.000 | 53511 | S BASEMENT MECH/PUMP ROOM PK & REC DEVICE, S END OF BSMNT OF RETAIL UNITS
1 | N HIGH ST | 43017- | Not Required by DOW | 24881 | WATTS | 919AQT | RP | 1.000 | 102219 | BASEMENT MECHANICAL ROOM PK & REC DEVICE
2 | N HIGH ST | 43054-8507 | Active | 134842 | WATTS | 709QT | DC | 1.500 | 56923 | BASEMENT
2 | N HIGH ST | 43054-8507 | Due Install |  |  |  | RP | 1.500 | 3635628 | AT METER
3 | N HIGH ST | 43054-8532 | Active | W067949 | WILKINS | 975XL2 | RP | 0.750 | 99752 | BASEMENT AT METER
3 | N HIGH ST | 43017-1258 | Active | 137487 | WATTS | 009M2QT | RP | 1.500 | 100598 | SW BSMNT COMON AREA -AT WTR METER
3 | N HIGH ST | 43017-1258 | Active | JF-1270 | AMES | COLT 300GV | DCDA | 4.000 | 100599 | SW BSMNT COMON AREA DCDA
3 | N HIGH ST | 43017-1258 | Active | 15917 | AMES | 2000BM3 | DC | 0.750 | 100600 | SW BSMNT COMON AREA
3 | N HIGH ST | 43017-1258 | Not required by DOW | 36590 | WATTS | LF719QT | DC | 0.750 | 3613210 | 15 N HIGH ST YOGURT SHOP -ABOVE HWT
7 | N HIGH ST | 43054 | Active | W068026 | WILKINS | 975XLBMS | RP | 1.000 | 71122 | MECH ROOM ABOVE WATER METER
3 | N HIGH ST | 43215-3010 | Due Install |  |  |  | RP | 3.000 | 3443233
30 | N HIGH ST | 43215-3010 | Due Install |  |  |  | DCDA | 6.000 | 3640976
33 | N HIGH ST | 43215-3076 | Not Required by DOW | 37596 | WATTS | 009QT | RP | 1.000 | 60391 | 10TH FLOOR JANITOR'S CLOSET
33 | N HIGH ST | 43215-3076 | Active | VA-1542 | WATTS | 957 | RP | 4.000 | 98110 | LOWER LEVEL NEXT TO WATER METER/MECHANICAL ROOM
33 | N HIGH ST | 43215-3076 | Active | KB2523 | AMES | 3000GDCDA | DCDA | 6.000 | 98235 | BASEMENT MECH RM
33 | N HIGH ST | 43215-3076 | Active | 18414 | AMES | 2000B | DC | 0.750 | 98236
33 | N HIGH ST | 43215-3076 | Not Required by DOW | 3169421 | WILKINS | 975XL | RP | 0.750 | 99516 | BASEMENT WATER PUMP ROOM
33 | N HIGH ST | 43215-3076 | Active | A342807 | WILKINS | 975 | RP | 2.000 | 3604484 | COOLING SYSTEM, FIRE PUMP ROOM
33 | N HIGH ST | 43215-3076 | LPS - Active |  |  |  | LPC |  | 3635226 | DOMESTIC PUMP -
33 | N HIGH ST | 43215-3076 | LPS - Active |  |  |  | LST |  | 3635227
33 | N HIGH ST | 43215-3076 | Not Required by DOW | 63934 | WATTS | LF919QT | RP | 0.750 | 3638535 | 4TH FLOOR JANITOR'S CLOSET
34 | N HIGH ST | 43215-3089 | Not Required by DOW |  |  |  | RP |  | 3443235
35 | N HIGH ST | 43017-1130 | Active | 3814198 | WILKINS | 975XL2 | RP | 1.500 | 60866 | KITCHEN @ METER.... UNDER STAINLESS COUNTER
35 | N HIGH ST | 43017-1130 | Active | 08172 | AMES | 5000 | RP | 6.000 | 3656302 | KITCHEN @ METER.... UNDER STAINLESS COUNTER
35 | N HIGH ST | 43017-1130 | Active | 15598 | AMES | 4000 | RP | 0.750 | 3656307 | SW STOCK ROOM
36 | N HIGH ST | 43017-1131 | Active | ACR3978 | WILKINS | 975XL2 | RP | 2.000 | 3443237 | BASEMENT AT METER
37 | N HIGH ST | 43215-3008 | Not Required by DOW | 881850 | WILKINS | 975XL | RP | 0.750 | 3443238 | BASEMENT
37 | N HIGH ST | 43215-3008 | Active | L127091 | WILKINS | 375 | RP | 3.000 | 3641049 | IN WATER METER ROOM
37 | N HIGH ST | 43215-3008 | Active | 1962570318 | AMES | 3000SS | DCDA | 6.000 | 3641050 | IN WATER METER ROOM
37 | N HIGH ST | 43215-3008 | Active | 29254 | WATTS | 00M1QT | DC | 0.750 | 3641051 | IN WATER METER ROOM
40 | N HIGH ST | 43215-3010 | Inactive | 104738 | WATTS | LF009M2 | RP |  | 3443239 | IN BASEMENT AT WATER METER
44 | N HIGH ST | 43215-3010 | Active | 07751 | WATTS | LF009MTQT | RP | 1.500 | 3443241 | BASEMENT AT METER
44 | N HIGH ST | 43215-3010 | Active | UA0358 | AMES | COLT 300GV | DCDA | 4.000 | 3644709 | BASEMENT AT METER
44 | N HIGH ST | 43215-3010 | Active | 59740 | AMES | 2000BM | DC | 0.750 | 3644710 | BASEMENT AT METER
45 | N HIGH ST | 43017 | Active | B08135 | WATTS | 009M3QT | RP | 0.750 | 90467 | NE MANAGERS OFFICE IN CABINET AT WATER METER
50 | N HIGH ST | 43215-3010 | Due Install |  |  |  | RP |  | 3635808 | AT METER
51 | N HIGH ST | 43215- | Removed | 40519REM | WATTS | 009QT | RP | 1.500 | 66569 | REMOVED-10TH FLOOR ELEVATOR ROOM
51 | N HIGH ST | 43215- | Removed | 340046REM | WATTS | 009PCQT | RP | 0.500 | 66570 | REMOVED-DELI-BASEMENT
51 | N HIGH ST | 43215- | Removed | REM181756 | WATTS | 909 | RP | 4.000 | 66571 | REMOVED AFTER METER IN BASEMENT -REPLACE BY PI-0482
51 | N HIGH ST | 43215- | Removed | 234655REM | WATTS | 009QT | RP | 0.500 | 66572 | REMOVED- LAB AREA
51 | N HIGH ST | 43215- | Removed | 442953REM | WATTS | 909QT | RP | 0.750 | 66574 | REMOVED-3RD FLOOR MECHANICAL ROOM
51 | N HIGH ST | 43215- | Removed | A48178REM | WATTS | 009QT | RP | 1.000 | 66575 | REMOVED-9TH FLOOR MECHANICAL ROOM
51 | N HIGH ST | 43215- | Removed | 7648REM | WATTS | 009QT | RP | 0.500 | 66576 | REMOVED-BELOW X-RAY MACHINE (SIZE 1/2")
51 | N HIGH ST | 43215- | Removed | JI653REM | APOLLO/CONBRACO | 4020502 | RP | 1.000 | 66577 | REMOVED-6TH FLOOR
51 | N HIGH ST | 43215- | Active | PI-0482 | WATTS | 957 | RP | 4.000 | 3618610 | W BSMNT PUMP RM AT WATER METER -TOP DEVICE DOMESTIC
51 | N HIGH ST | 43215- | Active | 1773790116 | AMES | 2000SS | DC | 6.000 | 3619745 | W BSMNT PUMP RM AT WATER METER -BOTTM DEVICE FIRE
51 | N HIGH ST | 43215- | LPS - Active |  |  |  | LPC |  | 3636516 | DOMESTIC PUMP - W BSMNT PUMP RM AT WATER METER -BOTTM DEVICE FIRE
51 | N HIGH ST | 43215- | LPS - Active |  |  |  | LST |  | 3636517 | FIRE PUMP - SUB BASEMENT PUMP ROOM
52 | N HIGH ST | 43215- | Active | 4218642 | WILKINS | 975XL | RP | 0.750 | 3443246 | IN THE BASEMENT NEAR WATER HEATERS
52 | N HIGH ST | 43215- | Due Install |  |  |  | RP |  | 3638962 | IN THE BASEMENT NEAR WATER HEATERS
52 | N HIGH ST | 43215- | Active | 049083 | WATTS | LF009M2QT | RP | 2.000 | 3646688 | ACCESS THUR 11 E GAY ST DOOR
53 | N HIGH ST | 43017 | Active | ALA22738 | WILKINS | 975XL3 | RP | 0.750 | 3443247 | AT WATER METER
56 | N HIGH ST | 43017 | Active | ABB15891 | WILKINS | 975XL2 | RP | 0.750 | 3443248 | BASEMENT MANAGERS OFFICE
70 | N HIGH ST | 43215- | Due Install | [5 empty] | 3443249
75 | N HIGH ST | 43017-1109 | Removed | 185499REM | WATTS | 009QT | RP | 2.000 | 72113 | ***REMOVED*** S.E. MECH ROOM
75 | N HIGH ST | 43017-1109 | Active | 17196C | WILKINS | 375AST | RP | 3.000 | 3636316 | 1ST FLOOR (MAIN FL) NW MECH/RISER ROOM AT WATER METER
75 | N HIGH ST | 43017-1109 | Active | 1944540618 | AMES | 3000SS | DCDA | 4.000 | 3636369 | 1ST FLOOR (MAIN-NOT GROUND FL) MECH/RISER ROOM
75 | N HIGH ST | 43017-1109 | Active | 80627 | AMES | 2000B | DC | 0.750 | 3636370 | NW MECH/RISER ROOM 1ST FLOOR
75 | N HIGH ST | 43017-1109 | Not Required by DOW | 4641076 | WILKINS | 975XL2 | RP | 1.500 | 3638411 | 1ST FLOOR NW MECH/WATER METER ROOM
78 | N HIGH ST | 43215- | Inactive | 438427REM | WATTS | 909HWQT | RP | 0.750 | 72298 | 0 USE 6/3/15 CAG. BASEMENT
84 | N HIGH ST | 43215-3002 | Active | 11036881122 | AMES | 3000CIV | DCDA | 6.000 | 3443250
84 | N HIGH ST | 43215-3002 | Active | 32400 | WATTS | 007M1-QT | DC | 0.750 | 3655689
84 | N HIGH ST | 43215-3002 | Active | YD-3446 | AMES | COLT- 400 | RP | 4.000 | 3655726
84 | N HIGH ST | 43215-3002 | LPS - Active |  |  |  | LST |  | 3655737
88 | N HIGH ST | 43017 | Active | 4596913 | WILKINS | 975XL2 | RP | 2.000 | 3633064 | Lower Level - Electrical/Water/Riser Room
88 | N HIGH ST | 43017 | Active | 1072440418 | AMES | 5000 | RPDA | 6.000 | 3633087 | Lower Level - Electrical/Water/Riser Room
88 | N HIGH ST | 43017 | Active | 14432 | AMES | 4000B | RP | 0.750 | 3633088 | Lower Level - Electrical/Water/Riser Room
88 | N HIGH ST | 43017 | Not Required by DOW | B264475 | WILKINS | 375XL | RP | 2.000 | 3639645 | Lower Level Tenant Space Wine Storage
88 | N HIGH ST | 43017 | Not Required by DOW | B334018 | WILKINS | 375RP | RP | 2.000 | 3643516 | REAR OF KITCHEN BACK OF BUILDING NEAR FREEZER
88 | N HIGH ST | 43054 | Active | 52542 | WATTS | LF009M2QT | RP | 0.750 | 3641420 | SOUTHEAST CORNER OF BASEMENT
96 | N HIGH ST | 43054-8507 | Active | 217755 | WATTS | 009 | RP | 1.000 | 3443253 | NORTHEAST OUTSIDE DOOR METER ROOM
96 | N HIGH ST | 43054-8507 | Active | 30007 | WATTS | 007 | DC | 0.750 | 3649016 | NORTHEAST OUTSIDE DOOR METER ROOM
96 | N HIGH ST | 43054-8507 | Active | 1982230120 | AMES | 3000 | DCDA | 6.000 | 3649017 | NORTHEAST OUTSIDE DOOR METER ROOM
97 | N HIGH ST | 43054- | Not Required by DOW | 12156 | WATTS | 007QT | DC | 0.500 | 74849 | Primary School - Mechanical Room #415
97 | N HIGH ST | 43054- | Not Required by DOW | 130617 | WATTS | 709QT-FDA | DC | 6.000 | 74850 | Primary School - Mechanical Room #415
97 | N HIGH ST | 43054- | Not Required by DOW | 191667 | WATTS | 909 | RP | 4.000 | 74851 | Primary School - Mechanical Room #415
97 | N HIGH ST | 43054- | Not Required by DOW | 415767 | WATTS | 909QT | RP | 1.000 | 74852 | Primary School - Mechanical Room #415 (In Ceiling)
97 | N HIGH ST | 43054- | Not Required by DOW | 546557 | WATTS | 909QT | RP | 0.750 | 74853 | 79 N High - Administrative/Maintenance Office Boiler Rm
97 | N HIGH ST | 43054- | Not Required by DOW | 506887 | WILKINS | 975XL | RP | 2.000 | 96781 | 55 N HIGH ST - MT CARMEL MOB, MECHANICAL ROOM SE
97 | N HIGH ST | 43054- | Not Required by DOW | 1589590108 | AMES | 2000SS | DC | 4.000 | 103273 | 55 N HIGH ST - MT CARMEL MOB, MECHANICAL ROOM SE
97 | N HIGH ST | 43054- | Not Required by DOW | 010418 | WATTS | LF909QT | RP | 1.000 | 3612971 | Intermediate School - 2nd Flr Janitors Closet
97 | N HIGH ST | 43054- | Not Required by DOW | 552A | WILKINS | 350AST | DC | 6.000 | 3612972 | Intermediate School - Gym Lower Level Mechanical Rm
97 | N HIGH ST | 43054- | Not Required by DOW | 002002 | WATTS | 909 | RP | 3.000 | 3612974 | Intermediate School - Gym Lower Level Mechanical Rm
97 | N HIGH ST | 43054- | Active | 34520 | WILKINS | 375 | RP | 6.000 | 3622659 | Entrance to Arts Center & 55N High - Hotbox on Left in Woodline
10 | n high st |  | Active | 46341 | WILKINS | 375AST | RP | 4.000 | 3657306
100 | n high st |  | Active | 105674 | AMES | 3000SS | DCDA | 6.000 | 3657307 | BASEMENT MECH ROOM
100 | n high st |  | Active | 33578 | WATTS | 007M2QT | DC | 0.750 | 3657308 | BASEMENT MECH ROOM
100 | n high st |  | LPS - Active |  |  |  | LPC |  | 3658054 | DOMESTIC PUMP -
100 | n high st |  | LPS - Active |  |  |  | LST |  | 3658055
106 | N HIGH ST | 43215-3013 | Active | L29065 | WILKINS | 375 | RP | 3.000 | 92530 | MECH ROOM IN BASEMENT AT METER
106 | N HIGH ST | 43215-3013 | Active | W279609 | WILKINS | 975XL | RP | 1.000 | 92551 | MECH ROOM IN BASEMENT - 6' UP
106 | N HIGH ST | 43215-3013 | Active | 140969 | AMES | 3000SS | DCDA | 6.000 | 92552 | BASEMENT - EAST END OF BUILDING
106 | N HIGH ST | 43215-3013 | Active | 64366 | WATTS | 007M1 | DC | 0.750 | 92553 | BASEMENT-EASTEND OF BUILDING
108 | N HIGH ST | 43054-8507 | Active | 336435 | WATTS | 909QT | RP | 0.750 | 53800 | WEST SIDE OF BUILDING
131 | N HIGH ST | 43215-3018 | Active | 16430 | WATTS | 909 | RP | 4.000 | 3443254 | BASEMENT WEST WATER METER BOILER ROOM
131 | N HIGH ST | 43215-3018 | Active | 183970814 | AMES | 3000SS | DCDA | 6.000 | 3608091 | BASEMENT WEST WATER METER BOILER ROOM
131 | N HIGH ST | 43215-3018 | Active | 23096 | WATTS | 007M1PCQT | DC | 0.750 | 3608092 | BASEMENT WEST WATER METER BOILER ROOM
131 | N HIGH ST | 43215-3018 | Not Required by DOW | A54831 | WATTS | 009M2QT | RP | 2.000 | 3619847 | BASEMENT ON BOILER
131 | N HIGH ST | 43215-3018 | Not Required by DOW | 08678 | WATTS | 919 | RP | 0.500 | 3624702 | VACUUM MACHINE, IN MECH RM ON 5TH FL IN DENTAL OFFICE
131 | N HIGH ST | 43215-3018 | Not Required by DOW | 08163 | WATTS | 919 | RP | 0.500 | 3624703 | DENTAL WATER, IN MECH RM ON 5TH FL IN DENTAL OFFICE
131 | N HIGH ST | 43215-3018 | LPS - Active |  |  |  | LST |  | 3658495 | FIRE PUMP - FIRE PUMP ROOM
145 | N HIGH ST | 43215 | Active | 1393091104 | AMES | 3000SS | DCDA | 6.000 | 55049 | NE CORNER OF BASEMENT
145 | N HIGH ST | 43215 | Active | 63053 | WATTS | 007QT | DC | 0.750 | 55050 | NORTHEAST CORNER OF BASEMENT
145 | N HIGH ST | 43215 | Active | L22478 | WILKINS | 375 | RP | 3.000 | 55051 | MECH ROOM
145 | N HIGH ST | 43215 | LPS - Active | FIRE PUMP |  |  | LST |  | 3650711
161 | N HIGH ST | 43215-2402 | Active | 090124 | WILKINS | 950 | DC | 1.50 | 55653 | IN NW CORNER OF BASEMENT AT DOMESTIC WATER METER
161 | N HIGH ST | 43215-2402 | Active | 092686 | WILKINS | 975XL | RP | 1.500 | 55717 | IN NW CORNER OF BASEMENT AT DOMESTIC WATER METER
161 | N HIGH ST | 43215-2402 | Not Required by DOW | 56174 | WATTS | LF007QT | DC | 0.500 | 3646614 | BASEMENT AT CLOSET
163 | N HIGH ST | 43215-2402 | Active | 79350 | WATTS | 919 | RP | 0.750 | 3635645 | AT WATER METER
165 | N HIGH ST | 43215-2402 | Not Required by DOW | 94694 | WILKINS | 975 | RP | 0.750 | 55718 | Basement
165 | N HIGH ST | 43215-2402 | Active | 68281 | WATTS | 919QT | RP | 0.750 | 3635784 | AT WATER METER
167 | N HIGH ST | 43215-2402 | Due Install |  |  |  | RP | 0.750 | 3443256
170 | N HIGH ST | 43215-2417 | Not Required by DOW | 535240 | WATTS | 909QT | RP | 0.750 | 55873 | boiler-penthouse @ roof top
170 | N HIGH ST | 43215-2417 | Active | 65511 | WATTS | 009M2PCQT | RP | 2.000 | 55875 | AT NORTH WATER METER
170 | N HIGH ST | 43215-2417 | Due Install |  |  |  | DCDA |  | 3626636
170 | N HIGH ST | 43215-2417 | Due Install |  |  |  | DCDA | 6.000 | 3628265
180 | N HIGH ST | 43215-2403 | Active | 99594 | WATTS | LF 919-QT | RP | 1.000 | 3443258
185 | N HIGH ST | 43215-3021 | Active | N0811240848 | FEBCO | 876V | DCDA | 4.000 | 96750 | NW CORNER BY MOP SINK
185 | N HIGH ST | 43215-3021 | Active | H012152 | FEBCO | 805 | DC | 0.750 | 96751 | NW CORNER BY MOP SINK
185 | N HIGH ST | 43215-3021 | Active | 3078179 | WILKINS | 975XL | RP | 1.500 | 96752 | NW CORNER BY MOP SINK
185 | N HIGH ST | 43215-3021 | Not Required by DOW | AG-185A | HYDRO-GAP | XX | AG | 1.000 | 3624328 | SINK, ABOVE 3 COMPARTMENT SINK - 1 W SPRING ST
200 | N HIGH ST | 43215-6700 | Active | 576526 | WATTS | 909QT | RP | 0.750 | 92349 | MECH ROOM (8TH FL)
200 | N HIGH ST | 43215-6700 | Active | UC-0044 | WATTS | 957 | RP | 4.000 | 3633677
200 | N HIGH ST | 43215-6700 | Active | UL-1797 | WATTS | 957 | RP | 8.000 | 3635489
200 | N HIGH ST | 43215-6700 | LPS - Active |  |  |  | LST |  | 3635490 | FIRE PUMP - PUMP ROOM
245 | N HIGH ST | 43215- | Active | 373 | FEBCO | 805YB | DC | 0.750 | 53480 | UPPER LEVEL FIRE ROOM
245 | N HIGH ST | 43215- | Active | 9509261325 | FEBCO | 825 | RP | 6.000 | 53495 | PLAZA 3 UPPER LEVEL PUMP ROOM
245 | N HIGH ST | 43215- | Active | 9511021353 | FEBCO | 856 | DCDA | 8.000 | 53496 | U.L. FIRE PUMP ROOM
245 | N HIGH ST | 43215- | Active | 9511031433 | FEBCO | 825 | RP | 6.000 | 53497 | PLAZA 3 UPPER LEVEL PUMP ROOM
245 | N HIGH ST | 43215- | Active | 9603041238 | FEBCO | 850 | DC | 6.000 | 53499 | U.L. PUMP ROOM
245 | N HIGH ST | 43215- | Active | 000046 | FEBCO | 805Y | DC | 0.750 | 92682 | P3 FIRE PUMP ROOM-bypass around DCDA
350 | N HIGH ST | 43215-2006 | Not Required by DOW | 63381 | WATTS | 919QT | RP | 1.000 | 60885 | 3RD FLOOR ICE MACHINE
350 | N HIGH ST | 43215-2006 | Replaced | REP403417 | WATTS | 909M1QT | RP | 1.500 | 60886 | REPLACED- 4TH FLOOR MECHANICAL ROOM, ABOVE PIPE RACK
350 | N HIGH ST | 43215-2006 | Active | 249469 | WATTS | 909 | RP | 6.000 | 60887 | PUMP ROOM BASEMENT
350 | N HIGH ST | 43215-2006 | Active | 249593 | WATTS | 909 | RP | 6.000 | 60888 | PUMP ROOM BASEMENT
350 | N HIGH ST | 43215-2006 | Not Required by DOW | 298568 | WATTS | 909M1QT | RP | 1.250 | 60889 | PUMP ROOM BASEMENT
350 | N HIGH ST | 43215-2006 | Not Required by DOW | 397848 | WATTS | 909M1QT | RP | 2.000 | 60890 | BASEMENT LIGHT BULB ROOM
350 | N HIGH ST | 43215-2006 | Not Required by DOW | 65690 | WATTS | 919QT | RP | 0.750 | 60891 | 2ND FLOOR BEHIND ICE MACHINE NEXT TO ELEVATOR
350 | N HIGH ST | 43215-2006 | Not Required by DOW | 1752594 | WILKINS | 975XL | RP | 0.750 | 60892 | 2ND FLOOR KITCHEN NORTH END
350 | N HIGH ST | 43215-2006 | Not Required by DOW | 0000485 | AMES | 4000B | RP | 1.500 | 60893 | 4TH FLOOR MECH-ROOM
350 | N HIGH ST | 43215-2006 | Replaced | 971REP | AMES | 4000B | RP | 1.500 | 60894 | REPLACED- MECH ROOM 4TH FLOOR AVOVE FIRE TANK
350 | N HIGH ST | 43215-2006 | Not Required by DOW | 06142 | AMES | 4000B | RP | 1.500 | 3607858 | MECH ROOM 4TH FLOOR AVOVE FIRE TANK
350 | N HIGH ST | 43215-2006 | Not Required by DOW | 02597 | WATTS | 909M1QT | RP | 1.500 | 3613327 | 4TH FLOOR MECHANICAL ROOM, ABOVE PIPE RACK
350 | N HIGH ST | 43215-2006 | LPS - Active |  |  |  | LPC |  | 3635562 | DOM PUMP -
350 | N HIGH ST | 43215-2006 | LPS - Active |  |  |  | LST |  | 3635563 | FIRE PUMP - FIRE PUMP ROOM
350 | N HIGH ST | 43215-2006 | Due Install |  |  |  | DC | 8.000 | 3640687
400 | N HIGH ST | 43215-2096 | Active | 110992 | WATTS | 909 | RP | 2.500 | 62553 | LOWER DECK PUMP ROOM (COND PUMP ROOM)
400 | N HIGH ST | 43215-2096 | Removed | 1298169REM | WILKINS | 975 | RP | 0.750 | 62555 | REMOVED - BY ICE MACHINE
400 | N HIGH ST | 43215-2096 | Not Required by DOW | 146387 | WATTS | 909 | RP | 3.000 | 62556 | 2ND DECK FITNESS ROOM -- CEILING (utility room - 1st mech room on left)
400 | N HIGH ST | 43215-2096 | Not Required by DOW | 281291 | WATTS | 909M1QT | RP | 2.000 | 62557 | BASEMENT PUMP RM E W 4FT ABOVE FLOOR (COND PUMP ROOM)
400 | N HIGH ST | 43215-2096 | Not Required by DOW | 282673 | WATTS | 909M1QT | RP | 1.500 | 62558 | 2ND DECK PUMP ROOM
400 | N HIGH ST | 43215-2096 | Not Required by DOW | 283805 | WATTS | 909M1QT | RP | 2.000 | 62559 | 2ND DECK FITNESS ROOM -- CEILING (1st Mech room on LEFT)
400 | N HIGH ST | 43215-2096 | Not Required by DOW | 378436 | WATTS | 909M1QT | RP | 2.000 | 62560 | 2ND LEVEL CENTRAL PLANT SOUTH BUILDING
400 | N HIGH ST | 43215-2096 | Active | FK2459 | WATTS | 957N | RP | 6.000 | 90444 | LOWER DECK (COND PUMP ROOM)
400 | N HIGH ST | 43215-2096 | Not Required by DOW | 209880 | WATTS | 007M1PCQT | DC | 1.000 | 90445 | UNDER JAVA CAFE - OLD SECURITY OFFICE
400 | N HIGH ST | 43215-2096 | Not Required by DOW | 32538-B | WILKINS | 350ASTDA | DCDA | 8.000 | 90446 | SOUTH FIRE PUMP ROOM
400 | N HIGH ST | 43215-2096 | Not Required by DOW | 315702 | WATTS | 009M3-FP | RP | 0.750 | 99460 | FOOD COURT- CHARLIE'S STEAKERY- ABOVE TILE AT COOLER FREEZERS
400 | N HIGH ST | 43215-2096 | Removed | A286541REM | WILKINS | 350 | DC | 0.750 | 103317 | ON ROOF TOP IN COMPRESSOR CHAMBERS REMOVED
400 | N HIGH ST | 43215-2096 | Removed | A198823REM | WILKINS | 350 | DC | 0.750 | 103318 | ON ROOF TOP INSIDE COMPRESSOR AREA REMOVED
400 | N HIGH ST | 43215-2096 | Not Required by DOW | B053568 | WILKINS | 375XL | RP | 1.000 | 3615466 | MAIN FEED FOR STARBUCKS, STARBUCKS BACK OF HOUSE
400 | N HIGH ST | 43215-2096 | Not Required by DOW | 050803 | WATTS | 009 | RP | 1.000 | 3625092 | 2ND FL CEILING take freight elevator directly across from Starbucks
400 | N HIGH ST | 43215-2096 | Not Required by DOW | J027685 | FEBCO | 825Y | RP | 1.500 | 3633595 | SERVICE HALL IN NORTH BUILDING
400 | N HIGH ST | 43215-2096 | Active | 2203 | AMES | COLT 500 | RPDA | 8.000 | 3641487 | BSMNT OF PARKING GAR RISER/MECH ROOM
400 | N HIGH ST | 43215-2096 | Active | 83659 | WATTS | 919QT | RP | 0.750 | 3641488 | BSMNT OF PARKING GAR IN MECH/RISER ROOM
400 | N HIGH ST | 43215-2096 | LPS - Active |  |  |  | LST |  | 3646179 | FIRE PUMP - BSMNT OF PARKING GAR IN MECH/RISER ROOM
400 | N HIGH ST | 43215-2096 | LPS - Active |  |  |  | LPC |  | 3646180 | DOMESTIC PUMP - BSMNT OF PARKING GAR MECH/RISER ROOM
400 | N HIGH ST | 43215-2096 | Not Required by DOW | W115480 | WILKINS | 975XL | RP | 1.000 | 3649852 | CHILLER IN OLD DONATOS ABOVE CEILING
401 | N HIGH ST | 43215 | Active | 85979 | AMES | 2000B | DC | 0.750 | 101670 | PUMP ROOM
401 | N HIGH ST | 43215 | Active | 11022711221 | AMES | 3000SS | DCDA | 8.000 | 101839 | PUMP ROOM
401 | N HIGH ST | 43215 | Active | LJ0534 | WATTS | 957RPDA-GV | RP | 6.000 | 101840 | BASEMENT MECH ROOM
401 | N HIGH ST | 43215 | Not Required by DOW | LI2015 | WATTS | 957RPDA-GV | RP | 4.000 | 101841 | CHILLER ROOM - RIGHT SIDE OF DOORWAY
401 | N HIGH ST | 43215 | Not Required by DOW | 17503 | WATTS | 919QT | RP | 2.000 | 101842 | BOILER ROOM RIGHT SIDE OF DOOR
401 | N HIGH ST | 43215 | Not Required by DOW | 14884 | WATTS | 919QT | RP | 1.500 | 101843 | CHILLER ROOM NE CORNER LEFT OF DOORS
401 | N HIGH ST | 43215 | Not Required by DOW | MD0625 | WATTS | 957RPDA-GV | RPDA | 2.500 | 101920 | POOL EQUIPMENT ROOM - 3RD FLOOR
401 | N HIGH ST | 43215 | Not Required by DOW | 37869 | WATTS | 919AQT | RP | 0.750 | 102594 | ROOF NW EQUIPMENT ROOM
401 | N HIGH ST | 43215 | LPS - Active |  |  |  | LPC |  | 3635560 | DOMESTIC PUMP -
401 | N HIGH ST | 43215 | LPS - Active |  |  |  | LST |  | 3635561 | FIRE PUMP
402 | N HIGH ST | 43215 | Active | 26065 | WILKINS | 375AST | RP | 8.000 | 3650403 | BASEMENT-FIRE PUMP ROOM
402 | N HIGH ST | 43215 | Active | 80747 | APOLLO | RPDA2LF4A | RPDA | 10.000 | 3650406 | FIRE RISER
402 | N HIGH ST | 43215 | Active | 16608B | APOLLO | CVALF4A | RP | 0.750 | 3650407 | FIRE RISER - 3/4" SIDE CAR
402 | N HIGH ST | 43215 | LPS - Active |  |  |  | LST |  | 3650408 | FIRE PUMP - FIRE PUMP ROOM
402 | N HIGH ST | 43215 | Active | 80909 | APOLLO/CONBRACO | 10DC | RP | 10.000 | 3652239
425 | N HIGH ST | 43215-2005 | Active | 156928 | WATTS | 909 | RP | 3.000 | 63421 | WATER METER ROOM LOWER LEVEL
425 | N HIGH ST | 43215-2005 | Not Required by DOW | 345490 | WATTS | 909M1QT | RP | 2.000 | 63422 | WATER METER ROOM LOWER LEVEL
425 | N HIGH ST | 43215-2005 | Active | 42063 | WATTS | 007M1QT | DC | 0.750 | 63423 | METER ROM LOWER LEVEL
425 | N HIGH ST | 43215-2005 | Active | 3E01031 | AMES | 2000SS | DCDA | 6.000 | 65640 | METER ROOM LOWER LEVEL at 425 N High Street
425 | N HIGH ST | 43215-2005 | Not Required by DOW | 024642 | WATTS | 800M4QT | PVB | 1.500 | 103349 | 37 W VINE ST, SW CORNER OF 5TH FL ON COLUMN
425 | N HIGH ST | 43215-2005 | Not Required by DOW | 024815 | WATTS | 800M4QT | PVB | 1.500 | 103350 | 37 W VINE ST, NE CORNER 7TH FL SUPPORT COLUMN
425 | N HIGH ST | 43215-2005 | Not Required by DOW | 024812 | WATTS | 800M4QT | PVB | 1.500 | 103351 | 37 W VINE ST, NE CORNER OF 6TH FL SUPPORT COLUMN
425 | N HIGH ST | 43215-2005 | Not Required by DOW | 024808 | WATTS | 800M4QT | PVB | 1.500 | 103352 | 37 W VINE ST, 7TH FL SW ON COLUMN
425 | N HIGH ST | 43215-2005 | Not Required by DOW | 024641 | WATTS | 800M4QT | PVB | 1.500 | 103353 | 37 W VINE ST, 6TH FL SW ON COLUMN
445 | N HIGH ST | 43215-2071 | Active | 2828231 | WATTS | 909M1 | RP | 2.000 | 64057 | DOWNSTAIR SOUTH WEST CORNER
445 | N HIGH ST | 43215-2071 | Not Required by DOW | 94899 | WATTS | 009M1QT | RP | 1.000 | 64058 | 5TH FLR MECH ROOM COOLING TOWER
459 | N HIGH ST | 43215 | Active | 4405481 | WILKINS | 975 | RP | 1.500 | 3625150 | IN STORAGE AREA, BASEMENT OF 457 (MIKEYS LATE NIGHT SLICE)
459 | N HIGH ST | 43215 | Active | 4471431 | WILKINS | 950XLD | DC | 0.750 | 3626293 | IN STORAGE AREA, BASEMENT OF 457 (MIKEYS LATE NIGHT SLICE)
459 | N HIGH ST | 43215 | Active | 9497B | WILKINS | 350ASTDA | DCDA | 4.000 | 3626294 | IN STORAGE AREA, BASEMENT OF 457 (MIKEYS LATE NIGHT SLICE)
463 | N HIGH ST | 43215 | Active | 68694 | AMES | 2000B | DC | 0.750 | 103608 | BASEMENT RISER ROOM
463 | N HIGH ST | 43215 | Active | 1788210912 | AMES | 3000SS | DCDA | 4.000 | 103647 | BASEMENT RISER ROOM, NW CORNER
463 | N HIGH ST | 43215 | Active | 3765511 | WILKINS | 975XL2 | RP | 1.50 | 103883 | BASEMENT MECHANICAL ROOM, NW CORNER
467 | N HIGH ST | 43215-2007 | Active | ACM4703 | WILKINS | 975XL2 | RP | 1.500 | 64752 | MECHANICAL ROOM , IN BASEMENT
467 | N HIGH ST | 43215-2007 | Due Install |  |  |  | RP |  | 3635716
467 | N HIGH ST | 43215-2007 | Due Install |  |  |  | DCDA |  | 3635717 | BASEMENT AT THE METER
467 | N HIGH ST | 43215-2007 | LPS - Active |  |  |  | LST |  | 3650884 | FIRE PUMP - PUMP/MECH ROOM
500 | N HIGH ST | 43215- | Not Required by DOW | 306322 | WATTS | 009QT | RP | 0.500 | 65633 | 2ND FLOOR NORTH BUILDING - KITCHEN
500 | N HIGH ST | 43215- | Active | 13567 | FEBCO | 825 | RP | 6.000 | 65634 | FIRST FLOOR IN EQUIP ROOM 1116
500 | N HIGH ST | 43215- | Active | 13568 | FEBCO | 825 | RP | 6.000 | 65635 | 1ST FLOOR EQUIP ROOM 1116 (BOTTOM)
500 | N HIGH ST | 43215- | Not Required by DOW | 194867 | WATTS | 909 | RP | 4.000 | 65636 | METER ROOM, NE CORNER ACCESSED BY AN EXTERIOR DOOR
500 | N HIGH ST | 43215- | Not Required by DOW | AG2682 | FEBCO | 825Y | RP | 0.750 | 65637 | ROOM 2107 AIR HANDLER ROOM
500 | N HIGH ST | 43215- | Under renovation | 312051 | WATTS | 909HWQT | RP | 1.000 | 65638 | 2ND BACK BOILER ROOM
500 | N HIGH ST | 43215- | Not Required by DOW | AG3315 | FEBCO | 825Y | RP | 2.000 | 65639 | CHILLER ROOM 1136
500 | N HIGH ST | 43215- | Not Required by DOW | 499467 | WATTS | 909HWQT | RP | 1.000 | 65641 | MECH ROOM 2301, W WALL NEXT TO DOMESTIC HOUSE PUMPS
500 | N HIGH ST | 43215- | Active | 89400 | WATTS | 007DCDA | DCDA | 2.000 | 65642 | MECH ROOM 2301, WEST WALL NEXT TO DOMESTICE HOUSE PUMP
500 | N HIGH ST | 43215- | Removed | AG2673REM | FEBCO | 825Y | RP | 0.750 | 65643 | JANITORS CLOSET RM 1209 BY GREEN ROOM
500 | N HIGH ST | 43215- | Active | 4237985 | WILKINS | 975XL | RP | 1.500 | 3622624 | N WALL N END OF BLDG AIR COMP RM #D196
500 | N HIGH ST | 43215- | Not Required by DOW | 143374 | WATTS | 009 | RP | 0.750 | 3622884 | SMART FARM BACK OF HOUSE ABOVE CEILING
501 | N HIGH ST | 43215-2008 | Not Required by DOW | 123648 | WATTS | 009QT | RP | 0.500 | 65706 | 5TH FLOOR ICE MACHINE
501 | N HIGH ST | 43215-2008 | Active | 132444 | WATTS | 709 | DCDA | 6.000 | 65707 | LOWER LEVEL PACKING GARAGE MECH ROOM
501 | N HIGH ST | 43215-2008 | Not Required by DOW | A53352 | WATTS | 009QT | RP | 0.500 | 65708 | 2ND FLOOR PANTRY
501 | N HIGH ST | 43215-2008 | Not Required by DOW | 134691 | WATTS | 009QT | RP | 0.500 | 65709 | 6TH FLOOR ICE & VENDING ROOM
501 | N HIGH ST | 43215-2008 | Not Required by DOW | 136813 | WATTS | 009QT | RP | 0.500 | 65710 | ICE & VENDING ROOM 7TH FLOOR
501 | N HIGH ST | 43215-2008 | Not Required by DOW | 139491 | WATTS | 009QT | RP | 0.500 | 65711 | 2ND FLOOR ICE AND VENDING ROOM
501 | N HIGH ST | 43215-2008 | Not Required by DOW | 139494 | WATTS | 009QT | RP | 0.500 | 65712 | 3RD FLOOR ICE MACHINE
501 | N HIGH ST | 43215-2008 | Not Required by DOW | 055023 | WATTS | LF 009 M2 QT | RP | 2.000 | 65713 | POOL EQUIPMENT ROOM #232
501 | N HIGH ST | 43215-2008 | Active | 17282 | WATTS | 007QT | DC | 0.750 | 65714 | MECH ROOM
501 | N HIGH ST | 43215-2008 | Active | 196304 | WATTS | 909 | RP | 4.000 | 65715 | PLUMBING EQUIPMENT ROOM #002
501 | N HIGH ST | 43215-2008 | Not Required by DOW | 415848 | WATTS | 909M1QT | RP | 2.000 | 65716 | PARKING GARAGE MECH ROOM BY METER
501 | N HIGH ST | 43215-2008 | Not Required by DOW | 415140 | WATTS | 909M1QT | RP | 2.000 | 65717 | PARKING GARAGE MECH ROOM BY METER
501 | N HIGH ST | 43215-2008 | Not Required by DOW | 123630 | WATTS | 009QT | RP | 0.500 | 87182 | 4TH FLOOR ICE AND VENDING AREA
501 | N HIGH ST | 43215-2008 | LPS - Active | [5 empty] | 3638989
501 | N HIGH ST | 43215-2008 | LPS - Active |  |  |  | LPC |  | 3639403 | DOMESTIC PUMP -
501 | N HIGH ST | 43215-2008 | LPS - Active |  |  |  | LST |  | 3639404 | FIRE PUMP - PUMP ROOM
555 | N HIGH ST | 43215-2068 | Active | 54658 | AMES | 2000B | DC | 0.750 | 96440 | RISER ROOM NE CORNER
555 | N HIGH ST | 43215-2068 | Active | 1602351007 | AMES | 3000SS | DCDA | 4.000 | 96441 | RISER ROOM NE CORNER
555 | N HIGH ST | 43215-2068 | Active | 31302 | WATTS | 909HWQT | RP | 0.750 | 99433 | BOILER ROOM (CATHEDRAL)
555 | N HIGH ST | 43215-2068 | In Review |  |  |  | RPDA | 3.000 | 3636459 | BOILER ROOM (CATHEDRAL)
591 | N HIGH ST | 43215 | Active | 125748 | AMES | 3000SS | DCDA | 4.000 | 68294 | MECH ROOM NW SIDE OF BUILDING
591 | N HIGH ST | 43215 | Active | 30268 | AMES | 2000SS | DC | 0.750 | 68295 | MECH ROOM NW CORNER OF BUILDING
591 | N HIGH ST | 43215 | Active | W100119 | WILKINS | 975 | RP | 2.000 | 68296 | MECH ROOM NW CORNER OF BUILDING
610 | N HIGH ST | 43215- | Active | AMA17352 | WILKINS | 975XL3 | RP | 2.000 | 3443261 | Far East side basement mechanical room
610 | N HIGH ST | 43215- | Active | 11054601223 | AMES | 3000SS | DCDA | 4.000 | 3658753
610 | N HIGH ST | 43215- | Active | 88939 | AMES | 2000B | DC | 0.750 | 3658965
620 | N HIGH ST | 43215- | Active | 2220 | WILKINS | 375AST | RP | 4.000 | 3607777 | WATER SERVICE ROOM
620 | N HIGH ST | 43215- | Active | 22335 | WATTS | 007M1QT | DC | 0.750 | 3618488 | WATER SERVICE ROOM
620 | N HIGH ST | 43215- | Active | 183382 | AMES | 3000SS | DCDA | 6.000 | 3618489 | WATER SERVICE ROOM
620 | N HIGH ST | 43215- | Active | 21660 | WATTS | 007M1QT | DC | 0.750 | 3618490 | WATER SERVICE ROOM
620 | N HIGH ST | 43215- | Active | 182329 | AMES | 3000SS | DCDA | 6.000 | 3618491 | WATER SERVICE ROOM
620 | N HIGH ST | 43215- | Not Required by DOW | 23888 | WATTS | 919QT | RP | 2.000 | 3618492 | IN PENTHOUSE MECHANICAL ROOM
620 | N HIGH ST | 43215- | LPS - Active |  |  |  | LPC |  | 3632738 | DOMESTIC PUMP -
620 | N HIGH ST | 43215- | LPS - Due Install |  |  |  | LST |  | 3632739
629 | N HIGH ST | 43215 | Active | 37791 | APOLLO/CONBRACO | RPLF40 | RP | 3.000 | 3609652 | 1ST FL PUMP RM W OF ELEVATOR
629 | N HIGH ST | 43215 | Active | 1838900714 | AMES | 3000SS | DCDA | 6.000 | 3609924 | 1ST FL PUMP RM W OF ELEVATOR
629 | N HIGH ST | 43215 | Active | 22686 | WATTS | 007M1QT | DC | 0.750 | 3609925 | 1ST FL PUMP RM W OF ELEVATOR
629 | N HIGH ST | 43215 | LPS - Active |  |  |  | LST | 0.750 | 3638230 | FIRE PUMP - 1ST FL, IN FIRE PUMP RM THROUGH METER RM W OF ELEVATOR
629 | N HIGH ST | 43215 | LPS - Active |  |  |  | LPC | 0.750 | 3638231 | DOMESTIC PUMP - 1ST FL PUMP RM W OF ELEVATOR
640 | N HIGH ST | 43215-2010 | Active | 11789 | WATTS | 009 | RP | 1.000 | 3443264
640 | N HIGH ST | 43085-4116 | Active | A224571 | WILKINS | 375XL | RP | 1.000 | 103164
658 | N HIGH ST | 43215-1547 | Due Install |  |  |  | RP |  | 3648665
660 | N HIGH ST | 43215-1547 | Active | 563344 | WILKINS | 975XL | RP | 1.500 | 70312 | BASEMENT, FRONT OF BLDG BY METER SET
660 | N HIGH ST | 43215-1547 | Due Install |  |  |  | RP | 1.500 | 3635753 | BASEMENT, FRONT OF BLDG BY METER SET
680 | N HIGH ST | 43215-1548 | Active | 10925 | WATTS | 919AQT | RP | 1.250 | 3611387 | BASEMENT SW CORNER
683 | N HIGH ST | 43215- | Not Required by DOW | 4323391 | WILKINS | 975XL2 | RP | 1.500 | 3443266 | BSMNT OF 685. MECH/RISER ROOM THRU GARAGE AT DEDUCT WATER METER
683 | N HIGH ST | 43215- | Active | 1892550616 | AMES | 3000SS | DCDA | 4.000 | 3648633 | BSMNT OF 685 MECH/RISER ROOM THRU GARAGE
683 | N HIGH ST | 43215- | Active | 76681 | AMES | 2000B | DC | 0.750 | 3648634 | BSMNT OF 685 MECH/RISER ROOM THRU GARAGE
683 | N HIGH ST | 43215- | Active | AB6450 | ARI | RP 500 | RP | 1.000 | 3648668 | BSMNT OF 685. MECH/RISER ROOM THRU GARAGE AT WATER METER
684 | N HIGH ST | 43215- | Not Required by DOW | M6785 | WATTS | 009M3QT | RP | 0.750 | 70800 | BASEMENT AT METER
684 | N HIGH ST | 43215- | Active | 4504345 | WILKINS | 975XL | RP | 0.750 | 98329 | BASEMENT IN OFFICE
692 | N HIGH ST | 43215-1582 | Active | 4504611 | WILKINS | 975XL2 | RP | 1.500 | 3443273 | IN BASEMENT TO THE FRONT OF BUILDING WHERE SERVICE LINE ENTERS
693 | N HIGH ST | 43215-1550 | Due Install |  |  |  | RP | 0.750 | 3443271
693 | N HIGH ST | 43215-1550 | Due Install |  |  |  | RP | 2.000 | 3652183
698 | N HIGH ST | 43215-1582 | Active | B176156 | WILKINS | 375 | RP | 2.000 | 3443272 | BASEMENT WITH WATER METER SET
698 | N HIGH ST | 43215-1582 | Active | 1072620318 | AMES | 5000ss | RPDA | 4.000 | 3630017 | BASEMENT WITH WATER METER SET
698 | N HIGH ST | 43215-1582 | Active | 14362 | AMES | 4000B | RP | 0.750 | 3630018 | BASEMENT WATER METER SET
700 | N HIGH ST | 43215-1500 | Due Install |  |  |  | RP | 2.000 | 3615182
700 | N HIGH ST | 43215-1500 | Active | 1055840224 | AMES | 3000SS | DCDA | 4.000 | 3651089
700 | N HIGH ST | 43215-1500 | Active | 88886 | AMES | 2000B | DC | 0.750 | 3656652
700 | N HIGH ST | 43215-1500 | Active | 429910 | WATTS | 009 | RP | 0.500 | 3657383
700 | N HIGH ST | 43215-1500 | Active | 427617 | WATTS | 009 | RP | 0.500 | 3657384
711 | N HIGH ST | 43215 | Active | 43473 | WILKINS | 375A | RP | 4.000 | 3633523 | 1st Floor - Water Room In Garage
711 | N HIGH ST | 43215 | Not Required by DOW | 113626 | WATTS | LF009M2QT | RP | 2.000 | 3635990 | 9th Floor NW Mechanical
711 | N HIGH ST | 43215 | Active | 1936270218 | AMES | 3000 | DCDA | 8.000 | 3636342 | 1st Floor - Water Room In Garage
711 | N HIGH ST | 43215 | Active | 79755 | AMES | 2000B | DC | 0.750 | 3636344 | 1st Floor - Water Room In Garage
711 | N HIGH ST | 43215 | LPS - Active |  |  |  | LST |  | 3636345 | FIRE BOOSTER PUMP - LOWER LEVEL MECHANICAL ROOM
711 | N HIGH ST | 43215 | LPS - Active |  |  |  | LPC |  | 3636346 | DOMESTIC PUMP - LOWER LEVEL MECHANICAL ROOM
711 | N HIGH ST | 43215 | Not Required by DOW | 79682 | WATTS | 919QT | RP | 0.750 | 3638274 | NEAR ICE MACHINE IN KITCHEN FOR IRRIGATION
711 | N HIGH ST | 43215 | Not Required by DOW | 4704014 | WILKINS | 975XL | RP | 0.750 | 3651249 | 9TH FLOOR ABOVE DISHWASHER
731 | N HIGH ST | 43215-1425 | Active | 13374 | WATTS | 919QT | RP | 1.500 | 3649914 | BASEMENT AT WATER METER
733 | N HIGH ST | 43215-1425 | Active | 89756 | WATTS | LF919QT | RP | 0.750 | 71789 | SE CORNER OF BASEMENT NEAR MAIN MTR SERVICE #737 N HIGH ST
741 | N HIGH ST | 43215-1425 | Active | 583379 | WILKINS | 975 | RP | 0.750 | 71935 | FRONT OF STORE NE CORNER
750 | N HIGH ST | 43215-1495 | Not Required by DOW | W026151 | WILKINS | 975XLBMS | RP | 0.750 | 72126 | BEHIND #1 BOILER IN CORNER OF MECH ROOM
750 | N HIGH ST | 43215-1495 | Not Required by DOW | T060684 | WILKINS | 720A | PVB | 1.000 | 102034 | FIRST FLOOR UTILITY ROOM
750 | N HIGH ST | 43215-1495 | Active | 43032 | WILKINS | 375A | RP | 4.000 | 3633224 | MECHANICAL ROOM AT DOMESTIC WATER METER. CONTAINMENT DEVICE
750 | N HIGH ST | 43215-1495 | Active | 1951011018 | AMES | 3000AS | DCDA | 6.000 | 3635684
750 | N HIGH ST | 43215-1495 | Active | 28579 | WATTS | 007M1 | DC | 0.750 | 3635685
750 | N HIGH ST | 43215-1495 | LPS - Active |  |  |  | LST |  | 3641108
750 | N HIGH ST | 43215-1495 | LPS - Active |  |  |  | LPC |  | 3641109 | DOMESTIC PUMP -
772 | N HIGH ST | 43215-1456 | Active | 074125 | WATTS | LF909 | RP | 1.000 | 3443281 | NORTHWEST CORNER OF 780 BEHIND ACCESS PANEL
780 | N HIGH ST | 43215-1428 | Active | 16041 | WATTS | 919ZQT | RP | 1.500 | 102408 | REAR HALLWAY AT WATER METER
783 | N HIGH ST | 43215-1478 | Active | FJ-0419 | AMES | COLT 200 | DC | 3.000 | 88153 | MTR/MECH ROOM 1ST FLOOR - 793 N HIGH ST IN COMON HALLWAY AT WATER METER
783 | N HIGH ST | 43215-1478 | Active | 425612 | WATTS | 909M1QT | RP | 2.000 | 88193 | METER/MECH ROOM 1ST FL OFF COMMON HALLWAY AT WATER METER
783 | N HIGH ST | 43215-1478 | Not Required by DOW | W242360 | WILKINS | 975XLB | RP | 2.000 | 97086 | 1ST FL RISER/MECH ROOM ON WALL AFTER SUB METER ROSENDALES RESTAURANT
784 | N HIGH ST | 43215- | Active | 295738 | WATTS | 909HWQT | RP | 0.750 | 72897 | NORTHWEST CORNER UNDER CABINET
790 | N HIGH ST | 43215-1430 | Active | 953115 | WILKINS | 975XLBMS | RP | 1.000 | 72962 | AT WATER METER
790 | N HIGH ST | 43215-1430 | Removed | REMW224067 | WILKINS | 975XLST | RP | 0.500 | 88470 | KITCHEN AT ICE MACHINE REMOVED
790 | N HIGH ST | 43215-1430 | Active | 187945 | AMES | 3000 | DCDA | 4.000 | 3616572
790 | N HIGH ST | 43215-1430 | Active | 75731 | AMES | 2000B | DC | 0.750 | 3616573
800 | N HIGH ST | 43215-1430 | Active | L119723 | WILKINS | 375 | RP | 3.000 | 3443282 | WATER RISER/MECHANICAL ROOM
800 | N HIGH ST | 43215-1430 | Active | 28038 | WATTS | 007 | DC | 0.750 | 3638009 | WATER RISER/MECHANICAL ROOM
800 | N HIGH ST | 43215-1430 | Active | 1951241018 | AMES | 3000 | DCDA | 6.000 | 3639392 | WATER RISER/MECHANICAL ROOM
800 | N HIGH ST | 43215-1430 | LPS - Active |  |  |  | LPC |  | 3639393 | DOMESTIC PUMP - FIRE PUMP ROOM
800 | N HIGH ST | 43215-1430 | LPS - Active |  |  |  | LST |  | 3639394 | FIRE PUMP - FIRE PUMP ROOM IN REAR OF PARK GARAGE
800 | N HIGH ST | 43215-1430 | Not Required by DOW | 179942 | WATTS | LF009M2QT | RP | 1.000 | 3640743 | IN CEILING OF WATER RISER/PUMP ROOM
830 | N HIGH ST | 43215- | Active | 1801920213 | AMES | 3000SS | DCDA | 6.000 | 103867 | 20 E HUBBARD AVE, MECHANICAL ROOM
830 | N HIGH ST | 43215- | Active | 20647 | WATTS | 007M1QT | DC | 0.750 | 103888 | MECHANICAL ROOM
830 | N HIGH ST | 43215- | Active | 1237C | WILKINS | 375AST | RP | 3.000 | 103889 | MECHANICAL ROOM NE PART OF BUILDING
830 | N HIGH ST | 43215- | Not Required by DOW | 74401 | WATTS | 919QT | RP | 1.000 | 103995 | 1ST FLOOR MECHANICAL ROOM - WEST WALL
830 | N HIGH ST | 43215- | Not Required by DOW | W410949 | WILKINS | 975XL2 | RP | 0.500 | 3632479 | FIRE SPRINKLER RISER ROOM
845 | N HIGH ST | 43215-6431 | Active | 07251 | WATTS | 007M1QT | DC | 0.750 | 92531 | BASEMENT
845 | N HIGH ST | 43215-6431 | Active | 45609C | WILKINS | 375AST | RP | 3.000 | 92563 | MECH ROOM AT WATER METER
845 | N HIGH ST | 43215-6431 | Active | 1550371106 | AMES | 3000SS | DCDA | 6.000 | 92591 | BASEMENT
845 | N HIGH ST | 43215-6431 | Active | 09448 | AMES | 4000B | RP | 2.000 | 97273 | 5TH FLOOR SOUTH STAIRWELL
872 | N HIGH ST | 43215-1453 | Due Install |  |  |  | RP | 0.750 | 3443289
875 | N HIGH ST | 43215 | Active | 15369c | WILKINS | 375AST | RP | 3.000 | 3635170 | AT WATER METER
875 | N HIGH ST | 43215 | Active | TA1665 | AMES | COLT 300GV | DCDA | 6.000 | 3638718
875 | N HIGH ST | 43215 | Active | 54662 | AMES | 2000BM3 | DC | 0.750 | 3638719
891 | N HIGH ST | 43215-1429 | Active | 82473 | WATTS | 919QT | RP | 1.000 | 3638608 | BASEMENT AT METER
895 | N HIGH ST | 43215-1429 | Active | W132988 | WILKINS | 975XLBMS | RP | 0.750 | 74418 | IN BASEMENT BEHIND FREEZER BY HWT S WALL
900 | N HIGH ST | 43215-1453 | Active | 1936080218 | AMES | 3000CIV | DCDA | 6.000 | 3443293
900 | N HIGH ST | 43215-1453 | Active | 40975 | WATTS | LF719QT | DC | 0.750 | 3630008
900 | N HIGH ST | 43215-1453 | Active | 11906 | WILKINS | 375 | RP | 3.000 | 3632599
900 | N HIGH ST | 43215-1453 | LPS - Active |  |  |  | LPC |  | 3632639 | DOMESTIC PUMP -
900 | N HIGH ST | 43215-1453 | Not Required by DOW | 4545054 | WILKINS | 975XL2 | RP | 1.500 | 3641121 | IN UDF MECH/MOP AREA
900 | N HIGH ST | 43215-1453 | Not Required by DOW | 4615817 | WILKINS | 975XL2 | RP | 0.750 | 3641123 | IN UDF MECH/MOP AREA
909 | N HIGH ST | 43201-2406 | Active | 4798940 | WILKINS | 975XL2 | RP | 0.750 | 3443294 | BACK MECH ROOM AT WATER METER
920 | N HIGH ST | 43201-2407 | Not Required by DOW | G150227 | WILKINS | 720A | PVB | 1.000 | 74605 | STORAGE ROOM
920 | N HIGH ST | 43201-2407 | Removed | 52296REM | WATTS | LF919QT | RP | 1.000 | 3613382 | REMOVED-HOT BOX REAR OF BUILDING, TEMPORARY BACKFLOW DURING CONSTRUCTION
920 | N HIGH ST | 43201-2407 | Active | 032168 | WATTS | LF009M2 | RP | 1.500 | 3613435 | SE MECH/RISER ROOM AT WATER METER
920 | N HIGH ST | 43201-2407 | Active | 1866560715 | AMES | 3000SS | DCDA | 4.000 | 3615354 | SE WATER/RISER ROOM GARAGE OUTSIDE DOOR
920 | N HIGH ST | 43201-2407 | Active | 74809 | AMES | 2000B | DC | 0.750 | 3615355 | SE WATER/RISER ROOM OUTSIDE DR BEHIND CRAFT BEER
920 | N HIGH ST | 43201-2407 | Not Required by DOW | 07028 | WATTS | LF909M1QT | RP | 1.500 | 3618645 | BREWERY ROOM CEILING AREA
920 | N HIGH ST | 43201-2407 | Not Required by DOW | 06802 | WATTS | LF909M1QT | RP | 1.500 | 3618646 | BREWERY ROOM CEILING AREA
920 | N HIGH ST | 43201-2407 | Not Required by DOW | 08072 | WATTS | 919 | RP | 0.500 | 3618647 | KITCHEN AREA
921 | N HIGH ST | 43201-2406 | Active | 4792744 | WILKINS | 975XL2 | RP | 2.000 | 3443295 | IN 909 UTLILITY ROOM
930 | N HIGH ST | 43201-2407 | Removed | 508006REM | WATTS | 909QT | RP | 0.750 | 74668 | BY FRONT DOOR-RIGHT SIDE REMOVED
930 | N HIGH ST | 43201-2407 | Active | 1072350318 | AMES | 5000SS | RPDA | 6.000 | 3629837 | BASEMENT METER ROOM
930 | N HIGH ST | 43201-2407 | Active | 14399 | AMES | 4000B | RP | 0.750 | 3629838 | BASEMENT METER ROOM
930 | N HIGH ST | 43201-2407 | Active | 13457 | WILKINS | 375AST | RP | 3.000 | 3629949
951 | N HIGH ST | 43201-2406 | Active | 1248141102 | AMES | 3000SS | DCDA | 4.000 | 74774 | BASEMENT THRU RESTAURANT NORTHSTAR CAFE
951 | N HIGH ST | 43201-2406 | Active | 29070 | AMES | 2000B | DC | 0.750 | 74775 | BASEMENT
951 | N HIGH ST | 43201-2406 | Removed | 390116REM | WATTS | 909M1QT | RP | 1.500 | 74776 | REMOVED-BASEMENT AT METER
951 | N HIGH ST | 43201-2406 | Not Required by DOW | 99986 | WATTS | 009M2QT | RP | 1.500 | 74777 | BASEMENT
951 | N HIGH ST | 43201-2406 | Active | LC0895 | WATTS | 957 | RP | 4.000 | 103088 | BASEMENT RISER ROOM AT WATER METER
956 | N HIGH ST | 43201-2451 | Active | 106622 | WATTS | 919QT | RP | 0.750 | 3443300 | AT DOMESTIC WATER METER IN BASEMENT
958 | N HIGH ST | 43201-2407 | Active | 79707 | WATTS | 919QT | RP | 0.750 | 3443299 | AT DOMESTIC WATER METER IN BASEMENT
964 | N HIGH ST | 43201- | Active | 3856266 | WILKINS | 975XL2 | RP | 1.500 | 3443301 | IN 964 BSMNT AT WATER METER
965 | N HIGH ST | 43201-2408 | Removed | REM683349 | WILKINS | 975 | RP | 0.750 | 74829 | BASEMENT - NORTH WALL REMOVED
965 | N HIGH ST | 43201-2408 | Removed | REM746059 | WILKINS | 975 | RP | 0.750 | 74830 | BASEMENT MACH. ROOM REMOVED
965 | N HIGH ST | 43201-2408 | Removed | REM752966 | WILKINS | 975 | RP | 0.750 | 74831 | COMPRESSOR ROOM REMOVED
965 | N HIGH ST | 43201-2408 | Removed | REM796122 | WILKINS | 975 | RP | 2.000 | 74832 | BASEMENT REMOVED
965 | N HIGH ST | 43201-2408 | Removed | REM3288111 | WILKINS | 975 | RP | 1.000 | 74833 | COMPRESSOR ROOM REMOVED
965 | N HIGH ST | 43201-2408 | Active | L112094 | WILKINS | 375 | RP | 4.000 | 3629545 | MID S MECH/RISER ROOM AT WATER METER -OUTSIDE DR
965 | N HIGH ST | 43201-2408 | Active | 1927531017 | AMES | 3000SS | DCDA | 8.000 | 3629546 | MID S MECH/RISER ROOM -OUTSIDE DR
965 | N HIGH ST | 43201-2408 | Active | 79070 | AMES | 2000B | DC | 0.750 | 3629547 | MID S MECH/RISER ROOM -OUTSIDE DR
965 | N HIGH ST | 43201-2408 | Not Required by DOW | 4501355 | WILKINS | 975XL | RP | 2.000 | 3646420 | IN CELING ABOVE OFFICE
965 | N HIGH ST | 43201-2408 | LPS - Active |  |  |  | LST |  | 3659330 | FIRE PUMP - PUMP ROOM
970 | N HIGH ST | 43201-2493 | Active | 2871733 | WILKINS | 975XL | RP | 1.500 | 3443302 | BSMNT OF 970 AT WATER METER
997 | N HIGH ST | 43201-2455 | Removed | 141686REM | WILKINS | 950 | DC | 2.000 | 74967 | NW CORNER IN BLDG IN BASEMENT
997 | N HIGH ST | 43201-2455 | Active | UF-2770 | WATTS | 957 | RP | 3.000 | 3649981 | BASEMENT OF NORTH BUILDING AT WATER METER
997 | N HIGH ST | 43201-2455 | In Review |  |  |  | DC | 3.000 | 3649994 | BASEMENT OF NORTH BUILDING AT WATER METER
102 | N HIGH ST | 43201- | Active | OC-0566 | WATTS | 957 | RP | 3.000 | 3607653 | BASEMENT MECHANICAL ROOM
1028 | N HIGH ST | 43201- | Active | 1829590314 | AMES | 3000SS | DCDA | 6.000 | 3618268 | BASEMENT MECHANICAL ROOM
1028 | N HIGH ST | 43201- | Not Required by DOW | 3938155 | WILKINS | 975XL | RP | 0.750 | 3618269 | BASEMENT MECHANICAL ROOM
1028 | N HIGH ST | 43201- | Active | 22199 | WATTS | 007M1QT | DC | 0.750 | 3618270 | BASEMENT MECHANICAL ROOM
1028 | N HIGH ST | 43201- | Not Required by DOW | 54566 | WATTS | 919QT | RP | 1.000 | 3618271 | Pet Value Store above washer and dryer
1028 | N HIGH ST | 43201- | Removed | A431661REM | WILKINS | 375 | RP | 1.000 | 3618272 | *****REMOVED*****
1028 | N HIGH ST | 43201- | Not Required by DOW | 3947876 | WILKINS | 975XL | RP | 2.000 | 3622475 | REAR KITCHEN AREA NORTH WALL LOW CHIPOTLE SUITE
1028 | N HIGH ST | 43201- | Not Required by DOW | 324057 | WATTS | 009QT | RP | 0.500 | 3622476 | REAR KITCHEN AREA NORTH WALL CHIPOTLE SUITE
1028 | N HIGH ST | 43201- | LPS - Active |  |  |  | LPC |  | 3638993
1033 | N HIGH ST | 43201-2409 | Active | 1307391203 | AMES | 3000 | DCDA | 4.000 | 53680 | IN MECH ROOM OFF - 17 W 3RD AVE
1033 | N HIGH ST | 43201-2409 | Active | 2494742 | WILKINS | 950XLT | DC | 0.750 | 53681 | IN MECH ROOM OFF GARAGE - 17 W 3RD AVE
1033 | N HIGH ST | 43201-2409 | Active | 2437219 | WILKINS | 975XLBMS | RP | 2.000 | 87711 | SOUTH MECH ROOM - 17 W 3RD AVE
1051 | N HIGH ST | 43201- | Active | V45241 | WILKINS | 350ADA | DCDA | 6.000 | 3632461 | SE MECH/RISER ROOM -OUTSIDE DR
1051 | N HIGH ST | 43201- | Active | 4176359 | WILKINS | 950XLD | DC | 0.750 | 3632474 | SE MECH/RISER ROOM
1051 | N HIGH ST | 43201- | Active | 42612 | WILKINS | 375 | RP | 3.000 | 3633361 | SE MECH/RISER ROOM -OUTSIDE DR
1079 | N HIGH ST | 43201-2439 | Active | TI-2138 | WATTS | 957 | RP | 4.000 | 53796 | METER ROOM UNDER SOUTH RAMP
1079 | N HIGH ST | 43201-2439 | Active | 1977401119 | AMES | 3000SS | DCDA | 6.000 | 53797 | METER ROOM UNDER SOUTH RAMP
1079 | N HIGH ST | 43201-2439 | Active | 29911 | WATTS | 007MI-QT | DC | 0.750 | 53798 | METER ROOM UNDER SOUTH RAMP
1079 | N HIGH ST | 43201-2439 | LPS - Active |  |  |  | LPC |  | 3646999 | DOMESTIC PUMP - PUMP ROOM
1079 | N HIGH ST | 43201-2439 | LPS - Active |  |  |  | LST |  | 3648345 | FIRE PUMP - METER ROOM UNDER SOUTH RAMP
1079 | N HIGH ST | 43201-2439 | Not Required by DOW | 4563554 | WILKINS | 975XL | RP | 0.750 | 3648801 | 2ND FLOOR AMENITY DECK
1088 | N HIGH ST | 43201-2440 | Active | 89990 | WATTS | 919QT | RP | 0.750 | 53832 | NE CORNER OF BLDG AT WATER METER
1101 | N HIGH ST | 43201-2439 | Inactive |  |  |  | RP |  | 3443312
1112 | N HIGH ST | 43201-2440 | Active | B062663 | WILKINS | 375 | RP | 1.500 | 3443314
1112 | N HIGH ST | 43201-2440 | Active | 1930531117 | AMES | 3000 | DCDA | 4.000 | 3626775
1112 | N HIGH ST | 43201-2440 | Active | 79325 | AMES | 2000B | DC | 0.750 | 3626776
1124 | N HIGH ST | 43201-2440 | Active | 263948 | WATTS | 009M2PCQT | RP | 2.000 | 98164 | IN BASEMENT - AT WATER SERVICE ENTRANCE
1127 | N HIGH ST | 43201-2441 | Active | 4736957 | WILKINS | 975XL2 | RP | 0.750 | 54024 | IN BASEMENT AT H20 METER - 1127/1129 N HIGH
1131 | N HIGH ST | 43201-2499 | Due Install |  |  |  | RP | 1.500 | 3629715
1131 | N HIGH ST | 43201-2499 | NULL | [5 empty] | 3632418
1142 | N HIGH ST | 43201- | Active | 3504020 | WILKINS | 975XL | RP | 0.750 | 100434 | KITCHEN AREA
1145 | N HIGH ST | 43201-2472 | Active | 19203 | AMES | 2000B | DC | 0.750 | 99309 | MECH ROOM
1145 | N HIGH ST | 43201-2472 | Active | KD2603 | AMES | COLT 300GV | DCDA | 6.000 | 100004 | MECH RM E SIDE OF 1ST LEVEL GARAGE
1145 | N HIGH ST | 43201-2472 | Active | XA-0186 | AMES | COLT 300 | RP | 3.000 | 100005 | MECH ROOM IN PARKING GARAGE
1145 | N HIGH ST | 43201-2472 | Not Required by DOW | 47189 | WATTS | 909QT | RP | 0.750 | 103581 | FIRE PUMP ROOM
1153 | N HIGH ST | 43201- | Active | ABN7936 | WILKINS | 975XL2 | RP | 0.750 | 54085 | IN BOX LOCATED IN FRONT NE CORNER OF BLDG BELOW WATER METER
1160 | N HIGH ST | 43201-2411 | Active | 193544 | AMES | 3000SS | DCDA | 4.000 | 3633490 | BASEMENT
1160 | N HIGH ST | 43201-2411 | Active | 79622 | AMES | 2000B | DC | 0.750 | 3633491 | BASEMENT FIRE SIDE CAR
1160 | N HIGH ST | 43201-2411 | Active | B195566 | WILKINS | 375XL | RP | 2.000 | 3633528 | BASEMENT ON SOUTH WALL
1160 | N HIGH ST | 43201-2411 | Not Required by DOW | 034390 | WATTS | LF800M4FR | PVB | 0.750 | 3653453
1175 | N HIGH ST | 43201-2412 | Active | B177005 | WILKINS | 375 | RP | 1.000 | 3443322 | BACK ROOM UNDER WATER HEATERS
1180 | N HIGH ST | 43201-2471 | Active | ABE3403 | WILKINS | 975XL2 | RP | 0.750 | 3443323 | AT METER ACCESS THRU 1182
1181 | N HIGH ST | 43201-2412 | Active | 4773237 | WILKINS | 975XL | RP | 2.000 | 103999 | BASEMENT SOUTHEAST CORNER
1193 | N HIGH ST | 43201- | Active | 4783155 | WILKINS | 375 XL | RP | 1.000 | 3443326 | METER AND BACKFLOW DEVICE IN 1201 N HIGH ST BASEMENT
1205 | N HIGH ST | 43201-2412 | Active | 85677 | WATTS | 919QT | RP | 1.000 | 3650901 | BASEMENT IN 1209 N HIGH ST
1206 | N HIGH ST | 43201-2411 | Active | 16328 | AMES | 4000B | RP | 2.000 | 3443329
1206 | N HIGH ST | 43201-2411 | Active | UI-2102 | AMES | 300 | DCDA | 0.500 | 3651090
1206 | N HIGH ST | 43201-2411 | Active | 62502 | AMES | 2000BM3-FP | DC | 0.750 | 3652455
1221 | N HIGH ST | 43201-2473 | Active | W236415 | WILKINS | 975XL | RP | 2.000 | 54359 | BASEMENT SOUTH WALL BY METER
1244 | N HIGH ST | 43201-2466 | Active | 431913 | WATTS | LF009M3QT | RP | 0.750 | 3443335 | ENTER THROUGH 1242 N HIGH ST N/W BASEMENT BY METER
1254 | N HIGH ST | 43201 | Active | 50613 | WILKINS | 375A | RP | 3.000 | 3649183
1254 | N HIGH ST | 43201 | Not Required by DOW | VA-00064 | AMES | COLT 200 | DC | 4.000 | 3650739
1290 | N HIGH ST | 43201-2552 | Active | J021221 | FEBCO | 825Y | RP | 1.500 | 102180 | 1288 N HIGH, IN METER ROOM N SIDE CENTER OF BUILDING
1290 | N HIGH ST | 43201-2552 | Removed | 37501REM | WATTS | 919AQT | RP | 1.000 | 103228 | 1288 N HIGH ST, ON WALL IN BOILER ROOM
1290 | N HIGH ST | 43201-2552 | Not Required by DOW | 37520 | WATTS | 919AQT | RP | 1.000 | 103229 | 1288 N HIGH ST, BREW KETTLES, ON WALL IN MOP SINK ROOM
1290 | N HIGH ST | 43201-2552 | Not Required by DOW | 41539 | WATTS | 919AQT | RP | 0.750 | 103230 | 1288 N HIGH ST, BREW KETTLES, ON WALL IN MOP SINK ROOM
1301 | N HIGH ST | 43201-2460 | Active | 35048 | Wilkins | 375A | RP | 3.000 | 54605 | MECH ROOM INSIDE W ENTRANCE
1301 | N HIGH ST | 43201-2460 | Active | 135570 | AMES | 2000SS | DC | 3.000 | 54607 | EXISTING MECH ROOM AT THE BACK OF THE BUILDING
1301 | N HIGH ST | 43201-2460 | Not Required by DOW | 069077 | WATTS | 009M2-FP | RP | 1.000 | 3613179 | UPSTAIRS MECHANICAL ROOM
1335 | N HIGH ST | 43201 | Not Required by DOW | AMA13074 | WILKINS | 975XL | RP |  | 3443344 | ABOVE COOLER IN 1333 - THIS IS AFTER SUB METER FOR 1355
1335 | N HIGH ST | 43201 | Active | L152797 | WILKINS | 375 | RP | 6.000 | 3654653 | NORTHWEST METER ROOM
1335 | N HIGH ST | 43201 | Active | 33854 | WILKINS | 350ASTDA | DCDA | 8.000 | 3655697 | NORTHWEST METER ROOM
1335 | N HIGH ST | 43201 | Active | HC62007 | WILKINS | 950XL | DC | 0.750 | 3655698 | NORTHWEST METER ROOM
1335 | N HIGH ST | 43201 | LPS - Active |  |  |  | LST |  | 3657485 | DOMESTIC PUMP - PUMP ROOM
1379 | N HIGH ST | 43201-2477 | Active | 003233 | WATTS | LF909 | RP | 3.000 | 3443346 | W END OF BASEMENT N OF HALLWAY in Laundry room
1400 | N HIGH ST | 43201-2403 | Removed | 83419REM | WATTS | 009M2QT | RP | 1.500 | 54921 | REMOVED - MECH ROOM
1400 | N HIGH ST | 43201-2403 | Active | M11434 | WILKINS | 375DA | RPDA | 8.000 | 3629840 | MID W MECH/RISER ROOM OUTSIDE DR
1400 | N HIGH ST | 43201-2403 | Active | 4513511 | WILKINS | 975XL2 | RP | 0.750 | 3629841 | MID W MECH/RISER ROOM OUTSIDE DR
1400 | N HIGH ST | 43201-2403 | Active | SB-0768 | WATTS | 957 | RP | 4.000 | 3632475 | MID W MECH/RISER ROOM AT WATER METER OUTSIDE DR
1400 | N HIGH ST | 43201-2403 | Not Required by DOW | B170199 | WILKINS | 375 | RP | 1.000 | 3632476 | MID W MECH/RISER ROOM ON WALL BEHIND WATER METER
1400 | N HIGH ST | 43201-2403 | Not Required by DOW | B202993 | WILKINS | 375XL | RP | 2.000 | 3632679 | 2ND FLOOR POOL EQUIPMENT ROOM
1400 | N HIGH ST | 43201-2403 | Not Required by DOW | B170196 | WILKINS | 375XL | RP | 1.000 | 3632680 | 2ND FLOOR POOL EQUIPMENT ROOM
1400 | N HIGH ST | 43201-2403 | Not Required by DOW | B172081 | WILKINS | 375XL | RP | 1.000 | 3632681 | 2ND FLOOR KITCHEN UNDER COUNTER LOCATED ON PATIO
1400 | N HIGH ST | 43201-2403 | Not Required by DOW | 74773 | WATTS | 919QT | RP | 0.750 | 3632683 | 6TH Floor trash room
1400 | N HIGH ST | 43201-2403 | LPS - Active |  |  |  | LST |  | 3632923
1400 | N HIGH ST | 43201-2403 | LPS - Active |  |  |  | LPC |  | 3632924 | DOMESTIC PUMP -
1423 | N HIGH ST | 43201-2402 | Removed | 16326REM | WATTS | 009QT | RP | 1.500 | 93551 | **REMOVED** MECH ROOM
1423 | N HIGH ST | 43201-2402 | Active | QG-0810 | WATTS | 957 | RP | 3.000 | 3621135 | WATER SERVICE ROOM - ROOM 118
1423 | N HIGH ST | 43201-2402 | Active | 191729 | AMES | 3000SS | DCDA | 6.000 | 3622480
1423 | N HIGH ST | 43201-2402 | Active | 25760 | WATTS | OO7 | DC | 0.750 | 3622481
1424 | N HIGH ST | 43201-2405 | Active | 3182765 | WILKINS | 975XL | RP | 1.000 | 3600537 | IN 1428 UNIT AT WATER METER IN MTR/UTLTY CLOSET MGR OFFICE UNDER STEPS
1426 | N HIGH ST | 43201-2405 | Active | 3171754 | WILKINS | 975XLBMS | RP | 1.000 | 101668 | IN 1428 UNIT AT WATER METER IN MTR/UTLTY CLOSET MGR OFFICE UNDER STEPS
1428 | N HIGH ST | 43201-2405 | Active | 3093237 | WILKINS | 975XL2 | RP | 1.000 | 99000 | IN UNIT 1428 AT WATER METER CLOSET MGR OFFICE UNDER STEPS
1452 | N HIGH ST | 43201-2424 | Due Install |  |  |  | RP |  | 3443353 | IN BASEMENT OF 1460 BACK ENTERANCE
1455 | N HIGH ST | 43201 | Active | 36094 | WILKINS | 375AST | RP | 4.000 | 3654377 | METER ROOM SOUTHWEST CORNER
1455 | N HIGH ST | 43201 | Active | 1078930921 | AMES | 5000SS | RPDA | 6.000 | 3654378 | METER ROOM SOUTHWEST CORNER
1455 | N HIGH ST | 43201 | Active | 15262 | AMES | 4000B | RP | 0.750 | 3654380 | METER ROOM SOUTHWEST CORNER
1475 | N HIGH ST | 43201-2404 | Inactive | 255175 | WILKINS | 975XLBMS | RP | 1.000 | 87969 | BACK MECH.ROOM BACK DOOR
1475 | N HIGH ST | 43201-2404 | Inactive | 4375238 | WILKINS | 975 | RP | 1.000 | 3652152 | meter pit
1479 | N HIGH ST | 43201-2404 | Active | 439165 | WATTS | 909QT | RP | 0.750 | 55106 | AT WATER METER IN KITCHEN NE CORNER
1525 | N HIGH ST | 43201-1119 | Inactive | 166034 | WILKINS | 975XLV | RP | 1.000 | 55308 | SIDE ENTRANCE
1525 | N HIGH ST | 43201-1119 | Inactive | 903156 | WILKINS | 720A | PVB | 0.750 | 87077 | REAR OF BUILDING
1525 | N HIGH ST | 43201-1119 | Active | 14374 | AMES | 4000B | RP | 0.750 | 3632979 | LEVEL 1 BASEMENT S.E. CORNER
1525 | N HIGH ST | 43201-1119 | Active | 1072510318 | AMES | 5000SS | RPDA | 6.000 | 3632981 | LEVEL 1 BASEMENT S.E. CORNER
1525 | N HIGH ST | 43201-1119 | Active | X41663 | WILKINS | 375XLV | RP | 3.000 | 3633287 | SIDE ENTRANCE
1550 | N HIGH ST | 43201-1121 | Active | 376230105 | AMES | 3000SS | DCDA | 6.000 | 72109 | Mechanical - Fire Pump Room East Rear
1550 | N HIGH ST | 43201-1121 | Active | 415136 | WATTS | 909M1QT | RP | 2.000 | 87976 | Mechanical - Fire Pump Room East Rear
1550 | N HIGH ST | 43201-1121 | Active | 409772 | WATTS | 909M1QT | RP | 2.000 | 88287 | Mechanical - Fire Pump Room East Rear
1550 | N HIGH ST | 43201-1121 | Active | 63813 | WATTS | 007M1PCQT | DC | 0.750 | 88288 | Mechanical - Fire Pump Room East Rear
1550 | N HIGH ST | 43201-1121 | Not Required by DOW | 416560 | WATTS | 909M1QT | RP | 2.000 | 88289 | Mechanical - Fire Pump Room East Rear
1550 | N HIGH ST | 43201-1121 | Not Required by DOW | 259258 | WATTS | 009M2-FP | RP | 2.000 | 3609713 | MEZZANINE BY WATER SERVICE
1550 | N HIGH ST | 43201-1121 | LPS - Active |  |  |  | LST |  | 3632772 | FIRE BOOSTER PUMP - FIRE PUMP ROOM
1551 | N HIGH ST | 43201-1154 | Active | 38092 | WATTS | 919AQT | RP | 1.000 | 103068 | AT WATER METER
1590 | N HIGH ST | 43201-2178 | Active | 1953448 | WILKINS | 950 | DC | 0.750 | 55491 | Mechanical - Fire Pump Room Rear Corridor SE
1590 | N HIGH ST | 43201-2178 | Active | N18396 | WILKINS | 350DA | DCDA | 6.000 | 55492 | Mechanical - Fire Pump Room Rear Corridor SE
1590 | N HIGH ST | 43201-2178 | Active | 175480 | WATTS | 909 | RP | 3.000 | 55502 | Mechanical - Fire Pump Room Rear Corridor SE
1590 | N HIGH ST | 43201-2178 | Active | 175626 | WATTS | 909 | RP | 3.000 | 55504 | Mechanical - Fire Pump Room Rear Corridor SE
1590 | N HIGH ST | 43201-2178 | LPS - Active |  |  |  | LST |  | 3638119 | FIRE PUMP - REAR MECHANICAL ROOM C-111
1595 | N HIGH ST | 43201-2192 | Active | 175389 | WATTS | 909 | RP | 3.000 | 55501 | Mechanical - Fire Pump Room West Rear
1595 | N HIGH ST | 43201-2192 | Active | 175368 | WATTS | 909 | RP | 3.000 | 55503 | Mechanical - Fire Pump Room West Rear
1595 | N HIGH ST | 43201-2192 | Active | 1934696 | WILKINS | 950XL | DC | 0.750 | 55505 | Mechanical - Fire Pump Room West Rear
1595 | N HIGH ST | 43201-2192 | Active | N18386 | WILKINS | 350DA | DCDA | 6.000 | 55507 | Mechanical - Fire Pump Room West Rear
1595 | N HIGH ST | 43201-2192 | Not Required by DOW | 119780 | WATTS | 909 | RP | 2.500 | 88636 | Mechanical - Fire Pump Room West Rear
1595 | N HIGH ST | 43201-2192 | Not Required by DOW | 03952 | WATTS | 009M2QT | RP | 1.500 | 99915 | MOP AREA OF 1619 PANERA BREAD
1595 | N HIGH ST | 43201-2192 | Not Required by DOW | 4373647 | WILKINS | 975XL2 | RP | 1.500 | 3635785 | FIRST WATCH IN KITCHEN - 1567 N HIGH ST
1595 | N HIGH ST | 43201-2192 | LPS - Active |  |  |  | LST |  | 3657588 | FIRE PUMP - FIRE PUMP ROOM
1620 | N HIGH ST | 43201-1174 | Not Required by DOW | 119523 | WATTS | 909 | RP | 2.500 | 55632 | Mechanical - Fire Pump Room East Rear
1620 | N HIGH ST | 43201-1174 | Active | 175169 | WATTS | 909 | RP | 3.000 | 55633 | Mechanical - Fire Pump Room East Rear
1620 | N HIGH ST | 43201-1174 | Active | 175754 | WATTS | 909 | RP | 3.000 | 55634 | Mechanical - Fire Pump Room East Rear
1620 | N HIGH ST | 43201-1174 | Active | 1878261 | WILKINS | 950XL | DC | 0.750 | 55635 | Mechanical - Fire Pump Room East Rear
1620 | N HIGH ST | 43201-1174 | Active | N16986 | WILKINS | 350DA | DCDA | 6.000 | 55636 | Mechanical - Fire Pump Room East Rear
1620 | N HIGH ST | 43201-1174 | LPS - Active |  |  |  | LST |  | 3636930 | FIRE PUMP - REAR MECHANICAL ROOM 6-111
1680 | N HIGH ST | 43201-1164 | Active | W097213 | WILKINS | 975 | RP | 0.750 | 55823 | Back Room Beside Meter
1680 | N HIGH ST | 43201-1164 | Not Required by DOW | W093207 | WILKINS | 975XLBMS | RP | 0.750 | 75043 | MIDDLE OF STORE
1694 | N HIGH ST | 43201-1125 | Active | 577223 | WILKINS | 975 | RP | 1.000 | 55856 | AT H20 METER
1708 | N HIGH ST | 43201-1105 | Active | 66681 | AMES | 2000B | DC | 0.750 | 100793 | NORTHWEST CORNER, CLOSET
1708 | N HIGH ST | 43201-1105 | Active | 75316 | AMES | 3000SS | DCDA | 3.000 | 100794 | NORTHWEST CORNER, CLOSET
1708 | N HIGH ST | 43201-1105 | Active | 13738 | WATTS | 919QT | RP | 1.500 | 102465 | BACK MECHANICAL ROOM
1708 | N HIGH ST | 43201-1105 | Removed | 3474622REM | WILKINS | 975XL | RP | 1.000 | 102466 | REMOVED-BACK KITCHEN AREA
1716 | N HIGH ST | 43201-1105 | Active | B04249 | WILKINS | 975 | RP | 3.000 | 55933 | BASEMENT AT WATER METER
1716 | N HIGH ST | 43201-1105 | Active | 135592100 | AMES | 2000SS | DC | 4.000 | 86954 | BASEMENT - NE CORNER
1716 | N HIGH ST | 43201-1105 | Not Required by DOW | W373283 | WILKINS | 975XL | RP | 0.500 | 103296 | BEHIND ICE MACHINE
1728 | N HIGH ST | 43201-1105 | Removed | W368669REM | WILKINS | 975XLST | RP | 0.500 | 55981 | REMOVED- BEHIND ICE MACHINE
1728 | N HIGH ST | 43201-1105 | Active | 382613 | WATTS | LF009M3QT | RP | 0.750 | 3653571 | MOP SINK CLOSET JUST PAST THE METER
1728 | N HIGH ST | 43201-1105 | Active | VI-2298 | AMES | 300GV | DCDA | 4.000 | 3653796 | HOT BOX E SIDE OF PROP(BETWEEN 1728 N HIGH & 19 E 13TH) BY BACK DOOR
1728 | N HIGH ST | 43201-1105 | Active | 66777 | AMES | 200BM3 | DC | 0.750 | 3653797 | HOT BOX E SIDE OF PROP(BETWEEN 1728 N HIGH & 19 E 13TH) BY BACK DOOR
1764 | N HIGH ST | 43201-1106 | Active | 4799056 | WILKINS | 975XL2 | RP | 1.500 | 3443361 | BASEMENT MECH ROOM UNDER COFFEE SHOP
1778 | N HIGH ST | 43201-1156 | Active | 934821 | WILKINS | 975XL | RP | 1.500 | 56114 | BSMNT S OF STAIRS AT WATER METER
1778 | N HIGH ST | 43201-1156 | Due Install |  |  |  | DCDA | 4.000 | 3626631
1784 | N HIGH ST | 43201 | Active | 56948 | WATTS | 009QT | RP | 1.500 | 56134 | MECH ROOM/WATER METER - 1782 N HIGH ST
1814 | N HIGH ST | 43201-1138 | Not Required by DOW | 108159 | WATTS | 009M2QT | RP | 1.500 | 56293 | AT ICE MAKER
1814 | N HIGH ST | 43201-1138 | Active | 076894 | WATTS | LF009M2QT | RP | 1.500 | 3641482 | BASEMENT NORTHWEST CORNER AT WATER METER
1816 | N HIGH ST | 43201-1145 | Removed | 1597REM | WATTS | 919AQT | RP | 0.750 | 56291 | AT ICE MAKER REMOVED
1816 | N HIGH ST | 43201-1145 | Removed | 01650REM | WATTS | 919AQT | RP | 0.750 | 56292 | AT ICE MAKER REMOVED
1944 | N HIGH ST | 43201-1165 | Due Install |  |  |  | RP |  | 3443372
1948 | N HIGH ST | 43201- | Active | ABA96041 | WILKINS | 975XL2 | RP | 0.750 | 3443373 | IN BASEMENT UNDERSTAIRS
1956 | N HIGH ST | 43201-1165 | Active | 41042 | WATTS | 919AQT | RP | 0.750 | 102004 | BEHIND GRILL @ METER
1972 | N HIGH ST | 43201-1165 | Active | 21460 | WATTS | 919QT | RP | 2.000 | 102525 | BASEMENT MECHANICAL ROOM
1972 | N HIGH ST | 43201-1165 | Active | 32440 | AMES | 2000B | DC | 2.000 | 102526 | SE CORNER OF BASEMENT BY WATER METER
1972 | N HIGH ST | 43201-1165 | Not Required by DOW | 564654 | WILKINS | 975XL | RP | 0.750 | 3622526 | BASEMENT
1986 | N HIGH ST | 43201- | Not Required by DOW | 352682 | WILKINS | 975 | RP | 1.000 | 56861 | UNDER STAIRS, NW SIDE OF BLDG ON DEDUCT METER
1986 | N HIGH ST | 43201- | Active | A346405 | WILKINS | 375 | RP | 2.000 | 3635282 | IN 1980 NORTH WALL CENTER BEHIND ACCESS PANEL
1988 | N HIGH ST | 43201-1165 | Active | 77551 | WATTS | 919QT | RP | 0.750 | 95898 | IN BASMENT AT WATER METER
2020 | N HIGH ST | 43201-1108 | Not Required by DOW | 3997040 | WILKINS | 975XL2 | RP | 1.500 | 3608105 | 2004 N HIGH ST, MECH RM SE CORNER
2020 | N HIGH ST | 43201-1108 | Not Required by DOW | 3965184 | WILKINS | 975XL2 | RP | 0.750 | 3608265 | 2004 N HIGH ST, KITCHEN AT MOP SINK
2020 | N HIGH ST | 43201-1108 | Not Required by DOW | 55910 | WATTS | LF919QT | RP | 0.750 | 3613285 | IN CEILING OF WATER RISER ROOM
2020 | N HIGH ST | 43201-1108 | Active | L90459 | WILKINS | 375 | RP | 6.000 | 3613757 | RISER ROOM
2020 | N HIGH ST | 43201-1108 | Active | 1745140914 | AMES | 2000SS | DC | 8.000 | 3613758 | RISER ROOM
2020 | N HIGH ST | 43201-1108 | Not Required by DOW | AG2020 | HYDRO-GAP | XX | AG | 2.000 | 3613871 | At 3 compartment sink
2036 | N HIGH ST | 43201-1108 | Removed | REMA141088 | WILKINS | 375XL | RP | 1.500 | 103699 | 2034 N HIGH ST, BASEMENT IN CEILING CENTER
2036 | N HIGH ST | 43201-1108 | Active | 128940 | WATTS | LF009M2QT | RP | 1.500 | 3657149 | ELECTRICAL ROOM AT WATER METER. ACCES THROUGH 2034
2044 | N HIGH ST | 43201-1108 | Active | W304569 | WILKINS | 975XLBMS | RP | 1.000 | 93288 | MECH ROOM
2060 | N HIGH ST | 43201-1104 | Active | 18094 | WATTS | LF909 | RP | 6.00 | 57140 | SE SIDE OF BASEMENT WALL BY DEDUCT METER
2060 | N HIGH ST | 43201-1104 | Not Required by DOW | 494721 | WILKINS | 975XL | RP | 0.750 | 57141 | IN CEILING ABOVE DISHWASHER
2060 | N HIGH ST | 43201-1104 | Not Required by DOW | 432265 | WILKINS | 975XL | RP | 0.750 | 3648796 | IN MAINT. ROOM AREA
2082 | N HIGH ST | 43201-1109 | Not Required by DOW | 192283 | WILKINS | 950 | DC | 1.500 | 57173 | 2084 N HIGH ST, IN CEILING OUTSIDE BATHROOMS...... BASEMENT
2082 | N HIGH ST | 43201-1109 | Active | AKG9593 | WILKINS | 375XLRP | RP | 1.500 | 3638063 | DONATOES FRNT WALL BASEMENT. BEHIND SQUARE METAL DOOR. TAKE SCREWDRIVER
2094 | N HIGH ST | 43201-1110 | Active | 45297 | WATTS | 919AQT | RP | 0.750 | 103214 | BY MOP SINK
2124 | N HIGH ST | 43201-1110 | Active | 2256942 | WILKINS | 975XL | RP | 2.000 | 92541 | BACK OUTSIDE MECH ROOM AT WATER METER
2124 | N HIGH ST | 43201-1110 | Not Required by DOW | 21437 | WATTS | 919QT | RP | 1.000 | 103326 | 2108 N HIGH ST, UPSTAIRS BACK ROOM NEAR WATER METER
2124 | N HIGH ST | 43201-1110 | Active | 4350 | WILKINS | 350ASTDA | DCDA | 3.000 | 3619837 | RISER ROOM - FRONT OF CHASE BANK
2124 | N HIGH ST | 43201-1110 | Active | 4150525 | WILKINS | 950XLD | DC | 0.750 | 3619838 | RISER ROOM - FRONT OF CHASE BANK
2151 | N HIGH ST | 43201-1118 | Active | W208376 | WILKINS | 975XLBMS | RP | 1.500 | 91779 | MECH ROOM
2151 | N HIGH ST | 43201-1118 | Active | 52941 | AMES | 2000B | DC | 0.750 | 100522 | MECHANIC ROOM
2151 | N HIGH ST | 43201-1118 | Active | 155431 | AMES | 3000SS | DCDA | 3.000 | 100523 | MECHANIC ROOM
2151 | N HIGH ST | 43201-1118 | Active | 09454 | AMES | 4000B | RP | 2.000 | 100524 | MECHANIC ROOM
2159 | N HIGH ST | 43201-1118 | Active | 26893 | AMES | 2000B | DC | 0.750 | 57473 | 1ST FLOOR MECH ROOM
2159 | N HIGH ST | 43201-1118 | Active | 3KN0798 | AMES | 3000SS | DCDA | 3.000 | 92140 | BACK LOWER LEVEL OF FIRE RISER RM
2159 | N HIGH ST | 43201-1118 | Active | 19028 | WATTS | LF919QT | RP | 1.500 | 3610112 | IN BASEMENT MECH RM BY REAR FIRE EXIT
2160 | N HIGH ST | 43201-1113 | Active | 157817 | WATTS | 009QT | RP | 1.000 | 57482 | NE CORNER OF STORE, STORAGE AREA (Stock Room)
2160 | N HIGH ST | 43201-1113 | Removed | 01678REM | WATTS | 995QT | RP | 0.750 | 57483 | AT METER SETTING STOCK ROOM
2165 | N HIGH ST | 43201-1118 | Active | B250521 | WILKINS | 375XL | RP | 0.750 | 3443379 | NW BSMNT AT BOTTOM OF STEPS AT WATER METER -JIMMY JOHNS
2169 | N HIGH ST | 43201-1118 | Active | LBB6999 | WILKINS | 975XL2 | RP | 0.250 | 3443381 | IN BASEMENT AT WATER METER
2231 | N HIGH ST | 43201-1101 | Active | 109624 | WATTS | 909 | RP | 2.500 | 57691 | NORTHWOOD & HIGH BLDG ROOM 5C SE WALL
2231 | N HIGH ST | 43201-1101 | Active | 109625 | WATTS | 909 | RP | 2.500 | 57692 | NORTHWOOD & HIGH BLDG - ROOM 5C SE WALL
2231 | N HIGH ST | 43201-1101 | Not Required by DOW | 358528 | WATTS | 909QT | RP | 1.000 | 57693 | ROOM 5 EAST WALL BEHIND BOILER # 1
2231 | N HIGH ST | 43201-1101 | Due Install |  |  |  | DCDA | 6.000 | 3652302
2259 | N HIGH ST | 43201 | Active | 4815110 | WILKINS | 975XL2 | RP | 1.500 | 3632871 | IN BASEMENT AT METER
2265 | N HIGH ST | 43201 | Active | 4817794 | WILKINS | 975XL2 | RP | 1.500 | 3635819 | AT METER
2279 | N HIGH ST | 43201 | Active | 4814928 | WILKINS | 975XL2 | RP | 0.750 | 3632872 | IN BASEMENT AT METER
2283 | N HIGH ST | 43201-1137 | Active | 4817791 | WILKINS | 975XL2 | RP | 1.500 | 3443401 | IN BASEMENT AT WATER METER
2285 | N HIGH ST | 43201-1137 | Active | 4817064 | WILKINS | 975XL2 | RP | 0.750 | 3443402 | IN BASEMENT AT METER
2288 | N HIGH ST | 43201-1120 | Active | ABA0850 | WILKINS | 975XL2 | RP | 0.750 | 3443403
2289 | N HIGH ST | 43201-1137 | Active | 4814925 | WILKINS | 975XL2 | RP | 0.750 | 3443404 | IN BASEMENT AT METER
2332 | N HIGH ST | 43202-2972 | Active | 35556 | WATTS | LF919QT | RP | 2.000 | 3443414 | METER ROOM AT METER
2361 | N HIGH ST | 43202-2977 | Active | A046220 | FEBCO | 825YA | RP | 1.000 | 58080 | IN BASEMENT AT WATER METER
2383 | N HIGH ST | 43202-2921 | Active | 394954 | WATTS | 909QT | RP | 0.750 | 58123 | NORTHEAST CORNER OF BASEMENT
2400 | N HIGH ST | 43202-2924 | Active | 563341 | WILKINS | 975XL | RP | 1.500 | 58220 | 2400 IN METER ROOM
2437 | N HIGH ST | 43202- | Removed | 325331REM | WILKINS | 975 | RP | 0.750 | 58271 | REMOVED- 2439 N HIGH ST, IN BASEMENT ABOVE ICE MACHINE
2437 | N HIGH ST | 43202- | Inactive | 49781 | WATTS | 009QT | RP | 1.000 | 58272 | 2439 N HIGH ST, UNDER STAIRS IN BASEMENT NEXT TO WATER METER
2452 | N HIGH ST | 43202-2961 | Active | B352457 | WILKINS | 375 | RP | 1.000 | 3443434 | AT METER
2464 | N HIGH ST | 43202- | Active | 50636 | WATTS | 919 | RP | 1.000 | 3443435 | AT METER
2473 | N HIGH ST | 43202-2925 | Active | W218440 | WILKINS | 975XLBMS | RP | 0.750 | 75105 | MECHANICAL ROOM
2475 | N HIGH ST | 43202-2925 | Active | W218465 | WILKINS | 975XLBMS | RP | 0.750 | 75104 | MECHANICAL ROOM
2477 | N HIGH ST | 43202-2925 | Active | W218464 | WILKINS | 975XL | RP | 0.750 | 75103 | MECH ROOM
2490 | N HIGH ST | 43202 | Active | UJ-2648 | WATTS | 957 | RP | 3.000 | 3649551 | MID W MECH ROOM OFF GARAGE AT WATER METER
2490 | N HIGH ST | 43202 | Active | UL-2241 | AMES | COLT 300GV | DCDA | 6.000 | 3649662 | MID W MECH ROOM OFF GARAGE
2490 | N HIGH ST | 43202 | Active | 63814 | AMES | 2000BM3 | DC | 0.750 | 3649663 | MID W MECH ROOM OFF GARAGE
2510 | N HIGH ST | 43202- | Not Required by DOW | T065572 | WILKINS | 720A | PVB | 1.000 | 58519 | STORAGE ROOM AT METER
2510 | N HIGH ST | 43202- | Active | ALA11031 | WILKINS | 975XL3 | RP | 1.000 | 3636860 | STORAGE ROOM AT METER
2519 | N HIGH ST | 43202-2506 | Active | 430545 | WATTS | 909QT | RP | 1.000 | 58530 | N.W. CORNER OF BLDG NEXT TO WATER METER
2553 | N HIGH ST | 43202-2555 | Not Required by DOW | 190161 | WATTS | 009M2QT | RP | 1.000 | 58622 | MECH ROOM - 2555 N HIGH ST
2553 | N HIGH ST | 43202-2555 | Active | 95786 | WATTS | 009M2QT | RP | 1.500 | 58623 | MECH ROOM
2585 | N HIGH ST | 43202-2555 | Active | 252539 | WATTS | LF009M3 | RP | 0.750 | 3443454 | EASTSIDE BASEMENT BY WATER METER
2595 | N HIGH ST | 43202-2555 | Active | 4601250 | WILKINS | 975XL2 | RP | 0.750 | 3609513 | NEXT TO METER SET
2599 | N HIGH ST | 43202- | Active | ABS9284 | WILKINS | 975 | RP | 0.750 | 3443458
2609 | N HIGH ST | 43202-2555 | Not Required by DOW | DW875 | CONBRACO | 40203A2 | RP | 0.500 | 58756 | BASEMENT (SOUTH BUILDING) BY BOILER
2609 | N HIGH ST | 43202-2555 | Not Required by DOW | 347144 | WATTS | 009QT | RP | 0.500 | 100633 | BASEMENT
2609 | N HIGH ST | 43202-2555 | Active | 71417 | WATTS | 919 | RP | 1.000 | 3636504 | AT WATER METER
2619 | N HIGH ST | 43202-2554 | Active | 31708 | WATTS | 009M1QT | RP | 1.000 | 58772 | BASEMENT SOUTH WALL AT WATER METER
2619 | N HIGH ST | 43202-2554 | Active | 408794 | WILKINS | 950XL | DC | 1.000 | 58773 | BSMNT S WALL AT WATER METER LIMITED FIRE
2680 | N HIGH ST | 43202-1121 | Removed | 1074798REM | WILKINS | 975XLBMS | RP | 1.000 | 58956 | REMOVED
2680 | N HIGH ST | 43202-1121 | Active | 1207246 | WILKINS | 975XL | RP | 1.000 | 58957 | STOCK ROOM
2685 | N HIGH ST | 43202-1120 | Active | 11618 | WATTS | 919AQT | RP | 1.500 | 98921 | MECHANICAL ROOM @ RESTROOMS
2685 | N HIGH ST | 43202-1120 | Active | 3119285 | WILKINS | 975XL | RP | 1.250 | 101267 | MECHANIC ROOM @ RESTROOMS
2700 | N HIGH ST | 43202-1121 | Not Required by DOW | 81729 | FEBCO | 765 | PVB | 1.000 | 59018 | HOT WATER TANK ROOM
2700 | N HIGH ST | 43202-1121 | Active | 39780 | WATTS | 919AQT | RP | 1.000 | 102931 | MECHANICAL ROOM
2720 | N HIGH ST | 43202- | Active | 3607313 | WILKINS | 975XL2 | RP | 0.750 | 101671 | AT WATER PIT
2754 | N HIGH ST | 43202-1122 | Not Required by DOW | A109628 | FEBCO | 825Y | RP | 1.000 | 59215 | UTILITY ROOM BY WATER METER
2754 | N HIGH ST | 43202-1122 | Active | 41027 | WATTS | 009QT | RP | 1.000 | 59216 | UTILITY ROOM BY WATER METER
2761 | N HIGH ST | 43202-1123 | Active | 46868 | WATTS | 919AQT | RP | 0.750 | 103176 | SW ROOM/CLOSET AT MOP SINK & SHOWER AT WATER METER
2770 | N HIGH ST | 43202-1122 | Active | 00794 | WATTS | LF909M1QT | RP | 1.500 | 3443470 | REAR STOCK ROOM
2770 | N HIGH ST | 43202-1122 | Active | 172279 | AMES | 2000SS | DC | 4.000 | 3633203 | REAR STOCK ROOM
2770 | N HIGH ST | 43202-1122 | In Review |  |  |  | RP |  | 3639061
2800 | N HIGH ST | 43202-1100 | Active | 102427 | WATTS | 009QT | RP | 0.750 | 59332 | MECHANICAL ROOM
2801 | N HIGH ST | 43202-1123 | Not Required by DOW | 021246 | WATTS | 800M4QT | PVB | 1.500 | 59339 | SPRINKLER ROOM BACK OF STORE
2801 | N HIGH ST | 43202-1123 | Not Required by DOW | 200002801 | XX | XX | AG | 0.750 | 59340 | MEAT DEPT BY HAND SINK
2801 | N HIGH ST | 43202-1123 | Active | 258921 | WILKINS | 975XL | RP | 1.500 | 59341 | SPRINKLER ROOM IN BAKERY AFTER METER
2801 | N HIGH ST | 43202-1123 | Not Required by DOW | 300002801 | XX | XX | AG | 0.500 | 59343 | MEAT DEPT BY TRIPLE SINK -- SIZE 1/2"
2801 | N HIGH ST | 43202-1123 | Not Required by DOW | 400002801 | XX | XX | AG | 0.500 | 59344 | BAKERY BY TRIPLE SINK--SIZE 1/2"
2801 | N HIGH ST | 43202-1123 | Not Required by DOW | 500002801 | XX | XX | AG | 0.500 | 59345 | DELI BY TRIPLE SINK -- SIZE 1/2"
2801 | N HIGH ST | 43202-1123 | Not Required by DOW | 600002801 | XX | XX | AG | 0.750 | 59346 | DELI BY HAND SINK
2801 | N HIGH ST | 43202-1123 | Not Required by DOW | 700002801 | XX | XX | AG | 0.750 | 59347 | MEAT DEPT PREP AREA BY HAND SINK
2801 | N HIGH ST | 43202-1123 | Active | 165594 | AMES | 3000SS | DCDA | 6.000 | 96464 | SE MECH ROOM
2801 | N HIGH ST | 43202-1123 | Active | 10964 | WATTS | 007M1QT | DC | 0.750 | 96465 | SE MECH ROOM
2808 | N HIGH ST | 43202-1160 | Active | 76798 | WATTS | LF919QT | RP | 0.750 | 3443472 | BY WATER METER IN KITCHEN
2808 | N HIGH ST | 43202-1160 | Not Required by DOW | 73775 | WATTS | LF919QT | RP | 0.750 | 3626686 | BEHIND MASH TANK
2845 | N HIGH ST | 43202- | Active | 639388 | WATTS | 909QT | RP | 1.000 | 92532 | IN BACK ROOM BY METER
2864 | N HIGH ST | 43202-1156 | Active | ACL3960 | WILKINS | 975XL2 | RP | 2.000 | 3443476 | FRONT RIGHT INSIDE CLOSET
2887 | N HIGH ST | 43202-1101 | Active | AMA13372 | WILKINS | 975XL3 | RP | 1.500 | 3443480 | IN BASEMENT OF LAUNDRY MAT REAR NORTH WALL (2893 N HIGH ST)
2923 | N HIGH ST | 43202-1144 | NULL | [5 empty] | 3443485
2928 | N HIGH ST | 43202-1104 | Active | 42078 | WATTS | 919QT | RP | 0.750 | 59588 | NW corner of Tenant Space
2941 | N HIGH ST | 43202-1144 | Not Required by DOW | W218487 | WILKINS | 975XL | RP | 0.750 | 59601 | IN POOL EQUIPMENT ROOM
2941 | N HIGH ST | 43202-1144 | Active | 88500 | WATTS | LF919QT | RP | 0.750 | 102700 | N KITCHEN UNDER HAND SINK BY DOOR AT WATER METER
2941 | N HIGH ST | 43202-1144 | Not Required by DOW | 67321 | WATTS | LF919QT | RP | 0.750 | 3621272 | 3010 SUNSET DR, BOILER ROOM
2952 | N HIGH ST | 43202- | Active | 4690153 | WILKINS | 975 | RP | 0.750 | 3443487 | BY WATER METER
2973 | N HIGH ST | 43202- | Replaced | REP149641 | WATTS | 909M1QT | RP | 1.500 | 59631 | REPLACED- AT WATER METER IN EQUIPMENT ROOM
2973 | N HIGH ST | 43202- | Active | 18974 | WATTS | 919QT | RP | 1.500 | 3607883 | AT WATER METER IN EQUIPMENT ROOM
2975 | N HIGH ST | 43202-1103 | Active | 258737 | WILKINS | 975XL | RP | 1.000 | 59637 | IN BASEMENT AT WATER METER
2977 | N HIGH ST | 43202-1103 | Active | 258575 | WILKINS | 975XL | RP | 1.000 | 59639 | S WALL KITCHEN BY OFFICE BEHIND SYRUP RACK AT WATER METER
2985 | N HIGH ST | 43202-1103 | Active | 248026 | WATTS | 009M3QT | RP | 0.750 | 88323 | AT WATER METER
2986 | N HIGH ST | 43202-1136 | Active | 1982 | WILKINS | 975 | RP | 0.750 | 59652 | AT WATER METER
2989 | N HIGH ST | 43202-1103 | Active | 248024 | WATTS | 009M3QT | RP | 0.750 | 88767 | AT WATER METER
2991 | N HIGH ST | 43202-1103 | Active | 229078 | WATTS | 009QT | RP | 0.750 | 88322 | AT WATER METER
2995 | N HIGH ST | 43202-1103 | Active | 235772 | WATTS | 009M3QT | RP | 0.750 | 3616596 | MTR NEXT TO HOTWATER TANK ON N SIDE
3003 | N HIGH ST | 43202-1105 | Due Install |  |  |  | RP |  | 3443491 | BASEMENT OF 3009
3028 | N HIGH ST | 43202-1106 | Active | 4095572 | WILKINS | 975XL | RP | 0.750 | 59825 | FRONT LEDGE OF BARBERSHOP
3045 | N HIGH ST | 43202-1107 | Due Install |  |  |  | RP | 0.750 | 3443495
3070 | N HIGH ST | 43202-1108 | Due Install |  |  |  | RP |  | 3443496
3095 | N HIGH ST | 43202-1109 | Active | 43664 | WATTS | 009QT | RP | 1.500 | 59950 | BASEMENT
3095 | N HIGH ST | 43202-1109 | Active | 494842 | WILKINS | 975 | RP | 0.750 | 59951 | BASEMENT SOUTH SIDE
3100 | N HIGH ST | 43202-1110 | Active | 4773376 | WILKINS | 975XL2 | RP | 2.00 | 59974 | IN BASEMENT SE CORNER AT METER
3100 | N HIGH ST | 43202-1110 | Active | 197588 | AMES | 3000SS | DCDA | 4.000 | 3641226 | IN BASEMENT SE CORNER AT METER
3100 | N HIGH ST | 43202-1110 | Active | 82818 | AMES | 2000B | DC | 0.750 | 3641227 | IN BASEMENT SE CORNER AT METER
3100 | N HIGH ST | 43202-1110 | Not Required by DOW | 59348 | WATTS | LF009M3QT | RP | 0.750 | 3641299 | IN THE KITCHEN UNDER RANGE HOOD
3132 | N HIGH ST | 43202- | Active | 3913178 | WILKINS | 975XL2 | RP | 2.000 | 3605540 | Mechanical Room Rear of Building - Outside Door
3150 | N HIGH ST | 43202-1124 | Active | 46682 | WATTS | 009M2 | RP | 0.750 | 60065 | SE CORNER BLDG/WAREHSE AREA AT WATER METER
3194 | N HIGH ST | 43202- | Due Install |  |  |  | RP | 1.000 | 3443509
3197 | N HIGH ST | 43202-1137 | Due Install |  |  |  | RP | 1.000 | 3443510 | FURNACE RM
3207 | N HIGH ST | 43202-1111 | Active | W429333 | WILKINS | 975XL | RP | 0.500 | 3443511 | AT METER IN FIRST OFFICE TO THE LEFT
3215 | N HIGH ST | 43202-1111 | Active | 4700096 | WILKINS | 975XL2 | RP | 0.750 | 3443514
3230 | N HIGH ST | 43202-1114 | Active | 11069 | WATTS | 919QT | RP | 0.500 | 3443518
3245 | N HIGH ST | 43202-1111 | Not Required by DOW | 2732578 | WILKINS | 975XL | RP | 1.000 | 95248 | BACKROOM AT METER
3245 | N HIGH ST | 43202-1111 | Active | ABU5895 | WILKINS | 975XL2 | RP | 1.000 | 95249 | IN METER AT WATER METER
3284 | N HIGH ST | 43202-1141 | Active | ABA95754 | WILKINS | 975 | RP | 0.750 | 3443530
3296 | N HIGH ST | 43202-1141 | Active | 41184 | WATTS | 009M2QT | RP | 1.500 | 98115 | NORTH SIDE OF BASEMENT AT METER
3309 | N HIGH ST | 43202-1115 | Active | 4767210 | WILKINS | 975 | RP | 0.750 | 3443533 | BASEMENT OF 3309
3333 | N HIGH ST | 43202-1115 | Due Install |  |  |  | RP | 0.750 | 3443538
3377 | N HIGH ST | 43202- | Active | 4786956 | WILKINS | 975XL | RP | 2.000 | 3646342 | MECH ROOM REAR OF BUILDING AT METER
3377 | N HIGH ST | 43202- | Active | 1973550819 | AMES | 3000SS | DCDA | 6.000 | 3646368 | MECH ROOM REAR OF BUILDING AT FIRE RISER
3377 | N HIGH ST | 43202- | Active | 29071 | WATTS | 007M1QT | DC | 0.750 | 3646369 | MECH ROOM REAR OF BUILDING AT FIRE RISER - FIRE BYPASS
3399 | N HIGH ST | 43214 | Active | 066087 | WATTS | LF009M2QT | RP | 1.500 | 3651094 | IN HOT BOX SW CORNER OF BANK AT WATER METER
3399 | N HIGH ST | 43214 | Not Required by DOW | 216413 | WATTS | 009 | RP | 1.000 | 3651104 | IN HOT BOX SE CORNER OF BANK AT DEDUCT METER
3400 | N HIGH ST | 43202-1142 | Active | 110425 | WATTS | LF009M2QT | RP | 2.000 | 3443546 | BASEMENT MECHANICAL ROOM
3400 | N HIGH ST | 43202-1142 | Active | 11036991222 | AMES | 3000SS | DCDA | 4.000 | 3656840
3400 | N HIGH ST | 43202-1142 | Active | 87437 | AMES | 2000B | DC | 0.750 | 3656841
3417 | N HIGH ST | 43214-4051 | Active | 172328 | AMES | 3000SS | DCDA | 6.000 | 100638 | SPRINKLER RISER
3417 | N HIGH ST | 43214-4051 | Active | 16356 | WATTS | 007M1PCQT | DC | 0.750 | 100639 | SPRINKLER MAIN
3417 | N HIGH ST | 43214-4051 | Active | 3360334 | WILKINS | 975XL | RP | 1.500 | 100640 | SOUTHWEST CORNER, LOADING DOCK AREA
3417 | N HIGH ST | 43214-4051 | Not Required by DOW | 18125 | WATTS | LF008PCQT | SVB | 0.500 | 100641 | MEAT AND SEAFOOD COOLER
3417 | N HIGH ST | 43214-4051 | Replaced | REP77225 | WATTS | 008PCQT | SVB | 0.500 | 100642 | REPLACED- MEAT AND SEAFOOD BTWN SINKS
3417 | N HIGH ST | 43214-4051 | Not Required by DOW | 77564 | WATTS | 008PCQT | PVB | 0.500 | 100643 | PRODUCE
3417 | N HIGH ST | 43214-4051 | Not Required by DOW | 77227 | WATTS | 008PCQT | PVB | 0.500 | 100644 | DELI BAR
3417 | N HIGH ST | 43214-4051 | Not Required by DOW | 77299 | WATTS | 008PCQT | PVB | 0.500 | 100645 | SUSHI
3417 | N HIGH ST | 43214-4051 | Not Required by DOW | 75102 | WATTS | 008PCQT | SVB | 0.500 | 102183 | WOMEN'S RESTROOM
3417 | N HIGH ST | 43214-4051 | Not Required by DOW | 74974 | WATTS | 008PCQT | SVB | 0.500 | 102184 | MEN'S RESTROOM
3417 | N HIGH ST | 43214-4051 | Not Required by DOW | 80202 | WATTS | 008PCQT | SVB | 0.500 | 3609584 | MEAT AND SEAFOOD BTWN SINKS
3420 | N HIGH ST | 43214-4031 | Active | 4100757 | WILKINS | 975XL2 | RP | 1.500 | 94850 | REAR STORAGE AREA AT WATER METER
3468 | N HIGH ST | 43214-4031 | Active | B059449 | WILKINS | 375XL | RP | 1.000 | 3443550 | BASEMENT / MECHNICAL ROOM
3479 | N HIGH ST | 43214 | Active | 07494 | AMES | 4000B | RP | 1.500 | 3636629 | BASEMENT MECH ROOM AT WATER METER
3489 | N HIGH ST | 43214-4030 | Active | 752976 | WILKINS | 975 | RP | 0.750 | 60837 | BASEMENT
3494 | N HIGH ST | 43214-4033 | Active | W026079 | WILKINS | 975 | RP | 0.750 | 60845 | BASEMENT BY METER
3504 | N HIGH ST | 43214-4033 | Active | W104659 | WILKINS | 975 | RP | 0.750 | 60927 | RIGHT FRONT CORNER OF BUILDING
3515 | N HIGH ST | 43214-4042 | Due Install |  |  |  | RP | 1.000 | 3443557 | BASEMENT WEST WALL
3524 | N HIGH ST | 43214- | Active | 4647807 | WILKINS | 975XL2 | RP | 1.500 | 3635531 | 3524 BACK MECH/FURN ROOM 3520 - 3526
3530 | N HIGH ST | 43214-4033 | Removed | W104593REM | WILKINS | 975 | RP | 1.000 | 60967 | FRONT SOUTH OF BUILDING
3530 | N HIGH ST | 43214-4033 | Active | 4803237 | WILKINS | 975 | RP | 1.000 | 3653824 | FRONT SOUTH OF BUILDING
3559 | N HIGH ST | 43214-4040 | Active | A01481 | WATTS | 009QT | RP | 1.500 | 61067 | BSMNT NW AT METER
3580 | N HIGH ST | 43214-4041 | Active | ACM2444 | WILKINS | 975XL2 | RP | 1.500 | 3443567 | BASEMENT
3592 | N HIGH ST | 43214-3652 | Active | 4232966 | WILKINS | 975XL | RP | 2.000 | 3443568
3592 | N HIGH ST | 43214-3652 | Not required by DOW | 252486 | WATTS | 009M2QT | RP | 1.000 | 3619983
3601 | N HIGH ST | 43214-3651 | Active | 1227060902 | AMES | 3000 | DCDA | 4.000 | 61261 | BASEMENT VALVE ROOM
3601 | N HIGH ST | 43214-3651 | Active | 28134 | AMES | 2000SS | DC | 0.750 | 61262 | BASEMENT VALVE ROOM
3601 | N HIGH ST | 43214-3651 | Active | 395530 | WATTS | 909M1QT | RP | 2.000 | 61263 | BASEMENT WATER RISER ROOM
3661 | N HIGH ST | 43214- | Removed | 175857REM | WATTS | 009M3QT | RP | 0.750 | 61416 | REMOVED- KITCHEN OF 3645 N. HIGH
3661 | N HIGH ST | 43214- | Removed | W074829REM | WILKINS | 975XLBMS | RP | 1.000 | 61417 | REMOVED- KITCHEN OF 3645 N HIGH
3661 | N HIGH ST | 43214- | Active | W125921 | WILKINS | 975 | RP | 2.000 | 61418 | OSD REAR OF BUILDING LOCKBOX CODE 1480
3674 | N HIGH ST | 43214-3538 | Active | 3637431 | WILKINS | 975 | RP | 0.750 | 102577 | BASEMENT AT WATER METER N SIDE UNDER STEPS
3712 | N HIGH ST | 43214-3523 | Active | 4775690 | WILKINS | 975XL2 | RP | 0.750 | 3443582 | BATH ROOM AT WATER METER
3763 | N HIGH ST | 43214-3547 | Not Required by DOW | CFA9305 | WILKINS | 975XL2 | RP | 0.500 | 3443592 | BY BOILER
3763 | N HIGH ST | 43214-3547 | Active | 418567 | WATTS | LF009M3QT | RP | 0.750 | 3655223 | BY FURNACE
3770 | N HIGH ST | 43214-3525 | Not Required by DOW | 1346171 | WILKINS | 975XLBMS | RP | 1.000 | 61706 | MECH ROOM
3770 | N HIGH ST | 43214-3525 | Not Required by DOW | W042033 | WILKINS | 975 | RP | 0.750 | 61707 | MECH / BOILER ROOM
3770 | N HIGH ST | 43214-3525 | Active | AMA07798 | WILKINS | 975XL3 | RP | 2.000 | 3636611 | AT METER IN BASEMENT MECHANICAL ROOM N/W CORNER
3791 | N HIGH ST | 43214-3526 | Active | 690386 | WATTS | 800M2QT | PVB | 1.000 | 93552 | RIGHT SIDE OF BDLG
3791 | N HIGH ST | 43214-3526 | In Review |  |  |  | RP | 1.000 | 3638890
3857 | N HIGH ST | 43214-3752 | Active | 297130 | WATTS | 909M1QT | RP | 1.500 | 61965 | BASEMENT IN FRONT CLOSET IN SPACE
3900 | N HIGH ST | 43214-3334 | Not Required by DOW | 89722 | WATTS | 009M2QT | RP | 0.750 | 62149 | WEST WALL
3901 | N HIGH ST | 43214 | Active | 242782 | WATTS | LF009M2QT | RP | 2.000 | 3657347 | IN HOTBOX OFF OF OLENTANGY BLVD & CERAMIC DR WEST SIDE
3909 | N HIGH ST | 43214-3333 | Active | 0000875 | AMES | 2000SS | DC | 0.750 | 62183 | N MECH/RISER ROOM OFF STORAGE/BREAK/LUNCH ROOM
3909 | N HIGH ST | 43214-3333 | Not Required by DOW | 227349 | WATTS | 009QT | RP | 0.500 | 62184 | MECH ROOM #109 OUTSIDE SOUTH
3909 | N HIGH ST | 43214-3333 | Not Required by DOW | 108896 | WATTS | LF009M2QT | RP | 1.000 | 62185 | MECHANICAL ROOM #142 SPRINKLER ROOM (IRRIGATION)
3909 | N HIGH ST | 43214-3333 | Not Required by DOW | 55703 | WATTS | 009QT | RP | 0.500 | 62186 | MECHANICAL ROOM #142 SPRINKLER ROOM
3909 | N HIGH ST | 43214-3333 | Not Required by DOW | 203976 | WATTS | LF009QT | RP | 0.500 | 62187 | MECHANICAL ROOM #116 NE CORNER (HUMIDIFER-SIZE 1/2)
3909 | N HIGH ST | 43214-3333 | Active | 3EK0869 | AMES | 3000SS | DCDA | 4.000 | 86963 | SPRINKLER ROOM
3909 | N HIGH ST | 43214-3333 | Active | 073684 | WATTS | LF009M2QT | RP | 1.500 | 3626263 | ROOM ACROSS FROM N MECH/RISER RM OFF STORAGE/BREAK ROOM AT METER
3923 | N HIGH ST | 43214-3335 | Active | hy-3282 | WATTS | 957 | RP | 3.000 | 93433 | AT METER IN BASEMENT
3923 | N HIGH ST | 43214-3335 | Not Required by DOW | 615252 | WATTS | 909QT | RP | 1.000 | 94734 | BASEMENT BOILER ROOM
3923 | N HIGH ST | 43214-3335 | Not Required by DOW | 623222 | WATTS | 909QT | RP | 0.750 | 94735 | 2ND FLOOR MECH ROOM NORTH END OF BLDG
3923 | N HIGH ST | 43214-3335 | Active | 1599860807 | AMES | 3000SS | DCDA | 4.000 | 95642 | BASEMENT MECH ROOM
3923 | N HIGH ST | 43214-3335 | Active | 56685 | AMES | 2000B | DC | 0.750 | 95643 | BASMENT MECH ROOM
3951 | N HIGH ST | 43214-3335 | Active | 45143 | WATTS | 009QT | RP | 1.000 | 62349 | EAST WALL OF FURNANCE ROOM
3989 | N HIGH ST | 43214-3337 | Not Required by DOW |  |  |  | RP |  | 3443618
3989 | N HIGH ST | 43214-3337 | Not Required by DOW | REM |  |  |  |  | 3624745
4080 | N HIGH ST | 43214-3234 | Active | 2862482 | WILKINS | 975XL | RP | 1.000 | 102739 | MECH ROOM
4080 | N HIGH ST | 43214-3234 | Not Required by DOW | 3302409 | WILKINS | 975XL | RP | 1.000 | 103061 | MECH ROOM
4109 | N HIGH ST | 43214 | Active | B013707 | WILKINS | 375XL | RP | 2.000 | 3613074 | NW KITCHEN/MECH/RISER AREA AT WATER METER RUSTY BUCKET
4109 | N HIGH ST | 43214 | Active | 1866610716 | AMES | 3000SS | DCDA | 4.000 | 3614929 | N/W KITCHEN/MECH/RISER AREA
4109 | N HIGH ST | 43214 | Active | 74815 | AMES | 2000B | DC | 0.750 | 3614930 | N/W CORNER OF BLDG
4110 | N HIGH ST | 43214-3234 | Active | 2831322 | WILKINS | 975XLBMS | RP | 1.500 | 62942 | IN MECHANICAL ROOM IN BASEMENT
4201 | N HIGH ST | 43214 | Active | 1892140616 | AMES | 3000SS | DCDA | 4.000 | 3618162 | RISER ROOM - OUTSIDE DOOR
4201 | N HIGH ST | 43214 | Active | 76280 | AMES | 2000B | DC | 0.750 | 3618181 | RISER ROOM - OUTSIDE DOOR
4201 | N HIGH ST | 43214 | Active | 4262646 | WILKINS | 975XL | RP | 1.500 | 3618182 | RISER ROOM - OUTSIDE DOOR
4201 | N HIGH ST | 43214 | Not Required by DOW | 65833 | WATTS | 919AQT | RP | 0.750 | 3618235 | MECHANICAL RM BEHIND FIRE SUPPRESSION
4201 | N HIGH ST | 43214 | Active | 033211 | WILKINS | 975XL | RP | 1.500 | 3655630 | rear hall by water heater 10" IN THE AIR
4214 | N HIGH ST | 43214-3048 | Removed | 2728727REM | WILKINS | 375 | RP | 1.000 | 63312 | REMOVED- INSIDE SERVICE BAY AREA IN SW CORNER
4214 | N HIGH ST | 43214-3048 | Active | 52884 | Watts | 919QT | RP | 1.000 | 3613383 | inside by meter
4221 | N HIGH ST | 43214-3011 | Removed | 392162REM | WATTS | 909QT | RP | 0.750 | 63332 | IN BASEMENT ON N WALL AT WATER METER REMOVED
4221 | N HIGH ST | 43214-3011 | Removed | 394955REM | WATTS | 909QT | RP | 0.750 | 63333 | IN BASEMENT ON N WALL AT WATER METER REMOVED
4249 | N HIGH ST | 43214-3049 | Active | 103784 | WATTS | 009M1QT | RP | 1.500 | 63414 | SOUTH UNIT-BACK WALL
4249 | N HIGH ST | 43214-3049 | Active | 247786 | WATTS | 009M2QT | RP | 1.000 | 63415 | SW CORNER OF BUILDING
4250 | N HIGH ST | 43214-3048 | Active | ACI9678 | WILKINS | 975XL | RP | 1.500 | 3443633 | INSIDE ACCESS PANEL BEHIND FRONT COUNTER, NW CORNER OF BUILDING
4258 | N HIGH ST | 43214-3048 | Active | 4756355 | WILKINS | 975XL2 | RP | 0.750 | 3443635 | IN 4260 UNIT NW IN CABINET AT WATER METER
4264 | N HIGH ST | 43214-3048 | Active | 4622203 | WILKINS | 975XL2 | RP | 1.250 | 3443636 | SW IN CABINET AT WATER METER
4270 | N HIGH ST | 43214-3048 | Active | 4756352 | WILKINS | 975XL2 | RP | 0.750 | 3443638 | SW AT WATER METER
4284 | N HIGH ST | 43214-3078 | Not Required by DOW | CB560837 | WILKINS | 720 | PVB | 0.750 | 3443639 | BACK OF BUILDING
4284 | N HIGH ST | 43214-3078 | Active | 297337 | WATTS | LF009M3QT | RP | 0.750 | 3648443 | SE MECH/FURN/HWT ROOM AT WATER METER
4290 | N HIGH ST | 43214- | Not Required by DOW | 145456 | WATTS | LF007M3QT | DC | 0.750 | 3443640 | METER LOCATED ON FIRST FLOOR IN BOX MIDWAY OF SHOWROOM
4290 | N HIGH ST | 43214- | Active | CB629232 | WILKINS | 720A | PVB | 0.750 | 3648699 | FRONT RIGHT OF BUILDING
4308 | N HIGH ST | 43214-2610 | Active | 1191186 | WILKINS | 975 | RP | 0.750 | 63648 | IN MECH ROOM ABOVE WATER METER
4308 | N HIGH ST | 43214-2610 | Not Required by DOW | 146097 | WATTS | 009QT | RP | 0.500 | 63649 | IN MECH ROOM ABOVE WATER METER
4308 | N HIGH ST | 43214-2610 | Not Required by DOW | A59374 | WATTS | 009PCQT | RP | 0.500 | 63650 | MECH ROOM BY BACK DOOR
4311 | N HIGH ST | 43214-2609 | Active | A14051 | WATTS | 009M2QT | RP | 1.500 | 92346 | NEAR WATER METER
4311 | N HIGH ST | 43214-2609 | Not Required by DOW | 613988 | WATTS | 909QT | RP | 1.000 | 93036 | METER ROOM LEFT SIDE
4316 | N HIGH ST | 43214-2610 | Active | 162166 | WATTS | 009M2 | RP | 1.000 | 3443642 | restroom behind access panel
4334 | N HIGH ST | 43214-2610 | Active | 229130 | WATTS | 009M3QT | RP | 0.750 | 63714 | MENS ROOM @ WATER METER
4341 | N HIGH ST | 43214-2611 | Active | CA71825 | WILKINS | 720A | PVB | 0.750 | 63743 | SOUTH SIDE OF BUILDING, RIGHT OF FRONT DOOR
4341 | N HIGH ST | 43214-2611 | Active | 266740 | WILKINS | 975 | RP | 0.750 | 63744 | BASEMENT BY WATER METERS (SE CORNER)
4343 | N HIGH ST | 43214- | Not Required by DOW | 147066 | WATTS | 009QT | RP | 0.750 | 63752 | NW FURN/MECH ROOM FOR DENTAL EQUIPMENT?
4343 | N HIGH ST | 43214- | Active | ABH8944 | WILKINS | 975XL2 | RP | 0.750 | 3649366 | MIDDLE -DEVELOPING ROOM BY SINK UNDER COUNTER AT WATER METER
4386 | N HIGH ST | 43214 | Active | 447442 | WATTS | 909M1QT | RP | 1.500 | 104135 | NORTH END OF BUILDING
4400 | N HIGH ST | 43214-2635 | Active | A051696 | FEBCO | 825YA | RP | 1.500 | 97100 | PENTHOUSE MECH ROOM
4400 | N HIGH ST | 43214-2635 | Active | X15256 | WILKINS | 375A | RP | 4.000 | 97674 | basement
4400 | N HIGH ST | 43214-2635 | Active | U18792 | WILKINS | 350A | DC | 6.000 | 97719 | basement
4425 | N HIGH ST | 43214-2612 | Active | W255365 | WILKINS | 975XL | RP | 0.750 | 3443649 | BASEMENT AT WATER METER
4455 | N HIGH ST | 43214-2603 | Active | 268583 | WATTS | 909M1QT | RP | 2.000 | 64070 | BEHIND COMPRESSOR IN BACK ROOM
4466 | N HIGH ST | 43214-2604 | Removed | G262722REM | WILKINS | 720A | PVB |  | 3443651
4476 | N HIGH ST | 43214-2604 | Removed | 41879REM | WATTS | 800QT | PVB | 1.000 | 64134 | NORTHEAST CORNER OF BLDG REMOVED
4476 | N HIGH ST | 43214-2604 | Removed | 63813REM | WATTS | 009QT | RP | 0.750 | 64135 | BASEMENT NORTH WALL AT WATER METER REMOVED
4476 | N HIGH ST | 43214-2604 | Active | 30389 | WATTS | 919 | RP | 2.000 | 3623171 | RISER ROOM LOCATED ON EASTSIDE OF BUILDING IN CENTER OF BUILDING
4476 | N HIGH ST | 43214-2604 | Active | 78686 | AMES | 2000B | DC | 0.750 | 3623304 | RISER ROOM - REAR EAST SIDE
4476 | N HIGH ST | 43214-2604 | Active | 1921590717 | AMES | 3000SS | DCDA | 3.000 | 3623305 | RISER ROOM - REAR EAST SIDE
4485 | N HIGH ST | 43214-2637 | Not Required by DOW |  |  |  | RP |  | 3443653
4485 | N HIGH ST | 43214-2637 | Active | 226966 | WATTS | LF009M3QT | RP | 0.750 | 3629566 | AT WATER METER
4489 | N HIGH ST | 43214 | Active | 4490293 | WILKINS | 975XL2 | RP | 1.500 | 64159 | SE AT WATER METER BY OFFICE
4501 | N HIGH ST | 43214-2637 | Active | 413045 | WATTS | 909M1QT | RP | 1.500 | 64247 | REAR MECH ROOM of 4501 building
4501 | N HIGH ST | 43214-2637 | Not Required by DOW | 2536062 | WILKINS | 975XLBMS | RP | 1.500 | 96984 | In rear mechanical room, with outside entrance
4501 | N HIGH ST | 43214-2637 | Removed | 1264516REM | WILKINS | 375XL | RP | 0.500 | 102564 | REMOVED- REAR MECHANICAL ROOM
4507 | N HIGH ST | 43214-2637 | Replaced | REP412778 | WATTS | 909M1HWQT | RP | 1.500 | 102572 | REPLACED- LEFT REAR CORNER OF SCHOOL DAYS STORE
4507 | N HIGH ST | 43214-2637 | Active | 19634 | WATTS | LF919QT | RP | 1.500 | 3611490 | LEFT REAR CORNER OF HAIR AND SKIN SALON
4519 | N HIGH ST | 43214-2637 | Active | W149866 | WILKINS | 975 | RP | 1.500 | 64278 | NORTH KITCHEN WALL
4550 | N HIGH ST | 43214-2638 | Active | 247696 | WATTS | 919AQT | RP | 0.750 | 3443655 | BSMNT 8' UP IN AIR. FOR 1 OUTDOOR SPIGOT ONLY.
4550 | N HIGH ST | 43214-2638 | Active | ALA54899 | WILKINS | 975 | RP | 1.000 | 3658625 | BASEMENT NORTH WALL
4560 | N HIGH ST | 43214-2638 | Active | 1870420915 | AMES | 3000SS | DCDA | 3.000 | 3443657 | SE Corner sprinkler riser room
4560 | N HIGH ST | 43214-2638 | Active | 74922 | AMES | 2000B | DC | 0.750 | 3613861 | SE Corner sprinkler riser room
4560 | N HIGH ST | 43214-2638 | Active | 20093 | WATTS | LF919QT | RP | 1.500 | 3615435 | SE METER/RISER RM - OSD
4578 | N HIGH ST | 43214-2002 | Active | B348573 | WILKINS | 375XL | RP | 0.750 | 3443660 | BASEMENT S/E CORNER @ WATER METER
4592 | N HIGH ST | 43214-2002 | Due Install |  |  |  | RP |  | 3443662
4601 | N HIGH ST | 43214-2043 | Due Install |  |  |  | RP | 1.500 | 3443663
4606 | N HIGH ST | 43214-2002 | Active | 4775684 | WILKINS | 975XL2 | RP | 0.750 | 3443665 | IN BASEMENT OF 4608 N HIGH @ METER
4610 | N HIGH ST | 43214-2002 | Active | 4775685 | WILKINS | 975XL2 | RP | 0.750 | 3443666 | BASEMENT OF 4612 N HIGH ST @ METER
4615 | N HIGH ST | 43214-2001 | Active | 193652 | WATTS | LF009M3QT | RP | 0.750 | 3443667 | AT METER
4669 | N HIGH ST | 43214-2051 | Active | T199428 | WILKINS | 720A | PVB | 0.750 | 3443676 | NORTH SIDE
4675 | N HIGH ST | 43214-2014 | Removed | 115294REM | WATTS | 009PCQT | RP | 0.500 | 64764 | REMOVED- SOUTH END
4675 | N HIGH ST | 43214-2014 | Removed | 118239REM | WATTS | 009PCQT | RP | 0.500 | 64765 | REMOVED- SOUTH END
4675 | N HIGH ST | 43214-2014 | Active | 292916 | WATTS | 909HWM1QT | RP | 1.500 | 64766 | BASEMENT AFTER METER
4702 | N HIGH ST | 43214- | Active | 51920 | WATTS | 919AQT | RP | 1.000 | 3443681 | MECH RM NEAR BACK OF BLDG IN FRONT OF BATHROOMS
4713 | N HIGH ST | 43214-2041 | Not Required by DOW | 163003 | WATTS | 009QT | RP | 0.500 | 89358 | IN DARK ROOM IN CABINET
4713 | N HIGH ST | 43214-2041 | Active | 086799 | WATTS | 009M2 | RP | 1.000 | 3626625 | AT METER
4756 | N HIGH ST | 43214-1586 | Due Install |  |  |  | RP | 0.750 | 3443687
4765 | N HIGH ST | 43214- | Replaced | REP677026 | RAINBIRD | 100 | PVB | 1.000 | 64982 | REPLACED- 10 W BEECHWOLD BLVD, LEFT SIDE OF HOUSE
4765 | N HIGH ST | 43214- | Active | G256346 | WILKINS | 720 | PVB | 1.000 | 3609710 | 10 W BEECHWOLD BLVD, LEFT SIDE OF HOUSE
4768 | N HIGH ST | 43214-1586 | Active | 356764 | WATTS | LF009M3QT | RP | 0.750 | 3443689 | BSMNT NE AT WATER METER
4784 | N HIGH ST | 43214-1554 | Active | A275542 | WILKINS | 375XL | RP | 1.500 | 102945 | AT WATER METER
4808 | N HIGH ST | 43214-1554 | Active | 4536200 | WILKINS | 975XL | RP | 0.750 | 3443693 | FRONT OF BUILDING, RIGHT SIDE BY METER, IN CABINET
4818 | N HIGH ST | 43214-1508 | Active | 279956 | WATTS | 009QT | RP | 1.000 | 88321 | SE WALL NEXT TO METER
4890 | N HIGH ST | 43214-1552 | Active | 1286390803 | AMES | 3000SS | DCDA | 6.000 | 65358 | REAR OF STORE NEXT TO MENS ROOM
4890 | N HIGH ST | 43214-1552 | Not Required by DOW | 213958 | WATTS | 009QT | RP | 1.000 | 65359 | MECH ROOM REAR OF BUILDING
4890 | N HIGH ST | 43214-1552 | Active | 56621 | WATTS | 007QT | DC | 0.750 | 65360 | REAR OF STORE NEXT TO MENS ROOM
4890 | N HIGH ST | 43214-1552 | Active | 96168 | WATTS | 009M2QT | RP | 1.500 | 65361 | MECH ROOM REAR OF BUILDING
4910 | N HIGH ST | 43214-1510 | Active | 129354 | WATTS | LF009M2QT | RP | 1.500 | 3443698 | HOT BOX SW CORNER PROPERTY CHIC FILLET
4910 | N HIGH ST | 43214-1510 | Active | 70887 | AMES | 2000BM3 | DC | 0.750 | 3656441 | HOT BOX SW CORNER PROP CHIC FILLET
4910 | N HIGH ST | 43214-1510 | Active | WI-1351 | AMES | COLT 300-GV | DCDA | 6.000 | 3656442 | HOT BOX SW CORNER PROP CHIC FILLET
4934 | N HIGH ST | 43214 | Active | 25676 | WATTS | 919QT | RP | 1.000 | 65454 | IN SOUTHEAST CORNER OF MECH ROOM
4942 | N HIGH ST | 43214- | Active | 479694 | WATTS | 909QT | RP | 1.000 | 83916 | BACK OF BUILDING AT WATER METER
4958 | N HIGH ST | 43214-1510 | Due Install | 374497 | WATTS | LF009M3 | RP | 1.000 | 3443703 | REAR NORTH WALL
4961 | N HIGH ST | 43214-1523 | Active | 246333 | WATTS | 009M3QT | RP | 0.750 | 65514 | FEMALE RESTROOM UNDER SINK..4959 N.HIGH
4968 | N HIGH ST | 43214-1524 | Active | 669420 | WILKINS | 975XL | RP | 0.750 | 65519 | FURNANCE ROOM EAST SIDE BUILDING
5026 | N HIGH ST | 43214-1524 | Active | 274235 | WATTS | LF009M2QT | RP | 1.000 | 3443718 | AT WATER METER IN KITCHEN
5026 | N HIGH ST | 43214-1524 | Not Required by DOW | 253833 | WATTS | 009 | RP | 0.750 | 3648587 | BESIDE SLOP SINK IN BACK ROOM
5030 | N HIGH ST | 43214-1524 | Active | 2821855 | WILKINS | 975A | RP | 1.500 | 92411 | MECH ROOM SE CORNER
5035 | N HIGH ST | 43214- | Active | 1374700904 | AMES | 3000SS | DCDA | 4.000 | 65790 | S MECH ROOM
5035 | N HIGH ST | 43214- | Active | 40691 | AMES | 2000B | DC | 0.750 | 65791 | S MECH ROOM
5035 | N HIGH ST | 43214- | Active | W198127 | WILKINS | 975 | RP | 2.000 | 65792 | METER ROOM / SOUTH SIDE OF BUILDING
5035 | N HIGH ST | 43214- | Not Required by DOW | W208402 | WILKINS | 975XL | RP | 1.500 | 65793 | MECH ROOM, SOUTH SIDE OF BUILDING
5035 | N HIGH ST | 43214- | Removed | 2256970REM | WILKINS | 975XL | RP | 2.000 | 103536 | REMOVED - 5037 N HIGH ST, MECHANICAL ROOM
5035 | N HIGH ST | 43214- | Not Required by DOW | 39269 | WATTS | 719QT | RP | 0.750 | 3618291 | STEAM TABLE
5035 | N HIGH ST | 43214- | Not Required by DOW | 21183 | WATTS | 919QT | RP | 1.500 | 3618292
5060 | N HIGH ST | 43214-1524 | Active | 4711095 | WILKINS | 975XL2 | RP | 2.000 | 3443719 | SE MECH/METER ROOM AT WATER METER -OUTSIDE DOOR
5064 | N HIGH ST | 43214-1524 | Not Required by DOW | W187088 | WILKINS | 975A | RP | 1.000 | 65900 | UTILITY ROOM, REAR OF BUILDING, ENTRY AT REAR OF BLOCKBUSTER VIDEO
5064 | N HIGH ST | 43214-1524 | Not Required by DOW | 4301774 | WILKINS | 975XL2 | RP | 0.750 | 3619769 | HW PEDICURE SINKS, LAUNDRY ROOM
5064 | N HIGH ST | 43214-1524 | Not Required by DOW | 4303416 | WILKINS | 975XL2 | RP | 0.750 | 3619770 | CW PEDICURE SINKS, LAUNDRY ROOM
5064 | N HIGH ST | 43214-1524 | Not Required by DOW | 4301781 | WILKINS | 975XL2 | RP | 0.750 | 3619771 | MECHANICAL ROOM
5064 | N HIGH ST | 43214-1524 | Active | 4661714 | WILKINS | 975XL2 | RP | 1.500 | 3633390 | BACK MID E MECH ROOM RED DOOR AT WATER METER
5090 | N HIGH ST | 43214-1526 | Active | 18972 | WATTS | 919QT | RP | 1.000 | 65981 | IN THE N.W. CORNER OF THE BASEMENT, AT THE WATER METER
5090 | N HIGH ST | 43214-1526 | Active | 3015156 | WILKINS | 975XL | RP | 2.000 | 98012 | BASEMENT AT WATER METER
5091 | N HIGH ST | 43214 | Active | 13752 | WATTS | LF719QT | DC | 2.000 | 65985 | MECHANICAL ROOM NW CORNER
5091 | N HIGH ST | 43214 | Active | ACO2929 | WILKINS | 975XL2 | RP | 2.000 | 65986 | MECHANICAL ROOM NW CORNER
5091 | N HIGH ST | 43214 | Not Required by DOW | ABZ2968 | WILKINS | 975XL2 | RP | 1.000 | 65987 | IN MECH ROOM ON WEST WALL
5116 | N HIGH ST | 43214- | Active | 035162 | WATTS | 909QT | RP | 0.750 | 3443720 | IN OFFICE IN CRAWL SPACE PROTECTING THE POOL-5146 N HIGH
5132 | N HIGH ST | 43214-1526 | Not Required by DOW | 54376 | WATTS | LF919QT | RP | 0.750 | 3443721 | DUMPSTER PAD COLD
5132 | N HIGH ST | 43214-1526 | Not Required by DOW | 53744 | WATTS | LF919QT | RP | 0.750 | 3607804 | DUMPSTER PAD HOT
5132 | N HIGH ST | 43214-1526 | Active | 24742 | WATTS | LF919QT | RP | 2.000 | 3607805 | AFTER DOMESTIC WATER METER
5132 | N HIGH ST | 43214-1526 | Not Required by DOW | 4001931 | WILKINS | 975XL2 | RP | 1.000 | 3607806
5150 | N HIGH ST | 43214-1555 | Active | 22712 | WATTS | LF919QT | RP | 1.500 | 66154 | STORAGE ROOM UNDER WATER METER
5152 | N HIGH ST | 43214-1555 | Not Required by DOW | 011554 | WATTS | 800M4QT | PVB | 0.750 | 96807 | SOUTH SIDE OF BLDG
5152 | N HIGH ST | 43214-1555 | Active | 219011 | APOLLO/CONBRACO | 4020502 | RP | 1.000 | 97180 | KITCHEN
5160 | N HIGH ST | 43214-1555 | Active | 27595 | WATTS | 919AQT | RP | 2.000 | 3443722 | MECHANICAL ROOM
5160 | N HIGH ST | 43214-1555 | Not Required by DOW | 27387 | WATTS | 919AQT | RP | 2.000 | 3613641 | MECHANICAL ROOM
5179 | N HIGH ST | 43214-1201 | Active | 258269 | WATTS | LF009M3QT | RP | 0.750 | 3443723 | AT WATER METER UNDER SINK
5185 | N HIGH ST | 43214-1201 | Active | 4683444 | WILKINS | 975XL2 | RP | 0.750 | 3443724 | IN 5185 UNIT BACK MECH ROOM AT WATER METER
5205 | N HIGH ST | 43214-1201 | Active | 30525 | WATTS | LF919QT | RP | 1.500 | 3443727 | FRONT RIGHT OF CLEANERS
5220 | N HIGH ST | 43214-1240 | Not required by DOW | 527228OHIO | WATTS | 909QT | RP | 1.000 | 66436 | SE CORNER OF EQUIPMENT STORAGE BUILDING
5220 | N HIGH ST | 43214-1240 | Not required by DOW | W190888OHIO | WILKINS | 975 | RP | 0.750 | 66437 | BUILDING C C2-4
5220 | N HIGH ST | 43214-1240 | Not required by DOW | W190889OHIO | WILKINS | 975 | RP | 0.750 | 66438 | BOILER ROOM A-1 ROOM #013
5220 | N HIGH ST | 43214-1240 | Not required by DOW | W190890OHIO | WILKINS | 975 | RP | 0.750 | 66439 | BLDG D ROOM D1-4
5220 | N HIGH ST | 43214-1240 | Not required by DOW | W190894OHIO | WILKINS | 975 | RP | 0.750 | 66442 | A-2 MECH ROOM
5220 | N HIGH ST | 43214-1240 | Not required by DOW | 1906824OHIO | WILKINS | 975 | RP | 0.750 | 66443 | SWIMMING POOL MECH ROOM
5220 | N HIGH ST | 43214-1240 | Not required by DOW | 1666553OHIO | WILKINS | 975XLBMS | RP | 0.750 | 87710 | BLDG A-5 RM 131
5220 | N HIGH ST | 43214-1240 | Active | 1231771009 | AMES | 4000RP | RP | 8.000 | 99093 | NORTHEAST CORNER OF PROPERTY INSIDE HOT BOX
5220 | N HIGH ST | 43214-1240 | Not required by DOW | 4239310OHIO | WILKINS | 975XL | RP | 0.750 | 3616918 | RIGHT SIDE OF BUILDING P2
5220 | N HIGH ST | 43214-1240 | Not required by DOW | 28564 | WATTS | LF008PCQ | PVB | 0.500 | 3649189 | KITCHEN ABOVE SINK AT HOSE REEL
5271 | N HIGH ST | 43214 | Active | 3639234 | WILKINS | 975XLBMS | RP | 1.000 | 102781 | MOP SINK IN MECH ROOM
5271 | N HIGH ST | 43214 | Active | 3618505 | WILKINS | 975XLBMS | RP | 1.500 | 103017 | METER IN MECH ROOM
5295 | N HIGH ST | 43214-1239 | Active | 365326 | WATTS | LF009M3QT | RP | 0.750 | 66566 | IN BASEMENT AT WATER METER
5300 | N HIGH ST | 43214-1240 | Active | 812723 | WILKINS | 975XL | RP | 1.000 | 93007 | AT METER
5316 | N HIGH ST | 43214-1257 | Active | 454040 | WATTS | LF009M3 | RP | 0.750 | 3443735 | BACK MECH ROOM AT WATER METER
5318 | N HIGH ST | 43214-1257 | Active | 5020966 | WILKINS | 975XL2 | RP | 0.750 | 3443736 | BACK MECH ROOM AT WATER METER
5320 | N HIGH ST | 43214-1257 | Active | W055934 | WILKINS | 975XL | RP | 0.750 | 66653 | BACK MECH ROOM AT WATER METER
5322 | N HIGH ST | 43214-1257 | Due Install |  |  |  | RP | 0.750 | 3443737 | BACK MECH ROOM AT WATER METER
5324 | N HIGH ST | 43214-1257 | Active | ALA22099 | WILKINS | 975 | RP | 0.750 | 3443738 | BACK MECH ROOM AT WATER METER
5370 | N HIGH ST | 43214-1242 | Active | 235373 | WATTS | 009M3QT | RP | 0.750 | 90776 | AT WATER METER
5400 | N HIGH ST | 43214-1117 | Active | 1530076 | WILKINS | 975 | RP | 0.750 | 66829 | DENTIST OFFICE
5445 | N HIGH ST | 43214-1129 | Not Required by DOW | 20283 | WATTS | 009M2 | RP | 1.500 | 66916 | Stock Room
5445 | N HIGH ST | 43214-1129 | Active | 443330 | WILKINS | 975XL | RP | 1.500 | 66917 | Stock Room
5455 | N HIGH ST | 43214-1127 | Removed | 6976REM | WATTS | LF009M3QT | RP | 0.750 | 66947 | Rear Stock Room
5455 | N HIGH ST | 43214-1127 | Active | 106188 | WATTS | LF009M2QT | RP | 1.500 | 3653459 | BACK BOILER ROOM
5455 | N HIGH ST | 43214-1127 | Active | VC-0377 | AMES | COLT400 | RPDA | 6.000 | 3653492
5455 | N HIGH ST | 43214-1127 | Active | 89612 | WATTS | 919 | RP | 0.750 | 3653493
5464 | N HIGH ST | 43214-1128 | Not Required by DOW | 24584 | WATTS | 009M3 | RP | 0.750 | 66956 | BACK ROOM
5464 | N HIGH ST | 43214-1128 | Active | 94411 | WATTS | 009M2 | RP | 1.000 | 66957 | N.E. CORNER AT METER
5470 | N HIGH ST | 43214-1128 | Active | 4287183 | WILKINS | 975XL2 | RP | 1.500 | 90567 | BACK ROOM
5540 | N HIGH ST | 43214-1124 | Not Required by DOW | 619553 | WATTS | 909PCQT | RP | 0.750 | 94845 | REAR OF KITCHEN-NEXT TO WATER HEATER, IN CEILING
5540 | N HIGH ST | 43214-1124 | Active | 208120 | WATTS | LF009M3QT | RP | 0.750 | 3655757 | N/E CORNER OF STOCK ROOM MOP CLOSET
5545 | N HIGH ST | 43214-1125 | Active | 213250 | WATTS | 009M3 | RP | 0.750 | 3443759
5562 | N HIGH ST | 43214- | Active | 85460 | WATTS | LF919QT | RP | 0.750 | 3629625 | Rear of building, same room as furnace
5564 | N HIGH ST | 43214-1124 | Active | 85447 | WATTS | 919QT | RP | 0.750 | 3443761
5566 | N HIGH ST | 43214- | Active | 84973 | WATTS | 919QT | RP | 0.750 | 3443762 | REAR OF BUILDING IN MECH ROOM
5568 | N HIGH ST | 43214-1124 | Active | 84491 | WATTS | 919QT | RP | 0.750 | 3443763 | REAR OF BUILDING IN MECH ROOM
5596 | N HIGH ST | 43085-3915 | Active | 3942730 | WILKINS | 975XL2 | RP | 1.500 | 3608190 | REAR WATER METER ROOM
5633 | N HIGH ST | 43085-3918 | Active | cab42464 | WILKINS | 720A | PVB | 1.000 | 92292 | FRONT OF BUILDING IN SOUTH BED
5633 | N HIGH ST | 43085-3918 | Due Install |  |  |  | RP | 1.500 | 3656858 | IN BASEMENT S/E WALL
5701 | N HIGH ST | 43085-3973 | Not Required by DOW | 903294 | WILKINS | 720A | PVB | 0.750 | 67669 | FRONT OF BUILDING
5701 | N HIGH ST | 43085-3973 | Active | ABA81137 | WILKINS | 975XL2 | RP | 1.000 | 3633427
5721 | N HIGH ST | 43085-3978 | Due Install |  |  |  | RP |  | 3443769
5750 | N HIGH ST | 43085-3917 | Active | 126927 | WATTS | 007M2QT | DC | 0.750 | 67819 | BASEMENT MECHANICAL ROOM SPRINKLER RISER ROOM
5750 | N HIGH ST | 43085-3917 | Active | 3JM2142 | AMES | 3000SS | DCDA | 4.000 | 67820 | BASEMENT MECHANICAL ROOM SPRINKLER RISER ROOM
5750 | N HIGH ST | 43085-3917 | Not Required by DOW | 295577 | WATTS | 800M4QT | PVB | 0.750 | 98941 | NORTH SIDE OUTSIDE
5750 | N HIGH ST | 43085-3917 | Active | ACM0005 | WILKINS | 975XL2 | RP | 2.000 | 3635201 | Girls Locker Room
5756 | N HIGH ST | 43085-3919 | Active | W186989 | WILKINS | 975XL | RP | 1.000 | 67840 | BASEMENT NORTHWEST CORNER
5758 | N HIGH ST | 43085-3919 | Active | 1043256 | WILKINS | 975XLBMS | RP | 1.000 | 67852 | KENNEL AREA SOUTH WALL
5763 | N HIGH ST | 43085- | Active | F021245 | WILKINS | 720A | PVB | 0.750 | 97881 | REAR OF HOUSE
5858 | N HIGH ST | 43085-4183 | Active | 881833 | WILKINS | 975XLBMS | RP | 0.750 | 68167 | EAST WALL FURNACE
5900 | N HIGH ST | 43085-3956 | Active | ABA61518 | WILKINS | 975XL2 | RP | 1.000 | 3443789 | In Basement under Stairs @ Water Meter
5921 | N HIGH ST | 43085-3957 | Active | CH1875 | FEBCO | 765 | PVB | 0.750 | 93556 | NORTH SIDE OF BLDG
5935 | N HIGH ST | 43085-3974 | Active | 31L0278 | AMES | 3000SS | DCDA | 6.000 | 68355 | IN PIT RIGHT SIDE OF DRIVEWAY ENTRANCE
5935 | N HIGH ST | 43085-3974 | Active | 430879 | WILKINS | 975XLBMS | RP | 1.000 | 68356 | IN BASEMENT MECH ROOM
5935 | N HIGH ST | 43085-3974 | Active | 90266 | WATTS | 007QT | DC | 0.750 | 68357 | IN PIT RIGHT SIDE OF DRIVEWAY ENTRANCE
5935 | N HIGH ST | 43085-3974 | Active | WC-2390 | WATTS | 957 | RP | 4.000 | 3633256 | IN BASEMENT MECH ROOM
5940 | N HIGH ST | 43085-3900 | Active | 471468 | WATTS | LF009M3 | RP | 0.750 | 3443790 | BASEMENT FRONT WALL
5940 | N HIGH ST | 43085-3900 | Due Install |  |  |  |  | 1.000 | 3658596 | BASEMENT FRONT WALL
6525 | N HIGH ST | 43085-4045 | Not Required by DOW | 122353 | WILKINS | 975 | RP | 1.000 | 70184 | MECHANICAL ROOM
6525 | N HIGH ST | 43085-4045 | Not Required by DOW | 37197 | WATTS | 800M2QT | PVB | 0.750 | 70185 | NORTH WEST END OF BUILDING OUTSIDE
6525 | N HIGH ST | 43085-4045 | Active | AD6389 | FEBCO | 805YB | DC | 0.750 | 70186 | LOWER LEVEL STAIRWELL WESTEND
6525 | N HIGH ST | 43085-4045 | Active | 086837 | WILKINS | 975 | RP | 2.000 | 70187 | NW CORNER OF BASEMENT
6525 | N HIGH ST | 43085-4045 | Active | 9209041245 | FEBCO | 856 | DCDA | 6.000 | 70188 | NW CORNER OF BASEMENT UNDER STAIRS
6525 | N HIGH ST | 43085-4045 | LPS - Active |  |  |  | LPC |  | 3628335 | DOMESTIC PUMP - NW CORNER OF BASEMENT UNDER STAIRS
6550 | N HIGH ST | 43085-4016 | Active | 251606 | WATTS | 909M1QT | RP | 1.500 | 70233 | NE BSMNT MECH/FURN RM AT WATER MTR -CITY HALL
6550 | N HIGH ST | 43085-4016 | Active | 071386 | WILKINS | 950 | DC | 2.000 | 70234 | NE BSMNT MECH/FURN RM BY WATER MTR LIMITED FIRE
6550 | N HIGH ST | 43085-4016 | Not Required by DOW | AC5031 | FEBCO | 765 | PVB | 1.500 | 70235 | NORTH SIDE - City Hall
6550 | N HIGH ST | 43085-4016 | Due Install |  |  |  | RP |  | 3644936
6568 | N HIGH ST | 43085-4016 | Removed | 58319REM | WATTS | 009QT | RP | 1.000 | 70261 | REMOVED- BY METER STORE ROOM
6600 | N HIGH ST | 43085-4062 | Active | 4224927 | WILKINS | 975XL | RP | 1.500 | 3618495 | BASEMENT PUMP ROOM
6600 | N HIGH ST | 43085-4062 | Not Required by DOW | 4272536 | WILKINS | 975XL2 | RP | 1.000 | 3618531 | BASEMENT PUMP ROOM
6600 | N HIGH ST | 43085-4062 | Active | 187129 | AMES | 3000SS | DCDA | 4.000 | 3619711 | BASEMENT PUMP ROOM
6600 | N HIGH ST | 43085-4062 | Active | 75278 | AMES | 2000B | DC | 0.750 | 3619712 | BASEMENT PUMP ROOM
6641 | N HIGH ST | 43085-4038 | Not Required by DOW | 2830822 | WILKINS | 975XLBMS | RP | 1.500 | 99010 | FRONT DOOR ENTRANCE
6641 | N HIGH ST | 43085-4038 | Not Required by DOW | 61358 | WATTS | LF919QT | RP | 1.000 | 3617021 | BASEMENT MECH ROOM
6641 | N HIGH ST | 43085-4038 | Active | 1289199 | WILKINS | 975XL | RP | 2.000 | 3618693 | BASEMENT MECHANICAL ROOM AT THE WATER METER
6641 | N HIGH ST | 43085-4038 | Active | 1267962 | WILKINS | 975XL | RP | 2.000 | 3618694 | BASEMENT MECHANICAL ROOM AT THE WATER METER
6650 | N HIGH ST | 43085-4084 | Active | 406195 | WATTS | 909QT | RP | 0.750 | 70429 | CHILLER ROOM 1ST FLOOR
6699 | N HIGH ST | 43085-2511 | Not Required by DOW | 130850 | WILKINS | 950XL | DC | 1.000 | 70501 | FURNANCE ROOM #120 OFF OF CASKET SHOWROOM
6699 | N HIGH ST | 43085-2511 | Not Required by DOW | 181811 | WILKINS | 950XL | DC | 1.250 | 70502 | IN MECHANCIAL ROOM NEXT TO HOT WATER TANK
6699 | N HIGH ST | 43085-2511 | Active | 57212 | WATTS | 009M1QT | RP | 2.000 | 70504 | AT WATER METER IN GARAGE AREA
6699 | N HIGH ST | 43085-2511 | Not Required by DOW | AA1465 | FEBCO | 765 | PVB | 2.00 | 70505 | BACK OF BLDG WEST
6733 | N HIGH ST | 43085 | Active | 082459 | WATTS | LF009M2QT | RP | 1.500 | 3648394 | HOTBOX
6733 | N HIGH ST | 43085 | Active | 1165170917 | WATTS | 774 | DCDA | 4.000 | 3648395 | HOTBOX - FIRE METER
6733 | N HIGH ST | 43085 | Active | 21856 | WATTS | 007M2QT | DC | 0.750 | 3648396 | HOTBOX - FIRE METER - 3/4" SIDE CAR
6733 | N HIGH ST | 43085 | Not Required by DOW | 83817 | AMES | 2000B | DC | 0.750 | 3652046 | RISER ROOM
6733 | N HIGH ST | 43085 | Not Required by DOW | 197810420 | AMES | 3000SS | DCDA | 4.000 | 3652048 | RISER ROOM INSIDE
6740 | N HIGH ST | 43085-2512 | Active | G5689 | CONBRACO | 4070AE3 | RP | 4.000 | 70573 | B- MECHANICAL ROOM AT METER--MAIN BLDG LOWER LEVEL
6740 | N HIGH ST | 43085-2512 | Active | N1249 | CONBRACO | 40-200-02 | RP | 3.000 | 70575 | B- FAN MECHANICAL--MAIN BLDG BOTTOM LEVEL
6740 | N HIGH ST | 43085-2512 | Not Required by DOW | A04417 | WATTS | 009M2QT | RP | 2.000 | 70576 | LOWER LEVEL MAINT BLVD NORTH WALL
6740 | N HIGH ST | 43085-2512 | Not Required by DOW | 21999 | WILKINS | 950XL | DC | 1.250 | 70577 | MARKETING STORE ROOM 1ST FLOOR N - ABOVE CEILING
6740 | N HIGH ST | 43085-2512 | Not Required by DOW | 98322 | FEBCO | 765 | PVB | 2.000 | 70579 | FRONT OF BUILDING
6740 | N HIGH ST | 43085-2512 | Not Required by DOW | 779559 | WILKINS | 720A | PVB | 2.000 | 98538 | OUTSIDE BEHIND N BLDG, NE CORNER IN LANDSCAPING BY TREE
6740 | N HIGH ST | 43085-2512 | Removed | [5 empty] | 3635144
6740 | N HIGH ST | 43085-2512 | Not Required by DOW | 106425 | WATTS | LF009M2QT | RP | 2.000 | 3648708 | B- MECHANICAL ROOM AT METER--MAIN BLDG LOWER LEVEL
6740 | N HIGH ST | 43085-2512 | Removed | [5 empty] | 3648710
6740 | N HIGH ST | 43085-2512 | Not Required by DOW | 143700 | WATTS | LF009M2QT | RP | 2.000 | 3648744 | BASEMENT OF DETACHED GARAGE
6767 | N HIGH ST | 43085-2511 | Active | SB-2481 | AMES | 300-GV | DCDA | 6.000 | 3443795 | basement northeast
6767 | N HIGH ST | 43085-2511 | Active | 50879 | AMES | 2000BM3 | DC | 0.750 | 3628005 | basement northeast
6767 | N HIGH ST | 43085-2511 | Active | 333988 | WATTS | LF009 | RP | 1.000 | 3638246 | basement northeast
6800 | N HIGH ST | 43085-2512 | Not Required by DOW | 280032 | WATTS | 909QT | RP | 0.750 | 70721 | ABOVE CHILLED WATER PUMP NO.# 2 IN MECH RM
6800 | N HIGH ST | 43085-2512 | Not Required by DOW | 352376 | WATTS | 909M1QT | RP | 1.500 | 70722 | BESIDE CHILLER IN MECHANICAL ROOM
6800 | N HIGH ST | 43085-2512 | Active | 020346 | WATTS | 909M1QT | RP | 2.000 | 3632788
6830 | N HIGH ST | 43085-2510 | Not Required by DOW | 130177 | WATTS | 909M1QT | RP | 2.000 | 70786 | BASEMENT MANT. SHOP
6830 | N HIGH ST | 43085-2510 | Active | 1647581109 | AMES | 2000SS | DC | 6.000 | 97978 | BASEMENT SPRINKLER RISER ROOM
6830 | N HIGH ST | 43085-2510 | Active | JI1290 | WATTS | 957RPDA-GV | RP | 3.000 | 97993 | SPRINKLER ROOM IN BASEMENT
6851 | N HIGH ST | 43085-2509 | Active | J105321 | FEBCO | 825Y | RP | 1.000 | 3443799 | IN CLOSET SOUTH OF LOBBY ENTRANCE
6851 | N HIGH ST | 43085-2509 | Not Required by DOW | 28392 | WATTS | LF919QT | RP | 2.000 | 3629890 | IN CLOSET SOUTH OF LOBBY ENTRANCE
6877 | N HIGH ST | 43085-2516 | Not Required by DOW | T418159 | WILKINS | 720A | PVB | 0.750 | 98006 | REAR OF BUILDING
6877 | N HIGH ST | 43085-2516 | Not Required by DOW | 3477407 | WILKINS | 975XL | RP | 0.750 | 100097 | BASEMENT BOILER ROOM
6877 | N HIGH ST | 43085-2516 | Active | ACF1643 | WILKINS | 975XL2 | RP | 1.500 | 3633253 | BSMNT AT WATER METER
6880 | N HIGH ST | 43085-2510 | Not Required by DOW | 18865 | WATTS | 919AQT | RP | 0.750 | 95899 | MECH ROOM AT WATER METER
6880 | N HIGH ST | 43085-2510 | Active | A20960 | WATTS | 009M2QT | RP | 1.500 | 96388 | IN BASEMENT AT WATER METER
6880 | N HIGH ST | 43085-2510 | Active | 1042201107 | AMES | 5000 | RPDA | 4.000 | 96389 | MECH ROOM AT WATER METER
6880 | N HIGH ST | 43085-2510 | Active | 13024 | AMES | 4000B-M2 | RP | 0.750 | 96390 | MECH ROOM AT WATER METER
6900 | N HIGH ST | 43085-2510 | Active | ALA09449 | WILKINS | 975XL3 | RP | 0.250 | 3443801 | PNC BANK BASEMENT N/W CORNER
6902 | N HIGH ST | 43085-2510 | Active | 3476965 | WILKINS | 975XLBMS | RP | 1.500 | 101653 | EAST SIDE MECH ROOM
6902 | N HIGH ST | 43085-2510 | Active | N1107251125 | FEBCO | 876V | DCDA | 6.000 | 101836 | MECH ROOM
6902 | N HIGH ST | 43085-2510 | Active | H016731 | FEBCO | 805Y | DC | 0.750 | 101837 | MECH ROOM
6902 | N HIGH ST | 43085-2510 | Active | 271758 | WILKINS | 975XLBMS | RP | 1.000 | 3657066 | MECH ROOM NORTH SIDE BUILDING
7000 | N HIGH ST | 43085-2500 | Active | W277002 | WILKINS | 975XLBMS | RP | 1.500 | 91103 | MECH METER ROOM
7000 | N HIGH ST | 43085-2500 | Not Required by DOW | 2214372 | WILKINS | 975XLBMS | RP | 0.750 | 93928 | WATER CLOSET
7007 | N HIGH ST | 43085-2329 | Removed | 2280806REM | WILKINS | 975XL | RP | 1.500 | 71258 | REMOVED- LAUNDRY ROOM
7007 | N HIGH ST | 43085-2329 | Inactive | 1227361 | WILKINS | 975XL | RP | 0.500 | 71260 | KITCHEN
7007 | N HIGH ST | 43085-2329 | Inactive | 18731 | WILKINS | 975 | RP | 4.000 | 71261 | BOILER ROOM -- S#B18731
7007 | N HIGH ST | 43085-2329 | Inactive | 18929 | WILKINS | 975 | RP | 4.000 | 71262 | BOILER ROOM -- S#B18929
7007 | N HIGH ST | 43085-2329 | Inactive | 587608 | WILKINS | 975 | RP | 2.000 | 71263 | ABOVE WATER METER
7007 | N HIGH ST | 43085-2329 | Inactive | 683172 | WILKINS | 975 | RP | 2.000 | 71264 | IN BOILER ROOM
7007 | N HIGH ST | 43085-2329 | Removed | 731713REM | WILKINS | 975 | RP | 1.500 | 71265 | ***REMOVED*** IN LAUNDRY ROOM
7100 | N HIGH ST | 43085-2316 | Active | 4974327 | WILKINS | 975XL2 | RP | 1.500 | 3443802 | AT WATER METER S MECH ROOM E OF DR & ELAVATOR ROOM KEY AT SUITE 100
7100 | N HIGH ST | 43085-2316 | Active | 28096 | WILKINS | 350A | DCDA | 4.000 | 3632531 | S MECH ROOM E OF DR & ELAVATOR ROOM KEY AT SUITE 100
7100 | N HIGH ST | 43085-2316 | Active | HG54021 | WILKINS | 950XL | DC | 0.750 | 3654360 | S MECH ROOM E OF DR & ELAVATOR ROOM KEY AT SUITE 100
7105 | N HIGH ST | 43085 | Active | 41074 | WATTS | LF919AQT | RP | 2.000 | 3654909 | NORTH SIDE MECH ROOM
7105 | N HIGH ST | 43085 | Active | XD-1847 | AMES | COLT 300GV | DCDA | 6.000 | 3654910 | NORTH SIDE MECH ROOM
7105 | N HIGH ST | 43085 | Active | 73609 | AMES | 2000BM3 | DC | 0.75 | 3654911 | NORTH SIDE MECH ROOM
7123 | N HIGH ST | 43085 | Active | UI-3204 | AMES | COLT 400 | RP | 4.000 | 3650696 | IN HOT BOX NE OF PROPERTY AT WATER METER
7123 | N HIGH ST | 43085 | Active | SI-1833 | AMES | COLT 300GV | DCDA | 8.000 | 3650697 | IN HOT BOX NE OF PROPERTY
7123 | N HIGH ST | 43085 | Active | 53865 | AMES | 2000BM3 | DC | 0.750 | 3650698 | IN HOT BOX NE OF PROPERTY
7140 | N HIGH ST | 43085 | Active | W046917 | WILKINS | 975 | RP | 0.750 | 71487 | SW BSMNT JANITOR/MECH/HWT CLOSET AT WATER METER
7140 | N HIGH ST | 43085 | Not Required by DOW | H323114 | FEBCO | 765 | PVB | 0.750 | 88458 | FRONT OF BLDG
7141 | N HIGH ST | 43085-2329 | Active | W177836 | WILKINS | 975XL | RP | 1.500 | 71491 | NEXT TO MOP SINK
7166 | N HIGH ST | 43085-2380 | Not Required by DOW | 242013 | WATTS | 009M2QT | RP | 1.000 | 71528 | BACK ROOM ABOVE HWT
7166 | N HIGH ST | 43085-2380 | Active | 4973357 | WILKINS | 975XL2 | RP | 2.000 | 71530 | BACK MECH ROOM AT WATER METER Outside Door FEDEX HAS LOCKBOX CODE
7459 | N HIGH ST | 43235-1412 | Active | AKF6849 | WILKINS | 375 | RP | 2.000 | 3443804 | FURNACE ROOM BASEMENT CLUBHOUSE
7459 | N HIGH ST | 43235-1412 | Due Install |  |  |  | DCDA | 6.000 | 3654295 | IN VAULT. LOCATED BTWN 341 AND 345 DELEGATE DR. BASICALLY BACKYARD OF 345
7474 | N HIGH ST | 43235-1446 | Active | 13807 | WATTS | LF009 | RP | 3.000 | 3443805 | WORTHINGTON INN BOILER ROOM S BLDG E SIDE
7480 | N HIGH ST | 43235-1446 | Not Required by DOW | 74899 | WATTS | 009QT | RP | 1.500 | 72078 | MECH ROOM
7480 | N HIGH ST | 43235-1446 | Active | L02954 | WILKINS | 375 | RP | 3.000 | 72079 | MECH ROOM
7480 | N HIGH ST | 43235-1446 | Due Install |  |  |  | DCDA | 8.000 | 3638456 | MECH ROOM
7480 | N HIGH ST | 43235-1446 | LPS - Active |  |  |  | LST |  | 3638457 | MECH ROOM
7550 | N HIGH ST | 43235-4691 | Active | 27544 | WATTS | 009M2QT | RP | 1.500 | 72223 | IN ROOM BESIDE OFFICE AT WATER METER
7550 | N HIGH ST | 43235-4691 | Not Required by DOW | 410063 | WILKINS | 720A | PVB | 1.500 | 72224 | IN ROOM BESIDE OFFICE AT WATER METER
7550 | N HIGH ST | 43235-4691 | Active | YI-1978 | AMES | 300 | DCDA | 4.000 | 3636961 | BY METER
7550 | N HIGH ST | 43235-4691 | Active | 77713 | AMES | 2000BM3 | DC | 0.750 | 3658095 | MECHANICAL ROOM NEXT TO OFFICE
7621 | N HIGH ST | 43235- | Removed | W580627REM | WILKINS | 720A | PVB | 1.000 | 72355 | REMOVED- BEHIND BRICK WALL
7621 | N HIGH ST | 43235- | Active | 4204653 | WILKINS | 975XL | RP | 0.750 | 3630005 | S/W CORNER OF INTERSECTION BEHIND BRICK WALL
7625 | N HIGH ST | 43235-1499 | Not Required by DOW | 0009211034 | FEBCO | 876V | DCDA | 6.000 | 72361 | South End of Theology basment hallway
7625 | N HIGH ST | 43235-1499 | Not Required by DOW | HC03792 | FEBCO | 850 | DC | 0.750 | 72362 | South End of Theology basement hallway
7625 | N HIGH ST | 43235-1499 | Not Required by DOW | 650857 | WATTS | 909QT | RP | 0.750 | 72363 | LOWER LEVEL OF REC BUILDING IN POOL PUMP ROOM
7625 | N HIGH ST | 43235-1499 | Not Required by DOW | 16583 | WATTS | 919ZQT | RP | 0.750 | 72364 | Jessing Center Blower Coil 5 mech room
7625 | N HIGH ST | 43235-1499 | Not Required by DOW | 306939 | WATTS | 909M1QT | RP | 2.000 | 72365 | Jessing Center pit mechanical room
7625 | N HIGH ST | 43235-1499 | Removed | 465284REM | WATTS | 909HWQT | RP | 0.750 | 72366 | REMOVED- LIBRARY MECH ROOM
7625 | N HIGH ST | 43235-1499 | Not Required by DOW | 23156 | WATTS | 919ZQT | RP | 0.750 | 72367 | Jessing Center pit LOWER MECH ROOM FRONT WALL
7625 | N HIGH ST | 43235-1499 | Not Required by DOW | 578498 | WATTS | 909QT | RP | 1.000 | 72368 | IN POWER HOUSE, IN ROOM NEXT TO BOILERS BESIDE WATER SOFTENER
7625 | N HIGH ST | 43235-1499 | Not Required by DOW | 4571087 | WILKINS | 975XL | RP | 0.750 | 72369 | COLLEGE BOILER ROOM
7625 | N HIGH ST | 43235-1499 | Removed | A61052REM | WATTS | 009QT | RP | 0.500 | 98593 | REMOVED- DISHWASHING AREA NEXT TO CAFETERIA BEHIND DISHWASHER
7625 | N HIGH ST | 43235-1499 | Active | 72945 | AMES | 2000B | DC | 0.750 | 3607881 | METER PIT
7625 | N HIGH ST | 43235-1499 | Active | 184462 | AMES | 3000SS | DCDA | 10.000 | 3607882 | METER PIT
7625 | N HIGH ST | 43235-1499 | Active | SA-0195 | AMES | 400 | RP | 6.000 | 3632606 | HOT BOX BY SOUTH PIT
7625 | N HIGH ST | 43235-1499 | Not Required by DOW | 44483 | WATTS | 919QT | RP | 0.750 | 3650154 | LIBRARY BOILER / PUMP ROOM
7625 | N HIGH ST | 43235-1499 | Not Required by DOW | 54259 | WATTS | 919QT | RP | 0.750 | 3650155 | LIBRARY BOILER / PUMP ROOM
7625 | N HIGH ST | 43235-1499 | Not Required by DOW | 84341 | WATTS | 009QT | RP | 0.750 | 3650164 | COOLING TOWER ISOLATION - ADMIN TOWER MECH CLOSET
7625 | N HIGH ST | 43235-1499 | Not Required by DOW | 63994 | WATTS | 919QT | RP | 0.750 | 3650165 | BOILER ISOLATION - SERVICE BUILDING BOILER ROOM UNDER KITCHEN
7965 | N HIGH ST | 43235-8402 | Not Required by DOW | 151840 | WATTS | 009M1PCQT | RP | 1.250 | 73076 | Basement Fire Pump Room - SE Corner
7965 | N HIGH ST | 43235-8402 | Not Required by DOW | 161812 | WATTS | 009M1PCQT | RP | 1.500 | 73077 | Basement Mechanical Room - Ceiling by Entrance
7965 | N HIGH ST | 43235-8402 | Not Required by DOW | 48518 | WATTS | 009QT | RP | 1.500 | 73078 | Basement Fire Pump Room - SE Corner
7965 | N HIGH ST | 43235-8402 | Active | 87956 | AMES | 2000BM3 | DC | 0.750 | 3635149 | Pit facing N High St East Side of Building
7965 | N HIGH ST | 43235-8402 | Active | WL-2113 | AMES | COLT 300GV | DCDA | 6.000 | 3635150 | Pit facing N High St East Side of Building
7965 | N HIGH ST | 43235-8402 | Active | ACM1767 | WILKINS | 975 XL | RP | 2.000 | 3654440
7965 | N HIGH ST | 43235-8402 | LPS - Active |  |  |  | LST |  | 3655604 | FIRE PUMP - FIRE PUMP ROOM
8008 | N HIGH ST | 43235-6440 | Active | 443146 | WILKINS | 975 | RP | 1.500 | 73200 | MECHANICAL ROOM
8008 | N HIGH ST | 43235-6440 | Active | YC-1851 | AMES | 975 | DCDA | 6.000 | 3658789 | IN HOT BOX BETWEEN ACCESS ROAD AND HIGH STREET
8008 | N HIGH ST | 43235-6440 | Active | 76459 | AMES | 2000B | DC | 0.750 | 3658790 | IN HOT BOX BETWEEN ACCESS ROAD AND HIGH STREET
8050 | N HIGH ST | 43235-6442 | Active | A006805 | FEBCO | 805 | DC | 0.750 | 73257 | OUTSIDE, SOUTHEND OF BUILDING IN PIT
8050 | N HIGH ST | 43235-6442 | Active | 9807301248 | FEBCO | 856 | DCDA | 6.000 | 73258 | OUTSIDE SOUTHEND OF BUILDING IN PIT
8050 | N HIGH ST | 43235-6442 | Active | 4065047 | WILKINS | 975XL2 | RP | 1.000 | 86980 | TOP OF PIT (SOUTH SIDE OF BUILDING)
8050 | N HIGH ST | 43235-6442 | Due Install |  |  |  | RP | 3.000 | 3640994 | HOT BOX (SOUTH SIDE OF BUILDING)
8080 | N HIGH ST | 43235-6477 | Active | 3149085 | WILKINS | 975XL | RP | 1.500 | 98160 | MECH ROOM
8080 | N HIGH ST | 43235-6477 | Active | 1699670809 | AMES | 3000SS | DCDA | 6.000 | 98253 | MECH ROOM
8080 | N HIGH ST | 43235-6477 | Active | 15227 | WATTS | 007M2QT | DC | 0.750 | 98254 | MECH ROOM
8080 | N HIGH ST | 43235-6477 | Not Required by DOW | 3066825 | WILKINS | 975XLBMS | RP | 1.000 | 98255 | MECH ROOM
8101 | N HIGH ST | 43235-1406 | Active | 146087 | WATTS | 909 | RP | 3.000 | 73322 | LOWER LEVEL PUMP ROOM MAINTAINCE OFFICE
8101 | N HIGH ST | 43235-1406 | Not Required by DOW | 65514 | WATTS | 009QT | RP | 2.000 | 73323 | UTLITY ROOM AT NORTHWOODS (KOLL PROP)
8101 | N HIGH ST | 43235-1406 | Due Install |  |  |  | DCDA | 6.000 | 3640991 | LOWER LEVEL PUMP ROOM MAINTAINCE OFFICE
8101 | N HIGH ST | 43235-1406 | LPS - Active |  |  |  | LST |  | 3640992 | LOWER LEVEL PUMP ROOM MAINTAINCE OFFICE
8101 | N HIGH ST | 43235-1406 | LPS - Active |  |  |  | LPC |  | 3640993 | DOMESTIC PUMP - LOWER LEVEL PUMP ROOM MAINTAINCE OFFICE
8121 | N HIGH ST | 43235-1441 | Removed | 8181REM | WATTS | 007QT | DC | 2.000 | 73343 | AT THE WATER METER IN THE NW CORNER OF THE BUILDING
8121 | N HIGH ST | 43235-1441 | Removed | 248187REM | WATTS | 909m1 | RP | 2.000 | 73344 | BOILER ROOM AT METER
8121 | N HIGH ST | 43235-1441 | Active | 279450 | WATTS | LF009M2QT | RP | 1.000 | 3653986 | AT THE WATER METER IN THE NW CORNER OF THE BUILDING
8121 | N HIGH ST | 43235-1441 | Removed | 392682 | WATTS | LF009M3QT | RP | 0.750 | 3653987 | AT THE WATER METER IN THE NW CORNER OF THE BUILDING
8145 | N HIGH ST | 43235-1441 | Active | 138279 | AMES | 3000SS | DCDA | 6.000 | 73412 | EAST STORAGE ROOM
8145 | N HIGH ST | 43235-1441 | Active | 174068 | WATTS | 909 | RP | 3.000 | 73413 | REAR MECH AREA ( Room 152M )
8145 | N HIGH ST | 43235-1441 | Active | 63391 | WATTS | 007M1QT | DC | 0.750 | 73414 | EAST STORAGE ROOM
8200 | N HIGH ST | 43235- | Active | W276814 | WILKINS | 975XLBMS | RP | 1.000 | 92884 | IN YARD BESIDE 8225 WINDSONG CT NEXT TO ROAD
8200 | N HIGH ST | 43235- | Replaced | REPG281077 | WILKINS | 720A | PVB | 0.750 | 3351134 | REPLACED- JUST EAST OF GREEN SPRINGS
8200 | N HIGH ST | 43235- | Active | T236487 | WILKINS | 720A | PVB | 1.000 | 3610006 | JUST EAST OF GREEN SPRINGS
8223 | N HIGH ST | 43235-1441 | Active | 2256964 | WILKINS | 975XLBMS | RP | 2.000 | 92923 | MECH ROOM
8303 | N HIGH ST | 43235 | Active | 39856 | WATTS | 919AQT | RP | 1.000 | 103615 | MECHANICAL ROOM
8319 | N HIGH ST | 43235 | Active | MD-0091 | WATTS | 957 | RP | 3.000 | 102782 | METER HOT BOX
8319 | N HIGH ST | 43235 | Active | 114796 | WATTS | 774DCDA | DC | 6.000 | 103018 | METER PIT
8319 | N HIGH ST | 43235 | Active | 19193 | WATTS | 007M1QT | DC | 0.750 | 103019 | METER PIT
8319 | N HIGH ST | 43235 | Not Required by DOW | T045766 | WILKINS | 720A | PVB | 1.000 | 103676 | 8390 FREEDOM CROSSING RD, NE CORNER OF FIRST UNIT
8319 | N HIGH ST | 43235 | Not Required by DOW | T045460 | WILKINS | 720A | PVB | 1.000 | 3616909 | BUILDING 8378
8333 | N HIGH ST | 43235 | Not Required by DOW | W276811 | WILKINS | 975XLBMS | RP | 1.000 | 89252 | EMPLOYEE RESTROOM
8333 | N HIGH ST | 43235 | Active | A03722 | WATTS | 009M1PCQT | RP | 1.500 | 89354 | SE EMPLOYEE RESTROOM AT WATER METER TIM HORTONS
8351 | N HIGH ST | 43235-1440 | Active | 27347 | WATTS | 009 | RP | 3.000 | 73749 | MECHANICAL ROOM AT ORCHARD KNOLL
8351 | N HIGH ST | 43235-1440 | Active | 439347 | WATTS | 909M1QT | RP | 2.000 | 92445 | MECH ROOM AT WATER METER
8351 | N HIGH ST | 43235-1440 | Not Required by DOW | 259293 | WATTS | 009QT | RP | 2.000 | 95413 | MECH ROOM AT METER
8351 | N HIGH ST | 43235-1440 | Active | 1209 | AMES | 3000CIV | DCDA | 6.000 | 3636948 | IN PIT EAST SIDE OF PROPERTY 70 FT EAST OF BLDG PARKING LOT ISLAND
8351 | N HIGH ST | 43235-1440 | Active | 77956 | AMES | 2000B | DC | 0.750 | 3657422 | IN PIT
8360 | N HIGH ST | 43235-6403 | Active | 116234 | WATTS | LF009M2QT | RP | 1.500 | 73759 | NEXT TO METER IN MECHANICAL ROOM
8360 | N HIGH ST | 43235-6403 | Active | 1105946 | AMES | 3000SS | DCDA | 4.000 | 97549 | hot box north side of bld....LEFT REAR
8360 | N HIGH ST | 43235-6403 | Active | 89177 | AMES | 2000B | DC | 0.750 | 97550 | hot box north side of bld.... LEFT REAR
8380 | N HIGH ST | 43235-6403 | Active | 83376 | WATTS | LF919 | RP | 1.000 | 3443809 | IN RESTROOM
8381 | N HIGH ST | 43085 | Active | 2871739 | WILKINS | 975XLBMS | RP | 1.500 | 96256 | MECH ROOM REAR OF BUILDING
8381 | N HIGH ST | 43085 | Not Required by DOW | 4221024 | WILKINS | 975 | RP | 0.750 | 3618454 | NAIL STATIONS, MECHANICAL ROOM in 8319
8381 | N HIGH ST | 43085 | Not Required by DOW | 4272972 | WILKINS | 975 | RP | 0.750 | 3618455 | NAIL STATIONS, MECHANICAL ROOM in 8319
8402 | N HIGH ST | 43235 | Not Required by DOW | 48331 | WATTS | 919QT | RP | 1.000 | 3609997 | NE MECHANICAL ROOM
8402 | N HIGH ST | 43235 | Active | 25886 | WATTS | 919QT | RP | 2.000 | 3610165 | NE MECH AREA AT WATER METER TAKE 5 CAR WASH
8402 | N HIGH ST | 43235 | Not Required by DOW | 26028 | WATTS | 919QT | RP | 2.000 | 3610166 | NE MECH ABOVE METER
8402 | N HIGH ST | 43235 | LPS - Active |  |  |  | LPC |  | 3636229 | DOMESTIC PUMP -
8402 | N HIGH ST | 43235 | LPS - Active |  |  |  | LPC |  | 3649672 | DOMESTIC PUMP
8440 | N HIGH ST | 43235-1401 | Removed | 5876REM | WATTS | 007M1QT | DC | 1.000 | 103181 | **REMOVED** REAR EXIT
8440 | N HIGH ST | 43235-1401 | Active | 27463 | WATTS | LF919QT | RP | 1.500 | 3633581 | E AT BACK DOOR AT WATER METER TACO BELL
8450 | N HIGH ST | 43235-1401 | Active | 1111118450 | HYDRO-GAP | XX | AG | 10.000 | 73874 | ABOVE 3 COMPARTMENT SINK
8450 | N HIGH ST | 43235-1401 | Removed | 821842REM | WATTS | 800M4QT | PVB | 1.000 | 73875 | REMOVED- OUTSIDE BY REAR DOOR
8450 | N HIGH ST | 43235-1401 | Due Install |  |  |  | RP |  | 3636960 | BACK DOOR UNDER HWT/MOP SINK AT WATER METER WENDY'S
8678 | N HIGH ST | 43235 | Active | W255004 | WILKINS | 975XL | RP | 1.500 | 102514 | METER ROOM
8678 | N HIGH ST | 43235 | Active | 11069280125 | AMES | 3000SS | DCDA | 6.000 | 102515 | ALONG HIGH ST HOTBOX
8678 | N HIGH ST | 43235 | Active | 34658 | WATTS | 007M1QT | DC | 0.750 | 102516 | ALONG HIGH ST HOTBOX
8678 | N HIGH ST | 43235 | Active | 3591127 | WILKINS | 975XL | RP | 1.000 | 102517 | METER ROOM
8678 | N HIGH ST | 43235 | Not Required by DOW | 35216 | WATTS | 919AQT | RP | 1.000 | 102518 | METER ROOM
8678 | N HIGH ST | 43235 | Not Required by DOW | 367766 | WATTS | 919AQT | RP | 0.750 | 102519 | DOG WASH ROOM
8742 | N HIGH ST | 43035 | Active | PC-0270 | WATTS | 957 | RP | 4.000 | 3618414 | MECH RM NW CORNER OF COURTYARD
8742 | N HIGH ST | 43035 | Active | 115619 | WATTS | 774 | DCDA | 8.000 | 3618528 | PUMP ROOM
8742 | N HIGH ST | 43035 | Active | 059070 | WATTS | 007M1PCQT | DC | 0.750 | 3618529 | PUMP ROOM
8742 | N HIGH ST | 43035 | Not Required by DOW | 70530 | WATTS | LF919QT | RP | 1.000 | 3618530 | POOL EQUIPMENT ROOM
8742 | N HIGH ST | 43035 | Not Required by DOW |  |  |  | LST |  | 3626248 | LOW PRESSURE SUSTAINING DEVICE FOR BOOSTER PUMP
8742 | N HIGH ST | 43035 | Not Required by DOW |  |  |  | LPC |  | 3626249 | LOW PRESSURE SUSTAINING DEVICE FOR BOOSTER PUMP
68 | N HIGH ST BLDG A | 43054-7153 | Active | 06583 | WATTS | 919QT | RP | 1.000 | 89391 | MECH ROOM UNIT A
68 | N HIGH ST BLDG B | 43054-7160 | Active | 06300 | WATTS | 909QT | RP | 1.000 | 90566 | IN MECH ROOM 1ST FLOOR
13 | N HIGH ST BLDG NEW | 43201 | Active | 3273186 | WILKINS | 975XLBMS | RP | 2.000 | 99718 | IN CAGE BY LOADING DOCK
1350 | N HIGH ST BLDG NEW | 43201 | Not Required by DOW | 18114 | WATTS | LF008PCQT | SVB | 0.500 | 100796 | WOMEN'S RESTROOM BY PHARMACY
1350 | N HIGH ST BLDG NEW | 43201 | Replaced | REP74739 | WATTS | 008PCQT | SVB | 0.500 | 100797 | REPLACED- MEN'S RESTROOM BY PHARMACY
1350 | N HIGH ST BLDG NEW | 43201 | Not Required by DOW | 74502 | WATTS | 008PCQT | SVB | 0.500 | 100798 | DAIRY COOLER BACK DOCK
1350 | N HIGH ST BLDG NEW | 43201 | Not Required by DOW | 74713 | WATTS | 008PCQT | SVB | 0.500 | 100799 | BAKERY DEPT
1350 | N HIGH ST BLDG NEW | 43201 | Replaced | 74503REP | WATTS | 008PCQT | SVB | 0.500 | 100800 | REPLACED- DELI DEPT
1350 | N HIGH ST BLDG NEW | 43201 | Active | 3273183 | WILKINS | 975XL | RP | 2.000 | 100801 | IN CAGE BY LOADING DOCK
1350 | N HIGH ST BLDG NEW | 43201 | Replaced | 74423REP | WATTS | 008PCQT | SVB | 0.500 | 100802 | REPLACED- MEAT DEPT
1350 | N HIGH ST BLDG NEW | 43201 | Not Required by DOW | 18115 | WATTS | LF008PCQT | SVB | 0.500 | 100803 | MEAT DEPT OUT IN SEAFOOD BY SINK
1350 | N HIGH ST BLDG NEW | 43201 | Not Required by DOW | 18116 | WATTS | LF008PCQT | SVB | 0.500 | 100804 | AT SINK IN MEAT DEPT.OUTSIDE MEAT COOLER
1350 | N HIGH ST BLDG NEW | 43201 | Active | 17559 | WATTS | 007M1QT | DC | 0.750 | 102539 | LOAD DOCK
1350 | N HIGH ST BLDG NEW | 43201 | Not Required by DOW | 18113 | WATTS | LF008PCQT | SVB | 0.500 | 3351150 | DELI DEPT
1350 | N HIGH ST BLDG NEW | 43201 | Not Required by DOW | 82313 | WATTS | 008PCQT | SVB | 0.500 | 3351151 | MEN'S RESTROOM BY PHARMACY
1350 | N HIGH ST BLDG NEW | 43201 | Not Required by DOW | 82318 | WATTS | 008PCQT | PVB | 0.500 | 3351152 | MEAT DEPT
1350 | N HIGH ST BLDG NEW | 43201 | Active | 1753940611 | AMES | 3000SS | DCDA | 6.000 | 3604316 | BACK DOOR
1350 | N HIGH ST BLDG NEW | 43201 | Not Required by DOW | 73631 | WATTS | 008PCQT | SVB | 0.500 | 3604317 | PRODUCE
1728 | N HIGH ST FLOOR TOP | 43201-1105 | Active | 379057 | WATTS | LF009M3QT | RP | 0.750 | 3622998 | NORTH UTILITY ROOM
6797 | N HIGH ST UNIT 235 | 43085-2533 | Due Install |  |  |  | RP | 3.000 | 3443797 | PIT
6660 | N HIGH ST UNIT 3-F | 43085-2537 | Active | AMA12958 | WILKINS | 975XL3 | RP | 1.500 | 3443794 | S/W ROOM IN BASEMENT ELECTRICAL ROOM
114 | N HIGH ST UNIT A | 43215- | Active | 4715702 | WILKINS | 975XL | RP | 2.000 | 90774 | 5 E LONG ST, ENTER FR BLD 5, NW CORNER BASEMENT BY METER
114 | N HIGH ST UNIT A | 43215- | Not Required by DOW | 05767 | WATTS | 919 | RP | 0.500 | 3605664 | 118 N HIGH ST, DENTAL EQUIP, MECH CLOSET W/ DENTAL EQUIP
170 | N HIGH ST UNIT A | 43215-2417 | Active | 3826639 | WATTS | 009QT | RP | 1.500 | 55874 | AT SOUTH WATER METER
479 | N HIGH ST UNIT A | 43215-2007 | Active | 4467320 | WILKINS | 975 | RP | 1.000 | 3443260 | IN BASEMENT OVER WATER METER
479 | N HIGH ST UNIT A | 43215-2007 | Active | SL1932 | AMES | COLT 300 | DCDA | 3.000 | 3633439
479 | N HIGH ST UNIT A | 43215-2007 | Active | 54432 | AMES | 2000B | DC | 0.750 | 3636572
688 | N HIGH ST UNIT A | 43215-1548 | Active | 26879 | WATTS | 919QT | RP | 1.500 | 3443270 | BASEMENT WEST WALL OF 668
688 | N HIGH ST UNIT A | 43215-1548 | Not Required by DOW | 03914 | WATTS | 775QT | DC | 1.000 | 3650187 | BASEMENT WEST WALL OF 668 ON LIMITED FIRE
120 | N HIGH ST UNIT A | 43201-2412 | Active | 4775680 | WILKINS | 975XL2 | RP | 0.750 | 54304 | BASEMENT E WALL
1276 | N HIGH ST UNIT A | 43201-2452 | Active | 2871744 | WILKINS | 975XLBMS | RP | 1.500 | 96754 | NEXT TO WATER METER
1481 | N HIGH ST UNIT A | 43201-2404 | Due Install |  |  |  | RP | 1.500 | 3443356
2195 | N HIGH ST UNIT A | 43201-1118 | Active | B318198 | WILKINS | 375XL | RP | 0.750 | 88597 | NW BACK STORAGE BTWN HWT & ICE MACHINE AT WATER METER
2650 | N HIGH ST UNIT A | 43202-2520 | Active | 50918 | WATTS | 800M4FR | PVB | 0.500 | 58893 | BASEMENT BOILER ROOM
2650 | N HIGH ST UNIT A | 43202-2520 | Active | 298606 | WATTS | LF009QT | RP | 1.000 | 58894 | BASEMENT BOILER ROOM ABOVE BOILER
2650 | N HIGH ST UNIT A | 43202-2520 | Active | 533292 | WATTS | 909QT | RP | 1.000 | 58895 | BASEMENT BOILER ROOM SE WALL
2661 | N HIGH ST UNIT A | 43202-2518 | Active | 4742504 | WILKINS | 975XL | RP | 1.000 | 3443468 | IN BASEMENT AT METER
4808 | N HIGH ST UNIT A | 43214-1554 | Active | 4989528 | WILKINS | 975XL2 | RP | 0.750 | 3443694 | IN REAR BASEMENT OF 4808 NORTH WALL
4844 | N HIGH ST UNIT A | 43214-1508 | Active | 24071 | WATTS | 009M2QT | RP | 1.000 | 65207 | NE CORNER OF BASEMENT
5155 | N HIGH ST UNIT A | 43214-1525 | Active | 108412 | WATTS | 709QT | DCDA | 8.000 | 66181 | Pump House by Front Entrance
5155 | N HIGH ST UNIT A | 43214-1525 | Not Required by DOW | 80879 | WATTS | LF919QT | RP | 0.750 | 66184 | Health Center - Records Rm- Closet Furnace/Electrical Basement
5155 | N HIGH ST UNIT A | 43214-1525 | Not Required by DOW | 41177 | WATTS | 009QT | RP | 1.500 | 66185 | Heath Center - Janitors Closet -by Dining 1st Flr
5155 | N HIGH ST UNIT A | 43214-1525 | Active | 7210 | WATTS | 007M1QT | DC | 0.750 | 66186 | Pump House by Front Entrance
5155 | N HIGH ST UNIT A | 43214-1525 | Active | 9203530 | HERSEY/GRINNELL | H-2 | DC | 6.000 | 66187 | Pump House by Front Entrance
5155 | N HIGH ST UNIT A | 43214-1525 | Not Required by DOW | HF63078 | FEBCO | 765 | PVB | 1.000 | 66188 | Courtyard Center of Complex from Health Center
5155 | N HIGH ST UNIT A | 43214-1525 | Active | W074728 | WILKINS | 975XL | RP | 1.000 | 66189 | Pump House by Front Entrance
5155 | N HIGH ST UNIT A | 43214-1525 | Not Required by DOW | 317922 | WATTS | 909CW | RP | 0.750 | 98431 | Virginia Gay-Basement Mechanical Rm/Near Kitchen
5155 | N HIGH ST UNIT A | 43214-1525 | Not Required by DOW | 05143 | AMES | 4000SS | RP | 1.500 | 99490 | Health Care - Receiving Dock
5155 | N HIGH ST UNIT A | 43214-1525 | Not Required by DOW | 367759 | WATTS | 009M2QT | RP | 1.000 | 100686 | Wellness Center - Basement Maintenance Shop - Ceiling near Pool Equip
5155 | N HIGH ST UNIT A | 43214-1525 | Not Required by DOW | 367748 | WATTS | 909M2QT | RP | 1.000 | 100687 | Wellness Center - 1st Flr - Mechanical Room
5155 | N HIGH ST UNIT A | 43214-1525 | Not Required by DOW | 369051 | WATTS | 009M2QT | RP | 1.000 | 100688 | Wellness Center - Pool Equipment Room - Basement
5155 | N HIGH ST UNIT A | 43214-1525 | Not Required by DOW | 352166 | WATTS | 909M2QT | RP | 1.000 | 100689 | Basement - Boiler Room - Near Maintenance Office
5155 | N HIGH ST UNIT A | 43214-1525 | LPS - Active |  |  |  | LPC |  | 3624886 | FIRE PUMP - PUMP HOUSE
5580 | N HIGH ST UNIT A | 43085- | Active | 3927596 | WILKINS | 975XL | RP | 1.000 | 3443765
6500 | N HIGH ST UNIT A | 43085-4016 | Active | 229253 | WATTS | 909HWM1QT | RP | 1.500 | 70124 | BSMNT MECH/BOILER AT WATER MTR -TOP DEVICE
6500 | N HIGH ST UNIT A | 43085-4016 | Active | 230273 | WATTS | 909M1QT | RP | 1.500 | 70125 | BSMNT MECH/BOILER RM AT WATER MTR -BTTM DEVICE
6500 | N HIGH ST UNIT A | 43085-4016 | Not Required by DOW | AB0241 | FEBCO | 765 | PVB | 1.500 | 70126 | SOUTH END OF BUILDING - Fire Station
6500 | N HIGH ST UNIT A | 43085-4016 | Not Required by DOW | 284792 | WATTS | 909QT | RP | 0.750 | 70127 | SOUTH WALL OF BOILER ROOM - Fire Station
6500 | N HIGH ST UNIT A | 43085-4016 | Not Required by DOW | 64126 | WATTS | 800QT | PVB | 1.500 | 70128 | SOUTH WALL - Fire Station
6500 | N HIGH ST UNIT A | 43085-4016 | Not Required by DOW | 64129 | WATTS | 800M2QT | PVB | 1.500 | 70129 | NORTH WALL - Fire Station
6500 | N HIGH ST UNIT A | 43085-4016 | Due Install |  |  |  | DCDA |  | 3644935
246 | N HIGH ST UNIT B | 43215-2406 | Active | 50849 | AMES | 2000B | DC | 0.750 | 93175 | SE BASEMENT CAGE AREA IN CORNER
246 | N HIGH ST UNIT B | 43215-2406 | Active | 1508310606 | AMES | 3000SS | DCDA | 8.000 | 93176 | SE BASEMENT
246 | N HIGH ST UNIT B | 43215-2406 | LPS - Active |  |  |  | LST |  | 3655636 | FIRE PUMP - FIRE PUMP ROOM
500 | N HIGH ST UNIT B | 43215- | Active | QH-2296 | WATTS | 957 | RP | 4.000 | 3620043 | BUILDING MAIN, BOILER, MECHANICAL ROOM
127 | N HIGH ST UNIT B | 43201-2452 | Active | 3015160 | WILKINS | 975XLBMS | RP | 2.000 | 96847 | BY METER REAR OF BLDG
1393 | N HIGH ST UNIT B | 43201-2459 | Not Required by DOW | A39315 | WATTS | 009QT | RP | 0.500 | 102738 | MECH ROOM
1393 | N HIGH ST UNIT B | 43201-2459 | Active not linked | 013521 | WATTS | LF009M2QT | RP | 1.500 | 3607347 | ROOM B108 (BASEMENT ELEC ROOM)
1393 | N HIGH ST UNIT B | 43201-2459 | Active not linked | V42074 | WILKINS | 350ADA | DCDA | 4.000 | 3607348 | BASEMENT SPRINKLER RISER ROOM
1393 | N HIGH ST UNIT B | 43201-2459 | Active not linked | 3986501 | WILKINS | 950XLD | DC | 0.750 | 3607349 | BASEMENT SPRINKLER RISER ROOM
2333 | N HIGH ST UNIT B | 43202-2901 | Active | ALA51860 | WILKINS | 975XL3 | RP | 0.750 | 57996 | BASEMENT BY WATER METER
3620 | N HIGH ST UNIT B-9 | 43214-3643 | Not Required by DOW | 294641 | WATTS | 009M3QT | RP | 0.750 | 99238 | BASEMENT MECHANICAL ROOM
3620 | N HIGH ST UNIT B-9 | 43214-3643 | Active | 4775064 | WILKINS | 975XL2 | RP | 1.500 | 3636433 | BASEMENT IN SMALL ROOM ON WEST SIDE AT WATER METER
68 | N HIGH ST UNIT C | 43054-7101 | Active | 70968 | WATTS | 009M2 | RP | 1.000 | 70706 | MECHANICAL ROOM
76 | N HIGH ST UNIT C | 43215-6439 | Active | 1247560103 | AMES | 3000 | DCDA | 4.000 | 72410 | 767 N HIGH ST, MECHANICAL ROOM IN BASEMENT
765 | N HIGH ST UNIT C | 43215-6439 | Active | 29564 | AMES | 2000SS | DC | 0.750 | 72411 | 767 N HIGH ST, MECHANICAL ROOM IN BASEMENT
765 | N HIGH ST UNIT C | 43215-6439 | Active | W069380 | WILKINS | 975XLBMS | RP | 1.500 | 72412 | 767 N HIGH ST, MECHANICAL ROOM
68 | N HIGH ST UNIT D | 43054-8091 | Active | W149682 | WILKINS | 975XL | RP | 1.000 | 70708 | UNIT D SOUTH MECH ROOM
68 | N HIGH ST UNIT E | 43054-8915 | Active | W104641 | WILKINS | 975XL | RP | 1.000 | 70707 | MECH ROOM NORTH CLOSET
68 | N HIGH ST UNIT F | 43054 | Active | 98570 | WATTS | 919QT | RP | 0.750 | 70705 | MECHANICAL ROOM
68 | N HIGH ST UNIT F | 43054 | LPS - In Review |  |  |  | LPC |  | 3631383 | LOW PRESSURE SUSTAINING DEVICE FOR BOOSTER PUMP
39 | N HIGH ST UNIT R | 43214- | Active | 90102 | WATTS | 009QT | RP | 0.750 | 62172 | EAST SIDE OF BUILDING
464 | N HIGHLAND AVE | 43204-3444 | Active | 223606 | WATTS | 009QT | RP | 1.000 | 64659 | MECH ROOM NEXT TO WATER METER
25 | N JAMES RD | 43213-1016 | Active | 4713050 | WILKINS | 975XL2 | RP | 1.500 | 58460 | NW AFTER METER
42 | N JAMES RD | 43219-1834 | Active | X00919 | WILKINS | 375ADA | RP | 6.000 | 95976 | CHILLER ROOM 1ST FLOOR R#1A350A NW SIDE
420 | N JAMES RD | 43219-1834 | Active | 1112060707 | WATTS | 774DCDA | DCDA | 10.000 | 95977 | Fire Pump Room
420 | N JAMES RD | 43219-1834 | Active | 16144 | WATTS | 007M2QT | DC | 0.750 | 95978 | Fire Pump Room
420 | N JAMES RD | 43219-1834 | Not Required by DOW | 1823555 | WILKINS | 975XLBMS | RP | 1.250 | 95979 | CHILLER ROOM 1ST FL RM 1A350A NW SIDE
420 | N JAMES RD | 43219-1834 | Not Required by DOW | W299667 | WILKINS | 975XLBMS | RP | 1.000 | 95980 | RM 2B158
420 | N JAMES RD | 43219-1834 | Not Required by DOW | 2605377 | WILKINS | 975XLBMS | RP | 1.500 | 95981 | BACK WALL OF BOILER ROOM 3B001
420 | N JAMES RD | 43219-1834 | Replaced | REP235927 | WILKINS | 375DA | RPDA | 3.000 | 95982 | REPLACED- HEAT EXCHANGE ROOM 4A011 4TH FLOOR MECH ROOM
420 | N JAMES RD | 43219-1834 | Not Required by DOW | 1236441 | WILKINS | 975XLBMS | RP | 1.250 | 95983 | RM 4A011 4TH FLOOR MECH ROOM
420 | N JAMES RD | 43219-1834 | Not Required by DOW | 2794100 | WILKINS | 975XLBMS | RP | 0.750 | 95984 | ABOVE CEILING IN JANITORS CLOSET 4A005
420 | N JAMES RD | 43219-1834 | Not Required by DOW | 2871729 | WILKINS | 975XLBMS | RP | 1.500 | 95985 | 2B283 Mechanical Room
420 | N JAMES RD | 43219-1834 | Not Required by DOW | L35905 | WILKINS | 375DA | RP | 3.000 | 95986 | 3B001 BOILER ROOM
420 | N JAMES RD | 43219-1834 | Not Required by DOW | 07712 | WATTS | 009QT | RP | 1.000 | 95989 | 3A280 3RD FLOOR
420 | N JAMES RD | 43219-1834 | Removed | A72111REM | WATTS | 009QT | RP | 0.500 | 97972 | REMOVED- DECONTAMINATION ROOM 2B291
420 | N JAMES RD | 43219-1834 | Not Required by DOW | A79841 | WATTS | 009QT | RP | 0.500 | 97973
420 | N JAMES RD | 43219-1834 | Not Required by DOW | 314306 | APOLLO/CONBRACO | 4020602 | RP | 1.250 | 102213 | 2B172 SUB STERILE ROOM
420 | N JAMES RD | 43219-1834 | Not Required by DOW | 345028 | APOLLO/CONBRACO | 4020602 | RP | 1.250 | 102214 | 2B182 2ND FLOOR CLEAN ROOM
420 | N JAMES RD | 43219-1834 | Not Required by DOW | DUP1705510612 | AMES | 2000SS | DC | 6.000 | 3607807 | DUPLICATE RECORD - NEW OUT BUILDING REAR MECHANICAL ROOM
420 | N JAMES RD | 43219-1834 | Not Required by DOW | 3686683 | WILKINS | 975XL | RP | 1.500 | 3607808 | NEW OUT BUILDING REAR MECHANICAL ROOM
420 | N JAMES RD | 43219-1834 | Not Required by DOW | L92736 | WILKINS | 375DA | RP | 3.000 | 3607885 | HEAT EXCHANGE ROOM 4A011 4TH FLOOR MECH ROOM
420 | N JAMES RD | 43219-1834 | Not Required by DOW | 89985 | WATTS | LF009M3QT | RP | 0.750 | 3616906 | AIR HANDLER ON ROOF
420 | N JAMES RD | 43219-1834 | Not Required by DOW | 07414 | WATTS | 919 | RP | 0.500 | 3622514 | MECHANICAL ROOM 1A350
420 | N JAMES RD | 43219-1834 | Not Required by DOW | 54421 | WATTS | 919QT | RP | 1.000 | 3622515 | MECHANICAL ROOM 2B292
420 | N JAMES RD | 43219-1834 | Not Required by DOW | 56469 | WATTS | 919QT | RP | 1.000 | 3622516 | MECHANICAL ROOM 2B292
420 | N JAMES RD | 43219-1834 | Not Required by DOW | 07723 | WATTS | 009QT | RP | 0.375 | 3623289 | WEST SIDE ROOF UNIT
420 | N JAMES RD | 43219-1834 | Not Required by DOW | 07742 | WATTS | 009QT | RP | 0.375 | 3624336
420 | N JAMES RD | 43219-1834 | Active | 123696 | WATTS | LF009M2QT | RP | 1.000 | 3624487 | Boiler Room
420 | N JAMES RD | 43219-1834 | Not Required by DOW | 77484 | AMES | 2000B | DC | 0.750 | 3624766
420 | N JAMES RD | 43219-1834 | Not Required by DOW | 1904921116 | AMES | 3000SS | DCDA | 4.000 | 3624767
420 | N JAMES RD | 43219-1834 | Not Required by DOW | 15486 | WILKINS | 375AST | RP | 2.500 | 3636586 | BACK BOILER ROOM
420 | N JAMES RD | 43219-1834 | Not Required by DOW | 210855 | WATTS | 009 | RP | 0.750 | 3639258 | LOC NUM 1B103A
420 | N JAMES RD | 43219-1834 | Not Required by DOW | 210846 | WATTS | 009 | RP | 0.750 | 3639259 | LOC NUM 3B001 BOILER ROOM
420 | N JAMES RD | 43219-1834 | Not Required by DOW | 210832 | WATTS | 009 | RP | 0.750 | 3639260 | LOC NUM 3B001 BOILER ROOM
420 | N JAMES RD | 43219-1834 | Not Required by DOW | 210825 | WATTS | 009 | RP | 0.750 | 3639261 | LOC NUM 4A011 ROOM
420 | N JAMES RD | 43219-1834 | Not Required by DOW | 210833 | WATTS | 009 | RP | 0.750 | 3639262 | LOC NUM 3B001 BOILER ROOM
420 | N JAMES RD | 43219-1834 | Not Required by DOW | 210830 | WATTS | 009 | RP | 0.750 | 3639263 | LOC NUM 1A350 CHILLER ROOM
420 | N JAMES RD | 43219-1834 | Not Required by DOW | 210818 | WATTS | 009 | RP | 0.750 | 3639264 | LOC NUM 1A350 CHILLER ROOM
420 | N JAMES RD | 43219-1834 | Not Required by DOW | 59132 | WATTS | 919 | RP | 1.000 | 3641156 | 1ST FLOOR PARKING GARAGE MECH/JANITORS CLOSET
420 | N JAMES RD | 43219-1834 | Not Required by DOW | 37480 | WATTS | 909 | RP | 1.000 | 3644711 | BOILER ROOM 1A350
420 | N JAMES RD | 43219-1834 | Not Required by DOW | 183069 | WATTS | LF009M2 | RP | 1.000 | 3646154 | PENTHOUSE ROOFTOP OF SURGERY ADDITION - WESTSIDE
420 | N JAMES RD | 43219-1834 | Not Required by DOW | 4641257 | WILKINS | 975 | RP | 1.000 | 3646155 | MECH ROOM 1A460 NEW SURGERY CENTER
420 | N JAMES RD | 43219-1834 | Not Required by DOW | 155256 | WATTS | LF009M2 | RP | 1.000 | 3646156 | PENTHOUSE ROOFTOP EAST END - NEW SURGERY CENTER
420 | N JAMES RD | 43219-1834 | LPS - Active |  |  |  | LST |  | 3658389 | FIRE PUMP - PUMP ROOM
641 | N JAMES RD | 43219-1837 | Active | H873321 | FEBCO | 765 | PVB | 1.000 | 93615 | ON THE STREET SIDE AT SIDE OF THE BUILDING
641 | N JAMES RD | 43219-1837 | Due Install |  |  |  | RP | 6.000 | 3636505
674 | N JAMES RD | 43219-1838 | Active | W008059 | WILKINS | 975XLBMS | RP | 0.750 | 70569 | SE UNIT IN CABINET AT WATER METER BEHIND 3740 E 5TH AV
777 | N JAMES RD | 43219-1839 | Active | 132926 | AMES | 3000SS | DCDA | 8.000 | 72760 | N.E. CORNER OF BUILDING (SHREDDING ROOM)
777 | N JAMES RD | 43219-1839 | Active | 37138 | AMES | 2000B | DC | 0.750 | 72761 | N.E. CORNER OF BUILDING (SHREDDING ROOM)
777 | N JAMES RD | 43219-1839 | Active | 587258 | WILKINS | 975 | RP | 2.000 | 72762 | GROUND LEVEL SE CORNER OF BUILDING
141 | N LAZELLE ST | 43215- | Active | 24431 | WATTS | LF909 | RP | 4.000 | 3648350 | MECH ROOM
141 | N LAZELLE ST | 43215- | Active | 1980511219 | AMES | 3000SS | DCDA | 6.000 | 3648351 | MECH ROOM - FIRE METER
141 | N LAZELLE ST | 43215- | Active | 29891 | WATTS | 007M1-QT | DC | 0.750 | 3648352 | MECH ROOM - FIRE METER 3/4" SIDE CAR
85 | N MARCONI BLVD | 43215-2823 | Removed | 241122REM | WATTS | 009QT | RP | 1.000 | 73915 | Removed - ROOM 11 IN BASEMENT
85 | N MARCONI BLVD | 43215-2823 | Not Required by DOW | 210079 | WATTS | 009M3QT | RP | 0.750 | 91599 | IN BOILER ROOM ABOVE EYEWASH
85 | N MARCONI BLVD | 43215-2823 | Not Required by DOW | 368322 | WATTS | 909M1QT | RP | 1.500 | 93017 | BOILER RM IN BASEMENT
85 | N MARCONI BLVD | 43215-2823 | Not Required by DOW | 377533 | WATTS | 909M1QT | RP | 1.500 | 93018 | BOILER RM IN BASEMENT
85 | N MARCONI BLVD | 43215-2823 | Not Required by DOW | 532431 | WATTS | 909QT | RP | 0.750 | 93019 | BOILER RM IN BASEMENT
85 | N MARCONI BLVD | 43215-2823 | Removed | 236388REM | WATTS | 009QT | RP | 1.000 | 95752 | Removed - GARAGE GEN ROOM
85 | N MARCONI BLVD | 43215-2823 | Not Required by DOW |  | WATTS | 919 | RP | 0.50 | 99560 | 4TH FLOOR MARSHALL'S OFFICE, ABOVE CEILING
85 | N MARCONI BLVD | 43215-2823 | Not Required by DOW | 332442 | WATTS | 009QT | RP | 0.500 | 101014 | 2ND FLOOR MECHANIC ROOM
85 | N MARCONI BLVD | 43215-2823 | Not Required by DOW | 13590 | WATTS | 919QT | RP | 1.500 | 3609363 | ROOM 11 BY WATER RECLAIMING TANK
85 | N MARCONI BLVD | 43215-2823 | Active | VF-2362 | AMES | COLT 400 | RP | 4.000 | 3633198 | AFTER DOMESTIC WATER METER
85 | N MARCONI BLVD | 43215-2823 | Active | 1942270718 | AMES | 3000SS | DCDA | 6.000 | 3633199 | MID E BSMNT WORKOUT ROOM IN CAGE
85 | N MARCONI BLVD | 43215-2823 | Active | 28291 | WATTS | 007M1QT | DC | 0.750 | 3633792 | BASEMENT WORKOUT ROOM
12 | N MARION DR | 43207-5431 | Active | ACA1055 | WILKINS | 975XL | RP | 2.000 | 3477575 | BUILDING 1277 BETWEEN APARTMENT A AND B MECHANICAL ROOM
1327 | N MARION DR | 43207-5427 | Active | ACA1084 | WILKINS | 975XL | RP | 2.000 | 3477576 | RIGHT SIDE OF BUILDING IN MECH ROOM BETWEEN C & D
1459 | N MARION DR | 43207-5415 | Active | ACA1242 | WILKINS | 975XL | RP | 2.000 | 3477577 | IN MECH ROOM BETWEEN C & D
1373 | N MARION RD | 43207-5423 | Active | ACA2166 | WILKINS | 975XL | RP | 1.500 | 3477627 | RIGHT SIDE OF BUILDING BETWEEN APT A AND B MECH ROOM
1421 | N MARION RD | 43207-5440 | Active | ACA2199 | WILKINS | 975XL | RP | 1.500 | 3477628 | IN MECH ROOM BETWEEN C & D
10 | N MAY AVE | 43215 | Active | RC-0526 | WATTS | 957 | RP | 3.000 | 3630219 | WATER ROOM NORTHWEST SIDE OF BUILDING
10 | N MAY AVE | 43215 | Not Required by DOW | 22478 | WATTS | LF919QT | RP | 1.500 | 3630220 | WATER ROOM NORTHWEST SIDE OF BUILDING
10 | N MAY AVE | 43215 | Active | 14329 | AMES | 4000B | RP | 0.750 | 3632670 | SW CORNER OF MECHANICAL ROOM
10 | N MAY AVE | 43215 | Active | 1072680218 | AMES | 5000SS | RPDA | 6.000 | 3632671 | SW CORNER OF MECHANICAL ROOM
30 | N MAY AVE | 43215 | Active | 32514 | WATTS | LF919QT | RP | 2.000 | 3632988 | PARKING GARAGE, ELECTRIC/MECHANICAL ROOM
47 | N MONROE AVE | 43203-1373 | Inactive | 342059 | WATTS | 009M3QT | RP | 0.750 | 64923 | BOILER ROOM, Monroe M.S.
474 | N MONROE AVE | 43203-1373 | In Review |  |  |  | RP |  | 3636833 | BOILER ROOM, Monroe M.S.
913 | N MOORS PL | 43017-8220 | Active | G214860 | WILKINS | 720A | PVB | 0.750 | 99670 | NORTHWEST CORNER AT A/C UNIT
9167 | N MOORS PL | 43017-8220 | Active | DJ4125 | FEBCO | 765 | PVB | 0.750 | 74585 | LEFT SIDE OF HOUSE CENTER
18 | N NELSON RD | 43219-2935 | Active | 2830793 | WILKINS | 975XLBMS | RP | 1.500 | 96384 | BASEMENT WEST WALL
50 | N NELSON RD | 43219-2950 | Active | UJ-3028 | WATTS | 957 | RP | 3.000 | 3649352 | IN MECH ROOM AT WATER METER. SOUTHWEST CORNER
500 | N NELSON RD | 43219-2950 | Active | VA-0014 | AMES | COLT 300-GV | DCDA | 4.000 | 3649353 | IN MECH ROOM AT FIRE RISER
500 | N NELSON RD | 43219-2950 | Active | 63896 | AMES | 2000B | DC | 0.750 | 3649354 | IN MECH ROOM AT FIRE RISER - 3/4" SIDE CAR
533 | N NELSON RD | 43219- | Active | 26481 | WATTS | 919-QT | RP | 1.500 | 3629567 | NORTHWEST CORNER NEAR DOCK DOOR
533 | N NELSON RD | 43219- | Active | UI-1025 | AMES | COLT 50GV | RPDA | 6.000 | 3641468 | HOTBOX ON NELSON RD
533 | N NELSON RD | 43219- | Active | 86426 | WATTS | 919-QT | RP | 0.750 | 3648609
790 | N NELSON RD | 43219-2771 | Removed | 29501REM | WATTS | 009M2PCQT | RP | 1.000 | 73179 | IN MECHANICAL ROOM AT METER
790 | N NELSON RD | 43219-2771 | Active | 49558 | AMES | 2000B | DC | 1.500 | 3652103
850 | N NELSON RD | 43219 | Active | PL0190 | WATTS | 957 | RP | 3.000 | 3618545 | MECH RM 103 W OF NW EXIT DOOR
855 | N NELSON RD | 43219-2732 | Active | 62687 | WATTS | 009QT | RP | 1.000 | 74045 | IN BASEMENT AT WATER METER
865 | N NELSON RD | 43219- | Due Install |  |  |  | RP |  | 3491138
39 | N OHIO AVE | 43203-1950 | Active | cb079297 | WILKINS | 720A | PVB | 0.750 | 97590 | BACK OF HOUSE BEHIND FOUNTAIN
43 | N OHIO AVE | 43203-1950 | Active | T272888 | WILKINS | 720A | PVB | 0.750 | 97591 | SIDE OF HOUSE
16 | N OHIO AVE | 43203-1567 | Active | 128884 | WATTS | LF009M2QT | RP | 2.000 | 3498780 | BASEMENT AFTER METER
162 | N OHIO AVE | 43203-1567 | Active | 1960590219 | AMES | 3000SS | DCDA | 4.000 | 3644561 | BASEMENT AFTER METER
162 | N OHIO AVE | 43203-1567 | Active | 81796 | AMES | 2000B | DC | 0.750 | 3644562 | BASEMENT AFTER METER
164 | N OHIO AVE | 43203 | Active | 25120 | WATTS | 007M1QT | DC | 0.750 | 3622522 | WATER METER ROOM
164 | N OHIO AVE | 43203 | Active | 1161610116 | WATTS | 774 | DCDA | 6.000 | 3622523 | WATER METER ROOM
164 | N OHIO AVE | 43203 | Active | QC-3138 | WATTS | 957 | RP | 4.000 | 3622524 | WATER METER ROOM
247 | N OHIO AVE | 43203-1535 | Active | 397354 | WATTS | 909M1QT | RP | 2.000 | 58398 | BASEMENT BOILER ROOM
290 | N OHIO AVE | 43203 | Active | PI-3186 | WATTS | 957 | RP | 4.000 | 3622544 | WATER METER ROOM
290 | N OHIO AVE | 43203 | Active | 116127-0116 | WATTS | 774 | DCDA | 6.000 | 3638741 | WATER METER ROOM
290 | N OHIO AVE | 43203 | Active | 25144 | WATTS | 007M1QT | DC | 0.750 | 3638742 | WATER METER ROOM
454 | N PARK ST | 43215- | Active | ACR1412 | WILKINS | 975XL2 | RP | 2.000 | 3503250 | Fire pump room parking garage
454 | N PARK ST | 43215- | Active | XE-0123 | AMES | 300-GV | DCDA | 6.000 | 3639548 | Pump room parking garage
454 | N PARK ST | 43215- | Active | 73742 | AMES | 2000BM3 | DC | 0.750 | 3656182 | PUMP ROOM N/E SIDE GARAGE UNDER BLDG GREY BATTLESHIP ADDRESS 444
477 | N PARK ST | 43215-2236 | Not Required by DOW | 3348780 | WILKINS | 975XL | RP | 0.750 | 64992 | 477 N FRONT ST, W WALL IN RM W/ HOT WATER TANK & ICE MACHINES
477 | N PARK ST | 43215-2236 | Active | 2DN0650 | AMES | 2000SS | DC | 4.000 | 64993 | MECH/RISER ROOM NE OF RESAURANT AT WATER METER BOTTOM -FIRE LINE
477 | N PARK ST | 43215-2236 | Active | A315216 | WILKINS | 375 | RP | 2.000 | 64994 | MECH/RISER ROOM NE OF RESTAURANT AREA AT WTR METER TOP DEVICE -DOMESTC
477 | N PARK ST | 43215-2236 | Not Required by DOW | 4704215 | WILKINS | 975XL2 | RP | 1.000 | 3640861 | STOREROOM BY WATER HEATER IN 487 N PARK ST - GASWERKS
491 | N PARK ST | 43215-2236 | Active | 228022 | WATTS | 009QT | RP | 1.000 | 65402 | UNDER SOUTHEAST BAR AT WATER METER
504 | N PARK ST | 43215 | Removed | 891685REM | WILKINS | 975A | RP | 0.750 | 89475 | REMOVED- BY WATER METER WEST WALL
504 | N PARK ST | 43215 | Active | 36980 | WATTS | 919AQT | RP | 0.750 | 89666 | 504 PARK ST - BAR LOUIE, WEST WALL CLOSET, MECHANICAL ROOM UNDER
504 | N PARK ST | 43215 | Active | ACG4621 | WILKINS | 975XL2 | RP | 1.500 | 3607344 | AT WATER
520 | N PARK ST | 43215 | Active | 3519716 | WILKINS | 975XL | RP | 1.500 | 66268 | AT BOTTOM OF BASEMENT STEPS
520 | N PARK ST | 43215 | Active | 161636 | AMES | 3000SS | DCDA | 4.000 | 96382 | BASEMENT
520 | N PARK ST | 43215 | Active | 57888 | AMES | 2000B | DC | 0.750 | 96383 | BASEMENT
612 | N PARK ST | 43215-1681 | Due Install |  |  |  | RP | 1.500 | 3503255 | WEST WALL BASEMENT
632 | N PARK ST | 43215-1627 | Active | 66831 | AMES | 2000B | DC | 0.750 | 101685
632 | N PARK ST | 43215-1627 | Active | 1766891211 | AMES | 3000SS | DCDA | 4.000 | 101741 | BASEMENT METER ROOM
632 | N PARK ST | 43215-1627 | Active | 14624 | WATTS | 919QT | RP | 1.500 | 102431 | 1ST FLOOR MECHANICAL ROOM AT WATER METER.
632 | N PARK ST | 43215-1627 | Active | 44011 | WATTS | 919QT | RP | 0.750 | 102867 | BASEMENT BOILER ROOM ABOVE MOP SINK
632 | N PARK ST | 43215-1627 | Active | 11576 | WATTS | 719QT | DC | 1.000 | 103600 | IN ATTIC, BEHIND WATER HEATER
632 | N PARK ST | 43215-1627 | In Review |  |  |  | RPDA | 4.000 | 3636661
853 | N PARK ST | 43215-1441 | Active | CB214621 | WILKINS | 720 | PVB | 0.750 | 3503273 | LEFT SIDE OF HOUSE
682 | N PEARL ST | 43215-7512 | Active | 96968 | WATTS | 009PCQT | RP | 1.500 | 70757 | AT METER
848 | N PEARL ST | 43215-1431 | Active | 78109 | WATTS | 919QT | RP | 0.750 | 102460 | CLEANING CLOSET, NEAR FURNACE
851 | N PEARL ST | 43215-1494 | Active | 11025 | WATTS | 919AQT | RP | 1.500 | 97126 | IN NORTH GARAGE NW CORNER
180 | N PEARL ST | 43201 | Active | 22778C | WILKINS | 375AST | RP | 3.000 | 3646821 | BASEMENT AT WATER METER - TOP DEVICE
1800 | N PEARL ST | 43201 | Active | 22782C | WILKINS | 375AST | RP | 3.000 | 3646822 | BASEMENT AT WATER METER - BOTTOM DEVICE
1800 | N PEARL ST | 43201 | Active | 1988800520 | AMES | 3000SS | DCDA | 6.000 | 3646823 | WATER RISER ROOM - FIRE SERVICE
1800 | N PEARL ST | 43201 | Active | 30320 | WATTS | 007M1-QT | DC | 0.750 | 3646824 | WATER RISER ROOM - FIRE SERVICE BYPASS
2125 | N PEARL ST | 43201 | Active | 12372C | WILKINS | 375AST | RP | 3.000 | 3632838 | LOWER LEVEL SOUTHSIDE (PEARL WATER ROOM)
2125 | N PEARL ST | 43201 | Active | 4516383 | WILKINS | 975XL2 | RP | 0.750 | 3632896 | LOWER PARKING GARAGE
2125 | N PEARL ST | 43201 | Active | 2903D | WILKINS | 375ASTDA | RPDA | 4.000 | 3632904 | LOWER PARKING GARAGE
2644 | N PEARL ST | 43202- | Active | 78204 | WATTS | 919QT | RP | 0.750 | 3618570
491 | N POWELL AVE | 43204-2001 | Active | EA04191 | WILKINS | 720A | PVB | 1.000 | 88987 | LEFT SIDE OF FRONT DOOR
50 | N REY NEW ALBANY RD | 43004-8758 | Active | 119744 | WATTS | 009QT | RP | 2.000 | 65604 | MECHANICAL ROOM NE CORNER OF BUILDING AT WATER METER
50 | N REY NEW ALBANY RD | 43004-8758 | Active | 329359 | WATTS | 909M1QT | RP | 1.250 | 65605 | MECHANICAL ROOM
50 | N REY NEW ALBANY RD | 43004-8758 | Not Required by DOW | 73525 | WATTS | 009QT | RP | 1.000 | 65606 | MECHANICAL ROOM IN NE CORNER OF BLDG BY WATER METER
62 | N REY NEW ALBANY RD | 43004-8758 | Active | 75421 | WATTS | 909QT | RP | 1.000 | 69343 | LOADING ROOM
76 | N REY NEW ALBANY RD | 43004-8758 | Active | 76522 | WATTS | 009QT | RP | 1.000 | 72299 | AT WATER METER
14 | N REY NEW ALBANY RD | 43004-8704 | Active | 139866 | WATTS | 009M2 | RP | 1.000 | 3515096 | LOWER LEVEL NORTH WALL MECH ROOM
145 | N REY NEW ALBANY RD | 43004-8704 | Not Required by DOW | 20617 | WATTS | 800M2 | PVB | 1.000 | 3650898 | RIGHT FRONT
170 | N REY NEW ALBANY RD | 43004- | Active | 4491172 | WILKINS | 950XLT2 | DC | 2.000 | 55876 | 167 HEATHERBRIDGE LN, NORTH END OF BLDG BY STAIRS BLDG #2
170 | N REY NEW ALBANY RD | 43004- | Active | B2095 | CONBRACO | 40-108-02 | DC | 2.000 | 55877 | SPRINKLER ROOM BUILDING #14
170 | N REY NEW ALBANY RD | 43004- | Active | 4933468 | WILKINS | 350 | DC | 2.000 | 55878 | SPRINKLER ROOM BUILDING #16
170 | N REY NEW ALBANY RD | 43004- | Active | 4002360 | WILKINS | 950 | DC | 2.000 | 55879 | WEST HALL NORTH END BY STAIRS BLDG #13
170 | N REY NEW ALBANY RD | 43004- | Active | CT627 | CONBRACO | 40-108-02 | DC | 2.000 | 55880 | WEST HALL NORTHEND BY STAIRS BLDG #10, (S# CT627)
170 | N REY NEW ALBANY RD | 43004- | Removed | CT631REM | CONBRACO | 40-108-02 | DC | 2.000 | 55881 | REMOVED- SPRINKLER ROOM BUILDING #8
170 | N REY NEW ALBANY RD | 43004- | Active | 559702 | APOLLO/CONBRACO | DCLF4A | DC | 2.000 | 55882 | 170 HEATHERBRIDGE LN/397 HEATHER, IN HALL NW CORNER BLDG #7
170 | N REY NEW ALBANY RD | 43004- | Active | 013552 | APOLLO/CONBRACO | 40-108-02 | DC | 2.000 | 55883 | 541-597 BUILDING 11
170 | N REY NEW ALBANY RD | 43004- | Active | GT637 | APOLLO/CONBRACO | 40-108-A2 | DC | 2.000 | 55884 | SPRINKLER ROOM BUILDING #12
170 | N REY NEW ALBANY RD | 43004- | Active | G1995 | CONBRACO | 40-108-02 | DC | 2.000 | 55885 | SOUTH HALL EAST END BY STAIRS BLDG #15 (S# BZ089)
170 | N REY NEW ALBANY RD | 43004- | Active | BZ090 | CONBRACO | 40-108-02 | DC | 2.000 | 55886 | N HALL FIRST DOOR ON R BLDG #3, 237 HEATHERBRIDGE LN( S#BZO90)
170 | N REY NEW ALBANY RD | 43004- | Active | 4491176 | Wilkins | 950XL2 | DC | 2.000 | 55887 | WEST HALL LAST DOOR ON LEFT BLDG #5, 277 HEATHERBRIDGE LN (BZO94
170 | N REY NEW ALBANY RD | 43004- | Active | 4895518 | WILKINS | 950XLT2 | DC | 2.000 | 55889 | SPRINKLER ROOM BUILDING #9
170 | N REY NEW ALBANY RD | 43004- | Active | 110149 | APOLLO/CONBRACO | 40-108-02 | DC | 2.000 | 55890 | SPRINKLER ROOM BUILDING #1
170 | N REY NEW ALBANY RD | 43004- | Active | 004736 | WATTS | 007M1QT | DC | 2.000 | 55891 | SPRINKLER ROOM BUILDING #6
170 | N REY NEW ALBANY RD | 43004- | Active | UH588 | CONBRACO | 40-108-A2T | DC | 2.000 | 99326 | BUILDING 4 RISER ROOM
170 | N REY NEW ALBANY RD | 43004- | Active | 4666451 | WILKINS | 950XLT2 | DC | 2.000 | 3351160 | BUILDING 8 RISER ROOM
170 | N REY NEW ALBANY RD | 43004- | Due Install |  |  |  | RP | 6.000 | 3629572 | NEEDS RP AT PIT
211 | N REY NEW ALBANY RD | 43004- | Active | 11323 | WILKINS | 375ASTR | RP | 4.000 | 57318 | BOILER ROOM ABOVE WATER METER
211 | N REY NEW ALBANY RD | 43004- | Not Required by DOW | 4777179 | WILKINS | 975 | RP | 0.750 | 57319 | S WALL UP HIGH MECHANICAL ROOM
211 | N REY NEW ALBANY RD | 43004- | Not Required by DOW | ACJ1972 | WILKINS | 975XL2 | RP | 1.500 | 57320 | SE CORNER OF WAREHOUSE -INSIDE
211 | N REY NEW ALBANY RD | 43004- | Active | TH-1525 | AMES | 500GV | RPDA | 8.000 | 3624784 | FIRE SERVICE
211 | N REY NEW ALBANY RD | 43004- | Active | 82134 | WATTS | 919 | RP | 0.750 | 3640696 | FIRE SERVICE BYPASS
411 | N REY NEW ALBANY RD | 43004-9796 | Due Install |  |  |  | RP | 2.000 | 3515097
411 | N REY NEW ALBANY RD | 43004-9796 | Due Install |  |  |  | DCDA | 6.000 | 3658385
411 | N REY NEW ALBANY RD | 43004-9796 | Due Install |  |  |  | DC | 0.750 | 3658386
275 | N REYNOLDSBURG NEW ALBANY RD | 43004-8701 | Active | 96614 | WATTS | 009M2QT | RP | 1.500 | 59205 | Warehouse at water meter
776 | N ROSE AV | 43219 | Removed | 25317REM | WATTS | 919AQT | RP | 0.750 | 101045 | *****REMOVED*****0 USE 6/3/15 CAG. SW CORNER OF LOT AT WATER METER
355 | N SELBY BLVD | 43085- | Active | ACF1510 | Wilkins | 975XL2 | RP | 1.500 | 3527659 | MECH/FURN/HWT ROOM AT WATER METER SELBY PARK SHELTER
500 | N STANWOOD RD | 43209-1186 | Active | 2871753 | WILKINS | 975XLBMS | RP | 1.500 | 96845 | EAST SHOP WALL
500 | N STANWOOD RD | 43209-1186 | Due Install |  |  |  | DCDA | 6.000 | 3649110
36 | N SYLVAN AVE | 43204 | Active | 429383 | WATTS | LF009M3 | RP | 0.750 | 3655602 | SOUTH WALL AT METER
37 | N SYLVAN AVE | 43204-1332 | Active | 4975965 | WILKINS | 975XL2 | RP | 1.000 | 3542505 | SOUTH SIDE OF BUILDING
58 | N TARTON CIR | 43017-8704 | Active | G046644 | WILKINS | 720A | PVB | 0.750 | 89331 | FRONT RIGHT OF FRONT DOOR
33 | N THIRD ST | 43215-3514 | Not Required by DOW | 102079 | WILKINS | 950 | DC | 1.500 | 60392 | HALL 1ST FLOOR
33 | N THIRD ST | 43215-3514 | Not Required by DOW | 4558009 | WILKINS | 975XL | RP | 0.750 | 60393 | BASEMENT BOILER ROOM
33 | N THIRD ST | 43215-3514 | Active | 886950 | WILKINS | 975 | RP | 2.000 | 60394 | BASEMENT @ METER
33 | N THIRD ST | 43215-3514 | Removed | 950972REM | WILKINS | 975 | RP | 0.750 | 60395 | REMOVED- BASEMENT CEILING, W SIDE, E OF STAIRS
50 | N THIRD ST | 43215-3510 | Active | 6018G | WILKINS | 375ASTR | RP | 4.000 | 65607 | DOMESTIC WATER PUMP ROOM
50 | N THIRD ST | 43215-3510 | Not Required by DOW | B14409 | WILKINS | 975 | RP | 3.000 | 65608 | PENTHOUSE
50 | N THIRD ST | 43215-3510 | Not Required by DOW | 329483 | WILKINS | 975XLBMS | RP | 1.500 | 65609 | 4TH FLOOR MECHANICAL ROOM
50 | N THIRD ST | 43215-3510 | Active | 7791G | WILKINS | 375ASTR | RP | 4.000 | 65610 | DOMESTIC WATER PUMP ROOM
50 | N THIRD ST | 43215-3510 | Active | Xc-0199 | AMES | 300-GV | DCDA | 8.000 | 3635718
50 | N THIRD ST | 43215-3510 | Active | 73258 | AMES | 2000BM3 | DC | 0.750 | 3654632 | PARKING GARAGE 1B MECH ROOM
50 | N THIRD ST | 43215-3510 | LPS - Active |  |  |  | LST |  | 3659329
82 | N WAGGONER RD | 43068 | Active | 2304715 | WILKINS | 975XLBMS | RP | 1.500 | 90528 | MECH ROOM TENANT SPACE "E" ASIAN RESTURANT
82 | N WAGGONER RD | 43068 | Replaced | REP11545 | WATTS | 919AQT | RP | 0.750 | 90889 | REPLACED- MECH ROOM @ 7946 E BROAD
82 | N WAGGONER RD | 43068 | Not Required by DOW | 11830 | WATTS | 919AQT | RP | 0.750 | 90890 | SOUTH WEST CORNER CEILING @ 7946
82 | N WAGGONER RD | 43068 | Not Required by DOW | 2304718 | WILKINS | 975XLBMS | RP | 1.500 | 97004 | MECH ROOM BACK OF BLDG
82 | N WAGGONER RD | 43068 | Not Required by DOW | 57287 | WATTS | 919AQT | RP | 0.750 | 3607888 | DENTAL CHAIRS, MECH ROOM @ 7946 E BROAD
82 | N WAGGONER RD | 43068 | Not Required by DOW | 4503005 | WILKINS | 975XL2 | RP | 0.750 | 3627980 | 7964 E BROAD
82 | N WAGGONER RD | 43068 | Not Required by DOW | 4502994 | WILKINS | 975XL2 | RP | 0.750 | 3627981 | 7964 E BROAD
60 | N WAGGONER RD | 43004-8241 | Active | 125063 | WATTS | 009M2QT | RP | 1.500 | 89216 | Basement
603 | N WAGGONER RD | 43004-8241 | Not Required by DOW | H379796 | FEBCO | 765 | PVB | 0.750 | 89370 | REAR OF BUILDING
603 | N WAGGONER RD | 43004-8241 | Not Required by DOW | 2270862 | WILKINS | 975XL | RP | 0.750 | 90747 | MECH ROOM SOUTH WALL
711 | N WAGGONER RD | 43004 | Active | TG-1856 | WATTS | 957 | RP | 3.000 | 3640969 | EAST WALL OF BASEMENT
711 | N WAGGONER RD | 43004 | Active | TC-0171 | AMES | COLT 300GV | DCDA | 6.000 | 3641495 | BASEMENT MECH ROOM
711 | N WAGGONER RD | 43004 | Active | 55669 | AMES | 2000BM3 | DC | 0.750 | 3641496 | BASEMENT MECH ROOM
711 | N WAGGONER RD | 43004 | Active | TC-2776 | WATTS | 957 | RP | 3.000 | 3642508 | EAST WALL OF BASEMENT
711 | N WAGGONER RD | 43004 | Active | TL-0171 | AMES | COLT 300GV | DCDA | 6.000 | 3654153 | BASEMENT MECH ROOM
745 | N WAGGONER RD | 43004-9760 | Not Required by DOW | 105255 | WATTS | 009QT | RP | 1.500 | 72000 | UNDER STAGE/BAPTISTRY
745 | N WAGGONER RD | 43004-9760 | Not Required by DOW | 105260 | WATTS | 009M2QT | RP | 1.500 | 72001 | MECH ROOM
745 | N WAGGONER RD | 43004-9760 | Active | 105264 | WATTS | 009M2 | RP | 1.500 | 72002 | MECH ROOM
745 | N WAGGONER RD | 43004-9760 | Active | 1339610404 | AMES | 3000 | DCDA | 4.000 | 72003 | MECH ROOM
745 | N WAGGONER RD | 43004-9760 | Not Required by DOW | 527792 | WATTS | 909QT | RP | 0.750 | 72004 | UNDER STAGE/BAPTISTRY
745 | N WAGGONER RD | 43004-9760 | Active | 37704 | AMES | 2000B | DC | 0.750 | 72005 | MECH ROOM
122 | N WAGGONER RD | 43004- | Active | 4290885 | WILKINS | 975XL | RP | 1.000 | 3611286 | NE CORNER OF WAGGONER AND WAGGONER CHASE BEHIND LANDSCAPING
144 | N WALL ST | 43215-2800 | Active | 1946280318 | AMES | 3000 | DCDA | 4.000 | 3605748 | SW CORNER OF BASEMENT
144 | N WALL ST | 43215-2800 | Active | 79942 | AMES | 2000B | DC | 0.750 | 3638695 | SW CORNER OF BASEMENT
144 | N WALL ST | 43215-2800 | Active | 30752 | WATTS | 919 | RP | 2.000 | 3638694 | BASEMENT NW CORNER
96 | N WHEATLAND AVE | 43223 | Active not linked | 198262 | WATTS | LF009M2QT | RP | 2.000 | 3655560 | S HOT BOX
11 | N WHEATLAND AVE | 43223 | Active | 080259 | WATTS | LF009M2QT | RP | 1.000 | 3615266 | IN GREEN HOT BOX IN FIELD NEAR FENCE ACROSS FROM 115 N WHEATLAND
130 | N WHEATLAND AVE | 43223 | Active not linked | X60700 | AMES | 400 | RP | 4.000 | 3655595 | N HOT BOX
130 | N WHEATLAND AVE | 43223 | Active not linked | XF861 | AMES | 3000CIV | DCDA | 6.000 | 3655596 | MTR PIT
130 | N WHEATLAND AVE | 43223 | Active not linked | 74107 | AMES | 2000 | DC | 0.750 | 3655597 | PIT
166 | N WHEATLAND AVE | 43204 | Active | UC-2512 | AMES | COLT 400 | RP | 3.000 | 3646668 | HOT BOX BY DRIVE
166 | N WHEATLAND AVE | 43204 | Active | UB-1957 | AMES | COLT500-GV | RPDA | 8.000 | 3647111 | HOT BOX BY DRIVE
166 | N WHEATLAND AVE | 43204 | Active | 81628 | WATTS | LF 919 QT | RP | 0.750 | 3647112 | HOT BOX BY DRIVE
216 | N WHEATLAND AVE | 43223 | Active | 47645 | AMES | 2000BM3 | DC | 0.750 | 3623251 | PIT FRONT OF PROPERTY
216 | N WHEATLAND AVE | 43223 | Active | RE-0905 | AMES | COLT 300GV | DCDA | 6.000 | 3623252 | PIT FRONT OF PROPERTY
216 | N WHEATLAND AVE | 43223 | Active | RE-2674 | AMES | COLT 400 | RP | 3.000 | 3623253 | HOT BOX FRONT OF PROPERTY
62 | N WILSON RD | 43204 | Not Required by DOW | 3586499 | WILKINS | 975XL | RP | 0.750 | 102231 | IN CLOSET NEXT TO BATHROOM
62 | N WILSON RD | 43204 | Not Required by DOW | 3637305 | WILKINS | 975XL | RP | 1.000 | 102232 | 60 N WILSON RD @ WATER METER
62 | N WILSON RD | 43204 | Active | 15605 | WATTS | 919QT | RP | 1.500 | 102233 | 60 N WILSON RD @ WATER METER
85 | N WILSON RD | 43204-1216 | Active | 54514 | WATTS | 919QT | RP | 0.750 | 3607782 | IN BATHROOM
86 | N WILSON RD | 43204-1386 | Inactive | 1B03125 | FEBCO | LF860 | RP | 1.000 | 74110 | FURNANCE ROOM
12 | N WILSON RD | 43204- | Active | 108740 | WATTS | 909 | RP | 2.000 | 54408 | 3600 SOLDANO BLVD, RM SR-2 BACK OF MALL BTWN 3634 & 3638 SOLDANO BLVD
125 | N WILSON RD | 43204- | Active | 242068 | WATTS | 909 | RP | 2.000 | 54410 | REAR REST ROOM AT BACK DOOR (W) -- MARK PI'S FEAST OF DRAGON
125 | N WILSON RD | 43204- | Active | 245784 | WATTS | 909 | RP | 2.000 | 54411 | RISER ROOM, CHUCK E CHEESE- 3631 SOLDANO
125 | N WILSON RD | 43204- | Active | 683363 | WILKINS | 975XL | RP | 0.750 | 54412 | REAR HALLWAY, LEFT OF ELECTRICAL PANEL (PARTY CITY)
125 | N WILSON RD | 43204- | Active | 82725 | WATTS | 008PCQT | PVB | 0.500 | 88224 | AT SINK IN DELI KROGER
125 | N WILSON RD | 43204- | Replaced | REP17010 | WATTS | 800M4QT | PVB | 0.500 | 88225 | REPLACED- AT SINK IN MEAT DEPT KROGER
125 | N WILSON RD | 43204- | Active | 25486 | WATTS | 008PCQT | PVB | 0.500 | 88226 | 3600 SOLDANO BLVD, AT SINK IN SEAFOOD DEPT
125 | N WILSON RD | 43204- | Active | 35124 | WATTS | 008PCQT | PVB | 0.500 | 91118 | AT SINK IN PRODUCE DEPT
125 | N WILSON RD | 43204- | Active | 02233 | WATTS | 008PCQT | PVB | 0.500 | 100607 | 3600 SALDANO BLVD, IN WOMENS RESTROOM BY PHARMACY
125 | N WILSON RD | 43204- | Active | 41695 | WATTS | 008PCQT | PVB | 0.500 | 100608 | 3600 SALDANO BLVD, INSIDE MEN'S RESTROOM BY PHARMACY
125 | N WILSON RD | 43204- | Active | 01006 | WATTS | 007M1QT | DC | 0.750 | 101500 | PUMP ROOM (REAR) - 3720 SOLDANO BLVD
125 | N WILSON RD | 43204- | Active | 0529G07 | AMES | 3000CIV | DCDA | 8.000 | 101501 | PUMP ROOM (REAR) - 3720 SOLDANO BLVD
125 | N WILSON RD | 43204- | Replaced | G041704REP | WILKINS | 720A | PVB | 0.500 | 3609535 | REPLACED- 3600 SOLDANO BLVD, AT SINK IN MEAT DEPT KROGER
125 | N WILSON RD | 43204- | Not required by DOW | 00136 | WATTS | 008 | PVB | 0.500 | 3611562 | 3600 SOLDANO BLVD, AT SINK IN MEAT DEPT KROGER
125 | N WILSON RD | 43204- | Active | 64961 | WATTS | LF919QT | RP | 0.750 | 3616963 | AT 3558 SOLDANO BLVD. PET VALUE/JACKS FISH TANKS
125 | N WILSON RD | 43204- | Due Install |  |  |  | RP | 10.000 | 3629903
460 | N WILSON RD | 43204-1208 | Active | 442781 | WATTS | LF009 | RP | 0.750 | 3656470 | MECH ROOM
118 | N WILSON RD | 43204-4126 | Not Required by DOW | AE6305 | FEBCO | 765 | PVB | 1.000 | 54205 | BY THE HOT WATER TANK IN OFFICE
1188 | N WILSON RD | 43204-4126 | Active | ALA23101 | WILKINS | 975XL3 | RP | 0.750 | 3633272
1260 | N WILSON RD | 43204 | Active | V59464 | WILKINS | 350ADA | DCDA | 8.000 | 3654412 | SOUTHWEST CORNER OF BLDG 2
1260 | N WILSON RD | 43204 | Active | HC59732 | WILKINS | 950XLD | DC | 0.750 | 3654414 | SOUTHWEST CORNER OF BLDG 2
1260 | N WILSON RD | 43204 | Active | ACL6027 | WILKINS | 975XL-2 | RP | 2.000 | 3654543
1550 | N WILSON RD | 43204-1581 | Active | AJX8351 | WILKINS | 375XL | RP | 1.000 | 55373 | NORTH PAST CORNER (INSIDE)
1585 | N WILSON RD | 43204-1582 | Active | 55827 | WATTS | 919QT | RP | 0.750 | 55478 | Basement. East Wall.
1642 | N WILSON RD | 43204 | Active | RK-1385 | AMES | COLT 500-GV | RPDA | 6.000 | 3624835 | N/W CORNER OF PROPERTY
1642 | N WILSON RD | 43204 | Active | 71879 | WATTS | 919QT | RP | 0.750 | 3624836 | N/W CORNER OF PROPERTY
1642 | N WILSON RD | 43204 | Active | RL-1398 | AMES | COLT 400 | RP | 3.000 | 3624837 | N/WCORNER OF PROPERTY
2177 | N WILSON RD | 43228-9594 | Active | A03691 | WATTS | 009M2PCQT | RP | 1.500 | 90336 | AFTER METER IN BASEMENT NEAR REAR OF HOUSE
2177 | N WILSON RD | 43228-9594 | Not Required by DOW | 431262 | WATTS | 800M4QT | PVB | 1.000 | 90905 | REAR OF HOME
2245 | N WILSON RD | 43228-9594 | Active | 19565 | WATTS | 009M2QT | RP | 1.250 | 57733 | EAST WALL 30' FROM WALK IN DOOR
2245 | N WILSON RD | 43228-9594 | Active | 9802261357 | FEBCO | 856 | DCDA | 6.000 | 57734 | EAST END OF BUILDING
2245 | N WILSON RD | 43228-9594 | Active | A006652 | FEBCO | 805YB | DC | 0.750 | 57735 | BYPASS ON 6" DCDA FIRE PROTECTION
2265 | N WILSON RD | 43228 | Active | J007791 | FEBCO | LF825Y | RP | 1.500 | 3649489 | HOTBOX
2265 | N WILSON RD | 43228 | Active | 1990200720 | AMES | AMES3000SS | DCDA | 6.000 | 3649490 | HOT BOX
2265 | N WILSON RD | 43228 | Active | 30553 | WATTS | 007M1QT | DC | 0.750 | 3649491 | HOT BOX
2305 | N WILSON RD | 43228-9594 | Active | IA1892 | WATTS | 957 | RP | 3.000 | 96659 | SPRINKLER ROOM
2305 | N WILSON RD | 43228-9594 | Active | 1817761213 | Ames | 3000SS | DCDA | 6.000 | 96660 | SOUTHEAST CORNER IN HOT BOX
2305 | N WILSON RD | 43228-9594 | Active | 21810 | WATTS | 007M1QT | DC | 0.750 | 96661 | SOUTHEAST SIDE OF BLDG IN HOT BOX
2333 | N WILSON RD | 43228-9594 | Not Required by DOW | 2147882 | WILKINS | 975XL | RP | 1.000 | 88092 | S ENTRANCE MTR RM
2333 | N WILSON RD | 43228-9594 | Active | W208383 | WILKINS | 975XL | RP | 1.500 | 88127 | S ENTRANCE MTR RM
568 | N WILSON RD UNIT SW | 43204- | Removed | W172369REM | WILKINS | 975XL | RP | 0.750 | 90751 | REMOVED - NW CORNER OF BLDG, NEAR WATER METER
568 | N WILSON RD UNIT SW | 43204- | [6 empty] | 3638543
251 | N WINSTON CT | 43235-2850 | Active | DF8819 | FEBCO | 765 | PVB | 1.000 | 3565260 | LEFT SIDE OF HOUSE
44 | N YALE AVE | 43222- | Active | 3662425 | WILKINS | 975XL | RP | 1.500 | 102206 | NW CORNER OF BUILDING
12 | N YALE AVE | 43222-1147 | Inactive | A151514 | WILKINS | 375XL | RP | 0.750 | 3647038 | under hot box in yard
182 | N YALE AVE | 43222-1127 | Active | 2323395 | WATTS | 909M1QT | RP | 1.500 | 56295 | MAIN OFFICE (BASEMENT) AT WATER METER
185 | N YALE AVE | 43222-1146 | Due Install |  |  |  | RP | 0.750 | 3569273
185 | N YALE AVE | 43222-1146 | Due Install |  |  |  | DCDA | 6.000 | 3652268
85 | N YEARLING RD | 43213-1346 | Not Required by DOW | 01105 | AMES | 400B-A | RP | 1.50 | 73916 | Building 11 Dock Behind Kitchen
85 | N YEARLING RD | 43213-1346 | Not Required by DOW | 113780 | AMES | 2000SS | DC | 6.000 | 73917 | BLDG 47 SOUTH WALL IN STORE ROOM
85 | N YEARLING RD | 43213-1346 | Not Required by DOW | 115391 | AMES | 2000SS | DC | 6.000 | 73918 | WEST SIDE OF THE BUILDING IN SECTION 11 & 12
85 | N YEARLING RD | 43213-1346 | Not Required by DOW | 116083 | AMES | 2000SS | DC | 6.000 | 73919 | WEST SIDE OF BUILDING #11 SECTION 9
85 | N YEARLING RD | 43213-1346 | Not Required by DOW | 116084 | AMES | 2000SS | DC | 6.000 | 73920 | WEST SIDE OF BUILDING #11 SECTION 8
85 | N YEARLING RD | 43213-1346 | Not Required by DOW | 119573 | WATTS | 800M4QT | PVB | 0.750 | 73921 | BLDG 46A MECH ROOM SW CORNER
85 | N YEARLING RD | 43213-1346 | Not Required by DOW | 122461 | WILKINS | 975 | RP | 0.750 | 73922 | SOUTH WALL BLDG 43
85 | N YEARLING RD | 43213-1346 | Not Required by DOW | AV155 | APOLLO/CONBRACO | 40208A2 | RP | 2.000 | 73924 | MECH ROOM #23 --EAST WALL
85 | N YEARLING RD | 43213-1346 | Not Required by DOW | 161105 | WILKINS | 950XLD | DC | 0.750 | 73925 | ROOM CO105 BLDG 20
85 | N YEARLING RD | 43213-1346 | Not Required by DOW | 161106 | WILKINS | 950XLD | DC | 0.750 | 73926 | C001N ROOM BLDG 20
85 | N YEARLING RD | 43213-1346 | Not Required by DOW | 16114 | WILKINS | 950XLD | DC | 0.750 | 73927 | ROOM A0055 BLDG 20
85 | N YEARLING RD | 43213-1346 | Not Required by DOW | 161222 | WILKINS | 950XLD | DC | 0.750 | 73928 | ROOM A021N BLDG 20 (S# 161232)
85 | N YEARLING RD | 43213-1346 | Not Required by DOW | 161224 | WILKINS | 950XLD | DC | 0.750 | 73929 | ROOM C021N BLDG 20
85 | N YEARLING RD | 43213-1346 | Not Required by DOW | 161227 | WILKINS | 950XLD | DC | 0.750 | 73930 | ROOM A012N BLDG 20
85 | N YEARLING RD | 43213-1346 | Not Required by DOW | 161232 | WILKINS | 950XLT | DC | 0.750 | 73931 | BUILDING 20 BASEMENT SOUTHSIDE
85 | N YEARLING RD | 43213-1346 | Not Required by DOW | 4180085 | WILKINS | 950XLT2 | DC | 0.750 | 73932 | ROOM B0025 BLDG 20
85 | N YEARLING RD | 43213-1346 | Not Required by DOW | 171822 | WATTS | 909M1QT | RP | 2.000 | 73933 | W WALL CENTER BAY--BLDG 314 PESTICIDE BLDG
85 | N YEARLING RD | 43213-1346 | Removed | 171826REM | WATTS | 909M1QT | RP | 2.000 | 73934 | REMOVED- EAST WALL BLDG 41 CONVERTER ROOM
85 | N YEARLING RD | 43213-1346 | Not Required by DOW | 176728 | WATTS | 909M1QT | RP | 1.500 | 73935 | BLDG 27/10 CONVERTER RM NORTH WALL
85 | N YEARLING RD | 43213-1346 | Not Required by DOW | 31964A | APOLLO | RPLF4A | RP | 1.000 | 73936 | BLDG 308 CONV. ROOM WEST WALL
85 | N YEARLING RD | 43213-1346 | Not Required by DOW | 198975 | WATTS | 909QT | RP | 0.750 | 73937 | SW CORNER OF EQUIP. ROOM Bldg 11 Section 12
85 | N YEARLING RD | 43213-1346 | Not Required by DOW | 21K0887 | AMES | 2000SS | DC | 4.000 | 73938 | BLDG 48 SOUTH RISER ROOM
85 | N YEARLING RD | 43213-1346 | Not Required by DOW | 2AL0106 | AMES | 2000SS | DC | 4.000 | 73939 | Building 11 Pre Action System Room 11-1-72D 120
85 | N YEARLING RD | 43213-1346 | Not Required by DOW | 2AL0668 | AMES | 2000SS | DC | 6.000 | 73940 | BLDG 22 EAST RISER ROOM
85 | N YEARLING RD | 43213-1346 | Not Required by DOW | 3LM0630 | AMES | 3000SS | DCDA | 6.00 | 73941 | BLDG 21 BASEMENT -B POD-FIRE PUMP ROOM
85 | N YEARLING RD | 43213-1346 | Not Required by DOW | 305330 | Watts | 909M1QT | RP | 1.500 | 73942 | ROOM C1255 BLDG 20
85 | N YEARLING RD | 43213-1346 | Not Required by DOW | 317611 | WATTS | 909M1QT | RP | 1.250 | 73943 | BLDG 44 BOILER ROOM NW CORNER
85 | N YEARLING RD | 43213-1346 | Not Required by DOW | 31929 | WATTS | 007M2QT | DC | 0.750 | 73944 | Building 201 East Riser Room
85 | N YEARLING RD | 43213-1346 | Not Required by DOW | 34853 | WATTS | 007M1QT | DC | 0.750 | 73945 | BASEMENT FIRE PUMP ROOM
85 | N YEARLING RD | 43213-1346 | Not Required by DOW | 386446 | WATTS | 909QT | RP | 0.750 | 73946 | BETWEEN BOILERS, 9FT UP (NAVAL RESERVE STATION)
85 | N YEARLING RD | 43213-1346 | Not Required by DOW | 3AK1001 | AMES | 3000SS | DCDA | 4.000 | 73947 | BLDG 201 WEST RISER ROOM
85 | N YEARLING RD | 43213-1346 | Not Required by DOW | 3LJ0581 | AMES | 3000SS | DCDA | 4.000 | 73948 | BLDG 201 EAST RISER ROOM
85 | N YEARLING RD | 43213-1346 | Not Required by DOW | 14906 | WILKINS | 975 | RP | 3.000 | 73950 | W WALL OF POWER VAULT --BLDG 11, SEC. 11
85 | N YEARLING RD | 43213-1346 | Not Required by DOW | 296462 | WILKINS | 375 | RP | 3.000 | 73951 | W WALL OF POWER VAULT RM--BLDG 11-SEC.11
85 | N YEARLING RD | 43213-1346 | Not Required by DOW | b05008 | WILKINS | 975DA | RPDA | 4.000 | 73952 | BUILDING 20-A
85 | N YEARLING RD | 43213-1346 | Not Required by DOW | 50292 | WATTS | 007QT | DC | 0.750 | 73953 | BLDG 201 WEST RISER ROOM
85 | N YEARLING RD | 43213-1346 | Not Required by DOW | b05113 | WILKINS | 375DA | RPDA | 4.000 | 73954 | 1ST FLOOR BUILDING 20-A (S# BO5113)
85 | N YEARLING RD | 43213-1346 | Not Required by DOW | 5343 | WILKINS | 375DA | RPDA | 4.000 | 73955 | 1ST FLOOR BUILDING 20-A (S# B05343)
85 | N YEARLING RD | 43213-1346 | Not Required by DOW | 5665 | CONBRACO | 4020002 | RP | 3.000 | 73956 | BLDG 23 MECH RM, 12" HIGH OVER EJECTOR
85 | N YEARLING RD | 43213-1346 | Not Required by DOW | 79744 | WATTS | 009QT | RP | 2.000 | 73957 | MECHANICAL ROOM INLET SIDE OF WATER SOFTNER -at the fire dept.
85 | N YEARLING RD | 43213-1346 | Not Required by DOW | 815390 | WILKINS | 975 | RP | 3.000 | 73958 | 3990 E BROAD ST, BLDG 21A W MECH ROOM
85 | N YEARLING RD | 43213-1346 | Not Required by DOW | B17748 | WILKINS | 975 | RP | 4.000 | 73959 | BLDG 21A W MECH ROOM
85 | N YEARLING RD | 43213-1346 | Not Required by DOW | 8678 | CONBRACO | 40208A2 | RP | 2.000 | 73960 | BLDG 23 - EASTWALL MECHANICAL ROOM (TOP)
85 | N YEARLING RD | 43213-1346 | Not Required by DOW | 19125 | WATTS | 919AQT | RP | 0.750 | 73961 | MECHANICAL ROOM ABOVE SPRINKLER VALVES
85 | N YEARLING RD | 43213-1346 | Not Required by DOW | 9406939 | AMES | 2000SS | DC | 6.000 | 73962 | IN PIT OUTSIDE BLDG 20A
85 | N YEARLING RD | 43213-1346 | Not Required by DOW | 9606131330 | FEBCO | 870 | DC | 4.000 | 73964 | Building 46A Riser Room/Mech Room
85 | N YEARLING RD | 43213-1346 | Not Required by DOW | 9609203 | HERSEY/GRINNELL | 2 | DC | 8.000 | 73965 | IN W PIT OUTSIDE BLDG 21
85 | N YEARLING RD | 43213-1346 | Not Required by DOW | 960928 | HERSEY/GRINNELL | FDC | DC | 0.750 | 73966 | PIT OUTSIDE BLDG 21A
85 | N YEARLING RD | 43213-1346 | Not Required by DOW | 9702057 | WATTS | 007DCDA | DCDA | 6.000 | 73967 | PIT OUTSIDE OF BUILDING
85 | N YEARLING RD | 43213-1346 | Not Required by DOW | 98032 | HERSEY/GRINNELL | FDC | DC | 0.750 | 73968 | IN W PIT OUTSIDE BLDG 21
85 | N YEARLING RD | 43213-1346 | Not Required by DOW | 106292 | AMES | 2000SS | DC | 6.00 | 73969 | Building 308 North Riser Room
85 | N YEARLING RD | 43213-1346 | Not Required by DOW | 113618 | AMES | 4000SS | RP | 3.000 | 87753 | WEST SOUTH END BLDG # 17
85 | N YEARLING RD | 43213-1346 | Not Required by DOW | EL1435 | AMES | 2000SS | DC | 8.000 | 87754 | BLDG 17 SECTION 4
85 | N YEARLING RD | 43213-1346 | Not Required by DOW | EL1795 | AMES | 2000SS | DC | 8.000 | 87755 | BLDG 18 SECTION 4
85 | N YEARLING RD | 43213-1346 | Not Required by DOW | EL1817 | AMES | MAXIM 200 | DC | 8.00 | 87756 | BLDG 18 SECTION 3
85 | N YEARLING RD | 43213-1346 | Not Required by DOW | 13625 | AMES | 4000SS | RP | 6.000 | 87757 | BLDG 16 RISER ROOM
85 | N YEARLING RD | 43213-1346 | Not Required by DOW | FA0011 | AMES | 2000SS | DC | 8.000 | 87758 | BLDG 17 SECTION 3
85 | N YEARLING RD | 43213-1346 | Not Required by DOW | FA0013 | AMES | 2000SS | DC | 8.000 | 87760 | BLDG 17 SECTION 2
85 | N YEARLING RD | 43213-1346 | Not Required by DOW | EL1437 | AMES | 2000SS | DC | 8.000 | 87761 | BLDG 189 R.R.
85 | N YEARLING RD | 43213-1346 | Not Required by DOW | 1422631204 | AMES | 2000SS | DC | 6.000 | 87762 | Building 19 Systems 2 N/S Riser Room 19E-E-011
85 | N YEARLING RD | 43213-1346 | Not Required by DOW | 15391 | AMES | 2000-DCA | DC | 6.000 | 87763 | BLDG 11 SECTION 11
85 | N YEARLING RD | 43213-1346 | Not Required by DOW | L40036 | AMES | 2000SS | DC | 6.000 | 87764 | BLDG 11 SECTION 13
85 | N YEARLING RD | 43213-1346 | Not Required by DOW | 110683 | AMES | 2000SS | DC | 6.000 | 87765 | Building 11 Systems 9/10 Riser Room 11W-E-037
85 | N YEARLING RD | 43213-1346 | Not Required by DOW | 42365 | AMES | 2000SS | DC | 6.000 | 87766 | BLDG 11 SECTION 4
85 | N YEARLING RD | 43213-1346 | Not Required by DOW | 43461 | AMES | 2000SS | DC | 6.000 | 87767 | BLDG 11 SECTION 6
85 | N YEARLING RD | 43213-1346 | Not Required by DOW | 113613 | AMES | 4000SS | RP | 3.000 | 87771 | AFL BLDG 30 SECTION 8 12' HIGH
85 | N YEARLING RD | 43213-1346 | Not Required by DOW | 113622 | AMES | 4000SS | RP | 3.000 | 87772 | BLDG 30 Center DOCK
85 | N YEARLING RD | 43213-1346 | Not Required by DOW | 113607 | AMES | 4000SS | RP | 3.000 | 87773 | BLDG # 30 SECTION 13 S.W. DOCK
85 | N YEARLING RD | 43213-1346 | Not Required by DOW | 113620 | AMES | 4000SS | RP | 3.000 | 87774 | BLDG 30 SE DOCK
85 | N YEARLING RD | 43213-1346 | Not Required by DOW | 143751204 | AMES | 2000SS | DC | 6.000 | 87775 | Building 30 Systems 5/6 Riser Room 30S-E-041
85 | N YEARLING RD | 43213-1346 | Not Required by DOW | EL1439 | AMES | 2000SS | DC | 8.000 | 87776 | Building 30 Systems 3/4 Riser Room 30S-E-042
85 | N YEARLING RD | 43213-1346 | Not Required by DOW | 1433671204 | AMES | 2000SS | DC | 6.000 | 87777 | Building 30 Systems 7/8 Riser Room 30S-E-039
85 | N YEARLING RD | 43213-1346 | Not Required by DOW | 1434711204 | AMES | 2000SS | DC | 6.000 | 87778 | Building 44 Systems 1/2/3 Riser Room 44S-E-022
85 | N YEARLING RD | 43213-1346 | Not Required by DOW | 1434571204 | AMES | 2000SS | DC | 6.000 | 87779 | BLDG 43 S. E. RISER ROOM
85 | N YEARLING RD | 43213-1346 | Not Required by DOW | 1422591204 | AMES | 2000SS | DC | 6.000 | 87780 | BLDG 9 SECTION 1 & 2 RISER ROOM
85 | N YEARLING RD | 43213-1346 | Not Required by DOW | 1422611204 | AMES | 2000SS | DC | 6.000 | 87781 | BLDG 9 SECTIONS 3/4 RISER ROOM
85 | N YEARLING RD | 43213-1346 | Not Required by DOW | 1423711204 | AMES | 2000SS | DC | 6.000 | 87782 | Building 9 Systems 5/6 Riser Room 9W-E-054
85 | N YEARLING RD | 43213-1346 | Not Required by DOW | 1423701204 | AMES | 2000SS | DC | 6.000 | 87783 | BLDG 9 SECTION 7/8 RISER ROOM
85 | N YEARLING RD | 43213-1346 | Not Required by DOW | 1434921204 | AMES | 2000SS | DC | 6.000 | 87784 | Building 9 Systems 9/10 Riser Room 9W-E-042
85 | N YEARLING RD | 43213-1346 | Not Required by DOW | 1434721204 | AMES | 2000SS | DC | 6.000 | 87785 | Building 9 Systems 11/12 Riser Room 9W-E-041
85 | N YEARLING RD | 43213-1346 | Not Required by DOW | 1434601204 | AMES | 2000SS | DC | 6.000 | 87786 | BLDG 9 SECTION 13 RISER ROOM
85 | N YEARLING RD | 43213-1346 | Not Required by DOW | EL1323 | AMES | 2000SS | DC | 8.000 | 87791 | BLDG 42 SEC 7 RISER ROOM
85 | N YEARLING RD | 43213-1346 | Not Required by DOW | 113624 | AMES | 4000SS | RP | 3.000 | 87794 | BLDG 10 SECTION 7 AFL E DOCK
85 | N YEARLING RD | 43213-1346 | Not Required by DOW | 113623 | AMES | 4000SS | RP | 3.000 | 87795 | BLDG 10 SECTION 6 E DOCK AFL
85 | N YEARLING RD | 43213-1346 | Not Required by DOW | 1136301204 | AMES | 4000SS | RP | 3.000 | 87796 | BLDG 10 AFL SECT 2 N. E. DOCK
85 | N YEARLING RD | 43213-1346 | Not Required by DOW | 1136081204 | AMES | 4000SS | RP | 3.000 | 87797 | BLDG 10 AFL SECT 3 N.E. DOCK
85 | N YEARLING RD | 43213-1346 | Not Required by DOW | 1422391204 | AMES | 2000SS | DC | 6.000 | 87798 | Building 10 Systems 1/2 Riser Room 10E-E-002
85 | N YEARLING RD | 43213-1346 | Not Required by DOW | 1434361204 | AMES | 2000SS | DC | 6.000 | 87799 | Building 10 Systems 3/4 Riser Room 10E-E-012
85 | N YEARLING RD | 43213-1346 | Not Required by DOW | 1434731204 | AMES | 2000SS | DC | 6.000 | 87800 | Building 10 Systems 5/6 Riser Room 10E-E-014
85 | N YEARLING RD | 43213-1346 | Not Required by DOW | 1434621204 | AMES | 2000SS | DC | 6.000 | 87801 | BLDG 10 SEC 7/8
85 | N YEARLING RD | 43213-1346 | Not Required by DOW | 1434651204 | AMES | 2000SS | DC | 6.000 | 87802 | BLDG 10 SEC 9/10 RISER ROOM
85 | N YEARLING RD | 43213-1346 | Not Required by DOW | 1434751204 | AMES | 2000SS | DC | 6.000 | 87803 | BLDG 10 SEC 11/12 RISER ROOM
85 | N YEARLING RD | 43213-1346 | Not Required by DOW | 1434741204 | AMES | 2000SS | DC | 6.000 | 87804 | Building 10 Systems 13/13A Riser Room 10E-E-036
85 | N YEARLING RD | 43213-1346 | Not Required by DOW | 113678 | AMES | 4000SS | RP | 2.500 | 87810 | BLDG 17 E.S. END
85 | N YEARLING RD | 43213-1346 | Not Required by DOW | 1438790105 | AMES | 2000SS | DC | 8.000 | 87811 | Building 30 Systems 1/2 Riser Room 030S-E-053
85 | N YEARLING RD | 43213-1346 | Not Required by DOW | 1422980105 | AMES | 2000SS | DC | 6.000 | 87812 | Building 30 Systems 9/10 Riser Room 030S-E-026
85 | N YEARLING RD | 43213-1346 | Not Required by DOW | 1422970105 | AMES | 2000SS | DC | 6.000 | 87813 | Building 30 Systems 11/12 Riser Room 30S-E-025
85 | N YEARLING RD | 43213-1346 | Not Required by DOW | 114367 | AMES | 2000SS | DC | 6.000 | 87814 | BLDG 30 SECT 13 RISER
85 | N YEARLING RD | 43213-1346 | Not Required by DOW | 113589 | AMES | 4000SS | RP | 2.500 | 87818 | BLDG 27 12' HIGH AFL SECT 18/19 SOUTH OVERHANG
85 | N YEARLING RD | 43213-1346 | Not Required by DOW | 1422201204 | AMES | 2000SS | DC | 6.000 | 87829 | Building 27 System 9/10 Riser Room 27N-E-014
85 | N YEARLING RD | 43213-1346 | Not Required by DOW | 1422601204 | AMES | 2000SS | DC | 6.000 | 87830 | Building 27 Systems 7/8 Riser Room 27N-E-013
85 | N YEARLING RD | 43213-1346 | Not Required by DOW | 1433661204 | AMES | 2000SS | DC | 6.000 | 87831 | Building 27 Systems 11/12 Next to Gym Entrance
85 | N YEARLING RD | 43213-1346 | Not Required by DOW | 1433681204 | AMES | 2000SS | DC | 6.000 | 87832 | Building 27 System 13 Riser Room 27N-E-027
85 | N YEARLING RD | 43213-1346 | Not Required by DOW | 1434681204 | AMES | 2000SS | DC | 6.000 | 87833 | BLDG 44 EAST RISER ROOM
85 | N YEARLING RD | 43213-1346 | Not Required by DOW | EL1825 | AMES | 2000SS | DC | 8.000 | 87834 | BLDG 17 SECT 1
85 | N YEARLING RD | 43213-1346 | Not Required by DOW | 13780 | AMES | 2000SS | DC | 6.000 | 87836 | STORE ROOM BLDG 47
85 | N YEARLING RD | 43213-1346 | Not Required by DOW | 2IL0887 | AMES | 2000SS | DC | 4.000 | 87837 | BOILER ROOM BLDG 48
85 | N YEARLING RD | 43213-1346 | Not Required by DOW | 14349411204 | AMES | 2000SS | DC | 6.000 | 87838 | Building 19 Systems 1 N/S Riser Room 19E-E-003
85 | N YEARLING RD | 43213-1346 | Not Required by DOW | 1434701204 | AMES | 2000SS | DC | 6.000 | 87839 | Building 19 Systems 3 N/S Riser Room 19E-E-013
85 | N YEARLING RD | 43213-1346 | Not Required by DOW | 1434851204 | AMES | 2000SS | DC | 6.000 | 87840 | Building 19 Systems 4 N/S Ri8ser Room 19E-E-021
85 | N YEARLING RD | 43213-1346 | Not Required by DOW | 06292 | AMES | 2000SS | DC | 6.000 | 87843 | REAR RISER ROOM BLDG 308
85 | N YEARLING RD | 43213-1346 | Not Required by DOW | 113536 | AMES | 4000SS | RP | 3.000 | 87848 | BLDG 27 BOAT STORAGE NW DOCK
85 | N YEARLING RD | 43213-1346 | Not Required by DOW | 113628 | AMES | 4000SS | RP | 3.000 | 87849 | BLDG 9 SEC 12 SW DOCK
85 | N YEARLING RD | 43213-1346 | Not Required by DOW | 113926 | AMES | 4000SS | RP | 3.000 | 87851 | BLDG 9 S&R DOCK SECT 8 NW DOCK
85 | N YEARLING RD | 43213-1346 | Not Required by DOW | 113925 | AMES | 4000SS | RP | 3.000 | 87852 | BLDG 9 SW DOCK SECT 8 AFL
85 | N YEARLING RD | 43213-1346 | Not Required by DOW | 113612 | AMES | 4000SS | RP | 3.000 | 87853 | NW END OF BLDG # 17
85 | N YEARLING RD | 43213-1346 | Not Required by DOW | VL0168 | WATTS | 957 | RP | 3.000 | 87882
85 | N YEARLING RD | 43213-1346 | Not Required by DOW | B17749 | WILKINS | 975DA | RPDA | 4.000 | 87883 | BLDG 21A W MECH ROOM
85 | N YEARLING RD | 43213-1346 | Not Required by DOW | EL1334 | AMES | 2000SS | DC | 8.000 | 88448 | DOORE #31
85 | N YEARLING RD | 43213-1346 | Not Required by DOW | EL1244 | AMES | 2000SS | DC | 8.000 | 88449 | DOOR #33
85 | N YEARLING RD | 43213-1346 | Not Required by DOW | 143160 | AMES | 2000SS | DC | 0.750 | 88453 | 9 & 10
85 | N YEARLING RD | 43213-1346 | Not Required by DOW | 113023 | AMES | 4000SS | RP | 3.000 | 88743 | BUILDING 10 010E-E-019 SEC DOC
85 | N YEARLING RD | 43213-1346 | Removed | 113626REM | AMES | 4000SS | RP | 4.000 | 88744 | REMOVED- BUILDING 27 WHSE WEST OF GYM NORTH WALL
85 | N YEARLING RD | 43213-1346 | Not Required by DOW | 43368 | AMES | 2000SS | DC | 2.000 | 88745 | BUILDING 27 27N-E-027
85 | N YEARLING RD | 43213-1346 | Not Required by DOW | EL1191 | AMES | MAXIM 200 | DC | 8.00 | 88746 | BUILDING 18 018W-E-019
85 | N YEARLING RD | 43213-1346 | Not Required by DOW | 42238 | AMES | 2000SS | DC | 6.000 | 88747 | BUILDING 23 MECH ROOM
85 | N YEARLING RD | 43213-1346 | Not Required by DOW | 2460100 | AMES | 2000SS | DC | 4.000 | 88748 | BUILDING 11 011E-I 720
85 | N YEARLING RD | 43213-1346 | Not Required by DOW | 1400630404 | AMES | 2000SS | DC | 6.000 | 88749 | BUILDING 11 011W-E-033
85 | N YEARLING RD | 43213-1346 | Not Required by DOW | 117263 | AMES | 4000SS | RP | 4.000 | 90490 | REAR MECH ROOM
85 | N YEARLING RD | 43213-1346 | Not Required by DOW | 1541061106 | AMES | 3000SS | DCDA | 6.000 | 90491 | Building 306 Riser Room
85 | N YEARLING RD | 43213-1346 | Not Required by DOW | 117435 | AMES | 4000SS | RP | 6.000 | 90492 | SPRINKLER VALVE ROOM
85 | N YEARLING RD | 43213-1346 | Not Required by DOW | 07181 | WATTS | 007M1QT | DC | 0.750 | 90493 | SPRINKLER VALVE ROOM
85 | N YEARLING RD | 43213-1346 | Not Required by DOW | 06145 | WATTS | 007M1QT | DC | 0.750 | 90675 | BLDG 6 NW CORNER OF GARAGE EAST BAY
85 | N YEARLING RD | 43213-1346 | Not Required by DOW | 152121 | AMES | 3000SS | DCDA | 6.000 | 90676 | BLDG 6 NW CORNER OF GARAGE EAST BAY
85 | N YEARLING RD | 43213-1346 | Not Required by DOW | 152022 | AMES | 3000SS | DCDA | 6.000 | 90677 | BOILER ROOM BUILDING 6
85 | N YEARLING RD | 43213-1346 | Not Required by DOW | 05786 | WATTS | 007M1QT | DC | 0.750 | 90678 | BOILER ROOM BUILDING 6
85 | N YEARLING RD | 43213-1346 | Not Required by DOW | 415159 | WATTS | 909QT | RP | 1.000 | 93443 | BLDG 22 CDC BOILER ROOM
85 | N YEARLING RD | 43213-1346 | Not Required by DOW | 168891 | WATTS | 909M1QT | RP | 1.250 | 93444 | BLDG 19 BOILER ROOM
85 | N YEARLING RD | 43213-1346 | Not Required by DOW | 219415 | WATTS | 009QT | RP | 0.750 | 93445 | MECH ROOM BLDG 17
85 | N YEARLING RD | 43213-1346 | Not Required by DOW | 10769 | WATTS | 009QT | RP | 0.750 | 93446 | BLDG 16 BOILER ROOM
85 | N YEARLING RD | 43213-1346 | Not Required by DOW | G5665 | APOLLO/CONBRACO | 4020002 | RP | 3.000 | 93447 | BLDG 23 BOILER ROOM
85 | N YEARLING RD | 43213-1346 | Not Required by DOW | E8676 | APOLLO/CONBRACO | 4020802 | RP | 2.000 | 93460 | BLDG 23 BOILER ROOM
85 | N YEARLING RD | 43213-1346 | Not Required by DOW | 297624 | WATTS | 909QT | RP | 1.000 | 93461 | BLDG 11 BOILER ROOM WEST
85 | N YEARLING RD | 43213-1346 | Not Required by DOW | 613801 | WATTS | 909QT | RP | 0.750 | 93462 | BLDG 306 BOILER ROOM
85 | N YEARLING RD | 43213-1346 | Not Required by DOW | 614254 | WATTS | 909QT | RP | 0.750 | 93463 | BLDG 306 BOILER ROOM
85 | N YEARLING RD | 43213-1346 | Not Required by DOW | 955270 | APOLLO | RPLF4A | RP | 0.750 | 93464 | BLDG 9 BOILER ROOM
85 | N YEARLING RD | 43213-1346 | Not Required by DOW | 168894 | WATTS | 909M1QT | RP | 1.250 | 93465 | BLDG 18 MECH ROOM
85 | N YEARLING RD | 43213-1346 | Not Required by DOW | AH034 | APOLLO/CONBRACO | 4020702 | RP | 1.500 | 93466 | BLDG 22 CDC BOILER ROOM
85 | N YEARLING RD | 43213-1346 | Not Required by DOW | K8665 | APOLLO/CONBRACO | 4020702 | RP | 1.500 | 93467 | BLDG 22 CDC BOILER ROOM
85 | N YEARLING RD | 43213-1346 | Not Required by DOW | 193975 | WATTS | 909QT | RP | 0.750 | 93468 | BLDG 11 CHILLER ROOM
85 | N YEARLING RD | 43213-1346 | Not Required by DOW | 168889 | WATTS | 909M1QT | RP | 1.250 | 93469 | BLDG 11 MECH ROOM
85 | N YEARLING RD | 43213-1346 | Not Required by DOW | W342703 | WILKINS | 975XLBMS | RP | 0.750 | 93480 | BLDG 20a
85 | N YEARLING RD | 43213-1346 | Not Required by DOW | 03759 | WATTS | 009 | RP | 3.000 | 94311 | BOILER ROOM - 185 N YEARLING
85 | N YEARLING RD | 43213-1346 | Not Required by DOW | 46142 | WATTS | 009M2QT | RP | 0.750 | 94312 | BOILER ROOM - 165 N YEARLING
85 | N YEARLING RD | 43213-1346 | Not Required by DOW | 03289 | WATTS | 009 | RP | 3.000 | 94313 | BOILER ROOM - 165 N YEARLING
85 | N YEARLING RD | 43213-1346 | Not Required by DOW | 16495 | WATTS | 919AQT | RP | 1.000 | 94314 | ABOVE BOILER - 165 N YEARLING
85 | N YEARLING RD | 43213-1346 | Not Required by DOW | 04005 | WATTS | 009M2PCQT | RP | 1.250 | 94315 | NW CORNER - 185 N YEARLING mechanic shop
85 | N YEARLING RD | 43213-1346 | Not Required by DOW | 197730 | WATTS | 009M2QT | RP | 0.750 | 94475 | BLDG 21 B POD 1ST FLOOR MECH ROOM
85 | N YEARLING RD | 43213-1346 | Not Required by DOW | 116205 | WATTS | 009QT | RP | 1.000 | 97297 | BLDG 52 RM 052-1-104 BEHIND 2ND DOOR
85 | N YEARLING RD | 43213-1346 | Not Required by DOW | 427630 | WATTS | 909M1QT | RP | 2.000 | 97337 | 314 BUG BLDG -CENTER BAY
85 | N YEARLING RD | 43213-1346 | Not Required by DOW | 2539118 | WILKINS | 975XLBMS | RP | 1.500 | 97338 | BLDG 49-MECH ROOM BUCKEYE LODGE
85 | N YEARLING RD | 43213-1346 | Not Required by DOW | 29846 | WATTS | 919 | RP | 2.000 | 97339 | BLDG 306 RM 306-1-150 FIRE ROOM
85 | N YEARLING RD | 43213-1346 | Not Required by DOW | 19464 | WATTS | 909QT | RP | 1.000 | 97340 | BLDG 30-RM 0305-E-028
85 | N YEARLING RD | 43213-1346 | Not Required by DOW | 1893493 | WILKINS | 975XLBMS | RP | 1.000 | 97341 | 302 RM 302-1-101 FIRING RANGE
85 | N YEARLING RD | 43213-1346 | Not Required by DOW | ACK2532 | WILKINS | 975XL2 | RP | 3.000 | 97342 | BLDG 43 ROOM 043S-E-018
85 | N YEARLING RD | 43213-1346 | Not Required by DOW | 168373 | WATTS | 009M2QT | RP | 0.750 | 97343 | BLDG 54 RM 54-1-102 BROAD ST GUARD SHACK
85 | N YEARLING RD | 43213-1346 | Not Required by DOW | 425596 | WATTS | 909HWM1QT | RP | 2.000 | 97344 | VBLDG 44 ROOM 044S-E-008
85 | N YEARLING RD | 43213-1346 | Not Required by DOW | 20191 | WATTS | 919AQT | RP | 1.000 | 97345 | BLDG 52 RM 52-1-104 BEHIND 2ND DOOR
85 | N YEARLING RD | 43213-1346 | Not Required by DOW | 13659 | WATTS | 009M2QT | RP | 1.500 | 97346 | BLDG 507 MECH ROOM 507-R-003
85 | N YEARLING RD | 43213-1346 | Not Required by DOW | 351708 | WATTS | 007QT | DC | 1.000 | 97360 | BLDG 25 ROOM 025-1-102
85 | N YEARLING RD | 43213-1346 | Not Required by DOW | 16916 | WATTS | 919AQT | RP | 0.750 | 97366 | BLDG 17 -MECH RM 017E-E-012
85 | N YEARLING RD | 43213-1346 | Not Required by DOW | 56648 | WATTS | 919QT | RP | 1.000 | 97367 | BLDG 11 SECTION 9 RM 011W-E-039
85 | N YEARLING RD | 43213-1346 | Not Required by DOW | A75061 | WATTS | 009M3QT | RP | 0.750 | 97368 | BLDG 11 WEST SIDE OF BLDG ROOM 011W-E-036A
85 | N YEARLING RD | 43213-1346 | Not Required by DOW | 619880 | WATTS | 909QT | RP | 1.000 | 97369 | BLDG 11 SECTION 5 RM 011-I-535
85 | N YEARLING RD | 43213-1346 | Not Required by DOW | 622111 | WATTS | 909QT | RP | 1.000 | 97370 | BLDG 10 SECTION 12 RM #010-I-1214
85 | N YEARLING RD | 43213-1346 | Not Required by DOW | 627813 | WATTS | 909QT | RP | 0.750 | 97371 | BLDG 16 MECH ROOM RM # 016E-004
85 | N YEARLING RD | 43213-1346 | Not Required by DOW | 164192 | AMES | 2000SS | DC | 6.000 | 97958 | STORAGE ROOM
85 | N YEARLING RD | 43213-1346 | Not Required by DOW | 164793 | AMES | 2000SS | DC | 8.000 | 97959 | BASEMENT FIRE PUMP
85 | N YEARLING RD | 43213-1346 | Not Required by DOW | 3157922 | WILKINS | 950XLU | DC | 0.750 | 98135 | BUILDING 20 - ROOM #A012N
85 | N YEARLING RD | 43213-1346 | Not Required by DOW | 581675 | WILKINS | 975XLBMS | RP | 0.750 | 99343 | MEZZ CENTER OF BLDG - 7350 ZISTEL STR BLDG 874
85 | N YEARLING RD | 43213-1346 | Not Required by DOW | 27185 | WATTS | 009 | RP | 2.500 | 99376 | BOILER - 165 N YEARLING in building 161
85 | N YEARLING RD | 43213-1346 | Not Required by DOW | 36513 | WATTS | 009M2PCQT | RP | 0.750 | 99377 | BOILER ROOM - 185 N YEARLING
85 | N YEARLING RD | 43213-1346 | Not Required by DOW | 154192 | WATTS | 909 | RP | 3.000 | 100428 | IN BOILER ROOM
85 | N YEARLING RD | 43213-1346 | Not Required by DOW | 37625 | WATTS | 919QT | RP | 1.000 | 100510 | BLDG 30-RM 305-E-028
85 | N YEARLING RD | 43213-1346 | Not Required by DOW | 1422381204 | AMES | 2000SS | DC | 6.00 | 101910 | Building 23 Mech Room
85 | N YEARLING RD | 43213-1346 | Not Required by DOW | 65665 | CONBRACO | 4020002 | RP | 3.000 | 101911 | E MECHANICAL ROOM - 3990 E BROAD ST
85 | N YEARLING RD | 43213-1346 | Not Required by DOW | 178988 | WATTS | 909 | RP | 3.000 | 102019 | BUILDING 6 MECHANIC ROOM
85 | N YEARLING RD | 43213-1346 | Not Required by DOW | 20491 | AMES | 2000BM3 | DC | 0.750 | 102020 | BUILDING 6 ZONE 6 WEST BAY
85 | N YEARLING RD | 43213-1346 | Not Required by DOW | KI-0430 | AMES | COLT 300BF | DCDA | 6.000 | 102021 | Building 6 System 6 West Bay
85 | N YEARLING RD | 43213-1346 | Not Required by DOW | 18838 | AMES | 2000BM3 | DC | 0.750 | 102022 | BUILDING 6 ZONE 5 CENTER BAY
85 | N YEARLING RD | 43213-1346 | Not Required by DOW | KK-1014 | AMES | COLT 300BF | DCDA | 6.000 | 102023 | BUILDING 6 ZONE 5 CENTER BAY
85 | N YEARLING RD | 43213-1346 | Not Required by DOW | KH-0911 | AMES | COLT 200N | DC | 8.000 | 102036 | BUILDING 5 MECHANIC ROOM
85 | N YEARLING RD | 43213-1346 | Not Required by DOW | 125757 | WATTS | 909 | RP | 3.000 | 102037 | BUILDING 5 MECHANIC ROOM
85 | N YEARLING RD | 43213-1346 | Not Required by DOW | 21112 | WATTS | 919AQT | RP | 0.750 | 102197 | BUILDING 11 ROOM 1107
85 | N YEARLING RD | 43213-1346 | Not Required by DOW | 24380 | WATTS | 919AQT | RP | 0.750 | 102198 | BUILDING 11 ROOM 011W-E-034A
85 | N YEARLING RD | 43213-1346 | Not Required by DOW | A00398 | WATTS | 919AQT | RP | 0.750 | 102199 | BUILDING 22 BOILER ROOM 2
85 | N YEARLING RD | 43213-1346 | Not Required by DOW | L58645 | WILKINS | 375 | RP | 3.000 | 102200 | BUILDING 22 BOILER ROOM 2
85 | N YEARLING RD | 43213-1346 | Not Required by DOW | 358636 | WATTS | 009M2QT | RP | 1.000 | 102201 | BUILDING 11 ROOM 011W-E-052
85 | N YEARLING RD | 43213-1346 | Not Required by DOW | 02739 | WATTS | 919 | RP | 0.500 | 102203 | BUILDING 11 ROOM 011W-E-1332A 10' IN AIR
85 | N YEARLING RD | 43213-1346 | Not Required by DOW | 2872543 | WILKINS | 375 | RP | 2.500 | 102204 | IN CLOSET IN KITCHEN
85 | N YEARLING RD | 43213-1346 | Not Required by DOW | JH0185 | AMES | COLT 400 | RP | 4.000 | 102261 | BUILDING 2 BOILER ROOM
85 | N YEARLING RD | 43213-1346 | Not Required by DOW | 221342 | APOLLO/CONBRACO | 4020402 | RP | 0.750 | 102262 | BUILDING 2 BOILER ROOM
85 | N YEARLING RD | 43213-1346 | Not Required by DOW | x18599 | WILKINS | 375A | RP | 4.000 | 102281 | MECHANIC ROOM
85 | N YEARLING RD | 43213-1346 | Not Required by DOW | 15311 | WATTS | 919QT | RP | 2.000 | 102282 | MECHANIC ROOM
85 | N YEARLING RD | 43213-1346 | Not Required by DOW | 1659190510 | AMES | 2000SS | DC | 6.000 | 102283 | SPRINKLER ROOM Building 1
85 | N YEARLING RD | 43213-1346 | Not Required by DOW | B05343 | WILKINS | 975 | RP | 4.000 | 102345 | BUILDING 20A
85 | N YEARLING RD | 43213-1346 | Not Required by DOW | 1705510612 | AMES | 2000SS | DC | 6.000 | 102391 | RISER ROOM DSCC COMMUNITY AND VA ENG BLDG
85 | N YEARLING RD | 43213-1346 | Not Required by DOW | 1651111209 | AMES | 2000SS | DC | 6.000 | 102448 | Building 2 Mech Room
85 | N YEARLING RD | 43213-1346 | Not Required by DOW | 1651141209 | AMES | 2000SS | DC | 8.000 | 102449 | BUILDING 4 - MECHANICAL ROOM NORTH WALL - GARAGE
85 | N YEARLING RD | 43213-1346 | Not Required by DOW | KA2165 | AMES | 4000CIV | RP | 3.000 | 102450 | BUILDING 4 GARAGE - MECHANICAL ROOM
85 | N YEARLING RD | 43213-1346 | Not Required by DOW | 2690630 | AMES | 3000SS | DCDA | 6.000 | 102552 | IN FIRE PUMP ROOM
85 | N YEARLING RD | 43213-1346 | Not Required by DOW | 1647631109 | AMES | 2000SS | DC | 6.000 | 102892 | BUILDING 22-2 N.E. Mech Room
85 | N YEARLING RD | 43213-1346 | Not Required by DOW | 2AL0663 | AMES | 2000SS | DC | 6.000 | 102893 | BULIDING 22 RISER ROOM
85 | N YEARLING RD | 43213-1346 | Not Required by DOW | 113625 | AMES | 4000SS | RP | 6.000 | 102894 | BUILDING 16
85 | N YEARLING RD | 43213-1346 | Not Required by DOW | 1423716 | AMES | 2000SS | DC | 8.000 | 102895 | BUILDING 9 RISER 5
85 | N YEARLING RD | 43213-1346 | Not Required by DOW | 113945 | AMES | 4000SS | RP | 3.000 | 102897 | BUILDING 9 SECTION 12
85 | N YEARLING RD | 43213-1346 | Not Required by DOW | 1643930809 | AMES | 2000SS | DC | 8.000 | 102898 | BUILDING 20 - PUMP ROOM
85 | N YEARLING RD | 43213-1346 | Not Required by DOW | 641920909 | AMES | 2000SS | DC | 6.000 | 102899 | SPRINKLER RISER - BUILDING 20A
85 | N YEARLING RD | 43213-1346 | Not Required by DOW | 1434871204 | AMES | 2000SS | DC | 6.000 | 102901 | BUILDING 20 Basement Riser Room
85 | N YEARLING RD | 43213-1346 | Not Required by DOW | 3542670 | WILKINS | 975XL | RP | 1.500 | 102951 | MECHANIC ROOM BUILDING BALL ROOM
85 | N YEARLING RD | 43213-1346 | Not Required by DOW | 221318 | APOLLO/CONBRACO | RP40 | RP | 0.750 | 103969 | BUILDING 2 BOILER ROOM 10' UP
85 | N YEARLING RD | 43213-1346 | Not Required by DOW | 120700 | WATTS | U009M2QT | RP | 3.000 | 104054 | BUILDING #4 MECHANICAL ROOM
85 | N YEARLING RD | 43213-1346 | Not Required by DOW | B154498 | WILKINS | 975 | RP | 4.000 | 3604161 | 3990 E BROAD ST, BUILDING 21A MECHANICAL ROOM
85 | N YEARLING RD | 43213-1346 | Not Required by DOW | 1423721204 | AMES | 2000SS | DC | 6.00 | 3604302 | BUILDING 11 RISER ROOM 1-2
85 | N YEARLING RD | 43213-1346 | Not Required by DOW | 1423651204 | AMES | 2000SS | DC | 6.000 | 3604303 | BUILDING 11 RISER ROOM 3-4
85 | N YEARLING RD | 43213-1346 | Not Required by DOW | 1434611204 | AMES | 2000SS | DC | 6.000 | 3604304 | BUILDING 11 RISER ROOM 5-6
85 | N YEARLING RD | 43213-1346 | Not Required by DOW | 1400630404 | AMES | 2000SS | DC | 6.000 | 3604305 | BUILDING 11 RISER ROOM 13
85 | N YEARLING RD | 43213-1346 | Not Required by DOW | 113007 | AMES | 4000SS | RP | 3.000 | 3604306 | BUILDING 30 CENTER DOCK
85 | N YEARLING RD | 43213-1346 | Not Required by DOW | 1779270712 | AMES | 3000SS | DCDA | 4.000 | 3604307 | BUILDING 58 MECHANICAL ROOM 112 OUTSIDE
85 | N YEARLING RD | 43213-1346 | Not Required by DOW | 68743 | AMES | 2000B | DC | 0.750 | 3604308 | Building 58 Mech Room 112
85 | N YEARLING RD | 43213-1346 | Not Required by DOW | 3631 | AMES | 4000SS | RP | 3.000 | 3604309 | BUILDING 27 LOADING DOCK
85 | N YEARLING RD | 43213-1346 | Not Required by DOW | 16653 | WATTS | 919QT | RP | 1.250 | 3605595 | GEOTHERMAL, MECHANICAL ROOM
85 | N YEARLING RD | 43213-1346 | Not Required by DOW | 10631 | WATTS | 919QT | RP | 1.250 | 3605596 | GEOTHERMAL, MECHANICAL ROOM
85 | N YEARLING RD | 43213-1346 | Not Required by DOW | 10624 | WATTS | 919QT | RP | 1.250 | 3605597 | GEOTHERMAL, MECHANICAL ROOM
85 | N YEARLING RD | 43213-1346 | Not Required by DOW | 1275711213 | AMES | 4000RP | RP | 8.000 | 3605630 | EAST SIDE ENTRANCE
85 | N YEARLING RD | 43213-1346 | Not Required by DOW | 002820814 | AMES | 2000SS | DC | 12.000 | 3606027 | PIT
85 | N YEARLING RD | 43213-1346 | Not Required by DOW | 002830814 | AMES | 2000SS | DC | 12.000 | 3606028 | PIT
85 | N YEARLING RD | 43213-1346 | Not Required by DOW | 35506 | WATTS | 919QT | RP | 0.750 | 3607575 | TRUCK WASH
85 | N YEARLING RD | 43213-1346 | Not Required by DOW | 35501 | WATTS | 919QT | RP | 0.750 | 3607578 | TRUCK WASH
85 | N YEARLING RD | 43213-1346 | Not Required by DOW | 35997 | WATTS | 919QT | RP | 0.750 | 3607579 | WASH BAY
85 | N YEARLING RD | 43213-1346 | Not Required by DOW | WD-1680 | WATTS | 957 | RP | 3.000 | 3613570 | BLDG 21 BY NW OVERHEAD DOOR
85 | N YEARLING RD | 43213-1346 | Not Required by DOW | 969928 | HERSEY/GRINNELL | FDC | DC | 0.750 | 3613571 | OUTSIDE BLDG 21A SE IN PIT
85 | N YEARLING RD | 43213-1346 | Not Required by DOW | 96032 | HERSEY/GRINNELL | FDC | DC | 0.750 | 3613572 | OUTSIDE BLDG 21 WEST IN PIT
85 | N YEARLING RD | 43213-1346 | Not Required by DOW | 088332 | WATTS | LF009M2QT | RP | 2.000 | 3624980 | 300 N JAMES RD, BLDG 30 DOOR 53
85 | N YEARLING RD | 43213-1346 | Not Required by DOW | MF06061 | WATTS | 957 | RP | 2.500 | 3625000 | BUILDING 58 MECHANICAL ROOM
85 | N YEARLING RD | 43213-1346 | Not Required by DOW | 36528 | WATTS | 919QT | RP | 1.000 | 3625001 | BUILDING 58
85 | N YEARLING RD | 43213-1346 | Not Required by DOW | 448751 | WILKINS | 975XL2 | RP | 0.750 | 3625002 | BUILDING 20
85 | N YEARLING RD | 43213-1346 | Not Required by DOW | 546906 | APOLLO/CONBRACO | RPLF4A | RP | 1.000 | 3625003
85 | N YEARLING RD | 43213-1346 | Not Required by DOW | 448752 | WILKINS | 975XL2 | RP | 0.750 | 3625004 | BUILDING 20
85 | N YEARLING RD | 43213-1346 | Not Required by DOW | 35131 | APOLLO/CONBRACO | RP40 | RP | 3.000 | 3625005 | EAST WALL
85 | N YEARLING RD | 43213-1346 | Not Required by DOW | SD-1843 | WATTS | 957 | RP | 6.000 | 3635662 | AOIZN
85 | N YEARLING RD | 43213-1346 | Not Required by DOW | 29462 | WILKINS | 375A | RP | 3.000 | 3641447 | Building 11 Main Feed
85 | N YEARLING RD | 43213-1346 | Not Required by DOW | W3042703 | WILKINS | 975XL | RP | 0.750 | 3641448 | Fire Hydrants
85 | N YEARLING RD | 43213-1346 | Not Required by DOW | 100283 | AMES | 2000SS | DC | 12.000 | 3641461 | James Rd Pit
85 | N YEARLING RD | 43213-1346 | Not Required by DOW | 100282 | AMES | 2000SS | DC | 12.000 | 3641462 | YEARLING RD PIT
85 | N YEARLING RD | 43213-1346 | Not Required by DOW | 034215 | WATTS | 007M1QT | DC | 2.000 | 3647180 | 85 N. Yearling Building 1 Mechanical Room
85 | N YEARLING RD | 43213-1346 | Not Required by DOW | 2729087 | WILKINS | 975XL | RP | 1.250 | 3647181 | 85 N. Yearling Building 24 Mechanical Room
85 | N YEARLING RD | 43213-1346 | Active | 74600 | APOLLO | RPLF4A | RP | 12.000 | 3648445 | HEATED ENCLOSURE OFF YEARLING
85 | N YEARLING RD | 43213-1346 | Not Required by DOW | 613754 | WATTS | 909QT | RP | 0.750 | 3651200 | BOILER ROOM
85 | N YEARLING RD | 43213-1346 | Not Required by DOW | 19838 | AMES | 2000BM3 | DC | 0.750 | 3651201 | Building 6 Center Truck Bay
85 | N YEARLING RD | 43213-1346 | Not Required by DOW | 12049 | AMES | 2000BM3 | DC | 0.750 | 3651202 | Building 6 West Truck Bay 3
31 | N YEARLING RD | 43213-3808 | Active | 1858240415 | AMES | 3000SS | DCDA | 4.000 | 3569648 | MID E WALL METER/RISER AREA
310 | N YEARLING RD | 43213-3808 | Active | 74295 | AMES | 2000B | DC | 0.750 | 3613862 | MID E WALL METER/RISER AREA
310 | N YEARLING RD | 43213-3808 | Active | 4151297 | WILKINS | 975XL2 | RP | 1.500 | 3614936 | MID E WALL METER/RISER AREA
430 | N YEARLING RD | 43213 | Active | UJ-1870 | WATTS | 957 | RP | 3.000 | 3649038 | SW CORNER OF BUILDING AT DOMESTIC WATER METER
430 | N YEARLING RD | 43213 | Active | UK-0399 | AMES | 500-GV | RPDA | 8.000 | 3649039 | SW CORNER OF BUILDING AT FIRE RISER
430 | N YEARLING RD | 43213 | Active | 88258 | WATTS | 919QT | RP | 0.750 | 3649040 | SW CORNER OF BUILDING AT FIRE RISER 3/4" SIDE CAR
430 | N YEARLING RD | 43213 | Not Required by DOW | 214501 | WATTS | LF009M2QT | RP | 1.000 | 3649041 | WATER SERVICE ENTRANCE OF BIMBO
430 | N YEARLING RD | 43213 | LPS - Active | 430NYEARLINGFP |  |  | LST |  | 3649072 | FIRE PUMP - FIRE PUMP
430 | N YEARLING RD | 43213 | Not Required by DOW | 27895 | WATTS | LF009M2QT | RP | 1.250 | 3649909 | AMMONIA ROOM - CERELIA - 4450 POTH RD
430 | N YEARLING RD | 43213 | Not Required by DOW | 086609 | WATTS | LF009M2QT | RP | 1.500 | 3649910 | CHEMICAL ROOM - MX LINE HOT - CERELIA - 4450 POTH RD
430 | N YEARLING RD | 43213 | Not Required by DOW | 169723 | WATTS | LF009M2QT | RP | 2.000 | 3649911 | CHILLED WATER ROOM - CERELIA - 4450 POTH RD
430 | N YEARLING RD | 43213 | Not Required by DOW | 089337 | WATTS | LF009M2QT | RP | 1.500 | 3649912 | CHEMICAL ROOM - MX LINE COLD - CERELIA - 4450 POTH RD
430 | N YEARLING RD | 43213 | Not Required by DOW | 91867 | WATTS | LF919QT | RP | 0.750 | 3651020 | CHEMICAL STAGING ROOM
430 | N YEARLING RD | 43213 | Not Required by DOW | 28963 | WATTS | SS009M3QT | RP | 0.500 | 3651021 | TRASH DOCK WASH ROOM
555 | N YEARLING RD | 43213-1395 | Active | 31139 | AMES | 3000SS | DCDA | 6.000 | 67224 | METER PIT WEST OF REAR ENTRANCE
555 | N YEARLING RD | 43213-1395 | Active | 74591 | WATTS | 007M1PCQT | DCDA | 0.750 | 67225 | METER PIT WEST OF REAR ENTRANCE
555 | N YEARLING RD | 43213-1395 | Active | 5033275 | WILKINS | 975XL2 | RP | 1.000 | 3639481 | WATER HEATER RM CLOSET
600 | NACOT PL | 43054 | Active | 72308 | AMES | 2000B | DC | 0.750 | 3609658 | SPRINKLER RISER ROOM
6005 | NACOT PL | 43054 | Active | 1830940414 | AMES | 3000SS | DCDA | 8.000 | 3610067 | SPRINKLER RISER ROOM
6005 | NACOT PL | 43054 | Not Required by DOW | 018816 | WATTS | 919QT | RP | 1.500 | 3615396 | S SIDE MECH RM BY METER
6005 | NACOT PL | 43054 | Removed | 4000143REM | WILKINS | 975XL | RP | 1.500 | 3615397 | METER RM S SIDE OF BUILDING REMOVED
6005 | NACOT PL | 43054 | Active | 100194 | WATTS | 009 | RP | 2.000 | 3629878 | NORTH OUTSIDE METER ROOM
6005 | NACOT PL | 43054 | LPS - Active |  |  |  | LPC |  | 3629919 | DOMESTIC PUMP -
4614 | NADINE PARK DR | 43026 | Active | T415904 | WILKINS | 720A | PVB | 0.750 | 3601575 | RIGHT FRONT
4615 | NADINE PARK DR | 43026 | Active | CB986977 | WILKINS | 720A | PVB | 0.750 | 3601810 | LEFT FRONT
4638 | NADINE PARK DR | 43026 | Active | T188077 | WILKINS | 720A | PVB | 0.750 | 3601643 | RIGHT SIDE OF HOUSE
4639 | NADINE PARK DR | 43026 | Active | T390884 | WILKINS | 720A | PVB | 0.750 | 3601613 | LEFT FRONT
4684 | NADINE PARK DR | 43026-6080 | Active | T553718 | WILKINS | 720A | PVB | 1.000 | 64801 | LEFT FRONT
4696 | NADINE PARK DR | 43026-6080 | Active | G216348 | WILKINS | 720A | PVB | 0.750 | 95836 | RIGHT FRONT
4706 | NADINE PARK DR | 43026 | Active | T366393 | WILKINS | 720A | PVB | 0.750 | 3613473 | LEFT SIDE
4707 | NADINE PARK DR | 43026-6076 | Replaced | REP953370 | WILKINS | 720A | PVB | 0.750 | 88441 | REPLACED- RIGHT SIDE FRONT
4707 | NADINE PARK DR | 43026-6076 | Active | T146629 | WILKINS | 720A | PVB | 0.750 | 3609778 | RIGHT SIDE FRONT
4790 | NADINE PARK DR | 43026-6097 | Active | 22808 | FEBCO | 765 | PVB | 0.750 | 101538 | LEFT SIDE
4798 | NADINE PARK DR | 43026-6097 | Active | AJ224 | CONBRACO | PVB | PVB | 1.000 | 91566 | RIGHT SIDE
4807 | NADINE PARK DR | 43026-6199 | Active | CB633267 | WILKINS | 720A | PVB | 0.750 | 88598 | RIGHT FRONT CORNER OF HOUSE
4900 | NADINE PARK DR | 43026-6218 | Active | G214974 | WILKINS | 720A | PVB | 0.750 | 95542 | RIGHT SIDE OF HOUSE
4272 | NAFZGER DR | 43230-8457 | Active | CB205828 | WILKINS | 720A | PVB | 0.750 | 3585005 | RIGHT SIDE OF HOUSE
4282 | NAFZGER DR | 43230-8457 | Active | T031651 | WILKINS | 720A | PVB | 0.750 | 100947 | RIGHT SIDE
8800 | NAIRN CT | 43017 | Active | T337698 | WILKINS | 720A | PVB | 0.750 | 74323 | RIGHT SIDE CENTER BY GAS METER
8803 | NAIRN CT | 43017 | Active | CB597666 | WILKINS | 720A | PVB | 0.750 | 91501 | LEFT FRONT
8857 | NAIRN CT | 43017-9407 | Active | AD4915 | FEBCO | 765 | PVB | 0.750 | 94096 | RIGHT CENTER
8864 | NAIRN CT | 43017 | Active | 108741 | WATTS | 800M4QT | PVB | 0.750 | 94097 | LEFT FRONT
8875 | NAIRN CT | 43017 | Active | G215523 | WILKINS | 720A | PVB | 0.750 | 90466 | FRONT OF HOUSE LEFT FRONT DOOR
8882 | NAIRN CT | 43017 | Active | H491799 | FEBCO | 765 | PVB | 1.000 | 74379 | RIGHT SIDE OF HOUSE
1281 | NANTUCKET AVE | 43235-4075 | Active | CAB60601 | WILKINS | 720A | PVB | 1.000 | 94098 | RIGHT FRONT
9308 | NAPLES LN | 43016-6113 | Active | A133433 | WILKINS | 720A | PVB | 0.750 | 95338 | LEFT CENTER BY A/C UNITS
9316 | NAPLES LN | 43016-6113 | Active | 176066 | WILKINS | 720A | PVB | 0.750 | 91306 | FRONT LEFT
9324 | NAPLES LN | 43016-6113 | Active | G208083 | WILKINS | 720A | PVB | 0.750 | 92421 | RIGHT SIDE
9332 | NAPLES LN | 43016-6113 | Active | G229432 | WILKINS | 720A | PVB | 0.750 | 96923 | FRONT OF HOUSE LEFT FRONT DOOR
9340 | NAPLES LN | 43016-6113 | Active | T126211 | WILKINS | 720A | PVB | 0.750 | 102804 | RIGHT
9347 | NAPLES LN | 43016-6114 | Active | G186079 | WILKINS | 720A | PVB | 0.750 | 91667 | LEFT FRONT
9355 | NAPLES LN | 43016 | Active | T034778 | WILKINS | 720 | PVB | 0.750 | 3601512 | FRONT
100 | NAPOLEON AVE | 43213- | Due Install |  |  |  | RP | 6.000 | 3490092
240 | NAPOLEON AVE | 43213- | Removed | REM617778 | WATTS | 800M4QT | PVB | 1.000 | 94099 | FRONT OF BLDG
746 | NAPOLEON AVE | 43213-2753 | Removed | REM618789 | WATTS | 909QT | RP | 0.750 | 72029
553 | NASH PL | 43081-8622 | Active | T055312 | WILKINS | 720A | PVB | 1.000 | 101300 | LEFT OF GARAGE
7812 | NASSAU LOOP | 43017-8580 | Active | 97761 | WATTS | 800QT | PVB | 0.750 | 72840 | LEFT SIDE OF HOUSE
7815 | NASSAU LOOP | 43017-8591 | Active | 345404 | WATTS | 800M4FR | PVB | 0.750 | 72846 | RIGHT SIDE OF HOUSE
7816 | NASSAU LOOP | 43017 | Active | T462840 | WILKINS | 720A | PVB | 0.750 | 72850 | RIGHT FRONT
7818 | NASSAU LOOP | 43017 | Active | 279372 | WILKINS | 720A | PVB | 0.750 | 94100 | BACK OF HOUSE
7819 | NASSAU LOOP | 43017 | Active | BB5110 | FEBCO | 765 | PVB | 0.750 | 72856 | LEFT SIDE OF HOUSE
7820 | NASSAU LOOP | 43017 | Active | 279517 | WILKINS | 720A | PVB | 0.750 | 72859 | BACK OF HOUSE
7823 | NASSAU LOOP | 43017-8591 | Active | 117531 | FEBCO | 765 | PVB | 1.000 | 72863 | REAR OF HOUSE
7826 | NASSAU LOOP | 43017-8581 | Active | AC7235 | FEBCO | 765 | PVB | 0.750 | 72873 | LEFT SIDE OF HOUSE
7827 | NASSAU LOOP | 43017-8591 | Active | 403924 | WATTS | 800M4FR | PVB | 0.750 | 72875 | LEFT SIDE OF HOUSE
7831 | NASSAU LOOP | 43017-8591 | Active | GB010958 | WILKINS | 720 | PVB | 0.750 | 72880 | RIGHT SIDE
7832 | NASSAU LOOP | 43017-8581 | Active | E5504 | FEBCO | 765 | PVB | 0.750 | 72882 | RT SIDE
7835 | NASSAU LOOP | 43017-8591 | Active | T434897 | WILKINS | 720A | PVB | 0.750 | 72889 | RIGHT REAR
7839 | NASSAU LOOP | 43017-8591 | Active | T047838 | WILKINS | 720A | PVB | 0.750 | 101277 | REAR
7840 | NASSAU LOOP | 43017-8581 | Active | BL7346 | FEBCO | 765 | PVB | 0.750 | 72898 | RIGHT CENTER
7845 | NASSAU LOOP | 43017-8591 | Active | 572492 | WILKINS | 720A | PVB | 0.750 | 72906 | WEST SIDE OF HOUSE
7847 | NASSAU LOOP | 43017-8591 | Active | CD3180 | FEBCO | 765 | PVB | 0.750 | 72910 | RIGHT SIDE OF HOUSE
7848 | NASSAU LOOP | 43017-8581 | Active | 348092 | WATTS | 800M4QT | PVB | 0.750 | 94101 | RIGHT SIDE OF HOUSE
7851 | NASSAU LOOP | 43017-8591 | Active | T079420 | WILKINS | 720A | PVB | 0.750 | 72914 | RIGHT SIDE OF HOUSE
7855 | NASSAU LOOP | 43017-8582 | Active | G8345 | FEBCO | 765 | PVB | 0.750 | 72922 | LEFT SIDE OF HOUSE
7856 | NASSAU LOOP | 43017-8581 | Active | H275531 | FEBCO | 765 | PVB | 0.750 | 87434 | LEFT SIDE
7859 | NASSAU LOOP | 43017-8582 | Active | FH2037 | FEBCO | 765 | PVB | 1.000 | 72926 | OUTSIDE EAST SIDE
7863 | NASSAU LOOP | 43017-8582 | Active | 31122 | WILKINS | 720A | PVB | 0.750 | 72931 | LEFT SIDE
7867 | NASSAU LOOP | 43017-8582 | Active | T427808 | WILKINS | 720A | PVB | 1.000 | 3490565 | LEFT FRONT
7871 | NASSAU LOOP | 43017 | Active | H323061 | FEBCO | 765 | PVB | 0.750 | 88617 | LEFT FRONT
7876 | NASSAU LOOP | 43017-8581 | Active | BC4737 | FEBCO | 765 | PVB | 0.750 | 72938 | OUTSIDE
7877 | NASSAU LOOP | 43017-8582 | Active | H759823 | FEBCO | 765 | PVB | 0.750 | 72940 | LEFT SIDE OF HOUSE
7879 | NASSAU LOOP | 43017 | Active | G200251 | WILKINS | 720A | PVB | 1.000 | 97886 | Right side front
7883 | NASSAU LOOP | 43017-8582 | Active | H4611590 | FEBCO | 765 | PVB | 0.750 | 95209 | RIGHT FRONT
7886 | NASSAU LOOP | 43017-8581 | Active | BL6193 | FEBCO | 765 | PVB | 0.750 | 72946 | LEFT FRONT
7887 | NASSAU LOOP | 43017-8582 | Replaced | REPH516830 | FEBCO | 765 | PVB | 0.750 | 72947 | REPLACED- NORTH SIDE OF HOUSE
7887 | NASSAU LOOP | 43017-8582 | Active | H759823 | FEBCO | 765 | PVB | 0.750 | 3609726 | NORTH SIDE OF HOUSE
7895 | NASSAU LOOP | 43017-8582 | Active | 1748 | FEBCO | 765 | PVB | 0.750 | 72953 | RIGHT SIDE OF HOUSE
5659 | NATALIE ROSE WAY | 43235-3504 | Active | 902536 | WILKINS | 720A | PVB | 0.750 | 67527 | OUTSIDE
5660 | NATALIE ROSE WAY | 43235-3504 | Active | CAA40919 | WILKINS | 720 | PVB | 0.750 | 3652769 | LEFT SIDE OF HOUSE
5671 | NATALIE ROSE WAY | 43235-3504 | Active | A153058 | WILKINS | 720A | PVB | 0.750 | 87263 | RIGHT SIDE OF HOUSE
5672 | NATALIE ROSE WAY | 43235-3504 | Active | 264320 | WATTS | 800M4QT | PVB | 0.750 | 92184 | LEFT SIDE OF HOUSE
5683 | NATALIE ROSE WAY | 43235-3504 | Active | A134004 | WILKINS | 720A | PVB | 0.750 | 95155 | LEFT SIDE OF HOUSE
5684 | NATALIE ROSE WAY | 43235-3504 | Active | CAA46459 | WILKINS | 720A | PVB | 0.750 | 3653140 | RIGHT SIDE OF THE HOUSE
5696 | NATALIE ROSE WAY | 43235-3504 | Active | cb547343 | WILKINS | 720A | PVB | 0.750 | 88755 | N. SIDE OF RESIDENCE
151 | NATIONWIDE BLVD | 43215- | Active | 3635501 | WILKINS | 975XL | RP | 0.750 | 55251 | BASEMENT AT METER
1 | NATIONWIDE PL | 43215-2239 | Active | 11248830311 | AMES | 4000SS | RP | 8.00 | 53445 | LC CONCOURSE PUMP ROOM -- PLAZA 1
1 | NATIONWIDE PL | 43215-2239 | Not Required by DOW | 011573 | WATTS | LF909 | RP | 3.000 | 53448 | P-3 ATRIUM PUMP ROOM
1 | NATIONWIDE PL | 43215-2239 | Not Required by DOW | 150271 | WATTS | 909 | RP | 3.000 | 53453 | 18TH FLOOR PLAZA 2 - 280 N HIGH ST
1 | NATIONWIDE PL | 43215-2239 | Not Required by DOW | 159278 | WATTS | 909M1QT | RP | 2.000 | 53454 | LOWER CONCOURSE ELEC. SHOP ABOVE VAULT
1 | NATIONWIDE PL | 43215-2239 | Not Required by DOW | 159826 | WATTS | 007QT | DC | 0.750 | 53455 | LOWER CONCOURSE DOCUMENT SERVICES
1 | NATIONWIDE PL | 43215-2239 | Not Required by DOW | 162449 | WATTS | 909M1QT | RP | 1.500 | 53456 | MID LEVEL P-3 RAMP
1 | NATIONWIDE PL | 43215-2239 | Not Required by DOW | 02273 | WATTS | LF909M1QT | RP | 2.000 | 53457 | ATRIUM PUMP ROOM
1 | NATIONWIDE PL | 43215-2239 | Not Required by DOW | 163862 | WATTS | 909QT | RP | 1.500 | 53458 | P3-3 floor by chilled water pumps by the double doors to the Duct shaft.
1 | NATIONWIDE PL | 43215-2239 | Not Required by DOW | 165689 | WATTS | 909M1QT | RP | 2.000 | 53459 | PLAZA 3 ATRIUM PUMP ROOM
1 | NATIONWIDE PL | 43215-2239 | Not Required by DOW | 167348 | WATTS | 909 | RP | 4.000 | 53460 | 27TH MECHANICAL PUMP ROOM
1 | NATIONWIDE PL | 43215-2239 | Not Required by DOW | 18922 | WATTS | 909QT | RP | 0.750 | 53463 | 3RD FLOOR MECH ROOM
1 | NATIONWIDE PL | 43215-2239 | Not Required by DOW | 260829 | WATTS | 909M1QT | RP | 1.500 | 53470 | CELLAR PLAZA 2 - 280 N HIGH ST
1 | NATIONWIDE PL | 43215-2239 | Active | 3011 | FEBCO | 805Y | DC | 0.750 | 53472 | LOWER CONCOURSE PLAZA 1
1 | NATIONWIDE PL | 43215-2239 | Removed | 31116-Removed | WATTS | 007QT | DC | 2.000 | 53474 | REM2ND FLOOR PLAZA 3 REMOVED
1 | NATIONWIDE PL | 43215-2239 | Not Required by DOW | 342783 | WATTS | 909QT | RP | 0.750 | 53476 | LOWER LEVEL PLAZA 3 --MINI-MATE
1 | NATIONWIDE PL | 43215-2239 | Removed | 357399REM | WATTS | 909QT | RP | 0.750 | 53478 | REMOVED - 39TH FLOOR NORTH END PLAZA 1
1 | NATIONWIDE PL | 43215-2239 | Not Required by DOW | 360631 | WATTS | 909QT | RP | 1.000 | 53479 | 3RD FLOOR MECH ROOM BY HVAC BREAK ROOM
1 | NATIONWIDE PL | 43215-2239 | Not Required by DOW | 37483 | WATTS | 009QT | RP | 0.750 | 53481 | THE WELLNESS CENTER-UPPER CONCOURSE IN MECH RM
1 | NATIONWIDE PL | 43215-2239 | Not Required by DOW | 44745 | WATTS | 009QT | RP | 0.750 | 53486 | 19TH FLOOR PLAZA - SOUTHEND PLAZA 1
1 | NATIONWIDE PL | 43215-2239 | Not Required by DOW | 59636 | WILKINS | 720A | PVB | 0.750 | 53487 | 01 NORTH END FLOWER BED
1 | NATIONWIDE PL | 43215-2239 | Not Required by DOW | 97963 | WILKINS | 720A | PVB | 0.750 | 53491 | PLAZA 3 FLOWER BED
1 | NATIONWIDE PL | 43215-2239 | Not Required by DOW | 9607091353 | FEBCO | 856 | DCDA | 6.000 | 53500 | 39TH FL SOUTH END
1 | NATIONWIDE PL | 43215-2239 | Not Required by DOW | 9609131240 | FEBCO | 856 | DCDA | 6.000 | 53501 | 15 FLOOR PLAZA 1
1 | NATIONWIDE PL | 43215-2239 | Not Required by DOW | 987052 | RAINBIRD | AC4000 | DC | 0.750 | 53503 | OUTSIDE --- PLAZA 2
1 | NATIONWIDE PL | 43215-2239 | Not Required by DOW | 003495 | FEBCO | 805YB | DC | 0.750 | 87588 | 39TH FLOOR SOUTH END MEZZ.
1 | NATIONWIDE PL | 43215-2239 | Not Required by DOW | 300520 | WATTS | 009QT | RP | 0.500 | 88344 | P-3 DISH MACHINE (CAFE)
1 | NATIONWIDE PL | 43215-2239 | Not Required by DOW | 622666 | WATTS | 909QT | RP | 0.750 | 88822 | W. SIDE OF PLAZA I- FRONT ST. OUTSIDE
1 | NATIONWIDE PL | 43215-2239 | Not Required by DOW | 432486 | WATTS | 909M1QT | RP | 2.000 | 88976 | PLAZA 4 MECH FLOOR NW CORNER
1 | NATIONWIDE PL | 43215-2239 | Not Required by DOW | 03099 | WATTS | 919 | RP | 0.500 | 89329 | P-1 DISH ROOM (CAFE)
1 | NATIONWIDE PL | 43215-2239 | Not Required by DOW | 292953 | WATTS | 009M2PCQT | RP | 1.000 | 89668 | CAFE KITCHEN
1 | NATIONWIDE PL | 43215-2239 | Not Required by DOW | 149122 | AMES | 2000SS | DC | 10.000 | 90640 | P-3 27TH FLOOR FIRE PUMP ROOM
1 | NATIONWIDE PL | 43215-2239 | Removed | 616813REM | WATTS | 909QT | RP | 0.750 | 91966 | 39TH FLOOR MECH RM REMOVED
1 | NATIONWIDE PL | 43215-2239 | Not Required by DOW | 614408 | WATTS | 909QT | RP | 0.750 | 91967 | 15TH FLOOR MECH RM
1 | NATIONWIDE PL | 43215-2239 | Not Required by DOW | 618799 | WATTS | 909QT | RP | 0.750 | 92257 | P3 27 NE CORNER
1 | NATIONWIDE PL | 43215-2239 | Active | 4DK1086 | AMES | 4000SS | RP | 8.000 | 92683 | P1 PUMP ROOM
1 | NATIONWIDE PL | 43215-2239 | Not Required by DOW | 214375 | WATTS | 009QT | RP | 0.750 | 96596 | P-3 3RD FLOOR BY HEAT EXCHANGER
1 | NATIONWIDE PL | 43215-2239 | Removed | 17948REM | WATTS | 007QT | DC | 0.750 | 96597 | REMOVED- P-1 U.C. SANITORS CLOSET
1 | NATIONWIDE PL | 43215-2239 | Not Required by DOW | 358100 | WATTS | 909QT | RP | 0.750 | 96694 | P-1 15 SOUTH END BY D/F
1 | NATIONWIDE PL | 43215-2239 | Removed | W187078REM | WILKINS | 975XLBMS | RP | 1.000 | 96948 | REMOVED- 7TH FLOOR MECH ROOM 280 N HIGH
1 | NATIONWIDE PL | 43215-2239 | Not Required by DOW | 13629 | WATTS | 007QT | DC | 0.750 | 97008 | D-1 1C GARAGE ON COLUMN
1 | NATIONWIDE PL | 43215-2239 | Active | 95030214441 | FEBCO | 856 | DCDA | 8.000 | 97265 | P-1 LC PUMP ROOM
1 | NATIONWIDE PL | 43215-2239 | Not Required by DOW | 340534 | WATTS | 009M2QT | RP | 1.000 | 100363 | NORTH LANDSCAPE - 280 N HIGH ST
1 | NATIONWIDE PL | 43215-2239 | Not Required by DOW | 295278 | WATTS | 909HWM1QT | RP | 1.500 | 100365 | PENTHOUSE MECHANIC ROOM - 280 N HIGH ST
1 | NATIONWIDE PL | 43215-2239 | Not Required by DOW | 224346 | WATTS | 909 | RP | 4.000 | 100680 | 39TH FLOOR
1 | NATIONWIDE PL | 43215-2239 | Not Required by DOW | 280166 | WILKINS | 975XL | RP | 0.750 | 101459 | TRAINERS AREA
1 | NATIONWIDE PL | 43215-2239 | Not Required by DOW | 246926 | WATTS | 909 | RP | 6.000 | 3608146 | CELLAR PUMP ROOM PLAZA 2-280 N HIGH
1 | NATIONWIDE PL | 43215-2239 | LPS - Active |  |  |  | LPC |  | 3633568 | DOMESTIC PUMP -
1 | NATIONWIDE PL | 43215-2239 | LPS - Active |  |  |  | LST |  | 3633569
2 | NATIONWIDE PL UNIT A | 43215-2534 | Active | 144677 | WATTS | 909 | RP | 3.000 | 53451 | CELLAR PUMP ROOM PLAZA 2 - 280 N HIGH ST
2 | NATIONWIDE PL UNIT A | 43215-2534 | Active | H009387 | FEBCO | 805YB | DC | 0.750 | 53452 | BYPASS AROUND 6" DCDA - 280 N HIGH ST
2 | NATIONWIDE PL UNIT A | 43215-2534 | Active | 9609191420 | FEBCO | 856 | DCDA | 6.000 | 53502 | PLAZA 2 CELLAR--FIRE SYSTEM - 280 N HIGH ST
2 | NATIONWIDE PL UNIT A | 43215-2534 | Active | 276926 | WATTS | 909 | RP | 6.000 | 56917 | BASEMENT PUMP ROOM PLAZA - 280 N HIGH ST
2 | NATIONWIDE PL UNIT A | 43215-2534 | LPS - Active |  |  |  | LPC |  | 3638385 | DOMESTIC PUMP - BASEMENT PUMP ROOM PLAZA - 280 N HIGH ST
2 | NATIONWIDE PL UNIT A | 43215-2534 | LPS - Active |  |  |  | LPC |  | 3659656 | FIRE PUMP - BASEMENT PUMP ROOM PLAZA - 280 N HIGH ST
4 | NATURAL TR | 43054-8858 | Active | EAD4613 | WILKINS | 720A | PVB | 0.750 | 64272 | OUTSIDE
4530 | NATURAL TR | 43054-8858 | Active | 181748 | WILKINS | 720A | PVB | 0.750 | 88644 | RIGHT SIDE OF HOUSE
4523 | NATURAL TRAIL | 43054-8859 | Active | CB388433 | WILKINS | 720A | PVB | 0.750 | 64287 | LEFT SIDE
4538 | NATURAL TRAIL | 43054-8858 | Active | H311943 | FEBCO | 765 | PVB | 0.750 | 91275 | LEFT FRONT
4539 | NATURAL TRAIL | 43054-8859 | Active | T385881 | WILKINS | 720AU | PVB | 0.750 | 3581369 | RIGHT SIDE OF HOUSE
4555 | NATURAL TRAIL | 43054-8859 | Active | T337696 | WILKINS | 720A | PVB | 0.750 | 3581365 | RIGHT CENTER
7200 | NATURE DR | 43017 | Active | 278574 | WATTS | LF009M2QT | RP | 1.000 | 3655275 | IN GARAGE BY WATER METER
2174 | NAYLAND RD | 43220-4621 | Active | 599405 | RAINBIRD | 100R | PVB | 1.000 | 94102 | RIGHT SIDE OF HOUSE
2200 | NAYLAND RD | 43220-4655 | Active | IF022280 | WILKINS | 720-A | PVB | 0.750 | 3490687 | RIGHT SIDE CENTER
2210 | NAYLAND RD | 43220 | Active | T046790 | WILKINS | 720A | PVB | 0.750 | 100948 | RIGHT SIDE
2350 | NAYLAND RD | 43220-4622 | Active | CAB79231 | WILKINS | 720A | PVB | 0.750 | 3490703 | BACK CENTER OF HOUSE BEHING YARD FENCE
262 | NEIL AVE | 43215-7309 | Not Required by DOW | 01174 | WATTS | 909QT | RP | 1.000 | 58774 | PARKING GARAGE
262 | NEIL AVE | 43215-7309 | Active | 1302831103 | AMES | 3000SS | DCDA | 6.000 | 58775 | BASEMENT MIDDLE WEST WALL
262 | NEIL AVE | 43215-7309 | Not Required by DOW | A01097 | WATTS | 919 | RP | 0.500 | 58776 | PENTHOUSE NE CORNER
262 | NEIL AVE | 43215-7309 | Not Required by DOW | 586416 | WATTS | 909QT | RP | 1.000 | 58777 | HALL BETWEEN OR #5 AND #6
262 | NEIL AVE | 43215-7309 | Not Required by DOW | 586419 | WATTS | 909QT | RP | 1.000 | 58778 | 5TH FL. STERILIZER ROOM FOR OR # 7
262 | NEIL AVE | 43215-7309 | Not Required by DOW | 586420 | WATTS | 909QT | RP | 1.000 | 58779 | 5TH FL STERILIZER FOR OR #7
262 | NEIL AVE | 43215-7309 | Not Required by DOW | 586438 | WATTS | 909QT | RP | 1.000 | 58780 | HALL BETWEEN OR #1 AND #2
262 | NEIL AVE | 43215-7309 | Not Required by DOW | 586457 | WATTS | 909QT | RP | 1.000 | 58781 | HALL BETWEEN OR #3 AND #4
262 | NEIL AVE | 43215-7309 | Active | 59376 | WATTS | 007QT | DC | 0.750 | 58782 | BASEMENT MIDDLE WEST WALL
262 | NEIL AVE | 43215-7309 | Active | L17615 | WILKINS | 375 | RP | 3.000 | 58783 | IN BASEMENT AT METER
262 | NEIL AVE | 43215-7309 | Not Required by DOW | W187167 | WILKINS | 975 | RP | 1.000 | 58784 | PENTHOUSE NORTH CENTRAL WALL
262 | NEIL AVE | 43215-7309 | Not Required by DOW | 47826 | WATTS | 919QT | RP | 1.000 | 3606230 | STERILIZER, ABOVE STERILIZER 5TH FLOOR SURGERY
262 | NEIL AVE | 43215-7309 | Removed |  |  |  | LST |  | 3626665 | FIRE PUMP - TECJNOLOGIC PUMP ITT BELL & GOSSETT
300 | NEIL AVE | 43215- | Active | 135287 | AMES | 3000SS | DC | 4.000 | 59713 | MECH ROOM LOWER EVEL - 277 NEIL AVE
300 | NEIL AVE | 43215- | Active | 218418 | WATTS | 009M2 | RP | 2.000 | 59714 | WATER ENTRY ROOM BOTTOM LEVEL
300 | NEIL AVE | 43215- | Active | 230319 | WATTS | 009M2 | RP | 2.000 | 59715 | ENTRY ROOM - 277 NEIL AVE
300 | NEIL AVE | 43215- | Active | 39579 | AMES | 2000B | DC | 0.750 | 59716 | MECH ROOM LOWER LEVEL - 277 NEIL AVE
391 | NEIL AVE | 43215-2364 | Active | 1151390901 | AMES | 3000SS | DCDA | 4.000 | 62188 | MECH ROOM AT WATER METER
391 | NEIL AVE | 43215-2364 | Not Required by DOW | 118275 | WATTS | 007M3QT | DC | 0.750 | 62189 | BACK ROOM BEHIND ICE MACHINE
391 | NEIL AVE | 43215-2364 | Active | 1290120 | WILKINS | 975XL | RP | 1.500 | 62190 | IN BASEMENT AT WATER METER
391 | NEIL AVE | 43215-2364 | Active | 21757 | AMES | 2000B | DC | 0.750 | 62191 | MECH ROOM AT WATER METER
391 | NEIL AVE | 43215-2364 | Removed | W008077 | WILKINS | 975XL | RP | 0.750 | 62192 | ICE MACHINE
405 | NEIL AVE | 43215-2341 | Active | 0106291110 | FEBCO | 880V | RP | 3.000 | 62759 | MECH RM @ WATER METER
405 | NEIL AVE | 43215-2341 | Active | 113608050 | AMES | 3000SS | DCDA | 4.000 | 62761 | SPRINKLER VALVE ROOM
405 | NEIL AVE | 43215-2341 | Active | 19632 | AMES | 2000B | DC | 0.750 | 62762 | SPRINKLER VALVE ROOM
405 | NEIL AVE | 43215-2341 | Not Required by DOW | A260719 | FEBCO | 825Y | RP | 1.000 | 62763 | IN MECH ROOM IN NE SIDE OF BUILDING AOVE WATER METER
500 | NEIL AVE | 43215 | Active | 1987080420 | AMES | 3000SS | DCDA | 6.000 | 3648650 | METER ROOM CENTER
500 | NEIL AVE | 43215 | Active | 30229 | WATTS | 007MI-QT | DC | 0.750 | 3648651 | METER ROOM CENTER
500 | NEIL AVE | 43215 | Active | 22981C | WILKINS | 375AST | RP | 3.000 | 3648862 | METER ROOM CENTER
610 | NEIL AVE | 43215- | Active | 74220 | WATTS | LF909QT | RP | 1.000 | 3490741 | BASEMENT EAST WALL
610 | NEIL AVE | 43215- | Active | 1968561119 | AMES | 3000SS | DCDA | 4.000 | 3650074 | BASEMENT EAST WALL
610 | NEIL AVE | 43215- | Active | 83076 | AMES | 2000B | DC | 0.750 | 3650075 | BASEMENT EAST WALL
645 | NEIL AVE | 43215-1619 | Not Required by DOW | 18032 | WILKINS | 375 | RP | 2.500 | 69946 | BOILER ROOM AT WATER METER (Basement)
645 | NEIL AVE | 43215-1619 | Not Required by DOW | 427141 | WATTS | 909QT | RP | 1.000 | 69947 | Boiler room ceiling (basement)
645 | NEIL AVE | 43215-1619 | Not Required by DOW | 568769 | WATTS | 909QT | RP | 1.000 | 69948 | BASEMENT BOILER ROOM BY BOILERS ON COLUMN
645 | NEIL AVE | 43215-1619 | Removed | 54213REM | WATTS | LF919QT | RP | 0.750 | 69949 | *****REMOVED*****BASEMENT STORAGE LOCKER 415
645 | NEIL AVE | 43215-1619 | Not Required by DOW | 174613 | WATTS | 909M1QT | RP | 1.250 | 71536 | 645 NEIL AVE, 10TH FL JANITOR'S CLOSET
645 | NEIL AVE | 43215-1619 | Active | 1620181107 | AMES | 3000SS | DCDA | 8.000 | 96686 | MECH ROOM FIRE PUMP ROOM
645 | NEIL AVE | 43215-1619 | Active | 57761 | AMES | 2000B | DC | 0.750 | 96687 | MECH ROOM FIRE PUMP ROOM
645 | NEIL AVE | 43215-1619 | Not Required by DOW | 27027 | WATTS | LF919QT | RP | 2.000 | 3613573 | POOL EQUIPMENT ROOM (BASEMENT)
645 | NEIL AVE | 43215-1619 | Active | VC-0448 | WATTS | 957 | RP | 4.000 | 3638070 | BASEMENT BOILER ROOM AT METER
645 | NEIL AVE | 43215-1619 | LPS - Active |  |  |  | LST |  | 3656477 | FIREP PUMP - MECH ROOM FIRE PUMP ROOM
655 | NEIL AVE | 43215 | Active | VL-3286 | WATTS | 957 | RP | 4.000 | 3651771 | Basement water supply room
655 | NEIL AVE | 43215 | Not Required by DOW | ACH9526 | WILKINS | 975 | RP | 1.500 | 3653560 | BASEMENT WATER HEATER ROOM
655 | NEIL AVE | 43215 | Not Required by DOW | ABN7598 | WILKINS | 975 | RP | .750 | 3653561 | BASEMENT WATER HEATER ROOM
655 | NEIL AVE | 43215 | Not Required by DOW | ACH9564 | WILKINS | 975 | RP | 1.500 | 3653562 | BASEMENT WATER HEATER ROOM
655 | NEIL AVE | 43215 | Not Required by DOW | ABC4629 | WILKINS | 975 | RP | 1.500 | 3653563 | BASEMENT WATER HEATER ROOM
717 | NEIL AVE | 43215-1609 | Not Required by DOW | 11219 | WATTS | LF919QT | RP | 1.250 | 71535 | 8'ABOVE FLOOR LEVEL IN BASEMENT EQUIP RM
717 | NEIL AVE | 43215-1609 | Removed | 19942REM | WATTS | 919QT | RP | 0.750 | 71537 | ***REMOVED*** BEHIND WASHERS IN LAUNDRY ROOM BASEMENT
717 | NEIL AVE | 43215-1609 | Not Required by DOW | 60900 | WATTS | 009QT | RP | 0.750 | 71538 | HEALTH CARE BOILER RM
717 | NEIL AVE | 43215-1609 | Active | VA-2382 | WATTS | 957 | RP | 4.000 | 3638089 | HEALTH CARE BASEMENT
717 | NEIL AVE | 43215-1609 | Not Required by DOW | 448486 | WILKINS | 720A | PVB | 1.000 | 3650580 | NE CORNER OF BUILDING (OUTSIDE)
717 | NEIL AVE | 43215-1609 | Active | VC-3772 | AMES | COLT 200 | DC | 4.000 | 3651346 | HEALTH CARE BASEMENT
747 | NEIL AVE | 43215 | Active | 41157 | WATTS | LF919QT | RP | 2.000 | 3656591 | S/W CORNER MECH ROOM
747 | NEIL AVE | 43215 | Active | XJ-0753 | WATTS | LF757 | DCDA | 6.000 | 3656592 | S/W CORNER MECH ROOM
747 | NEIL AVE | 43215 | Active | 08480 | WATTS | LF007M3 | DC | 0.750 | 3656593 | S/W CORNER MECH ROOM
754 | NEIL AVE | 43215-1663 | Active | 377294 | WATTS | 800M4 | PVB | 1.000 | 92345 | REAR OF HOUSE
775 | NEIL AVE | 43215 | Active | 4973325 | WILKINS | 975XL2 | RP | 2.000 | 3654913 | N/W CORNER REAR INSIDE BLDG
775 | NEIL AVE | 43215 | Active | 11042830323 | AMES | 3000SS | DCDA | 6.000 | 3654914 | REAR N/W CORNER OF BLDG
775 | NEIL AVE | 43215 | Active | 33015 | WATTS | 007M1-QT | DC | 0.750 | 3654915 | N/W REAR OF BLDG
775 | NEIL AVE | 43215 | Active | 4973551 | WILKINS | 975XL2 | RP | 2.000 | 3654944 | N/W CORNER REAR INSIDE BLDG
884 | NEIL AVE | 43215-1333 | Active not linked | CAB17052 | WILKINS | 720A | PVB | 0.750 | 3490795 | BACK OF HOUSE
887 | NEIL AVE | 43215-1334 | Active | 3787089 | WILKINS | 975 | RP | 0.750 | 103104 | BASEMENT FRONT WALL
903 | NEIL AVE | 43215-1334 | Active | 87451 | FEBCO | 765 | PVB | 1.000 | 74502 | SOUTH SIDE OF HOUSE
911 | NEIL AVE | 43215-1334 | Active | G281102 | WILKINS | 720A | PVB | 0.750 | 74555 | RIGHT SIDE OF HOUSE
919 | NEIL AVE | 43215-1334 | Active | EAD4262 | WILKINS | 720A | PVB | 0.750 | 3490805 | RIGHT SIDE
935 | NEIL AVE | 43201-3434 | Active | CB85471 | Wilkins | 720 | PVB | 0.750 | 3490806
970 | NEIL AVE | 43201-3435 | Active | CB081579 | WILKINS | 720A | PVB | 0.750 | 3490819 | LEFT SIDE
106 | NEIL AVE | 43201-3437 | Active | F137507 | WILKINS | 720A | PVB | 0.750 | 53756 | NORTH SIDE OF HOUSE
1111 | NEIL AVE | 43201-3117 | Active | T070572 | WILKINS | 720A | PVB | 0.750 | 101145 | BACK OF HOUSE
1156 | NEIL AVE | 43201-3118 | Active | EA13400 | WILKINS | 720A | PVB | 0.750 | 3490877 | FRONT OF HOUSE
1255 | NEIL AVE | 43201-3119 | Active | G217702 | WILKINS | 720A | PVB | 0.750 | 94104 | BACK OF HOUSE BY AC UNITS
1265 | NEIL AVE | 43201-3119 | Active | T363436 | WILKINS | 720A | PVB | 0.750 | 91914 | NW CORNER OF HOUSE UNDER ELECTRIC METER
1445 | NEIL AVE | 43201- | Active | 4973558 | WILKINS | 975XL | RP | 2.000 | 3490946 | BASEMENT RISER ROOM
1445 | NEIL AVE | 43201- | Active | 71228 | AMES | 2000BM3 | DC | 0.750 | 3654951 | RISER ROOM IN BASEMENT
1445 | NEIL AVE | 43201- | Active | WJ1354 | AMES | 3000CV | DCDA | 4.000 | 3654952 | RISER ROOM IN BASEMENT
1501 | NEIL AVE | 43201-2602 | Active | A15701 | FEBCO | 825Y | RP | 1.250 | 103818 | 1478 PENNSYLVANIA AVE, MECHANICAL ROOM
1501 | NEIL AVE | 43201-2602 | Due Install |  |  |  | DCDA |  | 3633879 | 1478 PENNSYLVANIA AVE, MECHANICAL ROOM
1543 | NEIL AVE | 43201-2318 | Active | ALA11219 | WILKINS | 975XL3 | RP | 1.000 | 3490964 | NEXT TO WATER METER SOUTH SIDE OF BASEMENT
1618 | NEIL AVE | 43201-2333 | Active | 1250710203 | AMES | 3000SS | DCDA | 3.000 | 55620 | BASEMENT FURNACE ROOM SW
1618 | NEIL AVE | 43201-2333 | Active | 27460 | AMES | 2000B | DC | 0.750 | 55621 | SW CORNER BASEMENT
1618 | NEIL AVE | 43201-2333 | Active | 214708 | WATTS | 009M2QT | RP | 2.000 | 55622 | BASEMENT NEXT TO WATER METER (SOUTH WALL)
1630 | NEIL AVE | 43201-2333 | Active | 126712 | WATTS | 919QT | RP | 1.500 | 99201 | NE MECH/HWT/STORAGE CLOSET AT WATER METER
1640 | NEIL AVE | 43201-2333 | Active | 10300 | AMES | 2000B | DC | 0.750 | 55677 | SE CORNER OF MECH ROOM
1640 | NEIL AVE | 43201-2333 | Active | NK2536 | WATTS | 957 | RP | 3.000 | 55678 | BASEMENT
1640 | NEIL AVE | 43201-2333 | Active | 3294 | AMES | 3000CIV | DCDA | 4.000 | 55679 | SE CORNER OF MECHANICAL ROOM
1640 | NEIL AVE | 43201-2333 | Not Required by DOW | 750866 | WILKINS | 975 | RP | 2.000 | 55680 | BASEMENT NORTHWEST BY CHILLERS
1640 | NEIL AVE | 43201-2333 | Not Required by DOW | W055948 | WILKINS | 975XL | RP | 0.750 | 91711 | 9.IN BASEMENT OVER BOILER
1646 | NEIL AVE | 43201-2333 | Active | 4955255 | WILKINS | 975 | RP | 1.000 | 55696 | REAR IN KITCHEN
1652 | NEIL AVE | 43201-2333 | Active | 345502 | WATTS | 009M2QT | RP | 1.000 | 55743 | BY METER FURNANCE ROOM
1656 | NEIL AVE | 43201-2333 | Removed | 432281 | WILKINS | 975 | RP | 0.750 | 55747 | S.E. CORNER IN BASEMENT ABOVE METER
1656 | NEIL AVE | 43201-2333 | Removed | 62379 | WATTS | 009QT | RP | 1.500 | 55748 | IN BASEMENT AT METER SETTING
2187 | NEIL AVE | 43201-1003 | Active | 26904 | WATTS | 919AQT | RP | 0.750 | 57543 | MID N MOP CLOSET AT WATER METER
2201 | NEIL AVE | 43201-1003 | Active | 488386 | WATTS | LF009M3QT | RP | 0.750 | 57618 | IN UTILITY CLOSET AT W END OF BAR IN CENTER OF BLDG NEAR N EXIT
2571 | NEIL AVE | 43202- | Removed | W291310REM | WILKINS | 975XL | RP | 0.750 | 53631 | 2571 NEIL AVE - NEIL CNTR, BOILER ROOM
2571 | NEIL AVE | 43202- | Active | 15830 | AMES | 4000B | RP | 2.000 | 3646882 | 2571 NEIL AVE - NEIL CNTR MECH ROOM AT METER
2571 | NEIL AVE | 43202- | Active | 16287 | AMES | 4000B-FP | RP | 2.000 | 3652034 | 2571 NEIL AVE - NEIL CNTR MECH ROOM AT METER ALSO ANOTHER DEVICE IN BASE UTILTY
2825 | NEIL AVE | 43202-2085 | Active | 148876 | AMES | 2000SS | DC | 4.000 | 89562 | SW MECH RM OF 2863 N HIGH ST
2825 | NEIL AVE | 43202-2085 | Active | 06645 | WATTS | 919QT | RP | 2.000 | 89563 | MECH RM BEHIND 2863 N HIGH ST
237 | NEIL AVE UNIT A | 43215- | Active | 007043 | WATTS | 909 | RP | 3.000 | 93293 | 300 W SPRING ST, MECH RM 1ST FL LT GARAGE E SIDE OF BLDG
237 | NEIL AVE UNIT A | 43215- | Not Required by DOW | 13863 | WATTS | 919AQT | RP | 1.000 | 93341 | 300 W SPRING ST, MECH ROOM EAST SIDE
237 | NEIL AVE UNIT A | 43215- | Not Required by DOW | 08918 | WATTS | 919QT | RP | 2.000 | 93342 | 300 W SPRING ST, PENTHOUSE MECH ROOM
237 | NEIL AVE UNIT A | 43215- | Active | 08443 | WATTS | 007QT | DC | 0.750 | 93343 | 300 W SPRING ST, MECH ROOM
237 | NEIL AVE UNIT A | 43215- | Active | 1574860407 | AMES | 3000SS | DCDA | 6.000 | 93344 | 300 W SPRING ST, MECH ROOM
237 | NEIL AVE UNIT A | 43215- | Active | 181541 | WATTS | 909 | RP | 3.000 | 93345 | 300 W SPRING ST, MECH RM EAST SIDE
237 | NEIL AVE UNIT A | 43215- | Not Required by DOW | 08915 | WATTS | 919AQT | RP | 2.000 | 103401 | 300 W SPRING, PENTHOUSE 8'
237 | NEIL AVE UNIT A | 43215- | LPS - Active |  |  |  | LST |  | 3658449 | FIRE PUMP - FIRE PUMP ROOM
287 | NEIL AVE UNIT A | 43215- | Active | 137486 | WATTS | LF009M2QT | RP | 1.000 | 3490740 | WOMEN SHOWER ROOM BY METER..IN BLDG 305
660 | NEIL AVE UNIT A | 43215-1610 | Active | 4349425 | WATTS | 975XL2 | RP | 1.000 | 70311 | OFFICE - AT WATER METER
237 | NEIL AVE UNIT B | 43215 | Replaced | REP41175 | WATTS | 919AQT | RP | 0.750 | 93294 | REPLACED- BEHIND BLDG IN BOX - 300 W SPRING ST/303 NEIL AVE
237 | NEIL AVE UNIT B | 43215 | Inactive | 54693 | WATTS | 919 | RP | 0.750 | 3608319 | IN HOT BOX AT WATER METER NE (BACK) CONDOS 237 NEIL, IRRIGATION, CONDOS NW NEIL
132 | NEILSTON ST | 43215 | Active | 15962 | WATTS | LF909M1QT | RP | 1.500 | 3646450 | MECH ROOM AT WATER METER
132 | NEILSTON ST | 43215 | Not Required by DOW | 4757388 | WILKINS | 975 | RP | 1.000 | 3646934 | AT WATER METER IN MECH ROOM
225 | NEILSTON ST | 43215-2638 | Not Required by DOW | 1486311005 | AMES | 2000SS | DC | 4.000 | 57747 | EAST SIDE BUILDING MIDDLE OF BUILDING
225 | NEILSTON ST | 43215-2638 | Active | 225897 | WATTS | 009M2QT | RP | 2.000 | 57748 | FIRE PROTECTION CONTROLS ROOM-FRONT OF BUILDING
225 | NEILSTON ST | 43215-2638 | Active | 53794 | WILKINS | 350AST | DC | 4.000 | 3653288 | FIRE PROTECTION CONTROLS ROOM-FRONT OF BUILDING
225 | NEILSTON ST | 43215-2638 | Removed | REMHC55208 | WILKINS | 950XLT | DC | 0.750 | 3653289 | WEST SIDE OF THE 1ST FLOOR
232 | NEILSTON ST | 43215-2636 | Active | 248192 | WILKINS | 975 | RP | 2.000 | 57926 | WEST SIDE OF BASEMENT AT WATER METER
232 | NEILSTON ST | 43215-2636 | Due Install |  |  |  | DCDA |  | 3636411
232 | NEILSTON ST | 43215-2636 | LPS - Active |  |  |  | LST |  | 3636412 | FIRE PUMP - FIRE PUMP ROOM
251 | NEILSTON ST | 43215-2638 | Active | 100611 | AMES | 3000SS | DC | 6.000 | 58511 | EAST SIDE OF BLDG AT DOCK
251 | NEILSTON ST | 43215-2638 | Active | 10606 | AMES | 2000B | DC | 0.750 | 58512 | EAST SIDE OF BLDG AT DOCK
251 | NEILSTON ST | 43215-2638 | Active | 51863 | WATTS | 009M2QT | RP | 1.500 | 58513 | MIDDLE OF BUILDING ON NORTH WALL
251 | NEILSTON ST | 43215-2638 | Not Required by DOW | 09433 | WATTS | 009M3QT | RP | 0.750 | 96410 | NEXT TO RESTROOM/FIRE SYSTEM
483 | NEILSTON ST | 43215-2145 | Due Install |  |  |  | RP |  | 3491066 | RESTROOM EAST WALL UNDER CABINET
451 | NEISWANDER SQ | 43054-9642 | Active | T389611 | WILKINS | 720A | PVB | 1.000 | 64274 | RIGHT SIDE
4523 | NEISWANDER SQ | 43054-9642 | Active | 251218 | WATTS | 800M4QT | PVB | 1.000 | 64288 | RIGHT FRONT
4524 | NEISWANDER SQ | 43054-9641 | Replaced | REPHA42498 | FEBCO | 765 | PVB | 1.000 | 64290 | REPLACED- FRONT OF HOUSE
4524 | NEISWANDER SQ | 43054-9641 | Active | HB06959 | FEBCO | 765 | PVB | 1.000 | 3612996 | FRONT OF HOUSE
4529 | NEISWANDER SQ | 43054-9642 | Active | FL5785 | FEBCO | 765 | PVB | 1.000 | 64296 | RT OF DOOR
4535 | NEISWANDER SQ | 43054-9642 | Removed | Removed per Dave A | APOLLO/CONBRACO | 40204A2 | RP | 0.750 | 64307 | BASEMENT AT WATER METER
4535 | NEISWANDER SQ | 43054-9642 | Active | CB638214 | WILKINS | 720 | PVB | 0.750 | 3649565 | FRONT OF HOUSE BY GARAGE
4541 | NEISWANDER SQ | 43054 | Active | HC01420 | FEBCO | 765 | PVB | 0.750 | 64318 | LEFT SIDE OF HOUSE
4568 | NEISWANDER SQ | 43054-9641 | Active | 22252 | WATTS | 800QT | PVB | 0.750 | 64367 | SE CORN
4569 | NEISWANDER SQ | 43054-9642 | Active | A174708 | WILKINS | 720A | PVB | 1.000 | 64372 | FRONT OF HOUSE
4577 | NEISWANDER SQ | 43054-9642 | Active | 1040 | FEBCO | 765 | PVB | 0.750 | 64384 | LEFT SIDE OF HOUSE
4586 | NEISWANDER SQ | 43054-9641 | Active | 542783 | WILKINS | 720A | PVB | 0.750 | 64411 | LEFT HAND SIDE
4597 | NEISWANDER SQ | 43054-9642 | Active | G245466 | WILKINS | 720A | PVB | 0.750 | 64427 | RIGHT SIDE OF HOUSE
5450 | NELSONIA PL | 43213-3532 | Active | 369708 | WILKINS | 420 | PVB | 1.000 | 3491184 | RIGHT SIDE OF HOUSE
5475 | NELSONIA PL | 43213-3532 | Active | CAA18978 | WILKINS | 720A | PVB | 1.000 | 66974 | LEFT SIDE OF HOUSE
5495 | NELSONIA PL | 43213-3532 | Removed | REMT258831 | WILKINS | 720A | PVB | 1.000 | 67003 | RIGHT SIDE OF HSE
5500 | NELSONIA PL | 43213-3532 | Active | H650293 | FEBCO | 765 | PVB | 0.750 | 67098 | RIGHT SIDE OF HOME
8319 | NEMAIN LOOP | 43016 | Active | T449714 | WILKINS | 720A | PVB | 0.750 | 3613894 | LEFT FRONT
8335 | NEMAIN LOOP | 43016 | Active | CB092835 | WILKINS | 720A | PVB | 0.750 | 3618475 | RIGHT FRONT
8340 | NEMAIN LOOP | 43016 | Active | T272802 | WILKINS | 720A | PVB | 0.750 | 3621399 | RIGHT FRONT
8359 | NEMAIN LOOP | 43016 | Active | CB260765 | WILKINS | 720A | PVB | 0.750 | 3619766 | LEFT SIDE OF THE HOUSE
8367 | NEMAIN LOOP | 43016 | Active | T340019 | WILKINS | 720 | PVB | 0.750 | 3622649 | RIGHT FRONT
8375 | NEMAIN LOOP | 43016 | Active | T295491 | WILKINS | 720A | PVB | 0.750 | 3616654 | LEFT FRONT
8380 | NEMAIN LOOP | 43016 | Active | T345773 | WILKINS | 720 | PVB | 0.750 | 3620060 | OUTSIDE Left Front
8383 | NEMAIN LOOP | 43016 | Active | CB857968 | WILKINS | 720A | PVB | 0.750 | 3619972 | LEFT FRONT
8391 | NEMAIN LOOP | 43016 | Active | T231575 | WILKINS | 720A | PVB | 0.750 | 3613889 | RIGHT FRONT
8399 | NEMAIN LOOP | 43016 | Active | T235941 | WILKINS | 720A | PVB | 0.750 | 3616987 | RIGHT FRONT
226 | NERUDA AVE | 43215 | Active | 4208631 | WILKINS | 975 | RP | 1.000 | 3624433 | HOTBOX IN FRONT OF 230 NERUDA AVE
242 | NERUDA AVE | 43215 | Active | 23466 | WATTS | 919QT | RP | 1.500 | 3635978 | HOT BOX 100' N OF NERUDA ON PRIVATE DRIVE
288 | NERUDA AVE | 43215 | Removed | T308632REM | WILKINS | 720A | PVB | 0.750 | 3623267 | OUTSIDE BETWEEN THE TWO BLDGS
288 | NERUDA AVE | 43215 | Active | 4812589 | WILKINS | 975 | RP | 1.000 | 3633312 | IN GREEN HOT BOX AT NE CORNER OF 290 NERUDA
290 | NERUDA AVE | 43215 | [6 empty] | 3657794
317 | NERUDA AVE | 43215 | Active | 17156 | WATTS | LF919QT | RP | 1.500 | 3647001 | HOTBOX
648 | NEW ALBANY CONDIT RD | 43054-9736 | Active | AC9181 | ARI | RP500 | RP | 0.750 | 3584690 | FRONT OF BLDG IN LADIES RESTROOM
6772 | NEW ALBANY CONDIT RD | 43054-9733 | Active | 32104 | WATTS | 919ZQT | RP | 0.750 | 99438 | IN THE FURNACE AND HOT WATER TANK ROOM
7205 | NEW ALBANY CONDIT RD | 43054 | Not Required by DOW | 656430 | WATTS | 909 | RP | 0.750 | 102987 | AH Rm. #4
7205 | NEW ALBANY CONDIT RD | 43054 | Not Required by DOW | 656453 | WATTS | 909HWQT | RP | 0.750 | 102988 | AH Rm.4
7205 | NEW ALBANY CONDIT RD | 43054 | Not Required by DOW | 654141 | WATTS | 909 | RP | 0.750 | 102989 | AH Rm. #3
7205 | NEW ALBANY CONDIT RD | 43054 | Not Required by DOW | 462538 | WATTS | 919M1QT | RP | 2.000 | 102990 | CHILLER ROOM A UNDER MEZZANIME STAIRS
7205 | NEW ALBANY CONDIT RD | 43054 | Active | N-1211300844 | FEBCO | 826YD | RPDA | 8.000 | 103240 | OUTSIDE HOT BOX AT WEST PIT
7205 | NEW ALBANY CONDIT RD | 43054 | Active | J-052110 | FEBCO | 825Y | RP | 0.750 | 103241 | OUTSIDE HOT BOX AT WEST PIT
7205 | NEW ALBANY CONDIT RD | 43054 | Active | J-031839 | FEBCO | 825Y | RP | 2.000 | 103242 | OUTSIDE HOT BOX BY WEST PIT
7205 | NEW ALBANY CONDIT RD | 43054 | Active | N-1211300842 | FEBCO | 826YD | RPDA | 8.000 | 103243 | OUTSIDE HOT BOX BY NORTH PIT
7205 | NEW ALBANY CONDIT RD | 43054 | Active | J-052113 | FEBCO | 825Y | RP | 0.750 | 103244 | OUTSIDE HOT BOX AT NORTH PIT
7205 | NEW ALBANY CONDIT RD | 43054 | Active | J-031818 | FEBCO | 825Y | RP | 2.000 | 103245 | OUTSIDE HOT BOX BY NORTH PIT
7205 | NEW ALBANY CONDIT RD | 43054 | Not Required by DOW | 655352 | WATTS | 909 | RP | 0.750 | 3604533 | A.H.#3 ROOM
7205 | NEW ALBANY CONDIT RD | 43054 | Not Required by DOW | 463990 | WATTS | 909HWM1QT | RP | 2.000 | 3604534 | CHILLER ROOM B
7205 | NEW ALBANY CONDIT RD | 43054 | LPS - Active |  |  |  | LST |  | 3626559 | FIRE PUMP -
7205 | NEW ALBANY CONDIT RD | 43054 | LPS - Active |  |  |  | LPC |  | 3626560 | DOMESTIC PUMP -
7205 | NEW ALBANY CONDIT RD | 43054 | Active | AG7205-1 |  |  | AG | 1.000 | 3626561 | On top of Cold water storage tank B-2 @ domestic water fill
7205 | NEW ALBANY CONDIT RD | 43054 | Active | AG7205-2 |  |  | AG | 1.000 | 3628336 | On top of Cold water storage tank B-1 @ domestic water fill
7205 | NEW ALBANY CONDIT RD | 43054 | Active | AG7205-3 |  |  | AG | 1.000 | 3628337 | On top of Cold water storage tank A-2 @ domestic water fill
7205 | NEW ALBANY CONDIT RD | 43054 | Active | AG7205-4 |  |  | AG | 1.000 | 3628338 | On top of Cold water storage tank A-1 @ domestic water fill
7205 | NEW ALBANY CONDIT RD | 43054 | Not Required by DOW | 435744 | WATTS | 909M1 | RP | 2.000 | 3650249 | CHILLER ROOM B
7480 | NEW ALBANY CONDIT RD | 43054 | Active | 010191 | WATTS | LF909 | RP | 3.000 | 3646512 | PUMP HOUSE BACK OF PROPERTY
7480 | NEW ALBANY CONDIT RD | 43054 | Active | 12455 | WILKINS | 450 | DCDA | 6.000 | 3646905 | METER HOUSE
7480 | NEW ALBANY CONDIT RD | 43054 | Active | HC38080 | WILKINS | 950 | DC | 0.750 | 3646906 | METER HOUSE - FIRE BYPASS
7480 | NEW ALBANY CONDIT RD | 43054 | LPS - Active |  |  |  | LST |  | 3646925 | FIRE PUMP - PUMP HOUSE NE CORNER OF PROPERTY
7480 | NEW ALBANY CONDIT RD | 43054 | Not Required by DOW | 11879 | Watts | 909M1QT | RP | 1.500 | 3650791 | KENNEL WASHERS
7480 | NEW ALBANY CONDIT RD | 43054 | Not Required by DOW | 12034 | Watts | 909M1QT | RP | 1.500 | 3650792 | KENNEL WASHERS
7480 | NEW ALBANY CONDIT RD | 43054 | Not Required by DOW | 11654 | Watts | 909M1QT | RP | 1.500 | 3650793 | KENNEL WASHERS
7480 | NEW ALBANY CONDIT RD | 43054 | Not Required by DOW | 11812B | Watts | 909M1QT | RP | 1.500 | 3650794
6838 | NEW ALBANY CONDUIT RD | 43054-8573 | Active | W305654 | WILKINS | 975A | RP | 0.750 | 91940 | N SIDE OF ROADWAY BEHIND FENCE
5400 | NEW ALBANY E RD | 43054-8861 | Active | 10522 | AMES | 2000SS | DC | 8.000 | 66802 | FIRE PUMP ROOM
5400 | NEW ALBANY E RD | 43054-8861 | Active | 162698 | WATTS | 909 | RP | 3.000 | 66803 | MECH ROOM 1ST FLOOR
5400 | NEW ALBANY E RD | 43054-8861 | Not Required by DOW | 357752 | WATTS | 909M1QT | RP | 2.000 | 66804 | PENT HOUSE SOUTH WALL
5400 | NEW ALBANY E RD | 43054-8861 | Not Required by DOW | 358318 | WATTS | 909M1QT | RP | 1.500 | 66805 | 1ST FLOOR PUMP ROOM
5400 | NEW ALBANY E RD | 43054-8861 | Not Required by DOW | 362145 | WATTS | 909M1QT | RP | 2.000 | 66806 | PUMP ROOM 1ST FLOOR
5400 | NEW ALBANY E RD | 43054-8861 | Not Required by DOW | 21942 | WATTS | 919QT | RP | 2.500 | 66807 | ABOVE AIR HANDLER PENT HOUSE
5400 | NEW ALBANY E RD | 43054-8861 | Not Required by DOW | 601943 | WILKINS | 720A | PVB | 1.500 | 66808 | PENTHOUSE ABOVE WATER HEATER 2
5400 | NEW ALBANY E RD | 43054-8861 | Not Required by DOW | 602018 | WILKINS | 720A | PVB | 1.500 | 66809 | PENTHOUSE ABOVE WATER HEATER 1
5400 | NEW ALBANY E RD | 43054-8861 | LPS - Active |  |  |  | LPC |  | 3636213 | DOMESTIC PUMP - MECH ROOM 1ST FLOOR
5400 | NEW ALBANY E RD | 43054-8861 | LPS - Active |  |  |  | LST |  | 3641389 | FIRE PUMP - MECH ROOM 1ST FLOOR
5516 | NEW ALBANY E RD | 43054 | Active | 58383 | WATTS | LF919AQT | RP | 1.000 | 3623172 | AT THE WATER METER IN THE WAREHOUSE
5524 | NEW ALBANY E RD | 43054 | Active | 1071164 | WILKINS | 975XL | RP | 1.500 | 67165 | KITCHEN
5524 | NEW ALBANY E RD | 43054 | Not Required by DOW | 58616 | WATTS | 009M1PCQT | RP | 1.500 | 91742 | FURNACE ROOM
5524 | NEW ALBANY E RD | 43054 | Not Required by DOW | 4531312 | WILKINS | 975XL | RP | 1.500 | 3652716 | OUTSIDE MECH ROOM
5528 | NEW ALBANY E RD | 43054 | Active | 20929 | WATTS | LF919QT | RP | 1.500 | 3624756 | NE BY SINK & STOCK SHELVING AT WATER METER
5531 | NEW ALBANY E RD | 43054- | Active | 429370 | WATTS | 909M1QT | RP | 2.000 | 88036 | BACK WATER/MECH ROOM N OF DONATOS AT WATER METER OUTSIDE DR, SERVS 5525 THRU 55
5531 | NEW ALBANY E RD | 43054- | Not Required by DOW | W602460 | WATTS | 909QT | RP | 1.000 | 88953 | BACK METER/MECH ROOM
5531 | NEW ALBANY E RD | 43054- | Removed | 41969REM | WATTS | 919AQT | RP | 0.750 | 103442 | REMOVED- 5533 NEW ALBANY RD W, FREEZERS, MECHANICAL ROOM
5550 | NEW ALBANY E RD | 43054-7017 | Not Required by DOW | A16624 | WATTS | 009M2PCQT | RP | 1.000 | 96241 | IN MECH ROOM AT WATER METER
5550 | NEW ALBANY E RD | 43054-7017 | Active | A11245 | WATTS | 009M2QT | RP | 1.000 | 96295 | IN MECH ROOM AT WATER METER
5555 | NEW ALBANY E RD | 43054-8825 | Active | 1495990406 | AMES | 3000SS | DCDA | 4.000 | 88684 | WEST WALL IN MTR RM
5555 | NEW ALBANY E RD | 43054-8825 | Active | 49807 | AMES | 2000B | DC | 0.750 | 88685 | SIDE ENTRY RISER RM
5555 | NEW ALBANY E RD | 43054-8825 | Not Required by DOW | A04304 | WATTS | 009QT | RP | 1.000 | 88686 | BEHIND MAIN WTR MTR
5555 | NEW ALBANY E RD | 43054-8825 | Active | 114753 | WATTS | 009M2QT | RP | 1.500 | 88687 | MECH RM WEST WALL
5555 | NEW ALBANY E RD | 43054-8825 | Removed | 203836REM | WATTS | 009QT | RP | 0.500 | 91101 | REMOVED- PHOTO LAB ABOVE SINK
6385 | NEW ALBANY E RD | 43054 | Active | 34164 | WILKINS | 375AST | RP | 4.000 | 3658116 | FIRE PUMP ROOM
6385 | NEW ALBANY E RD | 43054 | Active | YB-0557 | AMES | COLT 300 | DCDA | 8.000 | 3658117 | SOUTHEAST CORNER IN METER VAULT
6385 | NEW ALBANY E RD | 43054 | Active | 76903 | AMES | 2000BM3 | DC | 0.750 | 3658118 | SOUTHEAST CORNER IN METER VAULT
6385 | NEW ALBANY E RD | 43054 | LPS - Active |  |  |  | LST |  | 3658119
6501 | NEW ALBANY E RD | 43054- | Active not linked | 24655 | WILKINS | 975 | RP | 3.000 | 70130 | 6500 NEW ALBANY RD E, PUMP ROOM-BOTTOM DEVICE
6501 | NEW ALBANY E RD | 43054- | Active not linked | 26467 | WILKINS | 975 | RP | 3.000 | 70131 | 6500 NEW ALBANY RD E, PUMP ROOM-TOP DEVICE
6501 | NEW ALBANY E RD | 43054- | Active not linked | 2KN1078 | AMES | 2000SS | DC | 6.000 | 70132 | 6500 NEW ALBANY RD E, MECH ROOM BEFORE FIRE PUMP
6501 | NEW ALBANY E RD | 43054- | Active not linked | 03063 | AMES | 4000SS | RP | 2.500 | 70133 | 6500 NEW ALBANY RD E, AT RECEIVING DOCK
6501 | NEW ALBANY E RD | 43054- | Active not linked | 750870 | WILKINS | 975XL | RP | 2.000 | 70134 | 6500 NEW ALBANY RD E, IN MECHANICAL ROOM EAST WALL
6501 | NEW ALBANY E RD | 43054- | Active not linked | 757066 | WILKINS | 975XL | RP | 1.000 | 70135 | 6500 NEW ALBANY RD E, IN MECHANICAL ROOM WEST END
6501 | NEW ALBANY E RD | 43054- | Active not linked | 596477 | WATTS | 909QT | RP | 0.750 | 96398 | 6500 NEW ALBANY RD E, ABOVE CEILING KITCHEN AREA
6501 | NEW ALBANY E RD | 43054- | In Review |  |  |  | RP | 4.000 | 3638653
6501 | NEW ALBANY E RD | 43054- | In Review |  |  |  | RPDA | 8.000 | 3638654
6501 | NEW ALBANY E RD | 43054- | LPS - In Review | [5 empty] | 3638655
6610 | NEW ALBANY E RD | 43054 | Not Required by DOW | 647380 | WATTS | 909HWQT | RP | 0.750 | 100966 | SOUTH OF MEZZANINE STEAM REEL STATION
6610 | NEW ALBANY E RD | 43054 | Not Required by DOW | 631836 | WATTS | 909HWQT | RP | 1.000 | 100967 | JANITOR'S ROOM IN ATRIUM EAST SIDE
6610 | NEW ALBANY E RD | 43054 | Not Required by DOW | 34190 | WATTS | 919AQT | RP | 1.000 | 100968 | CHILLED WATER UTILITY AREA NE MANUF NEXT TO ELEC RM
6610 | NEW ALBANY E RD | 43054 | Not Required by DOW | 631809 | WATTS | 909HWQT | RP | 1.000 | 101057 | BOILER UTILITY ROOM
6610 | NEW ALBANY E RD | 43054 | Not Required by DOW | 191528 | WATTS | 909 | RP | 3.000 | 101058 | UTILITY/BOILER ROOM SE CORNER OF MANUFACTURING BLDG
6610 | NEW ALBANY E RD | 43054 | Not Required by DOW | 223879 | WATTS | 909 | RP | 4.000 | 101059 | UTILITY/BOILER ROOM SE CORNER OF MANUFACTURING BLDG
6610 | NEW ALBANY E RD | 43054 | Removed | 1137500710REM | WATTS | 774DCDA | DCDA | 6.000 | 104008 | PIT (FRONT)
6610 | NEW ALBANY E RD | 43054 | Removed | 16594REM | WATTS | 007M1PCQT | DC | 0.750 | 104009 | PIT (FRONT)
6610 | NEW ALBANY E RD | 43054 | Active | SK1902 | WATTS | 957 | RP | 4.000 | 3641490 | IN HOTBOX NEAR NEW ALBANY RD E
6610 | NEW ALBANY E RD | 43054 | Active | UA-0539 | WATTS | 975 | RPDA | 10.000 | 3646004 | IN HOTBOX SOUTHEAST SECTION OF PROPERTY
6610 | NEW ALBANY E RD | 43054 | Active | 84239 | WATTS | 919 | RP | 0.750 | 3646005 | IN HOTBOX SOUTHEAST SECTION OF PROPERTY
6650 | NEW ALBANY E RD | 43054 | Not Required by DOW | 3246238 | WILKINS | 975XLBMS | RP | 1.500 | 99165 | OUTSIDE OF METER PIT
6650 | NEW ALBANY E RD | 43054 | Active | 3247413 | WILKINS | 975XL | RP | 2.000 | 100373 | MECHANICAL ROOM
6650 | NEW ALBANY E RD | 43054 | Not Required by DOW | 3201676 | WILKINS | 975XL | RP | 1.500 | 100374 | MECHANICAL ROOM
6650 | NEW ALBANY E RD | 43054 | Active | 1705490909 | AMES | 3000SS | DCDA | 8.000 | 101235 | FRONT ENTRANCE - PIT
6650 | NEW ALBANY E RD | 43054 | Active | 63727 | AMES | 2000B | DC | 0.750 | 101236 | FRONT ENTRANCE - PIT
6650 | NEW ALBANY E RD | 43054 | Due Install |  |  |  | RP | 2.000 | 3650499 | FRONT ENTRANCE - PIT
6650 | NEW ALBANY E RD | 43054 | LPS - Active |  |  |  | LPC | 2.000 | 3650501 | DOMESTIC PUMP - FRONT ENTRANCE - PIT
6724 | NEW ALBANY E RD | 43054-9126 | Active | T097089 | WILKINS | 720A | PVB | 0.750 | 3604412 | LEFT FRONT
6801 | NEW ALBANY E RD | 43054- | Removed | B01487REM | WATTS | 009M3QT | RP | 0.750 | 99778 | SW CORNER OF DEAN FARM RD & NEW ALBANY RD E (MEN'S RM)
6801 | NEW ALBANY E RD | 43054- | Active | W427231 | WILKINS | 975XL2 | RP | 0.500 | 3603897 | SW CORNER OF DEAN FARM RD & NEW ALBANY RD E (MEN'S RM)
6913 | NEW ALBANY E RD | 43054 | Inactive | GA00367 | CASH ACME | RP100 | RP | 1.000 | 70930 | BY HYD W OF DEAN FRM N SIDE N A RD E BEHIND EVRGREEN
6916 | NEW ALBANY E RD | 43054-8874 | Active | A072887 | WILKINS | 720A | PVB | 0.750 | 70937 | LEFT SIDE OF HOUSE
6920 | NEW ALBANY E RD | 43054-8874 | Active | 119520 | WATTS | 800M4QT | PVB | 0.750 | 70948 | EAST SIDE
6924 | NEW ALBANY E RD | 43054 | Active | 123166 | WATTS | 800M4QT | PVB | 0.750 | 70954 | WEST SIDE
6926 | NEW ALBANY E RD | 43054-8874 | Active | 752628 | WILKINS | 720A | PVB | 0.750 | 70959 | SIDE OF HOUSE
6934 | NEW ALBANY E RD | 43054-8874 | Active | H492148 | FEBCO | 765 | PVB | 0.750 | 70975 | SIDE OF HOUSE
6936 | NEW ALBANY E RD | 43054 | Active | H002580 | FEBCO | 765 | PVB | 0.750 | 70979 | SIDE OF HOUSE
6940 | NEW ALBANY E RD | 43054 | Active | 997044 | WILKINS | 720A | PVB | 0.750 | 70985 | RIGHT SIDE OF HOUSE
6948 | NEW ALBANY E RD | 43054 | Active | CAA59341 | WILKINS | 720A | PVB | 0.750 | 70996 | OUTSIDE
6954 | NEW ALBANY E RD | 43054 | Active | A107268 | WILKINS | 720A | PVB | 0.750 | 71009 | RIGHT HAND SIDE FROM STREET
6958 | NEW ALBANY E RD | 43054-8873 | Active | 817211 | WILKINS | 720A | PVB | 0.750 | 71022 | LEFT FRONT
6960 | NEW ALBANY E RD | 43054-8873 | Active | EA13027 | WILKINS | 720A | PVB | 0.750 | 3583862 | BACK OF HOUSE BY PATIO
6962 | NEW ALBANY E RD | 43054-8873 | Active | G043577 | WILKINS | 720A | PVB | 0.750 | 71034 | RIGHT SIDE FRONT
6966 | NEW ALBANY E RD | 43054 | Active | H154033 | FEBCO | 765 | PVB | 0.750 | 71040 | RIGHT SIDE
6968 | NEW ALBANY E RD | 43054-8873 | Active | 751392 | WILKINS | 720A | PVB | 0.750 | 71041 | OUTSIDE
6970 | NEW ALBANY E RD | 43054-8873 | Active | T295236 | WILKINS | 720A | PVB | 0.750 | 88653 | RIGHT SIDE OF HOUSE
6972 | NEW ALBANY E RD | 43054-8873 | Active | CB630285 | WILKINS | 720A | PVB | 0.750 | 88654 | REAR OF HOUSE
6974 | NEW ALBANY E RD | 43054-8873 | Active | G081088 | WILKINS | 720A | PVB | 0.750 | 94663 | LEFT SIDE.
6976 | NEW ALBANY E RD | 43054-8873 | Active | G183609 | WILKINS | 720A | PVB | 0.750 | 92287 | RIGHT SIDE
6978 | NEW ALBANY E RD | 43054-8873 | Active | G208478 | WILKINS | 720A | PVB | 0.750 | 92418 | LEFT SIDE
6625 | NEW ALBANY E RD BLDG A | 43054 | Not Required by DOW | 3976173 | WILKINS | 950XLT2 | DC | 1.000 | 3607610 | RISER ROOM
6625 | NEW ALBANY E RD BLDG A | 43054 | Active | OK-0333 | WATTS | 957 | RPDA | 8.000 | 3615032 | WEST HOT BOX EAST OF DRIVE, SOUTH OF FENCE
6625 | NEW ALBANY E RD BLDG A | 43054 | Active | 55805 | WATTS | 919QT | RP | 0.750 | 3615033 | WEST HOT BOX EAST OF DRIVE, SOUTH OF FENCE
6625 | NEW ALBANY E RD BLDG A | 43054 | Active | 030792 | WATTS | LF009M2QT | RP | 2.000 | 3615034 | EAST HOT BOX EAST OF DRIVE, SOUTH OF FENCE
6610 | NEW ALBANY E RD REAR | 43054 | Active | TI-1629 | AMES | COLT 500 | RPDA | 10.000 | 3641460 | IN HOT BOX NORTHWEST SECTION OF PROPERTY WEST OF LOADING DOCKS
6610 | NEW ALBANY E RD REAR | 43054 | Active | TD-1090 | WATTS | 957 | RP | 4.000 | 3641491 | IN HOTBOX NEAR RT 605
6610 | NEW ALBANY E RD REAR | 43054 | Active | 104043 | WATTS | LF919QT | RP | 0.750 | 3646006 | IN HOT BOX NORTHWEST SECTION OF PROPERTY WEST OF LOADING DOCKS
6595 | NEW ALBANY E RD UNIT A | 43054 | Not Required by DOW | 445407 | WATTS | 909HWM1QT | RP | 1.500 | 100211 | EAST MECHANIC ROOM
6595 | NEW ALBANY E RD UNIT A | 43054 | Not Required by DOW | 223590 | WATTS | 909 | RP | 4.000 | 100240 | SOUTH CHILLER ROOM
6595 | NEW ALBANY E RD UNIT A | 43054 | Not Required by DOW | 223639 | WATTS | 909 | RP | 4.000 | 100241 | NORTH CHILLER ROOM
6595 | NEW ALBANY E RD UNIT A | 43054 | Active | 173468 | AMES | 3000SS | DCDA | 8.000 | 100242 | IN PIT NW PROPERTY
6595 | NEW ALBANY E RD UNIT A | 43054 | Active | 65710 | AMES | 2000B | DC | 0.750 | 100244 | IN PIT NW PROPERTY
6595 | NEW ALBANY E RD UNIT A | 43054 | Active | NH-2394 | WATTS | 957 | RP | 4.000 | 100245 | IN HOT BOX AT NW PIT
6595 | NEW ALBANY E RD UNIT A | 43054 | Not Required by DOW | 445512 | WATTS | 909M1QT | RP | 1.500 | 101123 | AHU WEST ROOM 305
6595 | NEW ALBANY E RD UNIT A | 43054 | LPS - Active |  |  |  | LST |  | 3626890 | FIRE PUMP - FIRE PUMP ROOM
6595 | NEW ALBANY E RD UNIT A | 43054 | LPS - Active |  |  |  | LST |  | 3629503 | DOMESTIC PUMP - EAST PUMP
6595 | NEW ALBANY E RD UNIT A | 43054 | LPS - Active |  |  |  | LST |  | 3659294 | DOMESTIC PUMP - WEST PUMP
6595 | NEW ALBANY E RD UNIT B | 43054 | Active | 65508 | AMES | 2000B | DC | 0.750 | 100243 | IN PIT NE BY ENTRANCE
6595 | NEW ALBANY E RD UNIT B | 43054 | Active | 172859 | AMES | 3000SS | DCDA | 8.000 | 100246 | N PIT NE BY ENTRANCE
6595 | NEW ALBANY E RD UNIT B | 43054 | Active | MI-0668 | WATTS | 957 | RP | 4.000 | 101124 | IN HOT BOX AT NE PIT BY ENTRANCE
5 | NEW ALBANY FARMS DR UNIT B | 43054-9000 | Removed | REM176650 | WATTS | 009QT | RP | 1.000 | 65572 | ***REMOVED***STORAGE ROOM
5 | NEW ALBANY FARMS DR UNIT B | 43054-9000 | Active | W047146 | WILKINS | 975 | RP | 1.000 | 65573 | Horse Barn
5 | NEW ALBANY FARMS DR UNIT B | 43054-9000 | Removed | REM21948 | WATTS | 919AQT | RP | 1.000 | 65574 | ***REMOVED***BARN STORAGE ROOM
1 | NEW ALBANY FARMS RD | 43054-9000 | Active | 3808900 | WILKINS | 975XL | RP | 1.000 | 53504 | Horse Barn.
1 | NEW ALBANY FARMS RD | 43054-9000 | Active | 3808902 | WILKINS | 975XL | RP | 1.000 | 53505 | Horse Barn
1 | NEW ALBANY FARMS RD | 43054-9000 | Active | B112206 | WILKINS | 375 | RP | 0.750 | 3615357 | NEXT TO WATER METER BY LAUNDRY ROOM
1 | NEW ALBANY FARMS RD | 43054-9000 | Active | AJN6671 | WILKINS | 375 | RP | 0.500 | 3615358 | MECHANICAL ROOM NEXT TO HOT WATER HEATER
2 | NEW ALBANY FARMS RD | 43054-9000 | Active | CB215369 | WILKINS | 720A | PVB | 1.000 | 56920 | RIGHT SIDE
6 | NEW ALBANY FARMS RD | 43054-9000 | Active | 698067 | WATTS | 800QT | PVB | 0.750 | 97491 | Front of house
7 | NEW ALBANY FARMS RD | 43054-9000 | Active | T034179 | WILKINS | 720A | PVB | 0.750 | 94336 | RIGHT SIDE OF HOUSE
8 | NEW ALBANY FARMS RD | 43054-9000 | Not Required by DOW | EM4858 | FEBCO | 765 | PVB | 1.000 | 73114 | NORTH SIDE OF HOUSE
8 | NEW ALBANY FARMS RD | 43054-9000 | Active | 589094 | WILKINS | 975 | RP | 1.000 | 73115 | IN BASEMENT AT WATER METER
8 | NEW ALBANY FARMS RD | 43054-9000 | Not Required by DOW | FM0077 | FEBCO | 765 | PVB | 1.000 | 73116 | NORTH SIDE OF HOUSE
9 | NEW ALBANY FARMS RD | 43054-9000 | Active | H083659 | FEBCO | 765 | PVB | 1.000 | 92740 | RIGHT FRONT OF HOUSE.
1 | NEW ALBANY FARMS RD | 43054-9000 | Active | AK2715 | FEBCO | 765 | PVB | 0.750 | 53856 | NORTH SIDE OF HOUSE
13 | NEW ALBANY FARMS RD | 43054-9000 | Active | CAB61574 | WILKINS | 720A | PVB | 1.000 | 94106 | BACK OF HOUSE LEFT SIDE
15 | NEW ALBANY FARMS RD | 43054-9000 | Active | 165702 | WILKINS | 720A | PVB | 1.500 | 87069 | REAR OF HOME.
16 | NEW ALBANY FARMS RD | 43054 | Active | 790501 | WILKINS | 720A | PVB | 1.500 | 55512 | BACK OF HOUSE
17 | NEW ALBANY FARMS RD | 43054-9000 | Active | 36117 | WATTS | 009QT | RP | 1.000 | 55864 | IN BASEMENT
17 | NEW ALBANY FARMS RD | 43054-9000 | Active | A254144 | FEBCO | 825Y | RP | 1.500 | 55865 | IN BASEMENT
19 | NEW ALBANY FARMS RD | 43054-9000 | Active | 31684 | WATTS | 009QT | RP | 1.000 | 56545 | POOL EQUIPMENT ROOM - GARAGE.
20 | NEW ALBANY FARMS RD | 43054-9000 | Active | 362244 | WATTS | 009M2-FP | RP | 1.000 | 56928 | NORTH END BY A/C UNIT
23 | NEW ALBANY FARMS RD | 43054-9000 | Active | EAL2591 | WILKINS | 720A | PVB | 0.750 | 57884 | RIGHT SIDE OF HOUSE
5 | NEW ALBANY FARMS RD UNIT A | 43054-9000 | Active | 281721 | WATTS | 009M1 | RP | 2.000 | 65575 | NW CORNER OF BASEMENT
5 | NEW ALBANY FARMS RD UNIT A | 43054-9000 | Not required by DOW | BH6072 | FEBCO | 825Y | RP | 1.000 | 3618605 | STORAGE ROOM
6 | NEW ALBANY LINKS DR | 43054-9075 | Active | T041364 | WILKINS | 720A | PVB | 0.750 | 70868 | OUTSIDE
6887 | NEW ALBANY LINKS DR | 43054-9075 | Active | G169945 | WILKINS | 720A | PVB | 0.750 | 70884 | L H SIDE
6909 | NEW ALBANY LINKS DR | 43054 | Active | H178856 | FEBCO | 765 | PVB | 0.750 | 70923 | LEFT SIDE OF HOME
6923 | NEW ALBANY LINKS DR | 43054 | Active | F006102 | WILKINS | 720A | PVB | 0.750 | 70953 | NE CORNER.
6935 | NEW ALBANY LINKS DR | 43054-9115 | Active | T154923 | WILKINS | 720 | PVB | 1.000 | 3599015 | RIGHT SIDE OF HOUSE
6947 | NEW ALBANY LINKS DR | 43054-9115 | Active | 875004 | WILKINS | 720A | PVB | 0.750 | 88970 | N E CORNER
6959 | NEW ALBANY LINKS DR | 43054-9115 | Active | 369802 | WATTS | 800M4QT | PVB | 0.750 | 87431 | LEFT SIDE
6995 | NEW ALBANY LINKS DR | 43054-9036 | Active | 181991 | WILKINS | 720A | PVB | 0.750 | 89171 | RIGHT SIDE OF HOUSE
7100 | NEW ALBANY LINKS DR | 43054 | Not Required by DOW | 121051 | WATTS | 009M3QT | RP | 0.750 | 88037 | Golf Course NE Restroom
7100 | NEW ALBANY LINKS DR | 43054 | Active | 1222086 | WILKINS | 975XL | RP | 2.000 | 91219 | CLUB HOUSE BASEMENT
7100 | NEW ALBANY LINKS DR | 43054 | Active | 48398 | WATTS | 007M1QT | DC | 0.750 | 91220 | METER PIT IN FRONT OF CLUB HOUSE
7100 | NEW ALBANY LINKS DR | 43054 | Active | 1128720301 | AMES | 3000SS | DCDA | 6.000 | 91221 | METER PIT IN FRONT OF CLUB HOUSE
7100 | NEW ALBANY LINKS DR | 43054 | Not Required by DOW | A29445 | WATTS | 009M3QT | RP | 0.750 | 97048 | JANITORS CLOSET
7100 | NEW ALBANY LINKS DR | 43054 | Not Required by DOW | B00145 | WATTS | 009M3QT | RP | 0.750 | 97049 | ATTIC SPACE-OUTSIDE OF SHOP
7202 | NEW ALBANY LINKS DR | 43054-8072 | Active | 326373 | WATTS | 800QT | PVB | 0.750 | 71625 | LEFT SIDE OF HOUSE
7212 | NEW ALBANY LINKS DR | 43054-8072 | Active | H135131 | FEBCO | 765 | PVB | 1.000 | 71636 | RIGHT SIDE OF HOUSE
7217 | NEW ALBANY LINKS DR | 43054 | Active | 068752 | WATTS | 800QT | PVB | 1.000 | 71641 | LEFT SIDE FRONT
7222 | NEW ALBANY LINKS DR | 43054-8072 | Active | F021233 | WILKINS | 720A | PVB | 0.750 | 95379 | RIGHT SIDE
7232 | NEW ALBANY LINKS DR | 43054-8072 | Active | G127008 | WILKINS | 720A | PVB | 0.750 | 95382 | RIGHT SIDE OF HOUSE
7237 | NEW ALBANY LINKS DR | 43054 | Active | CB548711 | WILKINS | 720A | PVB | 0.750 | 101049 | RIGHT SIDE OF HOUSE (NORTH)
7242 | NEW ALBANY LINKS DR | 43054-8072 | Active | 190617 | wilkins | 720 | PVB | 0.750 | 93100 | RIGHT FRONT
7247 | NEW ALBANY LINKS DR | 43054-9108 | Active | G086321 | WILKINS | 720A | PVB | 0.750 | 88923 | LEFT SIDE OF HOUSE
7252 | NEW ALBANY LINKS DR | 43054-8072 | Active | G246840 | WILKINS | 720A | PVB | 0.750 | 98739 | LEFT HAND SIDE
7257 | NEW ALBANY LINKS DR | 43054-9108 | Active | A134009 | WILKINS | 720A | PVB | 0.750 | 71700 | FRONT LEFT SIDE
7262 | NEW ALBANY LINKS DR | 43054-8072 | Active | H154068 | FEBCO | 765 | PVB | 0.750 | 71705 | RIGHT SIDE FRONT
7267 | NEW ALBANY LINKS DR | 43054-9108 | Active | CAA46738 | WILKINS | 720A | PVB | 0.750 | 71711 | FRONT LEFT CORNER OF HOUSE
7272 | NEW ALBANY LINKS DR | 43054 | Active | 779710 | WATTS | 800M4QT | PVB | 1.000 | 100927 | LEFT SIDE OF HOUSE
7277 | NEW ALBANY LINKS DR | 43054 | Active | T257780 | WILKINS | 720A | PVB | 0.750 | 3618411 | LEFT SIDE OF HOUSE
7282 | NEW ALBANY LINKS DR | 43054 | Active not linked | CB075165 | WILKINS | 720A | PVB | 0.750 | 100911 | LEFT SIDE
7287 | NEW ALBANY LINKS DR | 43054 | Active | CB478578 | WILKINS | 720A | PVB | 0.750 | 3631359 | LEFT FRONT
7297 | NEW ALBANY LINKS DR | 43054 | Active | 788165 | WATTS | 800M4QT | PVB | 1.000 | 101089 | LEFT SIDE OF HOUSE
7302 | NEW ALBANY LINKS DR | 43054 | Active | 821448 | WATTS | 800 | PVB | 1.000 | 3601267 | RIGHT SIDE
7317 | NEW ALBANY LINKS DR | 43054 | Active | T199587 | WILKINS | 720A | PVB | 0.750 | 3608226 | LEFT FRONT
7322 | NEW ALBANY LINKS DR | 43054 | Active | T364320 | WILKINS | 720A | PVB | 0.750 | 3619865 | RIGHT SIDE
7327 | NEW ALBANY LINKS DR | 43054 | Active | T250538 | WILKINS | 720A | PVB | 0.750 | 3607404 | LEFT FRONT
7332 | NEW ALBANY LINKS DR | 43054 | Active | T181308 | WILKINS | 720A | PVB | 0.750 | 3616802 | LEFT SIDE OF HOUSE
7337 | NEW ALBANY LINKS DR | 43054 | Active | CB324155 | WILKINS | 720 | PVB | 0.750 | 3607629 | LEFT SIDE OF HOUSE
7342 | NEW ALBANY LINKS DR | 43054 | Active | 828218 | WATTS | 800M4FR | PVB | 1.000 | 3601266 | RIGHT FRONT
7347 | NEW ALBANY LINKS DR | 43054 | Active | T176253 | WILKINS | 720 | PVB | 0.750 | 3603129 | LEFT SIDE OF HOUSE
7397 | NEW ALBANY LINKS DR | 43054 | Active | T146499 | WILKINS | 720A | PVB | 0.750 | 3601265 | RIGHT SIDE OF HOUSE
7407 | NEW ALBANY LINKS DR | 43054 | Active | 010455 | WATTS | 800M4QT | PVB | 1.000 | 3603210 | RIGHT SIDE
7417 | NEW ALBANY LINKS DR | 43054-6012 | Active | G181270 | WILKINS | 720A | PVB | 1.000 | 97400 | LEFT SIDE OF HOME
7422 | NEW ALBANY LINKS DR | 43054 | Active | CB867265 | WILKINS | 720A | PVB | 0.750 | 3616659 | LEFT FRONT
7432 | NEW ALBANY LINKS DR | 43054 | Active | 797623 | WATTS | 800M4QT | PVB | 0.750 | 102582 | LEFT SIDE OF HOUSE
7437 | NEW ALBANY LINKS DR | 43054-6012 | Active | 650699 | WATTS | 800M4QT | PVB | 1.000 | 96505 | SOUTH EAST CORNER
7442 | NEW ALBANY LINKS DR | 43054 | Active | T146575 | WILKINS | 720A | PVB | 0.750 | 3603775 | LEFT SIDE OF HOUSE
7447 | NEW ALBANY LINKS DR | 43054 | Active | T278233 | WILKINS | 720A | PVB | 0.750 | 3625107
7452 | NEW ALBANY LINKS DR | 43054 | Active | T295483 | WILKINS | 720A | PVB | 0.750 | 3626822
7457 | NEW ALBANY LINKS DR | 43054 | Active | EAF5345 | WILKINS | 720 | PVB | 0.750 | 3623018 | LEFT SIDE
7462 | NEW ALBANY LINKS DR | 43054 | Active | CB440707 | WILKINS | 720A | PVB | 0.750 | 3629940 | LEFT SIDE OF HOUSE
7467 | NEW ALBANY LINKS DR | 43054 | Active | CB081418 | WILKINS | 720A | PVB | 0.750 | 3603205 | LEFT SIDE OF HOUSE
7472 | NEW ALBANY LINKS DR | 43054 | Active | CB547085 | WILKINS | 720A | PVB | 0.750 | 3639169 | LEFT SIDE OF HOUSE
7477 | NEW ALBANY LINKS DR | 43054 | Active | T388843 | WILKINS | 720A | PVB | 1.000 | 102960 | LEFT FRONT
7482 | NEW ALBANY LINKS DR | 43054-6012 | Active | CAA31096 | WILKINS | 720A | PVB | 1.000 | 96095 | LEFT SIDE
7487 | NEW ALBANY LINKS DR | 43054 | Active | 019550 | WATTS | 800 | PVB | 1.000 | 3609899 | RIGHT SIDE OF HOUSE
7492 | NEW ALBANY LINKS DR | 43054 | Active | CB316085 | WILKINS | 720A | PVB | 0.750 | 3624744
7497 | NEW ALBANY LINKS DR | 43054 | Active | CB547370 | WILKINS | 720A | PVB | 0.750 | 3638453 | REAR OF HOUSE
7507 | NEW ALBANY LINKS DR | 43054 | Active | T318356 | WILKINS | 720A | PVB | 0.750 | 3633468 | RIGHT SIDE
7100 | NEW ALBANY LINKS DR UNIT A | 43054 | Duplicate | 612081REM | WATTS | 909QT | RP | 1.000 | 92734 | IN SILVER HOT BOX BETWEEN ADDRESSES 7452 & 7442 NEW ALBANY LINKS DR
7100 | NEW ALBANY LINKS DR UNIT A | 43054 | Active | 104191 | WATTS | 009M2QT | RP | 1.000 | 101142 | IN HOT BOX, 1/4 MILE S OF WALNUT ON NEW ALBANY LINKS DR BETWEEN 7452 & 7442
5175 | NEW ALBANY RD | 43054 | Not Required by DOW | 157735 | WATTS | 009M2QT | RP | 1.000 | 66243 | NE INTERIOR OF BUILDING
5175 | NEW ALBANY RD | 43054 | Active | 72689 | WATTS | 009M2QT | RP | 1.500 | 66244 | NE CORNER OF BUILDING BURGER KING
5182 | NEW ALBANY RD | 43054- | Not Required by DOW | 59085 | WATTS | LF919QT | RP | 1.000 | 66269 | REAR OF BUILDING
5182 | NEW ALBANY RD | 43054- | Active | 157819 | WATTS | 009M2QT | RP | 1.000 | 66270 | IN BACK CENTER OF BUILDING
5182 | NEW ALBANY RD | 43054- | Removed | 203828REM | WATTS | 009QT | RP | 0.500 | 66271 | BOILER ROOM
5182 | NEW ALBANY RD | 43054- | Removed | 205178REM | WATTS | 009QT | RP | 0.500 | 66272 | 5188 NEW ALBANY RD, LAUNDRY EQUIPMENT, NEXT TO WASHING MACHINE REMOVED
5196 | NEW ALBANY RD | 43054-8818 | Active | 178134 | WATTS | 009M3QT | RP | 0.750 | 66293 | MECH ROOM
5200 | NEW ALBANY RD | 43054 | Not Required by DOW | 00416 | WATTS | 995QT | RP | 1.000 | 66363 | LEFT SIDE OF BLDG OUTSIDE
5200 | NEW ALBANY RD | 43054 | Active | 133846 | WATTS | 709 | DC | 6.000 | 66364 | MECH ROOM SW CORNER OF BUILDING
5200 | NEW ALBANY RD | 43054 | Active | 161343 | WATTS | 009M2QT | RP | 2.000 | 66365 | MECH ROOM SW CORNER
5200 | NEW ALBANY RD | 43054 | Active | 21812 | WATTS | 007QT | DC | 0.500 | 66366 | SW CORNER OF BUILDING IN MECH ROOM
5205 | NEW ALBANY RD | 43054 | Active | 147156 | WATTS | 009PCQT | RP | 2.000 | 66404 | NW MECH/ELECT/HWT ROOM AT WATER MTR
5205 | NEW ALBANY RD | 43054 | Not Required by DOW | 151619 | WATTS | 009M2QT | RP | 1.000 | 66405 | OUTSIDE - FOR LAWN IRRIGATION SYSTEM
5205 | NEW ALBANY RD | 43054 | Active | 4963175 | WILKINS | 950XLT2 | DC | 1.250 | 66406 | NW MECH/ELECT/HWT ROOM AT WATER METER **LIMITED FIRE**
5357 | NEW ALBANY RD | 43054 | Active | 14093 | WATTS | 919QT | RP | 1.500 | 101786 | 5351 MID N MECH/RISER ROOM OUTSIDE DR AT WATER METER
5357 | NEW ALBANY RD | 43054 | Not Required by DOW | 3832246 | WILKINS | 975XL | RP | 1.000 | 101787 | 5351 NEW ALBANY RD, MECHANIC ROOM NORTH OUTSIDE DOOR
5357 | NEW ALBANY RD | 43054 | Active | 33246 | AMES | 2000BM3 | DC | 0.750 | 101788 | 5351 ADDRESS MID N MECH/RISER ROOM OUTSIDE DR
5357 | NEW ALBANY RD | 43054 | Active | LG-1182 | AMES | COLT 300GV | DCDA | 6.000 | 101789 | 5351 ADDRESS MID N MECH/RISER ROOM OUTSIDE DR
5375 | NEW ALBANY RD | 43054 | Not Required by DOW | 14158 | WATTS | 919QT | RP | 1.500 | 100427 | ABOVE COOLER IN REAR OF STORE. CHIPOLTE & STARBUCKS
5375 | NEW ALBANY RD | 43054 | Active | 3380032 | WILKINS | 975XLBMS | RP | 2.000 | 103449 | 5371 NEW ALBANY RD W, MECH ROOM
5375 | NEW ALBANY RD | 43054 | Active | H016109 | FEBCO | 805YB | DC | 0.750 | 103475 | 5371 NEW ALBANY RD W, RISER ROOM
5375 | NEW ALBANY RD | 43054 | Active | N1005280549 | FEBCO | 876V | DCDA | 4.000 | 103476 | 5371 NEW ALBANY RD W, MECHANICAL ROOM
5385 | NEW ALBANY RD | 43054 | Not Required by DOW | 3489551 | WILKINS | 975XL | RP | 1.000 | 102017 | MECHANIC ROOM SOUTH SIDE OF BUILDING
5385 | NEW ALBANY RD | 43054 | Active | 3476962 | WILKINS | 975XL | RP | 1.500 | 102018 | MECHANIC ROOM SOUTH SIDE OF BUILDING
5500 | NEW ALBANY RD | 43054-8703 | Not Required by DOW | 110790 | WATTS | 009M2QT | RP | 1.500 | 67099 | NORTH WALL OF MECHANICAL ROOM IN BASEMENT
5500 | NEW ALBANY RD | 43054-8703 | Active | 135879 | AMES | 3000SS | DCDA | 6.000 | 67100 | BASEMENT MECH ROOM
5500 | NEW ALBANY RD | 43054-8703 | Active | 61913 | WATTS | 007QT | DC | 0.750 | 67101 | BASEMENT MECH ROOM
5500 | NEW ALBANY RD | 43054-8703 | Active | FD0262 | WATTS | 957 | RP | 3.000 | 67102 | NORTH WALL OF MECHANICAL ROOM IN BASEMENT
5421 | NEW ALBANY W RD | 43054 | Active | 304608 | WATTS | 009M2QT | RP | 2.000 | 101684 | MECHANICAL ROOM IN REAR
5421 | NEW ALBANY W RD | 43054 | Active | N1109271245 | FEBCO | 876V | DCDA | 4.000 | 101742
5421 | NEW ALBANY W RD | 43054 | Active | H016656 | FEBCO | 805YB | DC | 0.750 | 101743 | BY REAR DOOR
5421 | NEW ALBANY W RD | 43054 | Not Required by DOW | 776110 | WATTS | 800M4QT | PVB | 1.000 | 101744 | MECHANICAL ROOM IN REAR
5421 | NEW ALBANY W RD | 43054 | Not Required by DOW | 347391 | WATTS | 009M3QT | RP | 0.750 | 101745 | STORAGE AREA
5455 | NEW ALBANY W RD | 43054-8221 | Active | 06716 | WATTS | 919QT | RP | 1.500 | 89559 | MECH RM
5455 | NEW ALBANY W RD | 43054-8221 | Not Required by DOW | 08803 | WATTS | 919QT | RP | 1.000 | 89561 | MECH RM
5461 | NEW ALBANY W RD | 43054-8221 | Removed | 12334 | WATTS | 009QT | RP | 1.000 | 92938 | FRONT UTILITY CLOSET
5461 | NEW ALBANY W RD | 43054-8221 | Not Required by DOW | 18582 | AMES | 4000SS | RP | 3.000 | 92947 | FRONT UTILITY CLOSET
5461 | NEW ALBANY W RD | 43054-8221 | Active | 179879 | WATTS | 909QTFDA | RP | 3.000 | 93114 | IN HOT BOX AT NE CORNER NEXT TO BANK
5461 | NEW ALBANY W RD | 43054-8221 | Not Required by DOW | 00138 | WATTS | 008PCQT | PVB | 0.500 | 93115 | IN BAKERY ABOVE DOUBLE OVEN
5461 | NEW ALBANY W RD | 43054-8221 | Not Required by DOW | 44675 | WATTS | 008PCQT | PVB | 0.500 | 93116 | IN BAKERY ABOVE PROOFER
5461 | NEW ALBANY W RD | 43054-8221 | Active | 110132 | WATTS | 774X | DCDA | 8.000 | 94333 | PIT NW CORNER OF CHASE BANK
5461 | NEW ALBANY W RD | 43054-8221 | Active | 16322 | WATTS | 007M2QT | DC | 0.750 | 94334 | IN PIT NW CORNER OF CHASE BANK
5461 | NEW ALBANY W RD | 43054-8221 | Removed | A19354REM | WATTS | 009M2-FP | RP | 1.000 | 101763 | REMOVED- FRONT ENTRANCE CLOSET
5461 | NEW ALBANY W RD | 43054-8221 | Not Required by DOW | 402346 | WILKINS | 460XL | PVB | 0.500 | 3615381 | WINE BAR, UNDER KITCHEN SINK IN WINE BAR AREA
5461 | NEW ALBANY W RD | 43054-8221 | Not Required by DOW | 402349 | WILKINS | 460XL | PVB | 0.500 | 3615382 | BEHIND FRYERS IN KITCHEN
5465 | NEW ALBANY W RD | 43054 | Active | 612784 | WATTS | 909QT | RP | 1.000 | 93121 | IN BACK ROOM BY METER
5471 | NEW ALBANY W RD | 43054-8221 | Active | 279981 | WATTS | 009M2PCQT | RP | 1.000 | 90584 | UTILITY CLOSET
5471 | NEW ALBANY W RD | 43054-8221 | Not Required by DOW | 252179 | WATTS | 009M2PCQT | RP | 0.750 | 90585 | UTILITY CLOSET
5539 | NEW ALBANY W RD | 43054 | Active | 1253701111 | AMES | 4000SS | RP | 4.000 | 93238 | HOT BOX NORTH SIDE
5539 | NEW ALBANY W RD | 43054 | Active | 154780406 | AMES | 3000SS | DCDA | 8.000 | 93252 | IN METER PIT NORTH SIDE
5539 | NEW ALBANY W RD | 43054 | Active | 53988 | AMES | 2000B | DC | 0.750 | 93254 | PIT NORTH SIDE OF DRIVE
5539 | NEW ALBANY W RD | 43054 | Removed | 3647240REM | WILKINS | 975XL | RP | 2.000 | 3351177 | REMOVED - UNDER WATER HEATERS
5539 | NEW ALBANY W RD | 43054 | Removed | 3786987REM | WILKINS | 950XLT | DC | 0.750 | 3351178 | REMOVED - CEILING OF DINING ROOM
5539 | NEW ALBANY W RD | 43054 | Removed | 3803750REM | WILKINS | 950XLT | DC | 0.750 | 3351179 | REMOVED - CEILING ABOVE DRIVE THROUGH
5539 | NEW ALBANY W RD | 43054 | Removed | 3832431REM | WILKINS | 950XLT | DC | 0.750 | 3351180 | REMOVED - OVENS, ABOVE OVENS IN CEILING
5565 | NEW ALBANY W RD | 43054- | Active | HA2360 | WATTS | 957 | RP | 8.000 | 93295 | EAST ENTRANCE
5595 | NEW ALBANY W RD | 43054 | Active | 53841 | WATTS | 919AQT | RP | 0.750 | 3606263 | EQUIPMENT ROOM
5704 | NEW ALBANY W RD | 43054 | Active | PK1640 | WATTS | 957 | RP | 3.000 | 3619934 | MECH ROOM CENTER OF BLDG
5704 | NEW ALBANY W RD | 43054 | Active | 1160501115 | WATTS | 774 | DCDA | 4.000 | 3621178 | MECH ROOM CENTER OF BLDG
5704 | NEW ALBANY W RD | 43054 | Active | 21385 | WATTS | 007M2 | DC | 0.750 | 3621179 | MECH ROOM CENTER OF BLDG
5719 | NEW ALBANY W RD | 43054 | Active | OH1405 | WATTS | 957 | RP | 8.000 | 3619935 | METER BUILDING SOUTH OF CONDO BLDG ADDRESSED 7116
5777 | NEW ALBANY W RD | 43054 | Active | 182634 | WATTS | 009M2PCQT | RP | 1.000 | 67934 | METER HOUSE BY POOL
5777 | NEW ALBANY W RD | 43054 | Due Install |  |  |  | RP |  | 3633226
5786 | NEW ALBANY W RD | 43054- | Active | TF1371 | WATTS | 957 | RP | 8.000 | 96769 | METER ROOM
5786 | NEW ALBANY W RD | 43054- | Not Required by DOW | A142479 | WILKINS | 350XL | DC | 0.750 | 103222 | 7249 BOLTON PRIORY DR. NE CORNER OF BLDG BY HOT WATER TANK (maint. shop)
5940 | NEW ALBANY W RD | 43054-8170 | Active | 1100720703 | AMES | 4000SS | RP | 3.000 | 68374 | BASEMENT SOUTH WALL
5940 | NEW ALBANY W RD | 43054-8170 | Active | 1269780603 | AMES | 3000SS | DCDA | 6.000 | 68375 | BASEMENT SOUTH WALL
5940 | NEW ALBANY W RD | 43054-8170 | Active | 57409 | WATTS | 007M1QT | DC | 0.750 | 68376 | BASEMENT SOUTH WALL
5940 | NEW ALBANY W RD | 43054-8170 | Not Required by DOW | B033454 | Wilkins | 375XL | RP | 1.000 | 103469 | 5944 NEW ALBANY RD W (Pool House), EQUIPMENT ROOM NEXT TO WATER HEATER
6029 | NEW ALBANY W RD | 43054- | Active | 1262200403 | AMES | 3000SS | DCDA | 6.000 | 68736 | METER ROOM, 6029 BAYTON PLACE
6029 | NEW ALBANY W RD | 43054- | Active | 150799 | WATTS | 007M3QT | DC | 0.750 | 68737 | METER BUILDING, 6029 BAYTON
6029 | NEW ALBANY W RD | 43054- | Not Required by DOW | 117357 | WILKINS | 720A | PVB | 1.500 | 68738 | IN SMALL ELECTRICAL GREEN BOX UNDER EVERGREEN TREE AT DUMPSTER ENTRANCE
6029 | NEW ALBANY W RD | 43054- | Active | WF-3506 | WATTS | 957 | RP | 3.000 | 3654426 | IN MAIL BOX COMPLEX BLDG
6099 | NEW ALBANY W RD | 43054- | Active | 4372770 | WILKINS | 975xl | RP | 1.000 | 68985 | SW corner of New Albany W Rd & Winterbek in bushes
6101 | NEW ALBANY W RD | 43054- | Active | ABB5087 | WILKINS | 975XL | RP | 1.000 | 69010 | SW corner of New Albany W Rd & Winterbek in bushes
6310 | NEW ALBANY W RD | 43054-6020 | Active | G213692 | WILKINS | 720A | PVB | 0.750 | 97553 | left side of house
7580 | NEW MARKET CENTER WAY | 43235 | Active | 125921 | WATTS | LF009M2QT | RP | 1.500 | 3650529 | IN SMALL H/BOX S OF BILLINGSLY E OF TACO BELL AT WATER METER
7580 | NEW MARKET CENTER WAY | 43235 | Active | VC-0741 | AMES | COLT 300GV | DCDA | 8.000 | 3650530 | IN H/BOX S OF BILLINGSLY E OF TACO BELL
7580 | NEW MARKET CENTER WAY | 43235 | Active | 64682 | AMES | 2000BM3 | DC | 0.750 | 3650531 | IN H/BOX ON BILLINGSLY E OF TACO BELL
7580 | NEW MARKET CENTER WAY | 43235 | Not Required by DOW | AJB7059 | WILKINS | 375 | RP | 0.750 | 3650826 | IN CEILING EAST END OF STORAGE ROOM
2120 | NEW WORLD DR | 43207-3433 | Active | 390158 | WATTS | 909M1QT | RP | 2.000 | 57351 | FIRE SPRINKLER CLOSET
2120 | NEW WORLD DR | 43207-3433 | In Review |  |  |  | RP | 6.000 | 3636588
2120 | NEW WORLD DR | 43207-3433 | Active | [5 empty] | 3636589
2121 | NEW WORLD DR | 43207-3434 | Not Required by DOW | 32711 | WATTS | 919AQT | RP | 0.750 | 57367 | NORTH WALL OF MAIN MECHANIC ROOM
2121 | NEW WORLD DR | 43207-3434 | Not Required by DOW | 1346003 | WILKINS | 975XL | RP | 1.500 | 57368 | NORTH MECHANIC ROOM
2121 | NEW WORLD DR | 43207-3434 | Not Required by DOW | 266708 | WILKINS | 975 | RP | 0.750 | 57369 | NORTH BOILER ROOM
2121 | NEW WORLD DR | 43207-3434 | Not Required by DOW | 4346114 | WILKINS | 975xl | RP | 2.000 | 57370 | BOILER ROOM
2121 | NEW WORLD DR | 43207-3434 | Active | 4DM0499 | AMES | 4000SS | RP | 8.000 | 57371 | FOAM & PUMP BUILDING PRINT
2121 | NEW WORLD DR | 43207-3434 | Not Required by DOW | 279448 | WATTS | 009M2-FP | RP | 0.750 | 57372 | BESIDE TRASH COMPACTOR AT CEILING
2121 | NEW WORLD DR | 43207-3434 | Active | 02949 | WILKINS | 375 | RP | 4.000 | 57373 | SOUTHEAST WALL (BOTTOM) --SERIAL #B09393 REPLACED BY SERIAL 02949
2121 | NEW WORLD DR | 43207-3434 | Active | 02858 | WILKINS | 375 | RP | 4.000 | 57374 | SOUTHEAST WALL (TOP) -- SERIAL #B09399 REPLACED BY SERIAL 02868
2121 | NEW WORLD DR | 43207-3434 | Not Required by DOW | 4083105 | wilkins | 975XL | RP | 0.750 | 96634 | DIST HOUSE BLDG
2121 | NEW WORLD DR | 43207-3434 | LPS - In Review |  |  |  | LST |  | 3638268
2170 | NEW WORLD DR | 43207-3433 | Active | 56949 | WATTS | 009M2QT | RP | 1.500 | 57508 | IN MECH ROOM
2170 | NEW WORLD DR | 43207-3433 | Not Required by DOW | 3860261 | WILKINS | 975XL | RP | 0.750 | 57509 | IN MECH ROOM
2222 | NEW WORLD DR | 43207-3435 | Active | 117018 | AMES | 3000SS | DCDA | 6.000 | 57655 | METER PIT
2222 | NEW WORLD DR | 43207-3435 | Active | 50989 | WATTS | 007M1QT | DC | 0.750 | 57656 | METER PIT
2222 | NEW WORLD DR | 43207-3435 | Active | 65408 | WATTS | 009M2QT | RP | 1.500 | 57657 | SOUTH EAST CORNER OF BODY SHOP
2350 | NEW WORLD DR | 43207-3437 | LPS - Active | F116-1FM |  |  | LPC | 0.000 | 98019 | FIRE PUMP - PUMPO HOUSE SOUTHWEST OF BLDG
2350 | NEW WORLD DR | 43207-3437 | Active | PL-0132 | WATTS | 957 | RP | 3.000 | 98028 | Hotbox, SW corner of driveway
2350 | NEW WORLD DR | 43207-3437 | Active | V24472 | WILKINS | 350 | DCDA | 8.000 | 98029 | UNDERGROUND VAULT
2350 | NEW WORLD DR | 43207-3437 | Active | 3201539 | WILKINS | 950XLD | DC | 0.750 | 98030 | UNDERGROUND VAULT
2351 | NEW WORLD DR | 43207-3438 | Active | 260583 | WATTS | 909M1QT | RP | 2.000 | 58046 | AT THE WATER METER IN THE AIR COMPRESSOR RM
700 | NEW YORK AVE | 43201-2945 | Active | 453736 | WATTS | 909QT | RP | 0.750 | 71201 | EAST SIDE OF BUILDING AT WATER METER
574 | NEWBANK CIR | 43017 | Active | WD-1750 | WATTS | 957 | RP | 2.500 | 67782 | 5745 BLDG MECH ROOM LOWER LEVEL SE CORNER
5745 | NEWBANK CIR | 43017 | Active | 127795 | AMES | 2000SS | DC | 6.000 | 67783 | 5745 BLDG MECH ROOM BASEMENT S WALL
5745 | NEWBANK CIR | 43017 | Active | 1186238 | WILKINS | 975XLBMS | RP | 1.500 | 67784 | 5745 BLDG WATER ROOM SW CORNER IN BASEMENT
5745 | NEWBANK CIR | 43017 | Active | 153546 | AMES | 2000SS | DC | 6.000 | 103465 | 5735 LOWER LVL WATER AND RISER RM
5745 | NEWBANK CIR | 43017 | Active | L34766 | WILKINS | 375 | RP | 3.000 | 103466 | 5735 LOWER LVL WATER AND RISER RM
5745 | NEWBANK CIR | 43017 | Active | 2279801 | WILKINS | 975XL | RP | 2.000 | 103467 | 5735 LOWER LVL WATER AND RISER RM
3652 | NEWELL DR | 43228-7082 | Replaced | REP893461 | WILKINS | 720A | PVB | 0.750 | 94108 | REPLACED- EAST SIDE OF HOUSE
3652 | NEWELL DR | 43228-7082 | Removed | T209630REM | WILKINS | 720 | PVB | 1.000 | 3611941 | EAST SIDE OF HOUSE
3660 | NEWELL DR | 43228-7082 | Active | H428780 | FEBCO | 765 | PVB | 1.000 | 88720 | SOUTH SIDE OF HOUSE
3663 | NEWELL DR | 43228-7049 | Active | cb987658 | WILKINS | 720A | PVB | 0.750 | 97409
3669 | NEWELL DR | 43228-7049 | Active | T329061 | WILKINS | 720A | PVB | 0.750 | 3491515 | Right Side
3680 | NEWELL DR | 43228-7047 | Active | DH3849 | FEBCO | 765 | PVB | 1.000 | 94110 | EAST SIDE OF HOUSE
3683 | NEWELL DR | 43228-7049 | Active | 217100 | WILKINS | 720A | PVB | 0.750 | 96922 | RIGHT SIDE OF HOUSE WEST
3744 | NEWELL DR | 43228-7048 | Active | G215518 | WILKINS | 720A | PVB | 0.750 | 97406 | RIGHT REAR OF HOUSE
3752 | NEWELL DR | 43228-7048 | Active | T309592 | WILKINS | 720A | PVB | 0.750 | 3491525 | RIGHT FRONT
3755 | NEWELL DR | 43228-7050 | Active | 113147 | WATTS | 800m4 | PVB | 1.000 | 61678 | WEST SIDE, FRONT CORNER
3241 | NEWGATE CT UNIT A | 43017-2223 | Active | 638461 | WILKINS | 720A | PVB | 1.000 | 60287 | LEFT SIDE OF BUILDING
3252 | NEWGATE CT UNIT A | 43017-2206 | Active | 644717 | WILKINS | 720A | PVB | 1.000 | 60319 | LEFT SIDE OF BUILDING
5711 | NEWGATE RD | 43017 | Active | 128620 | AMES | 4000SS | RP | 4.000 | 3615140 | METER RM AT MAIL BOXES AT END OF NEWGATE ENTRANCE
5711 | NEWGATE RD | 43017 | Active | 1832790914 | AMES | 3000SS | DCDA | 8.000 | 3615444 | METER RM AT MAIL BOXES AT END OF NEWGATE ENTRANCE
5711 | NEWGATE RD | 43017 | Active | 72684 | AMES | 2000B | DC | 0.750 | 3615445 | METER RM AT MAIL BOXES AT END OF NEWGATE ENTRANCE
5727 | NEWGATE RD | 43017- | Active | ABL3199 | WILKINS | 975 | RP | 1.000 | 67729 | AT WATER METER PIT
5720 | NEWGATE RD UNIT A | 43017-2208 | Active | 55999 | FEBCO | 765 | PVB | 1.000 | 67716 | LEFT SIDE OF BUILDING - 5720 KINGSTREE DR
6287 | NEWGRANGE DR | 43016 | Active | AG5777 | FEBCO | 765 | PVB | 1.000 | 69562 | FRONT RIGHT OF DOOR
6299 | NEWGRANGE DR | 43016 | Active | EAA0389 | WILKINS | 720A | PVB | 0.750 | 3491594 | RIGHT FRONT
6330 | NEWGRANGE DR | 43016-8617 | Active | H099873 | FEBCO | 765 | PVB | 1.000 | 69724 | RIGHT HAND SIDE
6418 | NEWGRANGE DR | 43016-8210 | Active | T464818 | WILKINS | 720A | PVB | 0.750 | 94112 | LEFT FRONT
6423 | NEWGRANGE DR | 43016-8211 | Active | 148798 | WILKINS | 720A | PVB | 0.750 | 94113 | LEFT REAR
6431 | NEWGRANGE DR | 43016 | Active | 516883 | WILKINS | 720A | PVB | 0.750 | 94116 | LEFT SIDE
6434 | NEWGRANGE DR | 43016-8210 | Active | T466103 | WILKINS | 720A | PVB | 0.750 | 94117 | RIGHT SIDE
6435 | NEWGRANGE DR | 43016 | Active | T084856 | WILKINS | 720A | PVB | 0.750 | 102816 | LEFT SIDE
6455 | NEWGRANGE DR | 43016 | Active | 148799 | WILKINS | 720A | PVB | 0.750 | 94119 | RIGHT SIDE OF HOUSE
3966 | NEWHALL RD | 43220-4866 | Active | F023729 | WILKINS | 720A | PVB | 0.750 | 97931 | FRONT OF HOUSE
3978 | NEWHALL RD | 43220-4866 | Active | G151965 | WILKINS | 720A | PVB | 0.750 | 99044 | FRONT OF HOUSE
3983 | NEWHALL RD | 43220-4865 | Active | 814490 | WILKINS | 420 | PVB | 1.000 | 62451 | RIGHT SIDE OF FRONT OF FRONT DOOR
3990 | NEWHALL RD | 43220-4866 | Active | 455864 | FEBCO | 765 | PVB | 1.000 | 62472 | FRONT OF HOUSE
4000 | NEWHALL RD | 43220-4868 | Active | 151821 | WILKINS | 420 | PVB | 1.000 | 62634 | SOUTH SIDE FRONT
4010 | NEWHALL RD | 43220-4868 | Active | H014891 | FEBCO | 765 | PVB | 1.000 | 62678 | FRONT OF HOUSE
5656 | NEWLAND CT | 43026-8140 | Active | hb79647 | FEBCO | 765 | PVB | 0.750 | 67523 | LEFT SIDE OF HOUSE
2675 | NEWTON CT | 43054 | Active | 87702 | APOLLO | RPLF4A | RP | 12.000 | 3654428 | HOTBOX OFF HARRISON RD
2675 | NEWTON CT | 43054 | LPS - Active |  |  |  | LST |  | 3654586 | FIRE BOOSTER PUMP - BUILDING C - PUMP ROOM (2631 NEWTON CT - CMH 76, BLDG C)
2675 | NEWTON CT | 43054 | LPS - Active |  |  |  | LST |  | 3657430 | FIRE BOOSTER PUMP - BUILDING A - PUMP ROOM (2675 NEWTON CT - CMH 70, BLDG A)
2675 | NEWTON CT | 43054 | LPS - Active |  |  |  | LST |  | 3657432 | FIRE BOOSTER PUMP - BUILDING H - PUMP ROOM (2675 NEWTON CT - CMH 70, BLDG H)
2675 | NEWTON CT | 43054 | LPS - Active |  |  |  | LST |  | 3657530 | FIRE BOOSTER PUMP - PUMP ROOM (2651 NEWTON CT - CMH 100)
2675 | NEWTON CT | 43054 | LPS - Active |  |  |  | LST |  | 3658375 | FIRE BOOSTER PUMP - PUMP ROOM (2625 NEWTON CT - CMH 73)
5557 | NEWTONMORE PL | 43016 | Active | CB638598 | WILKINS | 720 | PVB | 0.750 | 3609831 | RIGHT FRONT
5560 | NEWTONMORE PL | 43016 | Active | CB113565 | WILKINS | 720A | PVB | 0.750 | 3614963 | LEFT SIDE OF HOSUE BY GAS METER
5568 | NEWTONMORE PL | 43016 | Active | T236943 | WILKINS | 720A | PVB | 0.750 | 3603605 | LEFT SIDE
5573 | NEWTONMORE PL | 43016 | Active | T387067 | WILKINS | 720A | PVB | 0.750 | 3607598 | RIGHT FRONT
5576 | NEWTONMORE PL | 43016 | Active | T198318 | WILKINS | 720 | PVB | 0.750 | 3605973 | RIGHT SIDE - FRONT
5584 | NEWTONMORE PL | 43016 | Active | 431773 | WATTS | 800M4QT | PVB | 0.750 | 3608021 | RIGHT FRONT
5589 | NEWTONMORE PL | 43016 | Active | CB674925 | WILKINS | 720A | PVB | 0.750 | 3611363 | Right side
5592 | NEWTONMORE PL | 43016 | Active | T231785 | WILKINS | 720A | PVB | 0.750 | 3613846 | LEFT SIDE OF HOUSE BY GAS METER
5600 | NEWTONMORE PL | 43016 | Active | CB263069 | WILKINS | 720A | PVB | 0.750 | 3619757 | LEFT
5605 | NEWTONMORE PL | 43016 | Active | CB638646 | WILKINS | 720A | PVB | 0.750 | 3615217 | LEFT FRONT
5608 | NEWTONMORE PL | 43016 | Active | CB332985 | WILKINS | 720A | PVB | 0.750 | 3605798 | RIGHT SIDE
5616 | NEWTONMORE PL | 43016 | Active | T196953 | WILKINS | 720A | PVB | 0.750 | 3605797 | right side front
5621 | NEWTONMORE PL | 43016 | Active | T239874 | WILKINS | 720A | PVB | 0.750 | 3607630
5632 | NEWTONMORE PL | 43016 | Active | CB323919 | WILKINS | 720A | PVB | 0.750 | 3619756 | LEFT SIDE OF THE HOUSE
5637 | NEWTONMORE PL | 43016 | Active | T239592 | WILKINS | 720A | PVB | 0.750 | 3616756 | LEFT FRONT
5640 | NEWTONMORE PL | 43016 | Active | CB072683 | WILKINS | 720A | PVB | 0.750 | 3606253 | LEFT SIDE
5648 | NEWTONMORE PL | 43016 | Active | CB489398 | WILKINS | 720A | PVB | 0.750 | 3613250 | RIGHT FRONT
5656 | NEWTONMORE PL | 43016 | Active | T300132 | WILKINS | 720A | PVB | 1.000 | 3606252 | RIGHT SIDE OF HOUSE
5664 | NEWTONMORE PL | 43016 | Active | CB073659 | WILKINS | 720A | PVB | 0.750 | 3603606 | RIGHT SIDE OF HOUSE
5680 | NEWTONMORE PL | 43016 | Active | T210842 | WILKINS | 720 | PVB | 0.750 | 3613807 | LEFT SIDE OF HOUSE
5688 | NEWTONMORE PL | 43016 | Active | EA13429 | WILKINS | 720 | PVB | 0.750 | 3611747 | RIGHT FRONT
6277 | NEWTOWN DR | 43231- | Not Required by DOW | 430887 | WILKINS | 975XL | RP | 1.000 | 69547 | 2641 OAKSTONE, NW CORNER OF BLDG BEHIND ACCESS PANEL
6277 | NEWTOWN DR | 43231- | Not Required by DOW | 6609 | AMES | 2000B | DC | 1.500 | 89384 | 2655 OAKSTONE, LOWER LEVEL MECH RM BY SUMP PUMP
6277 | NEWTOWN DR | 43231- | Not Required by DOW | W001800 | WILKINS | 975XL | RP | 1.000 | 89385 | 2655 OAKSTONE, LOWER LEVEL MECH RM BY SUMP PUMP
6277 | NEWTOWN DR | 43231- | Replaced | REP02566 | WATTS | 919 | RP | 0.500 | 103529 | REPLACED- 2511 OAKSTONE DR, HW FOR MEDICAL/DENTAL, NEAR TUB (COLD WATER)
6277 | NEWTOWN DR | 43231- | Replaced | 02567REP | WATTS | 919 | RP | 0.500 | 103530 | REPLACED- 2511 OAKSTONE DR, HW FOR MEDICAL/DENTAL, NEAR TUB (HOT WATER)
6277 | NEWTOWN DR | 43231- | Duplicate | W429438 | WILKINS | 975XL2 | RP | 0.500 | 3608179 | 2511 OAKSTONE DR, COLONIC DEVICE, COLON TREATMENT ROOM
6277 | NEWTOWN DR | 43231- | Not Required by DOW | W429821 | WILKINS | 975XL2 | RP | 0.500 | 3608180 | 2511 OAKSTONE DR, COLONIC DEVICE, COLON TREATMENT ROOM
6277 | NEWTOWN DR | 43231- | Active | 32609C | WILKINS | 375AST | RP | 6.000 | 3633386 | IN HOT BOX AT PIT AT NEWTOWN ENTRANCE
6316 | NICHOLAS DR | 43235-9500 | Not Required by DOW | 233749 | WATTS | 909HWQT | RP | 0.750 | 99395 | MECHANIC ROOM ABOVE BOILER
6316 | NICHOLAS DR | 43235-9500 | Active | 280405 | WATTS | LFOO9M2QT | RP | 2.000 | 3654422 | MECHANIC ROOM IN BACK.... NEAR STEPS
6341 | NICHOLAS DR | 43235-5204 | Active | W177831 | WILKINS | 975A | RP | 1.500 | 69744 | AT WATER METER
6344 | NICHOLAS DR | 43235-5206 | Active | 88876 | WATTS | 009M2QT | RP | 1.500 | 69747 | MID N MECH/SPRINKLER ROOM AT WATER METER
6344 | NICHOLAS DR | 43235-5206 | Due Install |  |  |  | DCDA | 4.000 | 3635109 | MID N MECH/SPRINKLER ROOM
6380 | NICHOLAS DR | 43235 | Due Install |  |  |  | RP | 0.750 | 3491823 | S/W CORNER OF BUILDING
6380 | NICHOLAS DR | 43235 | Due Install |  |  |  | DCDA | 4.000 | 3652453 | S/W CORNER OF BUILDING
6403 | NICHOLAS DR | 43235-5204 | Active | 411310 | WATTS | 909HWQT | RP | 0.750 | 69895 | South Wall by ELECTRIC PANEL AREA AT WATER MTR
6481 | NICHOLAS DR | 43235-5204 | Removed | 21065REM | WATTS | 800QT | PVB | 0.750 | 70023 | REMOVED- DARK ROOM
6481 | NICHOLAS DR | 43235-5204 | Active | 231830 | WILKINS | 975 | RP | 1.000 | 70024 | SE BSMNT AT METER RESTRM WALL CABINET
6489 | NICHOLAS DR | 43235 | Active | W096984 | WILKINS | 975XLBMS | RP | 0.750 | 70026 | EAST UNIT
6009 | NICHOLAS GLEN | 43213-5109 | Active | EA0256 | WILKINS | 720A | PVB | 0.750 | 68690 | WEST SIDE OF RESIDENCE
6009 | NICHOLAS GLEN | 43213-5109 | Removed | 902580REM | WILKINS | 720A | PVB | 0.750 | 68691 | FRONT LEFT SIDE SE SIDE
6016 | NICHOLAS GLEN | 43213-5108 | Active | 185610 | WATTS | 800M4QT | PVB | 0.750 | 3654525
6025 | NICHOLAS GLEN | 43213-5109 | Active | 95340 | WATTS | 800M4QT | PVB | 0.750 | 68730 | RIGHT SIDE OF HOUSE
6032 | NICHOLAS GLEN | 43213 | Active | G125086 | WILKINS | 720A | PVB | 0.750 | 68746 | LEFT SIDE OF HOUSE
6033 | NICHOLAS GLEN | 43213-5109 | Active | 85418 | WATTS | 800QT | PVB | 0.750 | 68751 | LEFT SIDE OF HOUSE
6033 | NICHOLAS GLEN | 43213-5109 | Active | 85418 | WATTS | 800QT | PVB | 0.750 | 3659086 | LEFT SIDE OF HOUSE
6040 | NICHOLAS GLEN | 43213-5108 | Active | 125061 | WATTS | 800QT | PVB | 0.750 | 68770 | LEFT SIDE OF HOUSE
6041 | NICHOLAS GLEN | 43213-5109 | Active | 902543 | WILKINS | 720A | PVB | 0.750 | 68774 | LEFT SIDE
6048 | NICHOLAS GLEN | 43213-5108 | Active | A006696 | WILKINS | 720A | PVB | 0.750 | 68788 | RIGHT SIDE OF HOME
6049 | NICHOLAS GLEN | 43213-5109 | Active | 95394 | WATTS | 800QT | PVB | 0.750 | 68793 | RIGHT SIDE OF HOUSE
6056 | NICHOLAS GLEN | 43213-5108 | Active | 250385 | WATTS | 800M4FR | PVB | 0.750 | 68817 | LEFT SIDE OF HOUSE
6057 | NICHOLAS GLEN | 43213-5109 | Active | 105554 | WATTS | 800M4QT | PVB | 0.750 | 68820 | RIGHT SIDE OF HOUSE
6064 | NICHOLAS GLEN | 43213-5108 | Active | 86621 | WATTS | 800QT | PVB | 0.750 | 68839 | RIGHT SIDE OF HOUSE
6065 | NICHOLAS GLEN | 43213 | Active | 792931 | WILKINS | 720A | PVB | 0.750 | 68841 | WEST SIDE OF HOUSE
6072 | NICHOLAS GLEN | 43213-5108 | Active | 80436 | WATTS | 800QT | PVB | 0.750 | 68914 | RIGHT SIDE OF HOUSE
6080 | NICHOLAS GLEN | 43213-5108 | Active | 85446 | WATTS | 800QT | PVB | 0.750 | 68943 | RIGHT SIDE OF HOUSE
6081 | NICHOLAS GLEN | 43213 | Active | 624342 | WILKINS | 720A | PVB | 0.750 | 68946 | RIGHT SIDE
6088 | NICHOLAS GLEN | 43213-5108 | Active | 124874 | WATTS | 800QT | PVB | 0.750 | 68953 | LEFT SIDE OF HOUSE
6089 | NICHOLAS GLEN | 43213-5109 | Active | 123467 | WATTS | 800QT | PVB | 0.750 | 68956 | RIGHT SIDE OF HOUSE
6096 | NICHOLAS GLEN | 43213-5108 | Active | 128060 | WATTS | 800QT | PVB | 0.750 | 68979 | LEFT SIDE OF HOUSE
6097 | NICHOLAS GLEN | 43213-5109 | Active | 153536 | WATTS | 800QT | PVB | 0.750 | 87614 | RIGHT SIDE
6104 | NICHOLAS GLEN | 43213-5108 | Active | 100154 | WATTS | 800QT | PVB | 0.750 | 69015 | FRONT RIGHT SIDE
6105 | NICHOLAS GLEN | 43213-5109 | Active | T459205 | WILKINS | 720 | PVB | 0.750 | 69018 | RIGHT SIDE OF HOUSE
6112 | NICHOLAS GLEN | 43213-5108 | Active | 100158 | WATTS | 800QT | PVB | 0.750 | 69040 | FRONT LEFT CORNER
6113 | NICHOLAS GLEN | 43213-5109 | Active | 124884 | WATTS | 800QT | PVB | 0.750 | 69044 | LEFT
6120 | NICHOLAS GLEN | 43213-5108 | Active | 83943 | WATTS | 800QT | PVB | 0.750 | 69061 | RIGHT SIDE OF HOUSE
6121 | NICHOLAS GLEN | 43213-5109 | Active | 128064 | WATTS | 800QT | PVB | 0.750 | 69070 | LEFT SIDE OF HOUSE
6128 | NICHOLAS GLEN | 43213-5108 | Active | 128187 | WATTS | 800QT | PVB | 0.750 | 69092 | LEFT SIDE OF HOUSE
6135 | NICHOLAS GLEN | 43213-5109 | Active | 86618 | WATTS | 800QT | PVB | 0.750 | 69106 | RIGHT SIDE OF HOUSE
6136 | NICHOLAS GLEN | 43213-5108 | Active | 124875 | WATTS | 800M4QT | PVB | 0.750 | 69114 | RIGHT SIDE OF HOUSE
6144 | NICHOLAS GLEN | 43213-5108 | Active | 111804 | WATTS | 800QT | PVB | 0.750 | 69130 | RIGHT SIDE OF HOUSE
6024 | NICHOLAS GLN | 43213-5108 | Active | 902666 | WILKINS | 720A | PVB | 0.750 | 68728 | OUTSIDE
6073 | NICHOLAS GLN | 43213-5109 | Active | BB2888 | FEBCO | 765 | PVB | 0.750 | 68916 | WEST SIDE OF HOUSE
4717 | NICHOLAS POINT DR | 43123-8174 | Active | H461453 | FEBCO | 765 | PVB | 0.750 | 93253 | FRONT OF GARAGE SIDE OF HOUSE
4731 | NICHOLAS POINT DR | 43123 | Active | CB073749 | WILKINS | 720A | PVB | 0.750 | 3603475 | RIGHT SIDE OF HOUSE
4745 | NICHOLAS POINT DR | 43123 | Active | CAA67138 | WILKINS | 720A | PVB | 0.750 | 3650440 | LEFT CENTER
4759 | NICHOLAS POINT DR | 43123 | Active | CB016328 | WILKINS | 720A | PVB | 0.750 | 103314 | LEFT SIDE OF HOME
4771 | NICHOLAS POINT DR | 43123-8174 | Active | H227926 | FEBCO | 765 | PVB | 0.750 | 90777 | LEFT SIDE OF HOUSE
4795 | NICHOLAS POINT DR | 43123 | Active | T433711 | WILKINS | 720A | PVB | 0.750 | 3606133 | FRONT OF HOUSE TO RIGHT OF FRONT DOOR
4819 | NICHOLAS POINT DR | 43123 | Active | T458861 | WILKINS | 720A | PVB | 1.000 | 3604523 | OUTSIDE CORNER OF HOUSE
4783 | NICHOLAS POINTE DR | 43123 | Active | CB113860 | WILKINS | 720A | PVB | 0.750 | 3609660 | FRONT OF HOUSE
9360 | NICHOLSON WAY | 43017 | Active | T230759 | WILKINS | 720A | PVB | 0.750 | 3614916 | FRONT OF HOUSE
9365 | NICHOLSON WAY | 43017 | Active | T198655 | WILKINS | 720A | PVB | 0.750 | 3607742 | LEFT SIDE OF HOUSE
9368 | NICHOLSON WAY | 43017 | Active | CB120451 | WILKINS | 720 | PVB | 0.750 | 3614917 | RIGHT SIDE OF HOUSE
9373 | NICHOLSON WAY | 43017 | Active | T205909 | WILKINS | 720A | PVB | 0.750 | 3610004 | RIGHT SIDE OF HOUSE
9381 | NICHOLSON WAY | 43017 | Active | T386031 | WILKINS | 720A | PVB | 1.000 | 3611793 | RIGHT FRONT
9384 | NICHOLSON WAY | 43017 | Active | H841008 | FEBCO | 765 | PVB | 0.750 | 3605881 | RIGHT SIDE OF HOUSE
9389 | NICHOLSON WAY | 43017 | Active | t311462 | WILKINS | 720A | PVB | 0.750 | 3603289 | RIGHT SIDE OF HOUSE
9392 | NICHOLSON WAY | 43017 | Active | T075176 | WILKINS | 720A | PVB | 0.750 | 101232 | BEHIND GARAGE
9397 | NICHOLSON WAY | 43017 | Active | T205868 | WILKINS | 720A | PVB | 0.750 | 3609700 | LEFT SIDE OF HOUSE
9400 | NICHOLSON WAY | 43017 | Active | T293330 | WILKINS | 720A | PVB | 0.750 | 3629634 | LEFT SIDE OF HOUSE
9405 | NICHOLSON WAY | 43017 | Active | T146437 | WILKINS | 720A | PVB | 0.750 | 3605880 | RIGHT SIDE OF HOUSE
9413 | NICHOLSON WAY | 43017 | Active | T146756 | WILKINS | 720A | PVB | 0.750 | 3603470 | LEFT SIDE OF THE HOUSE
9416 | NICHOLSON WAY | 43017 | Active | CB073609 | WILKINS | 720A | PVB | 0.750 | 3613075 | RIGHT SIDE OF HOUSE BY GAS METER
9421 | NICHOLSON WAY | 43017 | Active | CB154454 | WILKINS | 720A | PVB | 0.750 | 3609383 | RIGHT FRONT
9424 | NICHOLSON WAY | 43017 | Active | T187877 | WILKINS | 720A | PVB | 0.750 | 3608028 | LEFT SIDE OF HOUSE
9432 | NICHOLSON WAY | 43017 | Active | H844496 | FEBCO | 765 | PVB | 0.750 | 3604434 | RIGHT SIDE
9440 | NICHOLSON WAY | 43017 | Active | F022299 | WILKINS | 720A | PVB | 0.750 | 99065 | LEFT SIDE OF HOUSE
9448 | NICHOLSON WAY | 43017 | Active | T034707 | WILKINS | 720A | PVB | 0.750 | 100340 | LEFT SIDE OF HOUSE CENTER
9456 | NICHOLSON WAY | 43017 | Active | H650189 | FEBCO | 765 | PVB | 0.750 | 100157 | LEFT SIDE OF HOUSE
9464 | NICHOLSON WAY | 43017-8010 | Active | F005861 | WILKINS | 720A | PVB | 0.750 | 98187 | LEFT SIDE OF HOUSE
4789 | NIELES EDGE DR | 43232-6503 | Active | G086178 | WILKINS | 720A | PVB | 0.750 | 90332 | LEFT SIDE OF HOUSE
4988 | NIGHT CONCERT LN | 43026 | Active | EAF4969 | WILKINS | 720A | PVB | 0.750 | 3653144 | LEFT SIDE OF HOUSE FOR IRRIGATION
5248 | NIGHTSHADOW DR | 43081-7824 | Active | eak1882 | WILKINS | 720A | PVB | 0.750 | 91694 | left side by tree
3614 | NIGHTSPRING CT | 43026-2400 | NULL | [5 empty] | 3622685
3622 | NIGHTSPRING CT | 43026-2400 | Active | 011384 | WATTS | 800M4FR | PVB | 0.750 | 61303 | WEST SIDE OF HOME
5040 | NIKE DR | 43026-7420 | Active | 236641 | WATTS | 009M2QT | RP | 1.000 | 65801 | IN 5040 A W WALL AT WATER METER
5050 | NIKE DR | 43026-7446 | Active | 250376 | WATTS | 009M2QT | RP | 1.000 | 65857 | IN 5070 A W WALL AT WATER METER
5055 | NIKE DR | 43026-9692 | Active | 71643 | WATTS | 009M1QT | RP | 2.000 | 65873 | WATER METER ROOM
5055 | NIKE DR | 43026-9692 | Not Required by DOW | 75183 | WATTS | 009M1QT | RP | 2.000 | 65874 | STORAGE AREA IN REAR BUILDING
5070 | NIKE DR | 43026-9614 | Active | 37529 | WATTS | 919AQT | RP | 1.000 | 102284 | IN 5070 A E WALL AT WATER METER
5090 | NIKE DR | 43026- | Active | 54645 | WATTS | 919QT | RP | 1.000 | 3622882 | IN 5090 E -E WALL AT WATER METER
5100 | NIKE DR | 43026-7461 | Active | W074908 | WILKINS | 975 | RP | 1.000 | 66012 | IN 5100 E E WALL AT WATER METER
5107 | NIKE DR | 43026- | Due Install |  |  |  | DCDA | 6.000 | 3491841 | METER VAULT RIGHT OF DRIVE IN MULCH
5107 | NIKE DR | 43026- | Due Install |  |  |  | RP | 3.000 | 3658191
5120 | NIKE DR | 43026 | Active | 160918 | WATTS | 009QT | RP | 1.000 | 66081 | IN 5120 A W WALL IN CLOSET AT WATER METER
5150 | NIKE DR | 43026-7448 | Removed | 107271REM | WATTS | 009QT | RP | 2.000 | 66139 | STORAGE ROOM OFF MENS ROOM
5150 | NIKE DR | 43026-7448 | Active | 38575 | WATTS | LF919QT | RP | 2.00 | 66140 | Mens RR
5150 | NIKE DR | 43026-7448 | Active | 22117 | WATTS | LF919QT | RP | 0.750 | 3649549 | MensRR
5220 | NIKE DR | 43026 | Active | 93387 | WATTS | 919 | RP | 0.750 | 3652344 | CENTER SOUTH WALL
5252 | NIKE DR | 43026-7448 | Active | 246072 | WATTS | LF009M2QT | RP | 1.000 | 3491842 | UTILITY ROOM
5252 | NIKE DR | 43026-7448 | Active | 185595 | WATTS | LF007M3QT | DC | 0.750 | 3651067 | UTILITY ROOM
5300 | NIKE DR | 43026-7277 | Active | 233156 | WILKINS | 975 | RP | 2.000 | 66623 | 1ST FLOOR MECHANICAL ROOM
5300 | NIKE DR | 43026-7277 | Active | 233292 | WILKINS | 975 | RP | 1.500 | 66624 | 1ST FLOOR MECHANICAL ROOM FOR LIMITED FIRE
5300 | NIKE DR | 43026-7277 | Not Required by DOW | W104512 | WILKINS | 975XLBMS | RP | 1.000 | 66625 | MECH ROOM WESTENN BY WATER METER
5514 | NIKE DR | 43026-9081 | Active | 278934 | WATTS | 909M1QT | RP | 1.500 | 67142 | METER ROOM - MAIN CORRIDOR -- 5510 NIKE DR
5685 | NIKE DR | 43026-9579 | Active | CB090263 | WILKINS | 720 | PVB | 0.750 | 3491873 | RIGHT SIDE OF HOUSE
5245 | NIKE STATION DR | 43026-7449 | Replaced | REPA98573 | WATTS | 009M3QT | RP | 0.750 | 96871 | REPLACED- AFTER WATER METER
5245 | NIKE STATION DR | 43026-7449 | Active | 4097908 | WILKINS | 975XL2 | RP | 0.750 | 3611278 | AFTER WATER METER
5225 | NIKE STATION WAY | 43026 | Active | 265089 | WATTS | 009M1QT | RP | 2.000 | 89167 | BACK MECH ROOM
5283 | NIKE STATION WAY | 43026 | Active | W255012 | WILKINS | 975XLBMS | RP | 1.500 | 88038 | REAR CENTRAL UTILITY ROOM
5283 | NIKE STATION WAY | 43026 | Active | NAA63 | CONBRACO | 40-10E-06 | DC | 8.000 | 88241 | REAR CENTRAL UTILITY ROOM
5283 | NIKE STATION WAY | 43026 | Active | 628811 | APOLLO | W432100 | DC | 0.500 | 88242 | REAR CENTRAL UTILITY ROOM
5283 | NIKE STATION WAY | 43026 | Not Required by DOW | W01444 | WATTS | 009QT | RP | 0.500 | 88992 | IN REAR BEHIND WATER COOLED ICE MACHINE
5283 | NIKE STATION WAY | 43026 | Not Required by DOW | A66206 | WATTS | 009M3QT | RP | 0.750 | 97472 | DENTAL OFFICE, 5261 NIKE STATION
2101 | NOBLESHIRE RD | 43229-1520 | Active | A0025 | CONBRACO | PVB | PVB | 0.750 | 57256 | REAR OF HOUSE
25 | NOE BIXBY RD | 43213-1411 | Not Required by DOW | 156509 | WATTS | 909M1QT | RP | 3.000 | 58454 | BASEMENT MECHANICAL ROOM
25 | NOE BIXBY RD | 43213-1411 | Not Required by DOW | 101766 | AMES | 4000SS | RP | 4.000 | 58455 | 5253 E BROAD ST, 1ST FLOOR MECHANICAL ROOM, ELECTRIC ROOM
25 | NOE BIXBY RD | 43213-1411 | Not Required by DOW | 2207 | AMES | 4000B | RP | 0.750 | 58456 | BASEMENT MECHANICAL ROOM
25 | NOE BIXBY RD | 43213-1411 | Not Required by DOW | 50469 | AMES | 5000 | RPDA | 4.000 | 58457 | BASEMENT MECHANICAL ROOM (S# 5JN0469)
25 | NOE BIXBY RD | 43213-1411 | LPS - Active |  |  |  | LPC |  | 3635034 | DOMESTIC PUMP -
25 | NOE BIXBY RD | 43213-1411 | Active | UD-0283 | AMES | COLT 400 | RP | 6.000 | 3635035 | HOT BOX AT PIT
14 | NOE BIXBY RD | 43213- | Active | XH-1977 | AMES | COLT 400 | RP | 6.000 | 3492026
160 | NOE BIXBY RD | 43213- | Not Required by DOW | 862403 |  | 800M4QT | PVB | 1.000 | 55516 | BACK OF HOME BY A/C UNIT - 5748 JARDIN
160 | NOE BIXBY RD | 43213- | Removed | 44797REM | WATTS | 800QT | PVB | 0.750 | 55517 | REMOVED- SOUTH SIDE OF HOUSE-- 5665 NOTRE DAME PLACE
160 | NOE BIXBY RD | 43213- | Not Required by DOW | E022338 | WILKINS | 720A | PVB | 0.750 | 55518 | IN FRONT OF #5704 IN FLOWER BED
160 | NOE BIXBY RD | 43213- | Not Required by DOW | BG1743 | FEBCO | 765 | PVB | 0.750 | 88235 | NW CORNER OF HOUSE - 5742 JARDIN PL
160 | NOE BIXBY RD | 43213- | Not Required by DOW | 134808 | WATTS | 009QT | RP | 0.750 | 88502 | 5694 NOTRE DAME
160 | NOE BIXBY RD | 43213- | Not Required by DOW | 362252 | FEBCO | 765 | PVB | 0.750 | 88503 | 5750 BASTILLE
160 | NOE BIXBY RD | 43213- | Not Required by DOW | 44540 | WATTS | 800M4FR | PVB | 0.500 | 88506 | 129 FLORES - LT SIDE OF HOUSE BY AIR CONDITIONING UNIT
160 | NOE BIXBY RD | 43213- | Not Required by DOW | 29336 | WATTS | 719QT | DC | 0.750 | 88507 | FRONT LT IN VALVE BOX IN PORCH, 5692 BASTILLE
160 | NOE BIXBY RD | 43213- | Removed | REMAH2419 | FEBCO | 765 | PVB | 0.750 | 88907 | 5746 BASTILLE PLACE, LEFT OF FRONT DOOR REMOVED
160 | NOE BIXBY RD | 43213- | Removed | REM20963 | WATTS | 800M2QT | PVB | 0.750 | 90987 | REMOVED RIGHT SIDE OF HOUSE 5659 NOTRE DAME PLACE
160 | NOE BIXBY RD | 43213- | Removed | AG5126REM | Febco | 765 | PVB | 0.750 | 91665 | ***REMOVED*** RIGHT SIDE MIDDLE @ 5746 BASTILLE PL
160 | NOE BIXBY RD | 43213- | Not Required by DOW | G215423 | WILKINS | 720A | PVB | 0.750 | 3616678 | 5719 NOTRE DAME, LEFT OF FRONT DOOR
160 | NOE BIXBY RD | 43213- | Not Required by DOW | G215484 | WILKINS | 720A | PVB | 0.750 | 3616679 | 5719 BASTILLE, REAR GARAGE
160 | NOE BIXBY RD | 43213- | Active | XH-1887 | AMES | COLT 400 | RP | 6.000 | 3652450
181 | NOE BIXBY RD | 43213-3511 | Active | 02630 | WATTS | 009QT | RP | 1.000 | 56272 | In back Food Cage
181 | NOE BIXBY RD | 43213-3511 | Active | B09459 | WILKINS | 975 | RP | 3.000 | 56273 | LOWER LEVEL/EQUIPMENT ROOM
181 | NOE BIXBY RD | 43213-3511 | Due Install |  |  |  | DCDA | 6.000 | 3638409
115 | NOE BIXBY RD | 43213-3528 | Active | 7032 | WATTS | 919QT | RP | 2.000 | 91305 | AT WATER METER
1155 | NOE BIXBY RD | 43213-3528 | Active | 152098 | AMES | 3000SS | DCDA | 8.000 | 91728 | MAIN BUILDING-WATER ROOM
1155 | NOE BIXBY RD | 43213-3528 | Active | 47665 | AMES | 2000B | DC | 0.750 | 91729 | MAIN BUILDING
1175 | NOE BIXBY RD | 43213-3530 | Due Install |  |  |  | RP | 1.500 | 3492059
1175 | NOE BIXBY RD | 43213-3530 | Due Install |  |  |  | DCDA | 6.000 | 3658345
1175 | NOE BIXBY RD | 43213-3530 | Due Install |  |  |  | DC | 0.750 | 3659395 | PIT IS JUST EAST OF TREE LINE SOUTHEAST OF DRIVE OF APTS
1188 | NOE BIXBY RD | 43213- | Not Required by DOW | 4184835 | WILKINS | 975XL2 | RP | 2.000 | 54204 | PAST GATE/SOUTHSIDE
1188 | NOE BIXBY RD | 43213- | Not Required by DOW | ALA10312 | WILKINS | 975XL3 | RP | 1.000 | 96633 | 1245 PARK PLAZA DR, AT POOL ROOM PUMP HOUSE
1188 | NOE BIXBY RD | 43213- | Active | XH-1889 | AMES | COLT- 400 | RP | 6.000 | 3652451 | HOT BOX NEAR GATES/GAURD HOUSE
1188 | NOE BIXBY RD | 43213- | Active | ACE-2941 | WILKINS | 975XL | RP | 2.000 | 3655750 | HOT BOX NEAR GATES/GAURD HOUSE